## Retrofit_Capital_Costs
EEI Assumptions | [8 empty] | EEI Assumptions
| Retrofit Capital Costs (2008$/kW) | [8 empty] | Retrofit Capital Costs (2008$/kW)
MW | Wet FGD | Dry FGD w/ FF | SCR | SNCR | Pulse Jet Fabric Filter | ACI | ACI w/ FF | ESP for Oil Units | MW | Wet FGD | Dry FGD w/ FF | SCR | SNCR | Pulse Jet Fabric Filter | ACI | ACI w/ FF | ESP for Oil Units
25 | 799.4581 | 697.3671 | 491.7274 | 33.3543 | 496.6447 | 28.2302 | 524.644 | 152.6799 | 25 | 799.4581 | 697.3671 | 491.7274 | 33.3543 | 496.6447 | 28.2302 | 524.644 | 152.6799
100 | 799.4581 | 697.3671 | 491.7274 | 29.6483 | 437.6374 | 27.144 | 464.6485 | 143.3043 | 100 | 799.4581 | 697.3671 | 491.7274 | 29.6483 | 437.6374 | 27.144 | 464.6485 | 143.3043
125 | 750.3662 | 654.5443 | 485.5808 | 28.4129 | 417.9683 | 26.7819 | 444.65 | 136.073 | 125 | 750.3662 | 654.5443 | 485.5808 | 28.4129 | 417.9683 | 26.7819 | 444.65 | 136.073
150 | 712.5015 | 621.5149 | 479.4342 | 27.1776 | 398.2992 | 26.4226 | 424.6515 | 130.2444 | 150 | 712.5015 | 621.5149 | 479.4342 | 27.1776 | 398.2992 | 26.4226 | 424.6515 | 130.2444
175 | 681.982 | 594.8928 | 473.2876 | 25.9422 | 378.6301 | 26.1108 | 404.653 | 125.3976 | 175 | 681.982 | 594.8928 | 473.2876 | 25.9422 | 378.6301 | 26.1108 | 404.653 | 125.3976
200 | 656.6035 | 572.7551 | 467.141 | 24.7069 | 358.961 | 25.6935 | 384.6545 | 121.2724 | 200 | 656.6035 | 572.7551 | 467.141 | 24.7069 | 358.961 | 25.6935 | 384.6545 | 121.2724
225 | 635.0031 | 553.9131 | 460.9944 | 23.4715 | 339.2919 | 25.3641 | 364.656 | 117.6974 | 225 | 635.0031 | 553.9131 | 460.9944 | 23.4715 | 339.2919 | 25.3641 | 364.656 | 117.6974
250 | 616.2838 | 537.5842 | 454.8479 | 22.2362 | 319.6228 | 25.0347 | 344.6575 | 114.5543 | 250 | 616.2838 | 537.5842 | 454.8479 | 22.2362 | 319.6228 | 25.0347 | 344.6575 | 114.5543
275 | 599.8259 | 523.228 | 448.7013 | 21.0009 | 299.9537 | 24.7053 | 324.659 | 111.7582 | 275 | 599.8259 | 523.228 | 448.7013 | 21.0009 | 299.9537 | 24.7053 | 324.659 | 111.7582
300 | 585.1851 | 510.4569 | 442.5547 | 19.7655 | 292.3046 | 24.1563 | 316.4609 | 109.2463 | 300 | 585.1851 | 510.4569 | 442.5547 | 19.7655 | 292.3046 | 24.1563 | 316.4609 | 109.2463
325 | 572.0327 | 498.984 | 436.4081 | 18.5302 | 284.6555 | 23.6073 | 308.2628 | 106.9711 | 325 | 572.0327 | 498.984 | 436.4081 | 18.5302 | 284.6555 | 23.6073 | 308.2628 | 106.9711
350 | 560.1191 | 488.5918 | 430.2615 | 17.2948 | 277.0064 | 23.0583 | 300.0647 | 104.8955 | 350 | 560.1191 | 488.5918 | 430.2615 | 17.2948 | 277.0064 | 23.0583 | 300.0647 | 104.8955
375 | 549.251 | 479.1115 | 424.1149 | 16.0595 | 269.3573 | 22.5093 | 291.8666 | 102.9904 | 375 | 549.251 | 479.1115 | 424.1149 | 16.0595 | 269.3573 | 22.5093 | 291.8666 | 102.9904
400 | 539.2755 | 470.4099 | 417.9683 | 14.8241 | 261.7083 | 21.9603 | 283.6685 | 101.2323 | 400 | 539.2755 | 470.4099 | 417.9683 | 14.8241 | 261.7083 | 21.9603 | 283.6685 | 101.2323
425 | 530.07 | 462.38 | 411.8217 | 13.5888 | 254.0592 | 21.4113 | 275.4704 | 99.6023 | 425 | 530.07 | 462.38 | 411.8217 | 13.5888 | 254.0592 | 21.4113 | 275.4704 | 99.6023
450 | 521.5349 | 454.9348 | 405.6751 | 12.3534 | 246.4101 | 20.8623 | 267.2723 | 98.0846 | 450 | 521.5349 | 454.9348 | 405.6751 | 12.3534 | 246.4101 | 20.8623 | 267.2723 | 98.0846
475 | 513.5878 | 448.0026 | 399.5285 | 11.1181 | 238.761 | 20.3133 | 259.0742 | 96.6661 | 475 | 513.5878 | 448.0026 | 399.5285 | 11.1181 | 238.761 | 20.3133 | 259.0742 | 96.6661
500 | 506.1605 | 441.5237 | 393.3819 | 9.8828 | 231.1119 | 19.7642 | 250.8761 | 95.3359 | 500 | 506.1605 | 441.5237 | 393.3819 | 9.8828 | 231.1119 | 19.7642 | 250.8761 | 95.3359
525 | 499.1953 | 435.4479 | 387.2353 | 9.8828 | 224.9653 | 19.1466 | 244.1119 | 94.0846 | 525 | 499.1953 | 435.4479 | 387.2353 | 9.8828 | 224.9653 | 19.1466 | 244.1119 | 94.0846
550 | 492.6434 | 429.7328 | 381.0887 | 9.8828 | 218.8187 | 18.529 | 237.3477 | 92.9044 | 550 | 492.6434 | 429.7328 | 381.0887 | 9.8828 | 218.8187 | 18.529 | 237.3477 | 92.9044
575 | 486.4632 | 424.3418 | 374.9421 | 9.8828 | 212.6721 | 17.9114 | 230.5835 | 91.7882 | 575 | 486.4632 | 424.3418 | 374.9421 | 9.8828 | 212.6721 | 17.9114 | 230.5835 | 91.7882
600 | 480.6188 | 419.2437 | 368.7956 | 9.8828 | 206.5255 | 17.2937 | 223.8192 | 90.7302 | 600 | 480.6188 | 419.2437 | 368.7956 | 9.8828 | 206.5255 | 17.2937 | 223.8192 | 90.7302
625 | 475.0789 | 401.5166 | 362.649 | 9.8828 | 200.3789 | 16.6761 | 217.055 | 90 | 625 | 475.0789 | 401.5166 | 362.649 | 9.8828 | 200.3789 | 16.6761 | 217.055 | 90
650 | 469.8165 | 401.5166 | 356.5024 | 9.8828 | 194.2323 | 16.0585 | 210.2908 | 88.7686 | 650 | 469.8165 | 401.5166 | 356.5024 | 9.8828 | 194.2323 | 16.0585 | 210.2908 | 88.7686
675 | 464.8078 | 401.5166 | 350.3558 | 9.8828 | 188.0857 | 15.4408 | 203.5266 | 87.8565 | 675 | 464.8078 | 401.5166 | 350.3558 | 9.8828 | 188.0857 | 15.4408 | 203.5266 | 87.8565
700 | 460.0318 | 401.5166 | 344.2092 | 9.8828 | 181.9391 | 14.8232 | 196.7623 | 86.9853 | 700 | 460.0318 | 401.5166 | 344.2092 | 9.8828 | 181.9391 | 14.8232 | 196.7623 | 86.9853
725 | 455.4699 | 401.5166 | 334.9893 | 9.8828 | 181.9391 | 14.8232 | 196.7623 | 86.1518 | 725 | 455.4699 | 401.5166 | 334.9893 | 9.8828 | 181.9391 | 14.8232 | 196.7623 | 86.1518
750 | 451.1057 | 401.5166 | 325.7694 | 9.8828 | 181.9391 | 14.8232 | 196.7623 | 85.3533 | 750 | 451.1057 | 401.5166 | 325.7694 | 9.8828 | 181.9391 | 14.8232 | 196.7623 | 85.3533
775 | 446.9244 | 401.5166 | 316.5495 | 9.8828 | 181.9391 | 14.8232 | 196.7623 | 84.5871 | 775 | 446.9244 | 401.5166 | 316.5495 | 9.8828 | 181.9391 | 14.8232 | 196.7623 | 84.5871
800 | 442.9127 | 401.5166 | 307.3296 | 9.8828 | 181.9391 | 14.8232 | 196.7623 | 83.8511 | 800 | 442.9127 | 401.5166 | 307.3296 | 9.8828 | 181.9391 | 14.8232 | 196.7623 | 83.8511
825 | 439.0589 | 401.5166 | 298.1097 | 9.8828 | 181.9391 | 14.8232 | 196.7623 | 83.1432 | 825 | 439.0589 | 401.5166 | 298.1097 | 9.8828 | 181.9391 | 14.8232 | 196.7623 | 83.1432
850 | 435.3522 | 401.5166 | 288.8899 | 9.8828 | 181.9391 | 14.8232 | 196.7623 | 82.4615 | 850 | 435.3522 | 401.5166 | 288.8899 | 9.8828 | 181.9391 | 14.8232 | 196.7623 | 82.4615
875 | 431.7829 | 401.5166 | 279.67 | 9.8828 | 181.9391 | 14.8232 | 196.7623 | 81.8044 | 875 | 431.7829 | 401.5166 | 279.67 | 9.8828 | 181.9391 | 14.8232 | 196.7623 | 81.8044
900 | 428.3422 | 401.5166 | 270.4501 | 9.8828 | 181.9391 | 14.8232 | 196.7623 | 81.0506 | 900 | 428.3422 | 401.5166 | 270.4501 | 9.8828 | 181.9391 | 14.8232 | 196.7623 | 81.0506
AEP Data Points
Interpolation
|  | y=2956.6x^-0.284 | [5 empty] | General Estimate
| 100 | 799.4523
y = -2E-05x3 + 0.0502x2 - 36.487x + 9143
5976.3

## Emission_Controls
|  | Discount Rate | 0.1361
Removal Efficiencies
|  | VOM | FOM $/kW | FOM $/MW week | NOx_Rate_Factor | SO2_Rate_Factor
| DSI | 13 |  | table | 0 | 0.3 | Only on units with emission rates less than 1.5 lb/MMBtu - West Coal units 3/4 get DSI and ACI in 2013
| ACI | 0 |  | table | 0 | 0
| Bag House | 0 |  | table | 0 | 0 | West Coal Units 1/4 get DSI, ACI and BagHouse in 2013
| Wet FGD | 0 |  | table | 0 | 0.98 | East coal units 2015
| Dry FGD | 0 |  | table | 0 | 0.9
| SCR | 0 |  | table | 0.85 | 0 | East coal units 2015
| SNCR | 0 | 20 | 52 | 0.2 | 0
| CCR | 0 | 150 | 393 | 0 | 0 | All Coal units starting in 2017
| Fuel Switch | 0 |  | 0 | 0 | 0.83 | starting 2013
| AEP Modified - Includes Boiler Mods and Landfill Cost | [8 empty] | AEP Modified - Includes Boiler Mods and Landfill Cost
|  | Retrofit Capital Costs $ / MW week | [8 empty] | Retrofit Capital Costs (2008$/kW)
| MW | Wet FGD | Dry FGD w/ FF | SCR | SNCR | Pulse Jet Fabric Filter | ACI or DSI | ACI w/ FF | ESP for Oil Units | MW | Wet FGD | Dry FGD w/ FF | SCR | SNCR | Pulse Jet Fabric Filter | ACI or DSI | ACI w/ FF | ESP for Oil Units
| 0 | 3331 | 2362 | 646 | 52 | 1300 | 74 | 1373 | 400 | 0 | 1272.7719 | 902.4643 | 246.9565 | 20 | 496.6447 | 28.2302 | 524.644 | 152.6799
| 25 | 3331 | 2362 | 646 | 52 | 1300 | 74 | 1373 | 400 | 25 | 1272.7719 | 902.4643 | 246.9565 | 20 | 496.6447 | 28.2302 | 524.644 | 152.6799
| 100 | 3331 | 2362 | 646 | 52 | 1145 | 71 | 1216 | 375 | 100 | 1272.7719 | 902.4643 | 246.9565 | 20 | 437.6374 | 27.144 | 464.6485 | 143.3043
| 125 | 3127 | 2217 | 638 | 52 | 1094 | 70 | 1164 | 356 | 125 | 1194.6154 | 847.0471 | 243.8696 | 20 | 417.9683 | 26.7819 | 444.65 | 136.073
| 150 | 2969 | 2105 | 630 | 52 | 1042 | 69 | 1111 | 341 | 150 | 1134.3332 | 804.3038 | 240.7826 | 20 | 398.2992 | 26.4226 | 424.6515 | 130.2444
| 175 | 2842 | 2015 | 622 | 52 | 991 | 68 | 1059 | 328 | 175 | 1085.7448 | 769.8519 | 237.6957 | 20 | 378.6301 | 26.1108 | 404.653 | 125.3976
| 200 | 2736 | 1940 | 614 | 52 | 940 | 67 | 1007 | 317 | 200 | 1045.3412 | 741.2036 | 234.6087 | 20 | 358.961 | 25.6935 | 384.6545 | 121.2724
| 225 | 2646 | 1876 | 606 | 52 | 888 | 66 | 954 | 308 | 225 | 1010.9525 | 716.8201 | 231.5217 | 20 | 339.2919 | 25.3641 | 364.656 | 117.6974
| 250 | 2568 | 1821 | 598 | 52 | 837 | 66 | 902 | 300 | 250 | 981.1505 | 695.6889 | 228.4348 | 20 | 319.6228 | 25.0347 | 344.6575 | 114.5543
| 275 | 2499 | 1772 | 590 | 52 | 785 | 65 | 850 | 293 | 275 | 954.9488 | 677.1105 | 225.3478 | 20 | 299.9537 | 24.7053 | 324.659 | 111.7582
| 300 | 2438 | 1729 | 582 | 52 | 765 | 63 | 828 | 286 | 300 | 931.64 | 660.5833 | 222.2609 | 20 | 292.3046 | 24.1563 | 316.4609 | 109.2463
AEP Data Points | 325 | 2384 | 1690 | 574 | 52 | 745 | 62 | 807 | 280 | 325 | 910.7008 | 645.7362 | 219.1739 | 20 | 284.6555 | 23.6073 | 308.2628 | 106.9711
Interpolation | 350 | 2334 | 1655 | 566 | 52 | 725 | 60 | 785 | 275 | 350 | 891.7338 | 632.2876 | 216.087 | 20 | 277.0064 | 23.0583 | 300.0647 | 104.8955
General Estimate | 375 | 2289 | 1623 | 557 | 52 | 705 | 59 | 764 | 270 | 375 | 874.4313 | 620.0192 | 213 | 20 | 269.3573 | 22.5093 | 291.8666 | 102.9904
| 400 | 2247 | 1593 | 496 | 52 | 685 | 57 | 742 | 265 | 400 | 858.5499 | 608.7584 | 189.3333 | 20 | 261.7083 | 21.9603 | 283.6685 | 101.2323
| 425 | 2209 | 1566 | 434 | 52 | 665 | 56 | 721 | 261 | 425 | 843.8944 | 598.3669 | 165.6667 | 20 | 254.0592 | 21.4113 | 275.4704 | 99.6023
| 450 | 2173 | 1541 | 471 | 52 | 645 | 55 | 700 | 257 | 450 | 830.3061 | 588.732 | 180 | 20 | 246.4101 | 20.8623 | 267.2723 | 98.0846
| 475 | 2140 | 1479 | 471 | 52 | 625 | 53 | 678 | 253 | 475 | 817.654 | 565.0654 | 180 | 20 | 238.761 | 20.3133 | 259.0742 | 96.6661
| 500 | 2109 | 1417 | 471 | 52 | 605 | 52 | 657 | 250 | 500 | 805.8294 | 541.3987 | 180 | 20 | 231.1119 | 19.7642 | 250.8761 | 95.3359
| 525 | 2080 | 1470 | 471 | 52 | 589 | 50 | 639 | 246 | 525 | 794.7405 | 561.8026 | 180 | 20 | 224.9653 | 19.1466 | 244.1119 | 94.0846
| 550 | 2053 | 1451 | 471 | 52 | 573 | 48 | 621 | 243 | 550 | 784.3097 | 554.4291 | 180 | 20 | 218.8187 | 18.529 | 237.3477 | 92.9044
| 575 | 2027 | 1433 | 471 | 52 | 557 | 47 | 604 | 240 | 575 | 774.4705 | 547.4738 | 180 | 20 | 212.6721 | 17.9114 | 230.5835 | 91.7882
| 600 | 2003 | 1416 | 471 | 52 | 541 | 45 | 586 | 237 | 600 | 765.1659 | 540.8964 | 180 | 20 | 206.5255 | 17.2937 | 223.8192 | 90.7302
| 625 | 1912 | 1356 | 471 | 52 | 524 | 44 | 568 | 235 | 625 | 730.5409 | 518.0253 | 180 | 20 | 200.3789 | 16.6761 | 217.055 | 89.7252
| 650 | 1821 | 1356 | 471 | 52 | 508 | 42 | 550 | 232 | 650 | 695.9159 | 518.0253 | 180 | 20 | 194.2323 | 16.0585 | 210.2908 | 88.7686
| 675 | 1731 | 1356 | 471 | 52 | 492 | 40 | 533 | 230 | 675 | 661.2909 | 518.0253 | 180 | 20 | 188.0857 | 15.4408 | 203.5266 | 87.8565
| 700 | 1640 | 1356 | 471 | 52 | 476 | 39 | 515 | 228 | 700 | 626.6659 | 518.0253 | 180 | 20 | 181.9391 | 14.8232 | 196.7623 | 86.9853
| 725 | 1550 | 1356 | 471 | 52 | 476 | 39 | 515 | 225 | 725 | 592.0409 | 518.0253 | 180 | 20 | 181.9391 | 14.8232 | 196.7623 | 86.1518
| 750 | 1459 | 1356 | 471 | 52 | 476 | 39 | 515 | 223 | 750 | 557.4159 | 518.0253 | 180 | 20 | 181.9391 | 14.8232 | 196.7623 | 85.3533
| 775 | 1368 | 1356 | 471 | 52 | 476 | 39 | 515 | 221 | 775 | 522.7909 | 518.0253 | 180 | 20 | 181.9391 | 14.8232 | 196.7623 | 84.5871
| 800 | 1726 | 1356 | 471 | 52 | 476 | 39 | 515 | 219 | 800 | 659.3056 | 518.0253 | 180 | 20 | 181.9391 | 14.8232 | 196.7623 | 83.8511
| 825 | 1681 | 1356 | 471 | 52 | 476 | 39 | 515 | 218 | 825 | 642.1556 | 518.0253 | 180 | 20 | 181.9391 | 14.8232 | 196.7623 | 83.1432
| 850 | 1636 | 1356 | 471 | 52 | 476 | 39 | 515 | 216 | 850 | 625.0056 | 518.0253 | 180 | 20 | 181.9391 | 14.8232 | 196.7623 | 82.4615
| 875 | 1591 | 1356 | 471 | 52 | 476 | 39 | 515 | 214 | 875 | 607.8556 | 518.0253 | 180 | 20 | 181.9391 | 14.8232 | 196.7623 | 81.8044
| 900 | 1546 | 1356 | 471 | 52 | 476 | 39 | 515 | 212 | 900 | 590.7056 | 518.0253 | 180 | 20 | 181.9391 | 14.8232 | 196.7623 | 81.0506
| 925 | 1501 | 1356 | 471 | 52 | 476 | 39 | 515 | 212 | 925 | 573.5556 | 518.0253 | 180 | 20 | 181.9391 | 14.8232 | 196.7623 | 81.0506
| 950 | 1456 | 1356 | 471 | 52 | 476 | 39 | 515 | 212 | 950 | 556.4056 | 518.0253 | 180 | 20 | 181.9391 | 14.8232 | 196.7623 | 81.0506
| 975 | 1411 | 1356 | 471 | 52 | 476 | 39 | 515 | 212 | 975 | 539.2556 | 518.0253 | 180 | 20 | 181.9391 | 14.8232 | 196.7623 | 81.0506
| 1000 | 1367 | 1356 | 471 | 52 | 476 | 39 | 515 | 212 | 1000 | 522.1056 | 518.0253 | 180 | 20 | 181.9391 | 14.8232 | 196.7623 | 81.0506
| 1025 | 1322 | 1356 | 471 | 52 | 476 | 39 | 515 | 212 | 1025 | 504.9556 | 518.0253 | 180 | 20 | 181.9391 | 14.8232 | 196.7623 | 81.0506
| 1050 | 1277 | 1356 | 471 | 52 | 476 | 39 | 515 | 212 | 1050 | 487.8056 | 518.0253 | 180 | 20 | 181.9391 | 14.8232 | 196.7623 | 81.0506
| 1075 | 1232 | 1356 | 471 | 52 | 476 | 39 | 515 | 212 | 1075 | 470.6556 | 518.0253 | 180 | 20 | 181.9391 | 14.8232 | 196.7623 | 81.0506
| 1100 | 1187 | 1356 | 471 | 52 | 476 | 39 | 515 | 212 | 1100 | 453.5056 | 518.0253 | 180 | 20 | 181.9391 | 14.8232 | 196.7623 | 81.0506
| 1125 | 1142 | 1356 | 471 | 52 | 476 | 39 | 515 | 212 | 1125 | 436.3556 | 518.0253 | 180 | 20 | 181.9391 | 14.8232 | 196.7623 | 81.0506
| 1150 | 1097 | 1356 | 471 | 52 | 476 | 39 | 515 | 212 | 1150 | 419.2056 | 518.0253 | 180 | 20 | 181.9391 | 14.8232 | 196.7623 | 81.0506
| 1175 | 1052 | 1356 | 471 | 52 | 476 | 39 | 515 | 212 | 1175 | 402.0556 | 518.0253 | 180 | 20 | 181.9391 | 14.8232 | 196.7623 | 81.0506
| 1200 | 1007 | 1356 | 471 | 52 | 476 | 39 | 515 | 212 | 1200 | 384.9056 | 518.0253 | 180 | 20 | 181.9391 | 14.8232 | 196.7623 | 81.0506
| 1225 | 963 | 1356 | 471 | 52 | 476 | 39 | 515 | 212 | 1225 | 367.7556 | 518.0253 | 180 | 20 | 181.9391 | 14.8232 | 196.7623 | 81.0506
| 1250 | 918 | 1356 | 471 | 52 | 476 | 39 | 515 | 212 | 1250 | 350.6056 | 518.0253 | 180 | 20 | 181.9391 | 14.8232 | 196.7623 | 81.0506
| 1275 | 873 | 1356 | 471 | 52 | 476 | 39 | 515 | 212 | 1275 | 333.4556 | 518.0253 | 180 | 20 | 181.9391 | 14.8232 | 196.7623 | 81.0506
| 1300 | 1383 | 1356 | 472 | 52 | 476 | 39 | 515 | 212 | 1300 | 528.3731 | 518.0253 | 180.1483 | 20 | 181.9391 | 14.8232 | 196.7623 | 81.0506
| 10000 | 1383 | 1356 | 472 | 52 | 476 | 39 | 515 | 212 | 10000 | 528.3731 | 518.0253 | 180.1483 | 20 | 181.9391 | 14.8232 | 196.7623 | 81.0506
Note on F33: American Electric Power®: CV5-6
Note on P33: American Electric Power®: CV5-6
Note on E36: American Electric Power®: NE 3-4
Note on F36: American Electric Power®: NE3-4 actually 170 but rounded up for consistency with RK
Note on O36: American Electric Power®: NE 3-4
Note on P36: American Electric Power®: NE3-4 actually 170 but rounded up for consistency with RK
Note on E39: American Electric Power®: Welsh
Note on O39: American Electric Power®: Welsh
Note on D42: American Electric Power®: MR5
Note on N42: American Electric Power®: MR5
Note on D50: American Electric Power®: BS2
Note on N50: American Electric Power®: BS2
Note on D70: American Electric Power®: RK1
Note on F70: American Electric Power®: RK1
Note on N70: American Electric Power®: RK1
Note on P70: American Electric Power®: RK1

## Resources
Install Year
DSI | ACI | Bag House | Wet FGD | Dry FGD | SCR | SNCR | CCR | Fuel Switch | Fuel Blend Rate Factor | original order | Name | Utility | Heat Rate | Capacity | Resource Begin Date | Resource End Date | E/W
[10 empty] | 1 | 1515 S Caron Road:GT1 | Rochelle Municipal Utilities | 11306 | 3000 | 2000-05-01 | 2050-12-31
[10 empty] | 2 | 191 Peachtree Tower:GEN1-2 | 191 Peachtree Associates | 10897 | 2340 | 1991-05-01 | 2050-12-31
[10 empty] | 3 | 2 AC Station:10TG | Ispat Inland Inc | 13361 | 18000 | 1948-01-01 | 2050-12-31
[10 empty] | 4 | 2 AC Station:11TG | Ispat Inland Inc | 13277 | 18000 | 1950-03-01 | 2050-12-31
[10 empty] | 5 | 2 AC Station:8TG | Ispat Inland Inc | 14323 | 10000 | 1926-01-01 | 2050-12-31
[10 empty] | 6 | 3200 Wildwood Plaza:F & G1 | 3200 Windy Hill Road Investors LLC | 10821 | 1000 | 1995-07-01 | 2050-12-31
[10 empty] | 7 | 491 E 48TH Street:7 | Holland Board of Public Works | 11472 | 37600 | 1992-05-01 | 2050-12-31
[10 empty] | 8 | 491 E 48TH Street:8 | Holland Board of Public Works | 11372 | 37600 | 1992-05-01 | 2050-12-31
[10 empty] | 9 | 491 E 48TH Street:9 | Holland Board of Public Works | 11793 | 72000 | 2000-04-01 | 2050-12-31
[10 empty] | 10 | 5 AC Station:17TG | Northlake Energy | 10692 | 75000 | 1996-05-01 | 2050-12-31
[10 empty] | 11 | 5 IN 1 Dam Hydro:GEN1-3 | Cedar Rapids Hydro Dam | 0 | 2100 | 1986-11-01 | 2050-12-31
[10 empty] | 12 | 59TH Street:GT1 | Consolidated Edison Co of New York Inc | 16595 | 13000 | 1969-06-01 | 2050-12-31
[10 empty] | 13 | 74TH Street:GT1 | Consolidated Edison Co of New York Inc | 15676 | 19000 | 1968-10-01 | 2050-12-31
[10 empty] | 14 | 74TH Street:GT2 | Consolidated Edison Co of New York Inc | 15676 | 20500 | 1968-10-01 | 2050-12-31
[10 empty] | 15 | 99 Islands:1-6 | Duke Energy Carolinas | 0 | 9600 | 1910-05-01 | 2050-12-31
[10 empty] | 16 | A B Brown:GT1 | Southern Indiana Gas & Electric Co | 10800 | 80000 | 1991-06-01 | 2050-12-31
[10 empty] | 17 | A B Brown:GT2 | Southern Indiana Gas & Electric Co | 12633 | 80000 | 2002-06-01 | 2050-12-31
|  |  | 2017 |  | 2017 |  | 2017 | 2013 | 0.93353 | 18 | A B Brown:ST1 | Southern Indiana Gas & Electric Co | 10302 | 245000 | 1979-03-01 | 2050-12-31 | E
|  |  | 2017 |  | 2017 |  | 2017 | 2013 | 0.93353 | 19 | A B Brown:ST2 | Southern Indiana Gas & Electric Co | 10224 | 245000 | 1986-02-01 | 2050-12-31 | E
2017 | 2017 | 2017 |  | 2019 | 2021 |  | 2017 |  |  | 20 | A E Staley Decatur Plant Cogeneration:GEN1 | A E Staley Manufacturing Co | 11436 | 58090 | 1989-01-01 | 2050-12-31 | W
[10 empty] | 21 | A L Pierce:GT | Connecticut Municipal Electric Energy Coop | 12215 | 71400 | 2007-10-04 | 2050-12-31
[10 empty] | 22 | Abbotts Mill:1 | PPL Maine LLC | 0 | 25 | 2000-06-01 | 2050-12-31
[10 empty] | 23 | Abc Coke:1 | Drummond Co Inc | 11661 | 3800 | 1997-08-01 | 2050-12-31
[10 empty] | 24 | Abenaquis:GEN1-3 | Hydro Sherbrooke | 0 | 2900 | 1910-01-01 | 2050-12-31
[10 empty] | 25 | Aberdeen CT:GT1 | NorthWestern Corp | 13560 | 20500 | 1978-05-01 | 2050-12-31
[10 empty] | 26 | Abilene Energy Center Combustion Turbine:GT1 | Westar Energy Inc | 12232 | 72000 | 1973-07-01 | 2050-12-31
[10 empty] | 27 | Abitibi Canyon GS:145 | Ontario Power Generation Inc | 0 | 208000 | 1933-01-01 | 2050-12-31
[10 empty] | 28 | Abitibi Canyon GS:2 | Ontario Power Generation Inc | 0 | 60000 | 1933-01-01 | 2050-12-31
[10 empty] | 29 | Abitibi Canyon GS:3 | Ontario Power Generation Inc | 0 | 60000 | 1933-01-01 | 2050-12-31
[10 empty] | 30 | Acadia Power Station:CC1 | CLECO Power LLC | 7278 | 531500 | 2002-07-03 | 2050-12-31
[10 empty] | 31 | Acadia Power Station:CC2 | Acadia Power Partners LLC | 7434 | 531500 | 2002-08-05 | 2050-12-31
[10 empty] | 32 | ACE Boston Solar:PV1 | American Capital Energy | 1000 | 2000 | 2011-07-01 | 2050-12-31
[10 empty] | 33 | Acolus Wind Facility:WT | Aelous Wind LLC | 1000 | 3000 | 2003-12-22 | 2050-12-31
2017 | 2017 | 2017 |  | 2021 | 2021 |  | 2017 |  |  | 34 | ACS Crookston:G1-2 | American Crystal Sugar Co | 12324 | 6500 | 1954-09-01 | 2050-12-31 | W
|  |  | 2017 |  | 2017 |  | 2017 |  |  | 35 | ACS Drayton:G1 | American Crystal Sugar Co | 12168 | 6000 | 1965-09-01 | 2050-12-31 | E
2017 | 2017 | 2017 |  | 2021 | 2021 |  | 2017 |  |  | 36 | ACS East Grand Forks:G1-2 | American Crystal Sugar Co | 11887 | 7500 | 1990-09-01 | 2050-12-31 | W
|  |  | 2017 |  | 2017 |  | 2017 |  |  | 37 | ACS Hillsboro:G1 | American Crystal Sugar Co | 11801 | 13300 | 1990-09-01 | 2050-12-31 | E
2017 | 2017 | 2017 |  | 2021 | 2021 |  | 2017 |  |  | 38 | ACS Moorhead:G1-2 | American Crystal Sugar Co | 12402 | 5000 | 1948-09-01 | 2050-12-31 | W
[10 empty] | 39 | Ada Cogeneration LP:CC | Ada Cogeneration LP | 8135 | 29400 | 1990-10-01 | 2050-12-31
[10 empty] | 40 | Ada Dam:ADA1 | STS HydroPower Ltd | 0 | 1400 | 1984-03-01 | 2050-12-31
[10 empty] | 41 | Adams:WT 1 9 | Garwin McNeilus Wind Energy Co | 1000 | 13500 | 2003-09-01 | 2050-12-31
[10 empty] | 42 | Adams:WT 10-15 | Rose Creek Wind LLC | 1000 | 10000 | 2004-07-01 | 2050-12-31
[10 empty] | 43 | Adir Hy Potsdam Pap:1 | Niagara Mohawk Power Corp | 0 | 2700 | 1984-07-01 | 2050-12-31
[10 empty] | 44 | Adir Hy Schroon Riv:1 | Niagara Mohawk Power Corp | 0 | 1800 | 1988-12-01 | 2050-12-31
[10 empty] | 45 | Adrian Landfill (DTE):UNT1-3 | Adrian Energy Associates LLC | 10000 | 2400 | 1994-12-01 | 2050-12-31
[10 empty] | 46 | Adrian:5 | Adrian Public Utilities Commission | 10417 | 2000 | 2005-05-01 | 2050-12-31
[10 empty] | 47 | Advance Mills:1 | Robert A Lodi | 0 | 100 | 1984-11-01 | 2050-12-31
[10 empty] | 48 | AEP Generating Co Lawrenceburg Plant:CC1 | AEP Generating Co | 7144 | 540000 | 2004-02-15 | 2050-12-31
[10 empty] | 49 | AEP Generating Co Lawrenceburg Plant:CC2 | AEP Generating Co | 7069 | 540000 | 2004-02-15 | 2050-12-31
|  |  | 2017 |  | 2017 |  | 2017 |  |  | 50 | AES Beaver Valley Partners Beaver Valley:GEN2 | AES Beaver Valley | 11668 | 32000 | 1987-07-01 | 2050-12-31 | E
|  |  | 2017 |  | 2017 |  | 2017 |  |  | 51 | AES Beaver Valley Partners Beaver Valley:GEN3 | AES Beaver Valley | 11042 | 114000 | 1987-07-01 | 2050-12-31 | E
|  |  | 2017 |  | 2017 |  | 2017 |  |  | 52 | AES Cayuga:CAY1 | AES Cayuga LLC | 9634 | 152200 | 1955-09-01 | 2050-12-31 | E
|  |  | 2017 |  | 2017 |  | 2017 |  |  | 53 | AES Cayuga:CAY2 | AES Cayuga LLC | 9687 | 153500 | 1955-09-01 | 2050-12-31 | E
|  |  | 2017 |  | 2017 |  | 2017 |  |  | 54 | AES Greenidge:4 | AES Greenidge | 10128 | 106300 | 1953-12-01 | 2050-12-31 | E
[10 empty] | 55 | AES Ironwood:CC | AES Ironwood | 7414 | 669000 | 2001-12-31 | 2050-12-31
|  |  | 2016 |  | 2016 |  | 2017 | 2013 | 0.93455 | 56 | AES Petersburg (IN):4 | Indianapolis Power & Light | 10568 | 545000 | 1986-04-01 | 2050-12-31 | E
[10 empty] | 57 | AES Petersburg (IN):IC1-3 | Indianapolis Power & Light | 10916 | 8000 | 1967-08-01 | 2050-12-31
|  |  | 2017 |  | 2017 |  | 2017 | 2013 | 0.93455 | 58 | AES Petersburg (IN):ST1 | Indianapolis Power & Light | 9444 | 232000 | 1967-06-01 | 2050-12-31 | E
|  |  | 2017 |  | 2017 |  | 2017 | 2013 | 0.93455 | 59 | AES Petersburg (IN):ST2 | Indianapolis Power & Light | 9451 | 435000 | 1969-12-01 | 2050-12-31 | E
|  |  | 2016 |  | 2016 |  | 2017 | 2013 | 0.93455 | 60 | AES Petersburg (IN):ST3 | Indianapolis Power & Light | 10640 | 540000 | 1977-11-01 | 2050-12-31 | E
|  |  | 2017 |  | 2017 |  | 2017 |  |  | 61 | AES Shady Point Inc:GEN1 | AES Shady Point Inc | 10519 | 160000 | 1990-09-01 | 2050-12-31 | E
|  |  | 2017 |  | 2017 |  | 2017 |  |  | 62 | AES Shady Point Inc:GEN2 | AES Shady Point Inc | 10517 | 160000 | 1990-11-01 | 2050-12-31 | E
|  |  | 2015 |  | 2015 |  | 2017 |  |  | 63 | AES Somerset LLC:GEN1 | AES Somerset LLC | 9578 | 684200 | 1984-08-01 | 2050-12-31 | E
|  |  | 2017 |  | 2017 |  | 2017 |  |  | 64 | AES Thames:GEN1 | AES Thames Inc | 10221 | 181000 | 1989-11-01 | 2050-12-31 | E
|  |  | 2017 |  | 2017 |  | 2017 |  |  | 65 | AES Warrior Run Cogeneration F:GEN1 | AES Warrior Run Inc | 11291 | 180000 | 1999-08-01 | 2050-12-31 | E
2017 | 2017 | 2017 |  | 2019 | 2021 |  | 2017 |  |  | 66 | AES Westover:8 | AES Westover LLC | 11000 | 80800 | 1951-11-01 | 2050-12-31 | W
2017 | 2017 | 2017 |  | 2021 | 2021 |  | 2017 |  |  | 67 | Ag Processing Inc:EC | Ag Processing Inc | 11946 | 8500 | 1982-01-01 | 2050-12-31 | W
[10 empty] | 68 | Agassiz Beach LLC:AB30 | Agassiz Beach LLC | 1000 | 1900 | 2001-02-01 | 2050-12-31
[10 empty] | 69 | Agency GT:1 | Interstate Power & Light Co | 12500 | 15800 | 1992-01-01 | 2050-12-31
[10 empty] | 70 | Agency GT:2 | Interstate Power & Light Co | 12500 | 15500 | 1990-01-01 | 2050-12-31
[10 empty] | 71 | Agency GT:3 | Interstate Power & Light Co | 12500 | 12200 | 1990-01-01 | 2050-12-31
[10 empty] | 72 | Agency GT:4 | Interstate Power & Light Co | 12500 | 16600 | 1990-01-01 | 2050-12-31
[10 empty] | 73 | Agrilectric Power Partners Ltd:GEN1 | Agrilectric Power Partners Ltd | 12902 | 10900 | 1984-07-01 | 2050-12-31
[10 empty] | 74 | Aguasabon GS:12 | Ontario Power Generation Inc | 0 | 47000 | 1948-01-01 | 2050-12-31
[10 empty] | 75 | AL Scheider Solar:PV | AL Scheider | 1000 | 18 | 2007-10-25 | 2050-12-31
[10 empty] | 76 | AL Turi:All | Ameresco LFG I Inc | 10000 | 3600 | 1995-07-01 | 2050-12-31
[10 empty] | 77 | Alabama Pine Pulp Co Inc:GEN2 | Alabama Pine Pulp Co Inc | 11762 | 64170 | 1991-11-01 | 2050-12-31
[10 empty] | 78 | Alabama River Pulp Co:GEN1 | Alabama River Pulp Co Inc | 13488 | 44640 | 1978-11-01 | 2050-12-31
[10 empty] | 79 | Alameda Heat Recovery:ST | NRGreen Power Limited Partnership | 10000 | 5100 | 2008-06-16 | 2050-12-31
[10 empty] | 80 | Albany (KY):1 | East Kentucky Power Coop | 10019 | 5100 | 1980-01-01 | 2050-12-31
[10 empty] | 81 | Albany (MO):All | Albany MO (City of) | 10654 | 5500 | 1969-09-01 | 2050-12-31
[10 empty] | 82 | Albany Hydro Associates:1 | Niagara Mohawk Power Corp | 0 | 0 | 1987-12-01 | 2050-12-31
[10 empty] | 83 | Albany Landfill:UNT1-2 | MM Albany Energy LLC | 10000 | 1800 | 1998-04-01 | 2050-12-31
[10 empty] | 84 | Albemarle Hospital Cogeneration Facility:JE | Albemarle Hospital | 11616 | 550 | 2007-12-01 | 2050-12-31
[10 empty] | 85 | Albemarle Hospital Unit:IC | North Carolina Municipal Power Agency No 1 | 10450 | 1800 | 2006-08-01 | 2050-12-31
[10 empty] | 86 | Albemarle Prime Power Park:IC1-2 | North Carolina Municipal Power Agency No 1 | 10455 | 3600 | 2006-05-01 | 2050-12-31
[10 empty] | 87 | Albert C Pugh Wind:WT | Albert C Pugh | 1000 | 3 | 2008-02-25 | 2050-12-31
[10 empty] | 88 | Albertville:DG1-4 | Tennessee Valley Authority | 10792 | 3600 | 2000-02-01 | 2050-12-31
|  |  | 2017 |  | 2017 |  | 2017 | 2013 | 0.94421 | 89 | Albright:1 | Allegheny Energy Supply Co LLC | 11734 | 73000 | 1952-12-01 | 2050-12-31 | E
|  |  | 2017 |  | 2017 |  | 2017 | 2013 | 0.94421 | 90 | Albright:2 | Monongahela Power Co | 11633 | 73000 | 1952-10-01 | 2050-12-31 | E
|  |  | 2017 |  | 2017 |  | 2017 | 2013 | 0.94421 | 91 | Albright:3 | Monongahela Power Co | 10841 | 137000 | 1954-10-01 | 2050-12-31 | E
[10 empty] | 92 | Alcona:1 | Consumers Energy Co | 0 | 1500 | 1924-01-01 | 2050-12-31
[10 empty] | 93 | Alcona:2 | Consumers Energy Co | 0 | 1500 | 1924-01-01 | 2050-12-31
[10 empty] | 94 | Alexander GS:1 | Ontario Power Generation Inc | 0 | 25400 | 1930-01-01 | 2050-12-31
[10 empty] | 95 | Alexander GS:2 | Ontario Power Generation Inc | 0 | 12600 | 1930-01-01 | 2050-12-31
[10 empty] | 96 | Alexander GS:3 | Ontario Power Generation Inc | 0 | 14900 | 1930-01-01 | 2050-12-31
[10 empty] | 97 | Alexander GS:4 | Ontario Power Generation Inc | 0 | 14900 | 1930-01-01 | 2050-12-31
[10 empty] | 98 | Alexander:1-3 | Wisconsin Public Service Corp | 0 | 2790 | 1925-01-03 | 2050-12-31
[10 empty] | 99 | Alexandria (MN):IC1-3 | Alexandria MN (City of) | 11090 | 7800 | 1948-01-01 | 2050-12-31
[10 empty] | 100 | Alexandria Energy Center:1 | Indeck Energy Alexandria LLC | 13458 | 13882 | 1980-01-01 | 2050-12-31
[10 empty] | 101 | Algoma Energy Cogeneration Facility:1 | Algoma Energy LP | 10341 | 70000 | 2009-06-15 | 2050-12-31
[10 empty] | 102 | Algon Forrestport:1 | Niagara Mohawk Power Corp | 0 | 334 | 1987-12-01 | 2050-12-31
[10 empty] | 103 | Algona:6-9 | Algona Municipal Utilities | 10500 | 16100 | 1965-12-01 | 2050-12-31
[10 empty] | 104 | Algonquin EFW:GT | Algonquin Power Systems Inc | 11978 | 5000 | 1992-01-01 | 2050-12-31
[10 empty] | 105 | Algonquin EFW:ST | Algonquin Power Systems Inc | 11959 | 10000 | 1992-01-01 | 2050-12-31
[10 empty] | 106 | Alice Falls Hydro:1 | Alice Falls Corp | 0 | 1500 | 1991-11-01 | 2050-12-31
[10 empty] | 107 | Allatoona:1 | USACE Mobile District | 0 | 35000 | 1950-01-01 | 2050-12-31
[10 empty] | 108 | Allatoona:2 | USACE Mobile District | 0 | 35000 | 1950-03-01 | 2050-12-31
[10 empty] | 109 | Allatoona:A | USACE Mobile District | 0 | 2000 | 1950-02-01 | 2050-12-31
[10 empty] | 110 | Allegan Dam:1-2 | Consumers Energy Co | 0 | 1400 | 1935-01-01 | 2050-12-31
[10 empty] | 111 | Allegan Dam:3 | Consumers Energy Co | 0 | 1200 | 1945-01-01 | 2050-12-31
[10 empty] | 112 | Allegany Cogeneration:CC | Rochester Gas & Electric Corp | 8060 | 59100 | 1994-06-01 | 2050-12-31
[10 empty] | 113 | Allegheny Energy Unit 8 & 9:UNT8 | Allegheny Energy Supply Co LLC | 10165 | 44000 | 2000-11-01 | 2050-12-31
[10 empty] | 114 | Allegheny Energy Unit 8 & 9:UNT9 | Allegheny Energy Supply Co LLC | 10055 | 44000 | 2000-11-01 | 2050-12-31
[10 empty] | 115 | Allegheny Energy Units 1 & 2:UNT1 | Allegheny Energy Supply Co LLC | 10217 | 44000 | 1999-12-01 | 2050-12-31
[10 empty] | 116 | Allegheny Energy Units 1 & 2:UNT2 | Allegheny Energy Supply Co LLC | 10256 | 44000 | 1999-12-01 | 2050-12-31
[10 empty] | 117 | Allegheny Energy Units 12 & 13:UN12 | Allegheny Energy Supply Co LLC | 10417 | 44000 | 2001-12-01 | 2050-12-31
[10 empty] | 118 | Allegheny Energy Units 12 & 13:UN13 | Allegheny Energy Supply Co LLC | 10291 | 44000 | 2001-12-01 | 2050-12-31
[10 empty] | 119 | Allegheny Energy Units 3 4 & 5:CC | Allegheny Energy Supply Co LLC | 7187 | 509000 | 2003-07-14 | 2050-12-31
[10 empty] | 120 | Allegheny Hydro No 8 LP:GEN1 | Allegheny Hydro No 8 LP | 0 | 6800 | 1990-12-01 | 2050-12-31
[10 empty] | 121 | Allegheny Hydro No 8 LP:GEN2 | Allegheny Hydro No 8 LP | 0 | 6800 | 1990-12-01 | 2050-12-31
[10 empty] | 122 | Allegheny Hydro No 9 LP:GEN1 | Allegheny Hydro No 9 LP | 0 | 10050 | 1990-12-01 | 2050-12-31
[10 empty] | 123 | Allegheny Hydro No 9 LP:GEN2 | Allegheny Hydro No 9 LP | 0 | 10050 | 1990-12-01 | 2050-12-31
[10 empty] | 124 | Allegheny Hydro Partners Ltd:GEN1 | Allegheny Hydro LP | 0 | 4600 | 1988-10-01 | 2050-12-31
[10 empty] | 125 | Allegheny Hydro Partners Ltd:GEN2 | Allegheny Hydro LP | 0 | 4600 | 1988-10-01 | 2050-12-31
[10 empty] | 126 | Allegheny No 6 Hydro Partners:GEN1 | Allegheny No 6 Hydro Partners | 0 | 4600 | 1988-11-01 | 2050-12-31
[10 empty] | 127 | Allegheny No 6 Hydro Partners:GEN2 | Allegheny No 6 Hydro Partners | 0 | 4600 | 1988-11-01 | 2050-12-31
[10 empty] | 128 | Allegheny Ridge Wind Farm (PA):WT1 40 | Allegheny Ridge Wind Farm LLC | 1000 | 80000 | 2007-06-01 | 2050-12-31
[10 empty] | 129 | Allegheny Ridge Wind Farm (PA):WT41 75 | DEGS Wind I LLC | 1000 | 70000 | 2009-05-01 | 2050-12-31
| 2016 |  |  | 2016 | 2019 |  | 2017 |  |  | 130 | Allen S King Plant:1 | Northern States Power Co (Minnesota) | 9779 | 527760 | 1958-03-01 | 2050-12-31 | W
2015 | 2015 | 2015 |  | 2017 | 2020 |  | 2017 |  |  | 131 | Allen Steam Plant (TN):1 | Tennessee Valley Authority | 9668 | 247000 | 1959-05-01 | 2050-12-31 | W
2015 | 2015 | 2015 |  | 2017 | 2020 |  | 2017 |  |  | 132 | Allen Steam Plant (TN):2 | Tennessee Valley Authority | 9762 | 247000 | 1959-05-01 | 2050-12-31 | W
2015 | 2015 | 2015 |  | 2017 | 2020 |  | 2017 |  |  | 133 | Allen Steam Plant (TN):3 | Tennessee Valley Authority | 9637 | 247000 | 1959-10-01 | 2050-12-31 | W
[10 empty] | 134 | Allen Steam Plant (TN):G10 | Tennessee Valley Authority | 14014 | 16400 | 1971-06-01 | 2050-12-31
[10 empty] | 135 | Allen Steam Plant (TN):G11 | Tennessee Valley Authority | 14014 | 16400 | 1971-06-01 | 2050-12-31
[10 empty] | 136 | Allen Steam Plant (TN):G12 | Tennessee Valley Authority | 14014 | 16400 | 1971-06-01 | 2050-12-31
[10 empty] | 137 | Allen Steam Plant (TN):G13 | Tennessee Valley Authority | 14014 | 16400 | 1971-06-01 | 2050-12-31
[10 empty] | 138 | Allen Steam Plant (TN):G14 | Tennessee Valley Authority | 14014 | 16400 | 1971-06-01 | 2050-12-31
[10 empty] | 139 | Allen Steam Plant (TN):G15 | Tennessee Valley Authority | 14014 | 16400 | 1971-06-01 | 2050-12-31
[10 empty] | 140 | Allen Steam Plant (TN):G16 | Tennessee Valley Authority | 14014 | 16400 | 1971-06-01 | 2050-12-31
[10 empty] | 141 | Allen Steam Plant (TN):G17 | Tennessee Valley Authority | 13500 | 49800 | 1972-09-01 | 2050-12-31
[10 empty] | 142 | Allen Steam Plant (TN):G18 | Tennessee Valley Authority | 13500 | 49800 | 1972-09-01 | 2050-12-31
[10 empty] | 143 | Allen Steam Plant (TN):G19 | Tennessee Valley Authority | 13500 | 49800 | 1972-09-01 | 2050-12-31
[10 empty] | 144 | Allen Steam Plant (TN):G20 | Tennessee Valley Authority | 13500 | 49800 | 1972-09-01 | 2050-12-31
[10 empty] | 145 | Allen Steam Plant (TN):GT1 | Tennessee Valley Authority | 14014 | 16400 | 1971-06-01 | 2050-12-31
[10 empty] | 146 | Allen Steam Plant (TN):GT2 | Tennessee Valley Authority | 14014 | 16400 | 1971-06-01 | 2050-12-31
[10 empty] | 147 | Allen Steam Plant (TN):GT3 | Tennessee Valley Authority | 14014 | 16400 | 1971-06-01 | 2050-12-31
[10 empty] | 148 | Allen Steam Plant (TN):GT4 | Tennessee Valley Authority | 14014 | 16400 | 1971-06-01 | 2050-12-31
[10 empty] | 149 | Allen Steam Plant (TN):GT5 | Tennessee Valley Authority | 14014 | 16400 | 1971-06-01 | 2050-12-31
[10 empty] | 150 | Allen Steam Plant (TN):GT6 | Tennessee Valley Authority | 14014 | 16400 | 1971-06-01 | 2050-12-31
[10 empty] | 151 | Allen Steam Plant (TN):GT7 | Tennessee Valley Authority | 14014 | 16400 | 1971-06-01 | 2050-12-31
[10 empty] | 152 | Allen Steam Plant (TN):GT8 | Tennessee Valley Authority | 14014 | 16400 | 1971-06-01 | 2050-12-31
[10 empty] | 153 | Allen Steam Plant (TN):GT9 | Tennessee Valley Authority | 14014 | 16400 | 1971-06-01 | 2050-12-31
[10 empty] | 154 | Allendorf:A1 | Gregory J Jaunich | 1000 | 1200 | 1998-10-01 | 2050-12-31
[10 empty] | 155 | Allens Falls:1 | Brookfield Renewable Power Inc | 0 | 4900 | 1927-01-01 | 2050-12-31
[10 empty] | 156 | Alliance Refinery:GEN1 | ConocoPhillips Alliance Refinery | 12621 | 6000 | 1971-12-01 | 2050-12-31
[10 empty] | 157 | Alliance Refinery:GEN2 | ConocoPhillips Alliance Refinery | 11755 | 19000 | 1990-01-01 | 2050-12-31
[10 empty] | 158 | Alliant Energy Neenah:CT01 | Wisconsin Power & Light Co | 10598 | 150000 | 2000-05-08 | 2050-12-31
[10 empty] | 159 | Alliant Energy Neenah:CT02 | Wisconsin Power & Light Co | 10865 | 150000 | 2000-05-08 | 2050-12-31
[10 empty] | 160 | Alliant SBD 8501 Aegon USA:All | Alliant Energy Integ Ser Cogeneration | 11061 | 3100 | 1985-06-01 | 2050-12-31
[10 empty] | 161 | Alliant SBD 8601 Acg:All | Alliant Energy Integ Ser Cogeneration | 10901 | 3600 | 1986-08-01 | 2050-12-31
[10 empty] | 162 | Alliant SBD 8602 Marion Sub:All | Alliant Energy Integ Ser Cogeneration | 10901 | 5600 | 1986-08-01 | 2050-12-31
[10 empty] | 163 | Alliant SBD 9106 Rockwell CR:All | Alliant Energy Integ Ser Cogeneration | 10766 | 16000 | 1992-06-01 | 2050-12-31
[10 empty] | 164 | Alliant SBD 9107 Swift:2665 | Alliant Energy Integ Ser Cogeneration | 10763 | 11400 | 1992-08-01 | 2050-12-31
[10 empty] | 165 | Alliant SBD 9201 Norplex:44 | Alliant Energy Integ Ser Cogeneration | 10969 | 1140 | 1988-12-01 | 2050-12-31
[10 empty] | 166 | Alliant SBD 9203 Profol:6917 | Alliant Energy Integ Ser Cogeneration | 10551 | 1800 | 2001-02-01 | 2050-12-31
[10 empty] | 167 | Alliant SBD 9203 Profol:IC1 | Alliant Energy Integ Ser Cogeneration | 10632 | 1800 | 1996-09-01 | 2050-12-31
[10 empty] | 168 | Alliant SBD 9205 A Y McDona:1 | Alliant Energy Integ Ser Cogeneration | 10774 | 1600 | 1993-07-01 | 2050-12-31
[10 empty] | 169 | Alliant SBD 9205 A Y McDona:2 | Alliant Energy Integ Ser Cogeneration | 10807 | 1600 | 1990-03-01 | 2050-12-31
[10 empty] | 170 | Alliant SBD 9206 Donaldson:4632 | Alliant Energy Integ Ser Cogeneration | 10703 | 1600 | 1995-11-01 | 2050-12-31
[10 empty] | 171 | Alliant SBD 9301 Swiss:All | Alliant Energy Integ Ser Cogeneration | 10690 | 2900 | 1993-07-01 | 2050-12-31
[10 empty] | 172 | Alliant SBD 9302 Aegon NP:7906 | Alliant Energy Integ Ser Cogeneration | 10821 | 1300 | 1995-07-01 | 2050-12-31
[10 empty] | 173 | Alliant SBD 9402 Climax:All | Alliant Energy Integ Ser Cogeneration | 10709 | 8000 | 1995-07-01 | 2050-12-31
[10 empty] | 174 | Alliant SBD 9403 Aegon DC:All | Alliant Energy Integ Ser Cogeneration | 10858 | 4100 | 1995-01-01 | 2050-12-31
[10 empty] | 175 | Alliant SBD 9502 Eaton:All | Alliant Energy Integ Ser Cogeneration | 10646 | 5400 | 1995-12-01 | 2050-12-31
[10 empty] | 176 | Alliant SBD 9801 Aegon Martha's Way:1 | Alliant Energy Integ Ser Cogeneration | 10792 | 1000 | 1998-08-01 | 2050-12-31
[10 empty] | 177 | Alliant SBD 9901 GE Capital:1 | Alliant Energy Integ Ser Cogeneration | 10786 | 1140 | 1998-12-01 | 2050-12-31
[10 empty] | 178 | Alliant SBD0201 Penford:1-4 | Alliant Energy Integ Ser Cogeneration | 10516 | 6100 | 2003-01-01 | 2050-12-31
[10 empty] | 179 | Alliant SBG 9802 Toyota:1 | Alliant Energy Integ Ser Cogeneration | 10731 | 1000 | 1998-12-01 | 2050-12-31
[10 empty] | 180 | Alliant Techsystems:1 | Northern States Power Co (Minnesota) | 12600 | 1600 | 1994-01-03 | 2050-12-31
|  |  | 2017 |  | 2017 |  | 2017 |  |  | 181 | Alloy Steam:GEN3 | Elkem Metals Co | 14915 | 38000 | 1950-07-01 | 2050-12-31 | E
2017 | 2017 | 2017 |  | 2020 | 2021 |  | 2017 |  |  | 182 | Alma:1 | Dairyland Power Coop | 12115 | 18900 | 1947-09-01 | 2050-12-31 | W
2017 | 2017 | 2017 |  | 2020 | 2021 |  | 2017 |  |  | 183 | Alma:2 | Dairyland Power Coop | 12115 | 18700 | 1947-10-01 | 2050-12-31 | W
2017 | 2017 | 2017 |  | 2020 | 2021 |  | 2017 |  |  | 184 | Alma:3 | Dairyland Power Coop | 12115 | 19400 | 1951-07-01 | 2050-12-31 | W
2017 | 2017 | 2017 |  | 2019 | 2021 |  | 2017 |  |  | 185 | Alma:4 | Dairyland Power Coop | 9914 | 60900 | 1957-04-01 | 2050-12-31 | W
2017 | 2017 | 2017 |  | 2019 | 2021 |  | 2017 |  |  | 186 | Alma:5 | Dairyland Power Coop | 10186 | 79200 | 1960-01-01 | 2050-12-31 | W
[10 empty] | 187 | Almonte:GEN1-2 | Mississippi River Power Corp | 0 | 2400 | 1991-01-01 | 2050-12-31
[10 empty] | 188 | Alsey:1 | Prairie Power Inc | 10296 | 30000 | 1999-06-01 | 2050-12-31
[10 empty] | 189 | Alsey:2 | Prairie Power Inc | 10296 | 30000 | 1999-08-01 | 2050-12-31
[10 empty] | 190 | Alsey:3 | Prairie Power Inc | 10852 | 19000 | 1999-07-01 | 2050-12-31
[10 empty] | 191 | Alsey:4 | Prairie Power Inc | 10852 | 19000 | 1999-08-01 | 2050-12-31
[10 empty] | 192 | Alsey:5 | Prairie Power Inc | 10852 | 25000 | 1999-06-01 | 2050-12-31
[10 empty] | 193 | Alsip Paper Condominium Associates:GEN1 | Alsip Paper Condominium Association | 13385 | 6900 | 1987-05-01 | 2050-12-31
[10 empty] | 194 | Alta Municipal Utilities (IA):All | Alta IA (City of) | 10500 | 1900 | 1947-01-03 | 2050-12-31
[10 empty] | 195 | Altamont:1-4 | Altamont IL (City of) | 10534 | 7200 | 2002-01-01 | 2050-12-31
|  |  | 2017 |  | 2017 |  | 2017 |  |  | 196 | Altavista Power Station:1 | Virginia Electric & Power Co | 11325 | 63000 | 1992-02-01 | 2050-12-31 | E
[10 empty] | 197 | Altona Windfield:WT1 65 | Noble Altona Windpark LLC | 1000 | 97500 | 2009-02-02 | 2050-12-31
[10 empty] | 198 | Amea Peaking (SYLACAUGA):1 | Alabama Municipal Electric Authority | 9923 | 47500 | 2004-06-11 | 2050-12-31
[10 empty] | 199 | Amea Peaking (SYLACAUGA):2 | Alabama Municipal Electric Authority | 9716 | 47500 | 2004-06-11 | 2050-12-31
[10 empty] | 200 | Amelia (Maplewood) Landfill:All | INGENCO | 9000 | 14400 | 2001-08-15 | 2050-12-31
[10 empty] | 201 | Ameresco Stafford LLC LFGTE Facility:IC1-2 | Ameresco Stafford LLC | 9000 | 2140 | 2008-09-17 | 2050-12-31
[10 empty] | 202 | American Ref Fuel Co of Se (CT):GEN1 | American Ref Fuel Co of Southeastern Connecticut | 11944 | 16900 | 1991-12-01 | 2050-12-31
[10 empty] | 203 | Ames Electric Services Power Plant (Ia Ames):GT1 | Ames Municipal Electric System | 9832 | 30000 | 2005-06-15 | 2050-12-31
[10 empty] | 204 | Ames Electric Services Power Plant (Ia Ames):ST5 | Ames Municipal Electric System | 13634 | 37900 | 1968-01-03 | 2050-12-31
2017 | 2017 | 2017 |  | 2019 | 2021 |  | 2017 |  |  | 205 | Ames Electric Services Power Plant (Ia Ames):ST6 | Ames Municipal Electric System | 12208 | 67000 | 1982-03-01 | 2050-12-31 | W
[10 empty] | 206 | Ames GT:GT1 | Ames Municipal Electric System | 16500 | 18000 | 1972-02-01 | 2050-12-31
[10 empty] | 207 | Ames GT:GT2 | Ames Municipal Electric System | 10012 | 27500 | 2005-06-01 | 2050-12-31
[10 empty] | 208 | Amoskeag:1-3 | Public Service Co of New Hampshire | 0 | 17438 | 1924-08-01 | 2050-12-31
[10 empty] | 209 | Anadarko (OH):6-11 | Woodsfield Board of Public Affairs | 11842 | 7800 | 1949-01-01 | 2050-12-31
[10 empty] | 210 | Anadarko (OK WFEC):1 | Western Farmers Electric Coop | 10000 | 12000 | 1953-08-01 | 2050-12-31
[10 empty] | 211 | Anadarko (OK WFEC):2 | Western Farmers Electric Coop | 10000 | 12000 | 1953-08-01 | 2050-12-31
[10 empty] | 212 | Anadarko (OK WFEC):3 | Western Farmers Electric Coop | 11689 | 44000 | 1959-08-01 | 2050-12-31
[10 empty] | 213 | Anadarko (OK WFEC):4 | Western Farmers Electric Coop | 9277 | 94000 | 1977-12-01 | 2050-12-31
[10 empty] | 214 | Anadarko (OK WFEC):5 | Western Farmers Electric Coop | 9277 | 94000 | 1977-11-01 | 2050-12-31
[10 empty] | 215 | Anadarko (OK WFEC):6 | Western Farmers Electric Coop | 9277 | 94000 | 1977-12-01 | 2050-12-31
[10 empty] | 216 | Anadarko (OK WFEC):GT10 | Western Farmers Electric Coop | 9906 | 45000 | 2009-07-22 | 2050-12-31
[10 empty] | 217 | Anadarko (OK WFEC):GT11 | Western Farmers Electric Coop | 9500 | 45000 | 2009-07-22 | 2050-12-31
[10 empty] | 218 | Anadarko (OK WFEC):GT9 | Western Farmers Electric Coop | 9500 | 45000 | 2009-07-22 | 2050-12-31
[10 empty] | 219 | Anamosa:HC1 | North American Hydro Inc | 0 | 300 | 1990-03-01 | 2050-12-31
[10 empty] | 220 | Anchorage Building Corp Solar:PV | Anchorage Building Corp | 1000 | 3 | 2008-04-30 | 2050-12-31
[10 empty] | 221 | Anclote:1 | Progress Energy Florida | 11139 | 501000 | 1974-10-01 | 2050-12-31
[10 empty] | 222 | Anclote:2 | Progress Energy Florida | 11120 | 510000 | 1978-10-01 | 2050-12-31
[10 empty] | 223 | Anderson Erickson:1 | MidAmerican Energy Co | 10511 | 2000 | 2000-04-01 | 2050-12-31
[10 empty] | 224 | Anderson Power Products Division of A:All | Corporate Property Associates | 11217 | 900 | 1987-08-01 | 2050-12-31
[10 empty] | 225 | Anderson Regional Landfill SC LLC:OT1-2 | Santee Cooper | 11000 | 3200 | 2008-05-01 | 2050-12-31
[10 empty] | 226 | Anderson:GT1 | Indiana Municipal Power Agency | 13345 | 34000 | 1992-06-01 | 2050-12-31
[10 empty] | 227 | Anderson:GT2 | Indiana Municipal Power Agency | 13032 | 34000 | 1992-06-01 | 2050-12-31
[10 empty] | 228 | Anderson:GT3 | Indiana Municipal Power Agency | 12089 | 72000 | 2004-04-12 | 2050-12-31
[10 empty] | 229 | Andrews GS:1-2 | Brookfield Renewable Power Inc | 0 | 18400 | 1996-02-09 | 2050-12-31
[10 empty] | 230 | Andrews GS:3 | Brookfield Renewable Power Inc | 0 | 28500 | 2000-02-09 | 2050-12-31
[10 empty] | 231 | Andrews Truss Solar:PV | Andrews Truss Inc | 1000 | 10 | 2008-12-15 | 2050-12-31
[10 empty] | 232 | Androscog Mill Upper:1-3 | Lewiston ME (City of) | 0 | 1680 | 1986-02-01 | 2050-12-31
[10 empty] | 233 | Androscoggin 3:328 | FPL Energy Maine Hydro LLC | 0 | 3600 | 1928-01-01 | 2050-12-31
[10 empty] | 234 | Androscoggin Energy Center:CT01 | Verso Androscoggin | 11820 | 47223 | 1999-10-01 | 2050-12-31
[10 empty] | 235 | Androscoggin Energy Center:CT02 | Verso Androscoggin | 11820 | 45254 | 1999-11-01 | 2050-12-31
[10 empty] | 236 | Androscoggin Energy Center:CT03 | Verso Androscoggin | 11820 | 44136 | 2000-07-01 | 2050-12-31
[10 empty] | 237 | Androscoggin Mill:GEN1 | International Paper Co | 12000 | 25000 | 1964-01-01 | 2050-12-31
[10 empty] | 238 | Androscoggin Mill:GEN2 | International Paper Co | 12000 | 25000 | 1966-01-01 | 2050-12-31
[10 empty] | 239 | Androscoggin Mill:GEN3 | International Paper Co | 14166 | 30000 | 1974-01-01 | 2050-12-31
[10 empty] | 240 | Angus Anson:1 | Northern States Power Co (Minnesota) | 11164 | 111000 | 1994-08-01 | 2050-12-31
[10 empty] | 241 | Angus Anson:2 | Northern States Power Co (Minnesota) | 12020 | 114500 | 1994-08-01 | 2050-12-31
[10 empty] | 242 | Angus Anson:GT3 | Northern States Power Co (Minnesota) | 11158 | 158430 | 2005-05-25 | 2050-12-31
[10 empty] | 243 | Anheuser Busch Inc Jacksonville:GEN1 | Anheuser Busch Inc | 13308 | 8600 | 1987-11-01 | 2050-12-31
[10 empty] | 244 | Anheuser Busch Inc Newark Brewery:GEN1-2 | Anheuser Busch Inc | 12098 | 13000 | 1995-06-01 | 2050-12-31
2017 | 2017 | 2017 |  | 2021 | 2021 |  | 2017 |  |  | 245 | Anheuser Busch Inc St Louis:GEN1 | Anheuser Busch Inc | 12359 | 11000 | 1947-01-01 | 2050-12-31 | W
2017 | 2017 | 2017 |  | 2021 | 2021 |  | 2017 |  |  | 246 | Anheuser Busch Inc St Louis:GEN3 | Anheuser Busch Inc | 12347 | 11000 | 1948-01-01 | 2050-12-31 | W
2017 | 2017 | 2017 |  | 2021 | 2021 |  | 2017 |  |  | 247 | Anheuser Busch Inc St Louis:GEN4 | Anheuser Busch Inc | 12512 | 4100 | 1939-01-01 | 2050-12-31 | W
[10 empty] | 248 | Anita:IC2-5 | Anita IA (City of) | 12123 | 700 | 1939-10-01 | 2050-12-31
[10 empty] | 249 | Anita:IC6 | Anita IA (City of) | 10455 | 2000 | 2003-04-01 | 2050-12-31
[10 empty] | 250 | Ann & Bill Walker Solar:PV | Ann & Bill Walker | 1000 | 1 | 2008-08-01 | 2050-12-31
[10 empty] | 251 | Ann Arbor Landfill:IC1-2 | LES Project Holdings LLC | 10000 | 1600 | 1996-09-01 | 2050-12-31
[10 empty] | 252 | Annapolis Tidal Generating Station:1 | Nova Scotia Power | 0 | 3700 | 1984-01-01 | 2050-12-31
[10 empty] | 253 | Anoka County Wind Farm (MMPA):WT | Minnesota Municipal Power Agency | 1000 | 160 | 2010-02-28 | 2050-12-31
[10 empty] | 254 | ANP Bellingham Energy Project:U1 | ANP Bellingham Energy Co | 7757 | 236400 | 2002-11-29 | 2050-12-31
[10 empty] | 255 | ANP Bellingham Energy Project:U2 | ANP Bellingham Energy Co | 7757 | 238600 | 2002-12-31 | 2050-12-31
[10 empty] | 256 | ANP Blackstone Energy Project:U1 | ANP Blackstone Energy Co | 6644 | 219538 | 2001-06-12 | 2050-12-31
[10 empty] | 257 | ANP Blackstone Energy Project:U2 | ANP Blackstone Energy Co | 7674 | 221079 | 2001-07-13 | 2050-12-31
[10 empty] | 258 | Anse A Valleau:WT1 67 | Cartier Wind Energy | 1000 | 100500 | 2007-11-30 | 2050-12-31
[10 empty] | 259 | Ansley:2 | Ansley NE (City of) | 15000 | 800 | 1976-01-03 | 2050-12-31
[10 empty] | 260 | Ansley:3 | Ansley NE (City of) | 15000 | 500 | 1969-01-03 | 2050-12-31
[10 empty] | 261 | Anson Abenaki Hydros:All | Madison Paper Industries Inc | 0 | 25100 | 1983-05-01 | 2050-12-31
[10 empty] | 262 | Anson Abenaki Hydros:STG1 | Madison Paper Industries Inc | 11661 | 3000 | 1994-08-01 | 2050-12-31
[10 empty] | 263 | Anson County Generation Facility:GT1 | North Carolina Electric Membership Corp | 10433 | 56500 | 2007-06-01 | 2050-12-31
[10 empty] | 264 | Anson County Generation Facility:GT2 | North Carolina Electric Membership Corp | 10433 | 56500 | 2007-06-01 | 2050-12-31
[10 empty] | 265 | Anson County Generation Facility:GT3 | North Carolina Electric Membership Corp | 10433 | 56500 | 2007-06-01 | 2050-12-31
[10 empty] | 266 | Anson County Generation Facility:GT4 | North Carolina Electric Membership Corp | 10433 | 56500 | 2007-06-01 | 2050-12-31
[10 empty] | 267 | Anson County Generation Facility:GT5 | North Carolina Electric Membership Corp | 10433 | 56500 | 2007-06-01 | 2050-12-31
[10 empty] | 268 | Anson County Generation Facility:GT6 | North Carolina Electric Membership Corp | 10433 | 56500 | 2007-06-01 | 2050-12-31
[10 empty] | 269 | Ansonia BR:1 | Anaconda American Brass | 0 | 760 | 1970-01-01 | 2050-12-31
[10 empty] | 270 | Ansonia BR:2 | Anaconda American Brass | 14777 | 2100 | 1970-01-01 | 2050-12-31
|  |  | 2017 |  | 2017 |  | 2017 |  |  | 271 | Antelope Valley:1 | Basin Electric Power Coop | 10924 | 450000 | 1984-07-01 | 2050-12-31 | E
|  |  | 2017 |  | 2017 |  | 2017 |  |  | 272 | Antelope Valley:2 | Basin Electric Power Coop | 10830 | 450000 | 1986-07-01 | 2050-12-31 | E
[10 empty] | 273 | Anthony:IC1-3 | Anthony KS (City of) | 10622 | 11100 | 1972-01-03 | 2050-12-31
[10 empty] | 274 | Apalachia:1 | Tennessee Valley Authority | 0 | 41200 | 1943-11-01 | 2050-12-31
[10 empty] | 275 | Apalachia:2 | Tennessee Valley Authority | 0 | 41200 | 1943-09-01 | 2050-12-31
[10 empty] | 276 | Apple River:All | Northern States Power Co (Wisconsin) | 0 | 3000 | 1901-01-03 | 2050-12-31
[10 empty] | 277 | Appleton (ON):1 | Canadian Hydro Developers Inc | 0 | 1400 | 1994-01-01 | 2050-12-31
[10 empty] | 278 | Appleton (WI):4 | Wisconsin Electric Power Co | 0 | 1500 | 1980-01-03 | 2050-12-31
[10 empty] | 279 | Appleton (WI):5-6 | Wisconsin Electric Power Co | 0 | 1400 | 1916-01-03 | 2050-12-31
[10 empty] | 280 | Apthorp Dam:HY | White Mountain Hydroelectric Power Co | 0 | 600 | 1980-01-01 | 2050-12-31
[10 empty] | 281 | Arbor Hills:CC | Gas Recovery Systems Inc | 7800 | 23800 | 1996-06-01 | 2050-12-31
[10 empty] | 282 | Arcadia Electric:1-10 | Arcadia Electric Utility | 10761 | 16560 | 1956-01-03 | 2050-12-31
[10 empty] | 283 | Arcanum Peaking:1 | American Municipal Power Inc | 10582 | 1800 | 1999-06-01 | 2050-12-31
[10 empty] | 284 | Arcanum:1-2 | Arcanum OH (City of) | 11748 | 1400 | 1951-09-01 | 2050-12-31
[10 empty] | 285 | Archbald:GEN1 | PEI Power Corp | 9629 | 20000 | 1988-09-01 | 2050-12-31
[10 empty] | 286 | Archbald:GEN2 | PEI Power Corp | 10060 | 43700 | 2001-05-10 | 2050-12-31
[10 empty] | 287 | Archbald:GEN3-4 | PEI Power Corp | 9429 | 9200 | 2010-01-15 | 2050-12-31
|  |  | 2017 |  | 2017 |  | 2017 |  |  | 288 | Archer Daniels Midland Cedar Rapids:GEN1 | Archer Daniels Midland Co | 11683 | 31000 | 1988-11-01 | 2050-12-31 | E
|  |  | 2017 |  | 2017 |  | 2017 |  |  | 289 | Archer Daniels Midland Cedar Rapids:GEN2 | Archer Daniels Midland Co | 11683 | 31000 | 1988-11-01 | 2050-12-31 | E
|  |  | 2017 |  | 2017 |  | 2017 |  |  | 290 | Archer Daniels Midland Cedar Rapids:GEN3 | Archer Daniels Midland Co | 11683 | 31000 | 1988-11-01 | 2050-12-31 | E
|  |  | 2017 |  | 2017 |  | 2017 |  |  | 291 | Archer Daniels Midland Cedar Rapids:GEN4 | Archer Daniels Midland Co | 11683 | 31000 | 1988-11-01 | 2050-12-31 | E
|  |  | 2017 |  | 2017 |  | 2017 |  |  | 292 | Archer Daniels Midland Cedar Rapids:GEN5 | Archer Daniels Midland Co | 11606 | 31000 | 1995-02-01 | 2050-12-31 | E
|  |  | 2017 |  | 2017 |  | 2017 |  |  | 293 | Archer Daniels Midland Cedar Rapids:GEN6 | Archer Daniels Midland Co | 10979 | 105000 | 2000-11-01 | 2050-12-31 | E
2017 | 2017 | 2017 |  | 2021 | 2021 |  | 2017 |  |  | 294 | Archer Daniels Midland Mankato:GEN1 | Archer Daniels Midland Co | 11894 | 6150 | 1987-10-01 | 2050-12-31 | W
[10 empty] | 295 | AREC Coop Plant:1 | Arkansas Electric Coop Corp | 0 | 34200 | 1999-06-01 | 2050-12-31
[10 empty] | 296 | AREC Coop Plant:2 | Arkansas Electric Coop Corp | 0 | 34200 | 1999-10-01 | 2050-12-31
[10 empty] | 297 | AREC Coop Plant:3 | Arkansas Electric Coop Corp | 0 | 34200 | 1999-08-01 | 2050-12-31
[10 empty] | 298 | Argyle:3 | Argyle WI (City of) | 0 | 100 | 1929-01-03 | 2050-12-31
[10 empty] | 299 | Argyle:5 | Argyle WI (City of) | 10377 | 2000 | 2004-07-01 | 2050-12-31
[10 empty] | 300 | Arkansas Nuclear One:1 | Entergy Arkansas Inc | 9000 | 842000 | 1974-12-01 | 2050-12-31
[10 empty] | 301 | Arkansas Nuclear One:2 | Entergy Arkansas Inc | 9000 | 997000 | 1980-03-01 | 2050-12-31
[10 empty] | 302 | Arlington Wind Farm (MMPA):WT | Minnesota Municipal Power Agency | 1000 | 160 | 2010-02-28 | 2050-12-31
[10 empty] | 303 | Armenia Mountain:WT1 10 | AES Armenia Mountain Wind LLC | 1000 | 15000 | 2009-12-18 | 2050-12-31
[10 empty] | 304 | Armenia Mountain:WT11 67 | AES Armenia Mountain Wind LLC | 1000 | 85500 | 2009-12-18 | 2050-12-31
[10 empty] | 305 | Armstrong (PA):1 | Armstrong Energy LP LLLP (IP plc) | 10910 | 146000 | 2002-06-21 | 2050-12-31
[10 empty] | 306 | Armstrong (PA):2 | Armstrong Energy LP LLLP (IP plc) | 10598 | 146000 | 2002-06-21 | 2050-12-31
[10 empty] | 307 | Armstrong (PA):3 | Armstrong Energy LP LLLP (IP plc) | 10598 | 146000 | 2002-06-21 | 2050-12-31
[10 empty] | 308 | Armstrong (PA):4 | Armstrong Energy LP LLLP (IP plc) | 10598 | 146000 | 2002-06-21 | 2050-12-31
[10 empty] | 309 | Armstrong First Nation:GEN1-3 | Hydro One Networks Inc | 10812 | 3000 | 1999-01-01 | 2050-12-31
[10 empty] | 310 | Armstrong Hardwood Flooring Biomass:ST 1 | Armstrong Hardwood Flooring Co | 11424 | 2875 | 1996-06-01 | 2050-12-31
|  |  | 2017 |  | 2017 |  | 2017 | 2013 | 0.94668 | 311 | Armstrong Power Station:ARM1 | Allegheny Energy Supply Co LLC | 9591 | 172000 | 1958-04-01 | 2050-12-31 | E
|  |  | 2017 |  | 2017 |  | 2017 | 2013 | 0.94668 | 312 | Armstrong Power Station:ARM2 | Allegheny Energy Supply Co LLC | 10154 | 171000 | 1959-06-01 | 2050-12-31 | E
[10 empty] | 313 | Arnold Falls:1 | Central Vermont Public Service Corp | 0 | 211 | 1928-08-01 | 2050-12-31
[10 empty] | 314 | Arnold:1-4 | Arnold NE (Village of) | 12150 | 900 | 1960-01-01 | 2050-12-31
[10 empty] | 315 | Arnprior GS:12 | Ontario Power Generation Inc | 0 | 82000 | 1976-01-01 | 2050-12-31
[10 empty] | 316 | Arnprior Solar:PV1 | EDF Energies Nouvelles | 1000 | 23400 | 2010-01-11 | 2050-12-31
[10 empty] | 317 | Aroostook Bangor Reload Co:All | Aroostook & Bangor Reload Co | 11991 | 1000 | 1992-01-01 | 2050-12-31
[10 empty] | 318 | Arpin Dam:1-3 | North Central Power Co Inc | 0 | 1400 | 1971-09-01 | 2050-12-31
[10 empty] | 319 | Arsenal Hill:5 | Southwestern Electric Power Co | 12096 | 110000 | 1960-03-01 | 2050-12-31
[10 empty] | 320 | Arsenal Hill:CC | Southwestern Electric Power Co | 7000 | 510000 | 2010-06-16 | 2050-12-31
[10 empty] | 321 | Arthur Kill Generation Station:2 | NRG Arthur Kill Operations Inc | 9500 | 333100 | 1959-09-01 | 2050-12-31
[10 empty] | 322 | Arthur Kill Generation Station:3 | NRG Arthur Kill Operations Inc | 9500 | 510800 | 1969-06-01 | 2050-12-31
[10 empty] | 323 | Arthur Kill Generation Station:GT1 | NRG Arthur Kill Operations Inc | 16976 | 12900 | 1970-01-01 | 2050-12-31
[10 empty] | 324 | Arvah B Hopkins:1 | Tallahassee FL (City of) | 11902 | 76000 | 1971-05-01 | 2050-12-31
[10 empty] | 325 | Arvah B Hopkins:CC | Tallahassee FL (City of) | 7492 | 296000 | 2008-07-01 | 2050-12-31
[10 empty] | 326 | Arvah B Hopkins:GT1 | Tallahassee FL (City of) | 14029 | 12000 | 1970-02-01 | 2050-12-31
[10 empty] | 327 | Arvah B Hopkins:GT2 | Tallahassee FL (City of) | 13597 | 24000 | 1972-09-01 | 2050-12-31
[10 empty] | 328 | Arvah B Hopkins:GT3 | Tallahassee FL (City of) | 9820 | 46000 | 2005-09-04 | 2050-12-31
[10 empty] | 329 | Arvah B Hopkins:GT4 | Tallahassee FL (City of) | 9785 | 46000 | 2005-11-02 | 2050-12-31
[10 empty] | 330 | Asbury Park Press Inc:ENG1 | Asbury Park Press Inc | 10971 | 700 | 1987-05-01 | 2050-12-31
[10 empty] | 331 | Asbury Park Press Inc:ENG2 | Asbury Park Press Inc | 10971 | 700 | 1987-05-01 | 2050-12-31
2015 | 2015 | 2015 |  | 2017 | 2020 |  | 2017 |  |  | 332 | Asbury:1 | Empire District Electric Co (The) | 10838 | 193000 | 1970-06-01 | 2050-12-31 | W
2017 | 2017 | 2017 |  | 2021 | 2021 |  | 2017 |  |  | 333 | Asbury:2 | Empire District Electric Co (The) | 9000 | 17000 | 1986-04-01 | 2050-12-31 | W
[10 empty] | 334 | Ascutney:GT4 | Central Vermont Public Service Corp | 17422 | 8940 | 1961-08-01 | 2050-12-31
[10 empty] | 335 | Ashdown:GEN1 | Domtar Industries Inc | 14966 | 17000 | 1968-01-01 | 2050-12-31
[10 empty] | 336 | Ashdown:GEN2 | Domtar Industries Inc | 13375 | 40000 | 1979-10-01 | 2050-12-31
[10 empty] | 337 | Ashdown:GEN3 | Domtar Industries Inc | 11925 | 33000 | 1991-04-01 | 2050-12-31
[10 empty] | 338 | Ashdown:GEN4 | Domtar Industries Inc | 11925 | 38000 | 1991-04-01 | 2050-12-31
|  |  | 2017 |  | 2017 |  | 2017 |  |  | 339 | Asheville:1 | Progress Energy Carolinas | 9785 | 191000 | 1964-05-01 | 2050-12-31 | E
|  |  | 2017 |  | 2017 |  | 2017 |  |  | 340 | Asheville:2 | Progress Energy Carolinas | 10143 | 185000 | 1971-05-01 | 2050-12-31 | E
[10 empty] | 341 | Asheville:GT1 | Progress Energy Carolinas | 11155 | 160000 | 1999-06-01 | 2050-12-31
[10 empty] | 342 | Asheville:GT2 | Progress Energy Carolinas | 11409 | 167000 | 2000-06-01 | 2050-12-31
[10 empty] | 343 | Ashland (KS):All | Ashland KS (City of) | 9614 | 2000 | 1953-09-01 | 2050-12-31
[10 empty] | 344 | Ashland (KS):3-4 | Ashland KS (City of) | 9614 | 2200 | 1963-05-01 | 2050-12-31
[10 empty] | 345 | Ashokan:1 | New York Power Authority | 0 | 1800 | 1982-11-01 | 2050-12-31
[10 empty] | 346 | Ashokan:2 | New York Power Authority | 0 | 1800 | 1982-11-01 | 2050-12-31
[10 empty] | 347 | Ashtabula (CINERGY/TRIGEN):5 | SUEZ DEGS Ashtabula LLC | 11191 | 4400 | 2001-02-01 | 2050-12-31
[10 empty] | 348 | Ashtabula (CINERGY/TRIGEN):CC1 | SUEZ DEGS Ashtabula LLC | 7100 | 19000 | 2001-02-01 | 2050-12-31
[10 empty] | 349 | Ashtabula Wind Farm:WT1 99 | Ashtabula Wind LLC | 1000 | 148500 | 2008-11-30 | 2050-12-31
[10 empty] | 350 | Ashtabula Wind Farm:WT100 131 | Otter Tail Power Co | 1000 | 48000 | 2008-11-30 | 2050-12-31
[10 empty] | 351 | Ashtabula Wind Farm:WT132 211 | Ashtabula Wind II LLC | 1000 | 120000 | 2009-10-01 | 2050-12-31
2015 | 2015 | 2015 |  | 2017 | 2020 |  | 2017 |  |  | 352 | Ashtabula:5 | FirstEnergy Generation Corp | 10963 | 244000 | 1958-12-01 | 2050-12-31 | W
[10 empty] | 353 | Ashuelot Hydro:1 | Northeast Utilities | 0 | 400 | 1987-05-01 | 2050-12-31
[10 empty] | 354 | Assabet Dam:HY | Acton Hydro Co Inc | 0 | 178 | 2008-12-31 | 2050-12-31
[10 empty] | 355 | Astoria Energy:CC1 | Astoria Energy LLC | 6867 | 480000 | 2006-05-20 | 2050-12-31
[10 empty] | 356 | Astoria Energy:CC2 | Astoria Energy LLC | 7069 | 720000 | 2011-05-01 | 2050-12-31
[10 empty] | 357 | Astoria Gas Turbines:10 | NRG Astoria Gas Turbine Ops Inc | 15502 | 17300 | 1971-01-01 | 2013-05-31
[10 empty] | 358 | Astoria Gas Turbines:11 | NRG Astoria Gas Turbine Ops Inc | 15502 | 16500 | 1971-01-01 | 2013-05-31
[10 empty] | 359 | Astoria Gas Turbines:12 | NRG Astoria Gas Turbine Ops Inc | 15502 | 17600 | 1971-01-01 | 2013-05-31
[10 empty] | 360 | Astoria Gas Turbines:13 | NRG Astoria Gas Turbine Ops Inc | 15502 | 16900 | 1971-01-01 | 2013-05-31
[10 empty] | 361 | Astoria Gas Turbines:2 1 | NRG Astoria Gas Turbine Ops Inc | 13000 | 37300 | 1970-01-01 | 2015-05-31
[10 empty] | 362 | Astoria Gas Turbines:2 2 | NRG Astoria Gas Turbine Ops Inc | 12997 | 35100 | 1970-01-01 | 2015-05-31
[10 empty] | 363 | Astoria Gas Turbines:2 3 | NRG Astoria Gas Turbine Ops Inc | 13358 | 35900 | 1970-01-01 | 2015-05-31
[10 empty] | 364 | Astoria Gas Turbines:2 4 | NRG Astoria Gas Turbine Ops Inc | 13423 | 34800 | 1970-01-01 | 2015-05-31
[10 empty] | 365 | Astoria Gas Turbines:3 1 | NRG Astoria Gas Turbine Ops Inc | 13421 | 33700 | 1970-01-01 | 2015-05-31
[10 empty] | 366 | Astoria Gas Turbines:3 2 | NRG Astoria Gas Turbine Ops Inc | 13374 | 34700 | 1970-01-01 | 2015-05-31
[10 empty] | 367 | Astoria Gas Turbines:3 3 | NRG Astoria Gas Turbine Ops Inc | 15134 | 32200 | 1970-01-01 | 2015-05-31
[10 empty] | 368 | Astoria Gas Turbines:3 4 | NRG Astoria Gas Turbine Ops Inc | 15134 | 34600 | 1970-01-01 | 2015-05-31
[10 empty] | 369 | Astoria Gas Turbines:4 1 | NRG Astoria Gas Turbine Ops Inc | 13000 | 32900 | 1970-01-01 | 2015-05-31
[10 empty] | 370 | Astoria Gas Turbines:4 2 | NRG Astoria Gas Turbine Ops Inc | 13000 | 32100 | 1970-01-01 | 2015-05-31
[10 empty] | 371 | Astoria Gas Turbines:4 3 | NRG Astoria Gas Turbine Ops Inc | 15134 | 33000 | 1970-01-01 | 2015-05-31
[10 empty] | 372 | Astoria Gas Turbines:4 4 | NRG Astoria Gas Turbine Ops Inc | 13000 | 34000 | 1970-01-01 | 2015-05-31
[10 empty] | 373 | Astoria Gas Turbines:5 | NRG Astoria Gas Turbine Ops Inc | 16066 | 13100 | 1970-01-01 | 2013-05-31
[10 empty] | 374 | Astoria Gas Turbines:All | NRG Astoria Gas Turbine Ops Inc | 16066 | 24100 | 1970-01-01 | 2013-05-31
[10 empty] | 375 | Astoria:GEN2 | Astoria Generating | 10498 | 180900 | 1954-03-01 | 2050-12-31
[10 empty] | 376 | Astoria:GEN3 | Astoria Generating | 10647 | 372300 | 1958-12-01 | 2050-12-31
[10 empty] | 377 | Astoria:GEN4 | Astoria Generating | 9958 | 376000 | 1961-12-01 | 2050-12-31
[10 empty] | 378 | Astoria:GEN5 | Astoria Generating | 10022 | 376000 | 1962-12-01 | 2050-12-31
[10 empty] | 379 | Athens Generating Plant:CC1 | New Athens Generating Co LLC | 6857 | 379300 | 2004-05-03 | 2050-12-31
[10 empty] | 380 | Athens Generating Plant:CC2 | New Athens Generating Co LLC | 6847 | 379300 | 2004-05-03 | 2050-12-31
[10 empty] | 381 | Athens Generating Plant:CC3 | New Athens Generating Co LLC | 6940 | 379300 | 2004-05-03 | 2050-12-31
[10 empty] | 382 | Athens Regional Medical Center:All | Athens Regional Medical Center | 10987 | 4440 | 1994-01-01 | 2050-12-31
[10 empty] | 383 | Atikokan Biomass:ST | Delta Energy Co Ltd | 9689 | 10000 | 2009-11-30 | 2050-12-31
|  |  | 2017 |  | 2017 |  | 2017 |  |  | 384 | Atikokan GS:1 | Ontario Power Generation Inc | 10214 | 211000 | 1982-01-01 | 2050-12-31 | E
[10 empty] | 385 | Atlanta Gift Mart LP:BUG | Atlanta Gift Mart LP | 10896 | 1170 | 1991-06-01 | 2050-12-31
[10 empty] | 386 | Atlantic (IA):1 | Atlantic Municipal Utilities | 9720 | 4400 | 1966-09-01 | 2050-12-31
[10 empty] | 387 | Atlantic (IA):6 | Atlantic Municipal Utilities | 10795 | 9800 | 1999-07-01 | 2050-12-31
[10 empty] | 388 | Atlantic City Convention Center Solar:PV1-4 | Pepco Energy Services Inc | 1000 | 2000 | 2009-03-05 | 2050-12-31
[10 empty] | 389 | Atmos Energy:GT1 12 | Atmos Energy Corp | 9700 | 21600 | 2002-07-31 | 2050-12-31
[10 empty] | 390 | Attala Energy:CC | Entergy Mississippi Inc | 7098 | 455000 | 2001-06-15 | 2050-12-31
[10 empty] | 391 | Attawapiskat First Nation:GEN1-3 | Hydro One Networks Inc | 10885 | 3000 | 1995-01-01 | 2050-12-31
[10 empty] | 392 | Attica:All | Attica KS (City of) | 10816 | 2800 | 2003-05-01 | 2050-12-31
[10 empty] | 393 | Attleboro LDFLL QF:1 | New England Power Co | 10000 | 1400 | 1997-11-01 | 2050-12-31
[10 empty] | 394 | Auburn Energy Municipal Landfill:IC1-2 | CH Auburn Energy LLC | 9000 | 2000 | 2009-12-31 | 2050-12-31
[10 empty] | 395 | Auburn State Street:1 | New York State Electric & Gas Corp | 11285 | 5100 | 2000-08-01 | 2050-12-31
[10 empty] | 396 | Auburn Station:1-3 | Ontario Power Generation Inc | 0 | 2100 | 1911-01-01 | 2050-12-31
[10 empty] | 397 | Auburn:All | Auburn NE (City of) | 10400 | 17500 | 1982-04-01 | 2050-12-31
[10 empty] | 398 | Auburndale Peaking Energy Center:CTP | Calpine Eastern Corp | 11878 | 118000 | 2002-08-01 | 2050-12-31
[10 empty] | 399 | Auburndale Power Plant:CC | Atlantic Power Corp | 8223 | 156500 | 1994-04-01 | 2050-12-31
[10 empty] | 400 | Audrain Generating Station:GT1 | AmerenUE | 11904 | 76000 | 2001-06-15 | 2050-12-31
[10 empty] | 401 | Audrain Generating Station:GT2 | AmerenUE | 11853 | 76000 | 2001-06-15 | 2050-12-31
[10 empty] | 402 | Audrain Generating Station:GT3 | AmerenUE | 11793 | 76000 | 2001-06-15 | 2050-12-31
[10 empty] | 403 | Audrain Generating Station:GT4 | AmerenUE | 11793 | 76000 | 2001-06-15 | 2050-12-31
[10 empty] | 404 | Audrain Generating Station:GT5 | AmerenUE | 11942 | 76000 | 2001-06-15 | 2050-12-31
[10 empty] | 405 | Audrain Generating Station:GT6 | AmerenUE | 11857 | 76000 | 2001-06-15 | 2050-12-31
[10 empty] | 406 | Audrain Generating Station:GT7 | AmerenUE | 12140 | 76000 | 2001-06-15 | 2050-12-31
[10 empty] | 407 | Audrain Generating Station:GT8 | AmerenUE | 11793 | 76000 | 2001-06-15 | 2050-12-31
[10 empty] | 408 | Auglaize Hydro:All | Bryan Municipal Utilities | 0 | 3400 | 1986-12-01 | 2050-12-31
|  |  | 2017 |  | 2017 |  | 2017 |  |  | 409 | Augusta Mill:1 | International Paper Co | 12064 | 25300 | 1960-08-01 | 2050-12-31 | E
|  |  | 2017 |  | 2017 |  | 2017 |  |  | 410 | Augusta Mill:2 | International Paper Co | 11914 | 36540 | 1965-01-01 | 2050-12-31 | E
|  |  | 2017 |  | 2017 |  | 2017 |  |  | 411 | Augusta Mill:3 | International Paper Co | 12075 | 17520 | 1965-01-01 | 2050-12-31 | E
[10 empty] | 412 | Aurora:CT10 | RRI Energy Power Generating Inc | 11089 | 45000 | 2001-06-01 | 2050-12-31
[10 empty] | 413 | Aurora:CTG1 | RRI Energy Power Generating Inc | 11007 | 152000 | 2002-05-01 | 2050-12-31
[10 empty] | 414 | Aurora:CTG2 | RRI Energy Power Generating Inc | 10598 | 152000 | 2001-06-01 | 2050-12-31
[10 empty] | 415 | Aurora:CTG3 | RRI Energy Power Generating Inc | 10598 | 152000 | 2001-06-01 | 2050-12-31
[10 empty] | 416 | Aurora:CTG4 | RRI Energy Power Generating Inc | 10598 | 152000 | 2001-05-01 | 2050-12-31
[10 empty] | 417 | Aurora:CTG5 | RRI Energy Power Generating Inc | 11089 | 45000 | 2001-05-01 | 2050-12-31
[10 empty] | 418 | Aurora:CTG6 | RRI Energy Power Generating Inc | 11089 | 45000 | 2001-05-01 | 2050-12-31
[10 empty] | 419 | Aurora:CTG7 | RRI Energy Power Generating Inc | 11089 | 45000 | 2001-06-01 | 2050-12-31
[10 empty] | 420 | Aurora:CTG8 | RRI Energy Power Generating Inc | 11089 | 45000 | 2001-05-01 | 2050-12-31
[10 empty] | 421 | Aurora:CTG9 | RRI Energy Power Generating Inc | 11089 | 45000 | 2001-06-01 | 2050-12-31
[10 empty] | 422 | Austin DT:5 | Austin Utilities | 13272 | 5400 | 1961-01-03 | 2050-12-31
2017 | 2017 | 2017 |  | 2020 | 2021 |  | 2017 |  |  | 423 | Austin Northeast Station (MN):1 | Austin Utilities | 13390 | 29300 | 1971-04-01 | 2011-12-31 | W
[10 empty] | 424 | AuTrain:1-2 | Upper Peninsula Power Co | 0 | 1100 | 1988-02-01 | 2050-12-31
[10 empty] | 425 | Autry Technology Center:WT | Autry Technology Center | 1000 | 5 | 2009-01-05 | 2050-12-31
[10 empty] | 426 | Autumn Hills LLC:AH30 | Northern Alternative Energy | 1000 | 1900 | 2001-02-08 | 2050-12-31
[10 empty] | 427 | Aux Sauble GS:1 | Beaver Power Corp | 0 | 4700 | 1989-02-09 | 2050-12-31
[10 empty] | 428 | Av Nackawic Mill:1 | Av Nackawic Inc | 13424 | 25000 | 1980-01-01 | 2050-12-31
[10 empty] | 429 | Avalon H & H Properties:GEN1-2 | Avalon/Mayo Hydropower LLC | 0 | 1100 | 1997-04-01 | 2050-12-31
[10 empty] | 430 | Aventis Behring LLC:GEN1 | Armour Pharmaceutical Co | 12412 | 3800 | 1993-05-01 | 2050-12-31
[10 empty] | 431 | Aventis Pharmaceuticals:2 | Aventis Pharmaceuticals Inc | 10917 | 4000 | 2002-11-01 | 2050-12-31
[10 empty] | 432 | Avenue A Generating Sets:1-2 | Rock Falls Electrical Dept | 12546 | 3600 | 2000-09-01 | 2050-12-31
[10 empty] | 433 | Avery Dam:1 | Northeast Utilities | 0 | 200 | 1985-12-01 | 2050-12-31
[10 empty] | 434 | Avon (NS):1-2 | Nova Scotia Power | 0 | 8100 | 1958-01-01 | 2050-12-31
[10 empty] | 435 | Avon Energy Partners LLC:CH1-2 | Illinois Electrical Generating Partners | 10000 | 1800 | 1997-02-01 | 2050-12-31
[10 empty] | 436 | Avon Lake:10 | Orion Power Midwest LP | 13960 | 24000 | 1973-01-01 | 2050-12-31
|  |  | 2017 |  | 2017 |  | 2017 | 2013 | 0.95022 | 437 | Avon Lake:7 | Orion Power Midwest LP | 11481 | 96000 | 1949-12-01 | 2050-12-31 | E
|  |  | 2016 |  | 2016 |  | 2017 | 2013 | 0.95022 | 438 | Avon Lake:9 | Orion Power Midwest LP | 9622 | 625000 | 1970-01-01 | 2050-12-31 | E
[10 empty] | 439 | Avon Park:P1 | Progress Energy Florida | 16499 | 24000 | 1968-12-01 | 2050-12-31
[10 empty] | 440 | Avon Park:P2 | Progress Energy Florida | 16707 | 24000 | 1968-12-01 | 2050-12-31
[10 empty] | 441 | Avondale Mills Inc:2-4 | Avondale Mills Inc | 0 | 2100 | 1946-01-01 | 2050-12-31
[10 empty] | 442 | Ayers Island:1-3 | Public Service Co of New Hampshire | 0 | 9000 | 1925-08-01 | 2050-12-31
[10 empty] | 443 | Ayton Mill:1 | Ontario Power Generation Inc | 0 | 200 | 1990-01-01 | 2050-12-31
[10 empty] | 444 | Aziscohos Hydroelectric Project:GEN1 | Aziscohos Hydro Co Inc | 0 | 6810 | 1988-06-01 | 2050-12-31
[10 empty] | 445 | B C Cobb:1 | Consumers Energy Co | 10000 | 54000 | 1948-10-01 | 2050-12-31
[10 empty] | 446 | B C Cobb:2 | Consumers Energy Co | 10000 | 65000 | 1948-12-01 | 2050-12-31
[10 empty] | 447 | B C Cobb:3 | Consumers Energy Co | 10000 | 68000 | 1950-09-01 | 2050-12-31
2016 | 2016 | 2016 |  | 2018 | 2021 |  | 2017 |  |  | 448 | B C Cobb:4 | Consumers Energy Co | 9273 | 156000 | 1956-09-01 | 2017-12-31 | W
2016 | 2016 | 2016 |  | 2018 | 2021 |  | 2017 |  |  | 449 | B C Cobb:5 | Consumers Energy Co | 10340 | 156000 | 1957-03-01 | 2017-12-31 | W
[10 empty] | 450 | B E Morrow:A | Consumers Energy Co | 14400 | 14000 | 1968-12-01 | 2050-12-31
[10 empty] | 451 | B E Morrow:B | Consumers Energy Co | 14400 | 14000 | 1969-07-01 | 2050-12-31
|  |  | 2017 |  | 2017 |  | 2017 |  |  | 452 | B L England:1 | RC Cape May | 11676 | 113000 | 1962-10-01 | 2050-12-31 | E
|  |  | 2017 |  | 2017 |  | 2017 |  |  | 453 | B L England:2 | RC Cape May | 10173 | 151000 | 1964-11-01 | 2050-12-31 | E
[10 empty] | 454 | B L England:3 | RC Cape May | 10987 | 148000 | 1974-12-01 | 2050-12-31
[10 empty] | 455 | B L England:IC1-4 | RC Cape May | 10400 | 8000 | 1961-08-01 | 2050-12-31
[10 empty] | 456 | B&K Energy Systems LLC:1 | B&K Energy Systems LLC | 1000 | 2000 | 2003-07-01 | 2050-12-31
[10 empty] | 457 | Babylon:GEN1 | Covanta Babylon Inc | 10000 | 14800 | 1989-01-01 | 2050-12-31
[10 empty] | 458 | Baconton Power LLC:CT1 | Tejas Power Generation LLC | 9851 | 48800 | 2000-06-01 | 2050-12-31
[10 empty] | 459 | Baconton Power LLC:CT4 | Tejas Power Generation LLC | 9763 | 48800 | 2000-07-01 | 2050-12-31
[10 empty] | 460 | Baconton Power LLC:CT5 | Tejas Power Generation LLC | 9838 | 48800 | 2000-07-01 | 2050-12-31
[10 empty] | 461 | Baconton Power LLC:CT6 | Tejas Power Generation LLC | 9967 | 48800 | 2000-08-01 | 2050-12-31
[10 empty] | 462 | Bad Creek:1 | Duke Energy Carolinas | 0 | 340000 | 1991-05-01 | 2050-12-31
[10 empty] | 463 | Bad Creek:2 | Duke Energy Carolinas | 0 | 340000 | 1991-05-01 | 2050-12-31
[10 empty] | 464 | Bad Creek:3 | Duke Energy Carolinas | 0 | 340000 | 1991-09-01 | 2050-12-31
[10 empty] | 465 | Bad Creek:4 | Duke Energy Carolinas | 0 | 340000 | 1991-09-01 | 2050-12-31
[10 empty] | 466 | Badger (New):All | Kaukauna WI (City of) | 0 | 5600 | 1928-01-03 | 2050-12-31
[10 empty] | 467 | Badger Wind Farm:ER15 | Badger Windpower LLC | 1000 | 30000 | 2001-06-25 | 2050-12-31
[10 empty] | 468 | Baie Des Sables:WT1 73 | Cartier Wind Energy | 1000 | 109500 | 2006-12-01 | 2050-12-31
[10 empty] | 469 | Bailly:10 | Northern Indiana Public Service Co | 15470 | 31000 | 1968-11-01 | 2050-12-31
|  |  | 2017 |  | 2017 |  | 2017 | 2013 | 0.93656 | 470 | Bailly:7 | Northern Indiana Public Service Co | 9797 | 160000 | 1962-11-01 | 2050-12-31 | E
|  |  | 2017 |  | 2017 |  | 2017 | 2013 | 0.93656 | 471 | Bailly:8 | Northern Indiana Public Service Co | 9488 | 320000 | 1968-07-01 | 2050-12-31 | E
[10 empty] | 472 | Bainbridge:SEG1 | South Eastern Electric Development Corp | 9700 | 37000 | 2000-07-01 | 2050-12-31
[10 empty] | 473 | Bainbridge:SEGC | South Eastern Electric Development Corp | 9700 | 37000 | 2000-07-01 | 2050-12-31
[10 empty] | 474 | Baker Solar:PV | Randy Baker | 1000 | 2 | 2007-10-09 | 2050-12-31
[10 empty] | 475 | Bala:1 | Ontario Power Generation Inc | 0 | 200 | 1990-01-01 | 2050-12-31
[10 empty] | 476 | Balaton Heat Recovery:ST | Ormat Technologies Inc | 10000 | 5500 | 2009-10-18 | 2050-12-31
[10 empty] | 477 | Baldwin City:3-8 | Baldwin City KS (City of) | 11568 | 10700 | 1956-05-01 | 2050-12-31
| 2016 |  |  | 2016 | 2019 |  | 2017 |  |  | 478 | Baldwin Energy Complex:1 | Midwest Generation Inc | 9194 | 586000 | 1970-07-01 | 2050-12-31 | W
| 2016 |  |  | 2016 | 2019 |  | 2017 |  |  | 479 | Baldwin Energy Complex:2 | Midwest Generation Inc | 9760 | 586000 | 1973-03-01 | 2050-12-31 | W
| 2016 |  |  | 2016 | 2019 |  | 2017 |  |  | 480 | Baldwin Energy Complex:3 | Midwest Generation Inc | 10011 | 592000 | 1975-04-01 | 2050-12-31 | W
[10 empty] | 481 | Balefill:UNT1-2 | Generation II Locomotives Inc | 10000 | 3600 | 1998-10-01 | 2050-12-31
[10 empty] | 482 | Baltic Mills QF:1 | New England Power Co | 0 | 100 | 1981-02-01 | 2050-12-31
[10 empty] | 483 | Bammens Solar:PV | Stijn Bammens | 1000 | 2 | 2008-11-30 | 2050-12-31
[10 empty] | 484 | Bancroft:IC4-7 | Bancroft Municipal Utilities | 12050 | 4300 | 1948-01-03 | 2050-12-31
[10 empty] | 485 | Bangor Pacific Hydro:GEN1-2 | Pacific Penobscot Power Co | 0 | 13000 | 1988-04-01 | 2050-12-31
[10 empty] | 486 | Bank of America Plaza:GEN1-2 | CSC Associates | 10804 | 2600 | 1991-11-01 | 2050-12-31
[10 empty] | 487 | Bankhead Dam:1 | Alabama Power Co | 0 | 56000 | 1963-07-01 | 2050-12-31
[10 empty] | 488 | Bannertown Power & Light:1 | Niagara Mohawk Power Corp | 1000 | 2 | 1984-01-01 | 2050-12-31
[10 empty] | 489 | Bantam:1 | FirstLight Hydro Generating Co LLC | 0 | 100 | 1905-01-03 | 2050-12-31
[10 empty] | 490 | Baptist Medical Center:CG-All | Baptist Memorial Hospital | 11219 | 1500 | 1973-10-01 | 2050-12-31
[10 empty] | 491 | Baptist Medical Center:TG All | Baptist Memorial Hospital | 12434 | 8100 | 1993-03-01 | 2050-12-31
[10 empty] | 492 | Bar Harbor:1-4 | Bangor Hydro Electric Co | 10060 | 4052 | 1961-01-03 | 2050-12-31
[10 empty] | 493 | Bar Mills:1-2 | FPL Energy Maine Hydro LLC | 0 | 4000 | 1956-01-01 | 2050-12-31
[10 empty] | 494 | Barefoot Wind:WT | Nancy Barefoot | 1000 | 2 | 2008-07-22 | 2050-12-31
[10 empty] | 495 | Barker Lower:GEN1 | Ridgewood Maine Hydro Partnership LP | 0 | 1520 | 1986-04-01 | 2050-12-31
[10 empty] | 496 | Barker Mill Upper:GEN1 | Ridgewood Maine Hydro Partnership LP | 0 | 1430 | 1987-05-01 | 2050-12-31
[10 empty] | 497 | Barker Solar:PV | Bill & Lesley Barker | 1000 | 2 | 2008-07-01 | 2050-12-31
[10 empty] | 498 | Barkley:1 | USACE Nashville District | 0 | 37000 | 1966-01-01 | 2050-12-31
[10 empty] | 499 | Barkley:2 | USACE Nashville District | 0 | 37000 | 1966-02-01 | 2050-12-31
[10 empty] | 500 | Barkley:3 | USACE Nashville District | 0 | 37000 | 1966-03-01 | 2050-12-31
[10 empty] | 501 | Barkley:4 | USACE Nashville District | 0 | 37000 | 1966-03-01 | 2050-12-31
[10 empty] | 502 | Barnet Hydro:1 | Vermont Group | 0 | 400 | 1986-10-01 | 2050-12-31
[10 empty] | 503 | Barnett Shoals:1-4 | Georgia Power Co | 0 | 720 | 1910-12-01 | 2050-12-31
[10 empty] | 504 | Barre:BA1-2 | Barre Energy Partners LP | 10000 | 800 | 1996-01-01 | 2050-12-31
[10 empty] | 505 | Barrett Chute GS:13 | Ontario Power Generation Inc | 0 | 90000 | 1942-01-01 | 2050-12-31
[10 empty] | 506 | Barrett Chute GS:24 | Ontario Power Generation Inc | 0 | 89000 | 1942-01-01 | 2050-12-31
[10 empty] | 507 | Barrie Small Hydro:1 | Ontario Power Generation Inc | 0 | 100 | 1990-01-01 | 2050-12-31
[10 empty] | 508 | Barron:All | Barron WI (City of) | 10795 | 8300 | 1998-06-01 | 2050-12-31
[10 empty] | 509 | Barron:H1-2 | Barron WI (City of) | 0 | 200 | 1918-01-03 | 2050-12-31
[10 empty] | 510 | Bartletts Ferry:1 | Georgia Power Co | 0 | 16500 | 1926-12-01 | 2050-12-31
[10 empty] | 511 | Bartletts Ferry:2 | Georgia Power Co | 0 | 16500 | 1926-12-01 | 2050-12-31
[10 empty] | 512 | Bartletts Ferry:3 | Georgia Power Co | 0 | 16500 | 1928-12-01 | 2050-12-31
[10 empty] | 513 | Bartletts Ferry:4 | Georgia Power Co | 0 | 22000 | 1951-12-01 | 2050-12-31
[10 empty] | 514 | Bartletts Ferry:5 | Georgia Power Co | 0 | 59500 | 1985-10-01 | 2050-12-31
[10 empty] | 515 | Bartletts Ferry:6 | Georgia Power Co | 0 | 59500 | 1985-11-01 | 2050-12-31
[10 empty] | 516 | Barton Hydro:1 | Barton Village Inc | 0 | 1300 | 1910-01-01 | 2050-12-31
[10 empty] | 517 | Barton Wind Farm:WT1 40 | Barton Windpower LLC | 1000 | 80000 | 2009-06-01 | 2050-12-31
[10 empty] | 518 | Barton Wind Farm:WT41 80 | Barton Windpower II LLC | 1000 | 80000 | 2009-06-01 | 2050-12-31
[10 empty] | 519 | Baseline Landfill Project:IC1-2 | G2 Energy Marion LLC | 9000 | 3000 | 2008-12-15 | 2050-12-31
[10 empty] | 520 | Bassett Healthcare:1-4 | Bassett Healthcare | 10987 | 6000 | 1992-07-01 | 2050-12-31
[10 empty] | 521 | Batavia Power Plant:CC | Seneca Power Partners LP | 8009 | 49100 | 1992-06-01 | 2050-12-31
[10 empty] | 522 | Batavia Power Plant:GEN3 | Seneca Power Partners LP | 10905 | 1000 | 1992-06-01 | 2050-12-31
[10 empty] | 523 | Batawa:1 | Innergex Inc | 0 | 5000 | 2000-03-01 | 2050-12-31
[10 empty] | 524 | Bates Mill Upper:BU1-3 | FPL Energy Maine Hydro LLC | 0 | 3710 | 1986-02-01 | 2050-12-31
[10 empty] | 525 | Bates Solar (SC):PV | Tom Bates | 1000 | 4 | 2009-02-20 | 2050-12-31
[10 empty] | 526 | Batesville Generation Facility:CC1 | LSP Energy LP | 7808 | 286000 | 2000-03-01 | 2050-12-31
[10 empty] | 527 | Batesville Generation Facility:CC2 | LSP Energy LP | 7808 | 286000 | 2000-04-01 | 2050-12-31
[10 empty] | 528 | Batesville Generation Facility:CC3 | LSP Energy LP | 7808 | 286000 | 2000-05-01 | 2050-12-31
[10 empty] | 529 | Bath County:1 | Virginia Electric & Power Co | 0 | 420000 | 1985-12-01 | 2050-12-31
[10 empty] | 530 | Bath County:2 | Virginia Electric & Power Co | 0 | 500000 | 1985-12-01 | 2050-12-31
[10 empty] | 531 | Bath County:3 | Virginia Electric & Power Co | 0 | 502000 | 1985-12-01 | 2050-12-31
[10 empty] | 532 | Bath County:4 | Virginia Electric & Power Co | 0 | 420000 | 1985-12-01 | 2050-12-31
[10 empty] | 533 | Bath County:5 | Virginia Electric & Power Co | 0 | 501000 | 1985-12-01 | 2050-12-31
[10 empty] | 534 | Bath County:6 | Virginia Electric & Power Co | 0 | 500000 | 1985-12-01 | 2050-12-31
[10 empty] | 535 | Bath Electric Power:1 | Vermont Group | 0 | 400 | 1985-06-01 | 2050-12-31
[10 empty] | 536 | Baton Rouge Cogeneration:CC | ExxonMobil Baton Rouge | 7190 | 332000 | 1999-04-01 | 2050-12-31
[10 empty] | 537 | Baton Rouge Turbine:GTG1 | ExxonMobil Baton Rouge | 13398 | 85300 | 1990-05-01 | 2050-12-31
[10 empty] | 538 | Battersea Dam:1 | Greenwood Ironworks Inc | 0 | 100 | 1990-12-01 | 2050-12-31
[10 empty] | 539 | Bavarian Landfill IN Walton:1-4 | East Kentucky Power Coop | 10000 | 3200 | 2003-09-18 | 2050-12-31
[10 empty] | 540 | Baxter Wilson:1 | Entergy Mississippi Inc | 10381 | 500000 | 1967-03-01 | 2050-12-31
[10 empty] | 541 | Baxter Wilson:2 | Entergy Mississippi Inc | 10030 | 676000 | 1971-10-01 | 2050-12-31
[10 empty] | 542 | Bay Despoir:1 | Newfoundland & Labrador Hydro | 0 | 89714 | 1980-01-01 | 2050-12-31
[10 empty] | 543 | Bay Despoir:2 | Newfoundland & Labrador Hydro | 0 | 89714 | 1980-01-01 | 2050-12-31
[10 empty] | 544 | Bay Despoir:3 | Newfoundland & Labrador Hydro | 0 | 89714 | 1980-01-01 | 2050-12-31
[10 empty] | 545 | Bay Despoir:4 | Newfoundland & Labrador Hydro | 0 | 89714 | 1980-01-01 | 2050-12-31
[10 empty] | 546 | Bay Despoir:5 | Newfoundland & Labrador Hydro | 0 | 89714 | 1980-01-01 | 2050-12-31
[10 empty] | 547 | Bay Despoir:6 | Newfoundland & Labrador Hydro | 0 | 89714 | 1980-01-01 | 2050-12-31
[10 empty] | 548 | Bay Despoir:7 | Newfoundland & Labrador Hydro | 0 | 89714 | 1980-01-01 | 2050-12-31
2017 | 2017 | 2017 |  | 2020 | 2021 |  | 2017 |  |  | 549 | Bay Front:4 | Northern States Power Co (Wisconsin) | 14715 | 22000 | 1949-01-01 | 2050-12-31 | W
2017 | 2017 | 2017 |  | 2020 | 2021 |  | 2017 |  |  | 550 | Bay Front:5 | Northern States Power Co (Wisconsin) | 15465 | 22000 | 1952-01-03 | 2050-12-31 | W
2017 | 2017 | 2017 |  | 2020 | 2021 |  | 2017 |  |  | 551 | Bay Front:6 | Northern States Power Co (Wisconsin) | 12595 | 29000 | 1957-01-01 | 2050-12-31 | W
[10 empty] | 552 | Bay Resource Management Center:GEN1 | Bay County Board County Commission | 12559 | 10000 | 1987-03-01 | 2050-12-31
2016 | 2016 | 2016 |  | 2018 | 2021 |  | 2017 |  |  | 553 | Bay Shore:1 | FirstEnergy Generation Corp | 9254 | 136000 | 1955-08-01 | 2050-12-31 | W
2016 | 2016 | 2016 |  | 2018 | 2021 |  | 2017 |  |  | 554 | Bay Shore:2 | FirstEnergy Generation Corp | 10671 | 138000 | 1959-02-01 | 2050-12-31 | W
2016 | 2016 | 2016 |  | 2018 | 2021 |  | 2017 |  |  | 555 | Bay Shore:3 | FirstEnergy Generation Corp | 10555 | 142000 | 1963-05-01 | 2050-12-31 | W
2015 | 2015 | 2015 |  | 2017 | 2020 |  | 2017 |  |  | 556 | Bay Shore:4 | FirstEnergy Generation Corp | 10574 | 215000 | 1968-06-01 | 2050-12-31 | W
[10 empty] | 557 | Bay Shore:GT1 | FirstEnergy Generation Corp | 14875 | 16000 | 1967-08-01 | 2050-12-31
[10 empty] | 558 | Bay View Waste Water Treatment Plant:CC1 | Toledo (OH) (City of) | 7000 | 11200 | 2010-06-01 | 2050-12-31
[10 empty] | 559 | Bay Windpower I:BAY | Crystal Flash Ltd | 1000 | 1800 | 2001-12-01 | 2050-12-31
[10 empty] | 560 | Bayboro:P1 | Progress Energy Florida | 13385 | 44000 | 1973-04-01 | 2050-12-31
[10 empty] | 561 | Bayboro:P2 | Progress Energy Florida | 12956 | 42000 | 1973-04-01 | 2050-12-31
[10 empty] | 562 | Bayboro:P3 | Progress Energy Florida | 12910 | 44000 | 1973-04-01 | 2050-12-31
[10 empty] | 563 | Bayboro:P4 | Progress Energy Florida | 13489 | 44000 | 1973-04-01 | 2050-12-31
[10 empty] | 564 | Bayonne Cogeneration Plant:CC | Bayonne Plant Holding LLC | 8936 | 166000 | 1988-07-01 | 2050-12-31
[10 empty] | 565 | Bayonne Energy Center:GT1 | Bayonne Energy Center LLC | 9300 | 57700 | 2011-06-30 | 2050-12-31
[10 empty] | 566 | Bayonne Energy Center:GT2 | Bayonne Energy Center LLC | 9300 | 57700 | 2011-06-30 | 2050-12-31
[10 empty] | 567 | Bayonne Energy Center:GT3 | Bayonne Energy Center LLC | 9300 | 57700 | 2011-06-30 | 2050-12-31
[10 empty] | 568 | Bayonne Energy Center:GT4 | Bayonne Energy Center LLC | 9300 | 57700 | 2011-06-30 | 2050-12-31
[10 empty] | 569 | Bayonne Energy Center:GT5 | Bayonne Energy Center LLC | 9300 | 57700 | 2011-06-30 | 2050-12-31
[10 empty] | 570 | Bayonne Energy Center:GT6 | Bayonne Energy Center LLC | 9300 | 57700 | 2011-06-30 | 2050-12-31
[10 empty] | 571 | Bayonne Energy Center:GT7 | Bayonne Energy Center LLC | 9300 | 57700 | 2011-06-30 | 2050-12-31
[10 empty] | 572 | Bayonne Energy Center:GT8 | Bayonne Energy Center LLC | 9300 | 57700 | 2011-06-30 | 2050-12-31
[10 empty] | 573 | Bayou Cove Peaking Power:GT1 | Bayou Cove Peaking Power LLC | 11801 | 75000 | 2002-08-15 | 2050-12-31
[10 empty] | 574 | Bayou Cove Peaking Power:GT2 | Bayou Cove Peaking Power LLC | 11793 | 75000 | 2002-07-01 | 2050-12-31
[10 empty] | 575 | Bayou Cove Peaking Power:GT3 | Bayou Cove Peaking Power LLC | 11814 | 75000 | 2002-08-15 | 2050-12-31
[10 empty] | 576 | Bayou Cove Peaking Power:GT4 | Bayou Cove Peaking Power LLC | 11902 | 75000 | 2002-09-27 | 2050-12-31
[10 empty] | 577 | Bayside (NB):CC | Bayside Power LP | 6976 | 263000 | 2001-10-01 | 2050-12-31
[10 empty] | 578 | Bayside Power Station:CC1 | Tampa Electric Co | 7250 | 701000 | 2003-04-01 | 2050-12-31
[10 empty] | 579 | Bayside Power Station:CC2 | Tampa Electric Co | 7098 | 929000 | 2004-01-15 | 2050-12-31
[10 empty] | 580 | Bayside Power Station:GT2 | Tampa Electric Co | 9116 | 56000 | 2009-07-01 | 2050-12-31
[10 empty] | 581 | Bayside Power Station:GT3 | Tampa Electric Co | 9043 | 56000 | 2009-07-01 | 2050-12-31
[10 empty] | 582 | Bayside Power Station:GT4 | Tampa Electric Co | 8835 | 56000 | 2009-04-27 | 2050-12-31
[10 empty] | 583 | Bayside Power Station:GT5 | Tampa Electric Co | 9034 | 56000 | 2009-04-27 | 2050-12-31
[10 empty] | 584 | Bayswater Peaking:1 | Bayswater Peaking Facility LLC | 11185 | 52700 | 2002-07-08 | 2050-12-31
[10 empty] | 585 | Bayview:BAY All | Calpine Mid Atlantic Generation LLC | 10299 | 12000 | 1963-10-01 | 2050-12-31
[10 empty] | 586 | Bayville Central Facility:COG1-2 | Ocean County Utilities Authority | 10000 | 580 | 1988-09-01 | 2050-12-31
[10 empty] | 587 | Bayville Central Facility:COG4-7 | Ocean County Utilities Authority | 10612 | 6000 | 2002-05-01 | 2050-12-31
[10 empty] | 588 | Bayway Refinery:ST | ConocoPhillips | 12000 | 11200 | 1967-12-01 | 2050-12-31
[10 empty] | 589 | Beals Road:1 | Consumers Energy Co | 12763 | 2000 | 1999-01-01 | 2050-12-31
[10 empty] | 590 | Bear Creek (NC):1 | Duke Energy Carolinas | 0 | 9450 | 1954-03-01 | 2050-12-31
[10 empty] | 591 | Bear Garden Generating Station:CC 2 | Dominion Resources Inc | 7098 | 590000 | 2011-06-30 | 2050-12-31
[10 empty] | 592 | Bear Swamp:GEN1 | Bear Swamp Power Co LLC | 0 | 284650 | 1974-09-01 | 2050-12-31
[10 empty] | 593 | Bear Swamp:GEN2 | Bear Swamp Power Co LLC | 0 | 280360 | 1974-10-01 | 2050-12-31
[10 empty] | 594 | Beardslee:1 | Brookfield Renewable Power Inc | 0 | 8500 | 1924-01-01 | 2050-12-31
[10 empty] | 595 | Beardslee:2 | Brookfield Renewable Power Inc | 0 | 8500 | 1924-01-01 | 2050-12-31
[10 empty] | 596 | Bearskin First Nation:GEN1-3 | Hydro One Networks Inc | 10885 | 3000 | 1995-01-01 | 2050-12-31
[10 empty] | 597 | Beatrice:CC | Nebraska Public Power District | 7809 | 237000 | 2005-01-07 | 2050-12-31
[10 empty] | 598 | Beauharnois:1 | Hydro Quebec | 0 | 37309 | 1984-09-01 | 2050-12-31
[10 empty] | 599 | Beauharnois:10 | Hydro Quebec | 0 | 45511 | 1932-09-01 | 2050-12-31
[10 empty] | 600 | Beauharnois:11 | Hydro Quebec | 0 | 45511 | 1990-12-01 | 2050-12-31
[10 empty] | 601 | Beauharnois:12 | Hydro Quebec | 0 | 45511 | 1992-12-01 | 2050-12-31
[10 empty] | 602 | Beauharnois:13 | Hydro Quebec | 0 | 45511 | 1992-01-01 | 2050-12-31
[10 empty] | 603 | Beauharnois:14 | Hydro Quebec | 0 | 45511 | 1983-09-01 | 2050-12-31
[10 empty] | 604 | Beauharnois:15 | Hydro Quebec | 0 | 40010 | 1950-12-01 | 2050-12-31
[10 empty] | 605 | Beauharnois:16 | Hydro Quebec | 0 | 41110 | 1950-12-01 | 2050-12-31
[10 empty] | 606 | Beauharnois:17 | Hydro Quebec | 0 | 40010 | 1986-12-01 | 2050-12-31
[10 empty] | 607 | Beauharnois:18 | Hydro Quebec | 0 | 41110 | 1951-10-01 | 2050-12-31
[10 empty] | 608 | Beauharnois:19 | Hydro Quebec | 0 | 40010 | 1983-04-01 | 2050-12-31
[10 empty] | 609 | Beauharnois:2 | Hydro Quebec | 0 | 45611 | 1986-12-01 | 2050-12-31
[10 empty] | 610 | Beauharnois:20 | Hydro Quebec | 0 | 41110 | 1951-12-01 | 2050-12-31
[10 empty] | 611 | Beauharnois:21 | Hydro Quebec | 0 | 41110 | 1953-11-01 | 2050-12-31
[10 empty] | 612 | Beauharnois:22 | Hydro Quebec | 0 | 41110 | 1953-08-01 | 2050-12-31
[10 empty] | 613 | Beauharnois:23 | Hydro Quebec | 0 | 40010 | 1983-08-01 | 2050-12-31
[10 empty] | 614 | Beauharnois:24 | Hydro Quebec | 0 | 40010 | 1953-01-01 | 2050-12-31
[10 empty] | 615 | Beauharnois:25 | Hydro Quebec | 0 | 41110 | 1987-02-01 | 2050-12-31
[10 empty] | 616 | Beauharnois:26 | Hydro Quebec | 0 | 41110 | 1952-10-01 | 2050-12-31
[10 empty] | 617 | Beauharnois:27 | Hydro Quebec | 0 | 55313 | 1959-09-01 | 2050-12-31
[10 empty] | 618 | Beauharnois:28 | Hydro Quebec | 0 | 55313 | 1959-07-01 | 2050-12-31
[10 empty] | 619 | Beauharnois:29 | Hydro Quebec | 0 | 55313 | 1959-09-01 | 2050-12-31
[10 empty] | 620 | Beauharnois:3 | Hydro Quebec | 0 | 37309 | 1982-05-01 | 2050-12-31
[10 empty] | 621 | Beauharnois:30 | Hydro Quebec | 0 | 55313 | 1959-11-01 | 2050-12-31
[10 empty] | 622 | Beauharnois:31 | Hydro Quebec | 0 | 55313 | 1959-12-01 | 2050-12-31
[10 empty] | 623 | Beauharnois:32 | Hydro Quebec | 0 | 55313 | 1960-05-01 | 2050-12-31
[10 empty] | 624 | Beauharnois:33 | Hydro Quebec | 0 | 55313 | 1960-07-01 | 2050-12-31
[10 empty] | 625 | Beauharnois:34 | Hydro Quebec | 0 | 55313 | 1960-10-01 | 2050-12-31
[10 empty] | 626 | Beauharnois:35 | Hydro Quebec | 0 | 55313 | 1961-04-01 | 2050-12-31
[10 empty] | 627 | Beauharnois:36 | Hydro Quebec | 0 | 55313 | 1961-04-01 | 2050-12-31
[10 empty] | 628 | Beauharnois:4 | Hydro Quebec | 0 | 45611 | 1981-09-01 | 2050-12-31
[10 empty] | 629 | Beauharnois:5 | Hydro Quebec | 0 | 45611 | 1995-04-01 | 2050-12-31
[10 empty] | 630 | Beauharnois:6 | Hydro Quebec | 0 | 45611 | 1995-08-01 | 2050-12-31
[10 empty] | 631 | Beauharnois:7 | Hydro Quebec | 0 | 45611 | 1993-11-01 | 2050-12-31
[10 empty] | 632 | Beauharnois:8 | Hydro Quebec | 0 | 45611 | 1994-05-01 | 2050-12-31
[10 empty] | 633 | Beauharnois:9 | Hydro Quebec | 0 | 45611 | 1994-04-01 | 2050-12-31
[10 empty] | 634 | Beauharnois:A | Hydro Quebec | 0 | 5801 | 1932-09-01 | 2050-12-31
[10 empty] | 635 | Beauharnois:B | Hydro Quebec | 0 | 5801 | 1932-09-01 | 2050-12-31
[10 empty] | 636 | Beaumont Refinery:CC1 | ExxonMobil Beaumont Complex | 7949 | 70600 | 1993-06-01 | 2050-12-31
[10 empty] | 637 | Beaumont Refinery:GE10 | ExxonMobil Beaumont Complex | 12367 | 5000 | 1978-01-01 | 2050-12-31
[10 empty] | 638 | Beaumont Refinery:GEN6 | ExxonMobil Beaumont Complex | 12107 | 25000 | 1978-02-01 | 2050-12-31
[10 empty] | 639 | Beaumont Refinery:GEN7 | ExxonMobil Beaumont Complex | 12448 | 25000 | 1970-01-01 | 2050-12-31
[10 empty] | 640 | Beaumont Refinery:GEN8 | ExxonMobil Beaumont Complex | 12513 | 20000 | 1970-01-01 | 2050-12-31
[10 empty] | 641 | Beaumont Refinery:GEN9 | ExxonMobil Beaumont Complex | 12498 | 30000 | 1967-01-01 | 2050-12-31
[10 empty] | 642 | Beaumont Refinery:GT1 | ExxonMobil Beaumont Complex | 12001 | 152000 | 2005-06-01 | 2050-12-31
[10 empty] | 643 | Beaumont Refinery:GT2 | ExxonMobil Beaumont Complex | 12001 | 152000 | 2005-06-01 | 2050-12-31
[10 empty] | 644 | Beaumont Refinery:GT3 | ExxonMobil Beaumont Complex | 12001 | 152000 | 2005-06-01 | 2050-12-31
[10 empty] | 645 | Beaumont:1 | Hydro Quebec | 0 | 43500 | 1959-02-01 | 2050-12-31
[10 empty] | 646 | Beaumont:2 | Hydro Quebec | 0 | 43500 | 1958-12-01 | 2050-12-31
[10 empty] | 647 | Beaumont:3 | Hydro Quebec | 0 | 43500 | 1959-02-01 | 2050-12-31
[10 empty] | 648 | Beaumont:4 | Hydro Quebec | 0 | 43500 | 1958-11-01 | 2050-12-31
[10 empty] | 649 | Beaumont:5 | Hydro Quebec | 0 | 43500 | 1958-09-01 | 2050-12-31
[10 empty] | 650 | Beaumont:6 | Hydro Quebec | 0 | 43500 | 1958-08-01 | 2050-12-31
[10 empty] | 651 | Beauport Power Station:1 | Boralex Inc | 0 | 4500 | 1908-01-01 | 2050-12-31
[10 empty] | 652 | Beaver (AR):1 | USACE Little Rock District | 0 | 64400 | 1965-05-01 | 2050-12-31
[10 empty] | 653 | Beaver (AR):2 | USACE Little Rock District | 0 | 64400 | 1965-05-01 | 2050-12-31
[10 empty] | 654 | Beaver Ashland:ST1 | Boralex Ashland Inc | 11649 | 34000 | 1993-08-01 | 2050-12-31
[10 empty] | 655 | Beaver City:1-4 | Beaver City NE (City of) | 11709 | 1700 | 1957-10-01 | 2050-12-31
[10 empty] | 656 | Beaver Falls Generating Facility:CC | WPS Beaver Falls Generation LLC | 7256 | 86500 | 1995-04-01 | 2050-12-31
[10 empty] | 657 | Beaver Island (MI GRTLKS):1-3 | Great Lakes Energy Coop | 10724 | 2800 | 2000-09-27 | 2050-12-31
[10 empty] | 658 | Beaver Valley Patterson Dam:GEN1-3 | Beaver Valley Power Co | 0 | 1140 | 1982-09-01 | 2050-12-31
[10 empty] | 659 | Beaver Valley:1 | FirstEnergy Nuclear Generation Corp | 10850 | 892000 | 1976-09-01 | 2050-12-31
[10 empty] | 660 | Beaver Valley:2 | FirstEnergy Nuclear Generation Corp | 10560 | 846000 | 1987-11-01 | 2050-12-31
[10 empty] | 661 | Becancour Industrial Park:CC | TransCanada Corp | 7100 | 533000 | 2006-09-01 | 2050-12-31
[10 empty] | 662 | Becancour:1 | Hydro Quebec | 12140 | 87500 | 1992-12-01 | 2050-12-31
[10 empty] | 663 | Becancour:2 | Hydro Quebec | 12140 | 87500 | 1992-12-01 | 2050-12-31
[10 empty] | 664 | Becancour:3 | Hydro Quebec | 12140 | 87500 | 1993-03-01 | 2050-12-31
[10 empty] | 665 | Becancour:4 | Hydro Quebec | 12140 | 87500 | 1993-03-01 | 2050-12-31
[10 empty] | 666 | Beebe Holbrook:1-2 | Holyoke Gas & Electric Dept | 0 | 586 | 1947-01-03 | 2050-12-31
[10 empty] | 667 | Beebee Island Hydro Plant:1-2 | Brookfield Renewable Power Inc | 0 | 8800 | 1931-01-01 | 2050-12-31
[10 empty] | 668 | Beech Ridge Wind Farm (WV):WT1 56 | Beech Ridge Energy LLC | 1000 | 84000 | 2010-07-27 | 2050-12-31
[10 empty] | 669 | Beech Ridge Wind Farm (WV):WT11 124 | Beech Ridge Energy LLC | 1000 | 16500 | 2010-08-31 | 2050-12-31
[10 empty] | 670 | Beecher LFG:IC1-3 | Beecher Energy LLC | 9000 | 3300 | 2006-06-07 | 2050-12-31
[10 empty] | 671 | Beechwood:1 | Énergie NB Power | 0 | 36000 | 1957-01-01 | 2050-12-31
[10 empty] | 672 | Beechwood:2 | Énergie NB Power | 0 | 36000 | 1957-01-01 | 2050-12-31
[10 empty] | 673 | Beechwood:3 | Énergie NB Power | 0 | 41000 | 1962-01-01 | 2050-12-31
[10 empty] | 674 | Begent Ha:1 | Niagara Mohawk Power Corp | 1000 | 1 | 1981-02-01 | 2050-12-31
[10 empty] | 675 | Beldens:1 | Vermont Marble Power Co | 0 | 600 | 1913-08-01 | 2050-12-31
[10 empty] | 676 | Beldens:2 | Vermont Marble Power Co | 0 | 432 | 1913-08-01 | 2050-12-31
[10 empty] | 677 | Beldens:HC3 | Vermont Marble Power Co | 0 | 2213 | 1988-12-01 | 2050-12-31
| 2015 |  |  | 2015 | 2017 |  | 2017 |  |  | 678 | Belews Creek:1 | Duke Energy Carolinas | 9005 | 1135000 | 1974-08-01 | 2050-12-31 | W
| 2015 |  |  | 2015 | 2017 |  | 2017 |  |  | 679 | Belews Creek:2 | Duke Energy Carolinas | 9003 | 1135000 | 1975-12-01 | 2050-12-31 | W
[10 empty] | 680 | Belfort:1-3 | Brookfield Renewable Power Inc | 0 | 2021 | 1903-01-01 | 2050-12-31
[10 empty] | 681 | Belle River:12 1 | Detroit Edison Co (The) | 11793 | 75000 | 1999-09-01 | 2050-12-31
[10 empty] | 682 | Belle River:12 2 | Detroit Edison Co (The) | 11793 | 75000 | 1999-09-01 | 2050-12-31
[10 empty] | 683 | Belle River:13 1 | Detroit Edison Co (The) | 11793 | 75000 | 1999-09-01 | 2050-12-31
[10 empty] | 684 | Belle River:All | Detroit Edison Co (The) | 10550 | 13750 | 1981-11-01 | 2050-12-31
| 2016 |  |  | 2016 | 2018 |  | 2017 |  |  | 685 | Belle River:ST1 | Detroit Edison Co (The) | 10200 | 635001 | 1984-08-01 | 2050-12-31 | W
| 2016 |  |  | 2016 | 2018 |  | 2017 |  |  | 686 | Belle River:ST2 | Detroit Edison Co (The) | 10543 | 635001 | 1985-07-01 | 2050-12-31 | W
| 2017 |  |  | 2017 | 2020 |  | 2017 |  |  | 687 | Belledune:1 | Énergie NB Power | 9700 | 458100 | 1993-10-01 | 2050-12-31 | W
[10 empty] | 688 | Bellefontaine Landfill:IC1-3 | Bellefontaine Gas Producers LLC | 9000 | 4800 | 2009-03-05 | 2050-12-31
[10 empty] | 689 | Bellefonte:DG 1-2 | Tennessee Valley Authority | 9142 | 14000 | 1998-12-01 | 2050-12-31
[10 empty] | 690 | Belleterre:1-2 | Algonquin Power Systems Inc | 0 | 2200 | 1992-01-01 | 2050-12-31
[10 empty] | 691 | Belleville (KS):4-8 | Belleville KS (City of) | 11092 | 14300 | 1955-01-03 | 2050-12-31
[10 empty] | 692 | Belleville:1 | Ohio Municipal Electric Generation Agency Joint Venture 5 | 0 | 21000 | 1999-04-01 | 2050-12-31
[10 empty] | 693 | Belleville:2 | Ohio Municipal Electric Generation Agency Joint Venture 5 | 0 | 21000 | 1999-05-01 | 2050-12-31
[10 empty] | 694 | Bellevue:IC1-6 | Bellevue Municipal Utilities | 9800 | 7500 | 1947-01-03 | 2050-12-31
[10 empty] | 695 | Bellingham Cogeneration Facility:CC | Northeast Energy Associates LP | 8784 | 264000 | 1991-09-01 | 2050-12-31
[10 empty] | 696 | Bellmeade:CC | Virginia Electric & Power Co | 9000 | 245000 | 1997-02-01 | 2050-12-31
[10 empty] | 697 | Bellows Falls:GEN1 | TransCanada Hydro Northeast Inc | 0 | 16180 | 1928-03-01 | 2050-12-31
[10 empty] | 698 | Bellows Falls:GEN2 | TransCanada Hydro Northeast Inc | 0 | 16180 | 1928-03-01 | 2050-12-31
[10 empty] | 699 | Bellows Falls:GEN3 | TransCanada Hydro Northeast Inc | 0 | 16180 | 1928-04-01 | 2050-12-31
[10 empty] | 700 | Bellows Towers:1 | Niagara Mohawk Power Corp | 0 | 131 | 1987-06-01 | 2050-12-31
[10 empty] | 701 | Beloit (KS):1-7 | Beloit KS (City of) | 11545 | 17700 | 1951-07-01 | 2050-12-31
[10 empty] | 702 | Bemidji Hydro:1-2 | Otter Tail Power Co | 0 | 600 | 1907-07-01 | 2050-12-31
[10 empty] | 703 | Benkelman:1 | Benkelman NE (City of) | 11703 | 700 | 1952-01-03 | 2050-12-31
[10 empty] | 704 | Benndale:1 | South Mississippi Electric Power Association | 13500 | 14000 | 1969-10-01 | 2050-12-31
[10 empty] | 705 | Bennett Farm & Family Enterprises Solar:PV | Bennett Farm & Family Enterprises | 1000 | 2 | 2008-05-19 | 2050-12-31
[10 empty] | 706 | Bennetts Bridge:1-4 | Brookfield Renewable Power Inc | 0 | 15600 | 1932-01-01 | 2050-12-31
[10 empty] | 707 | Benning:15 | Potomac Power Resources | 12920 | 275000 | 1968-06-01 | 2012-05-31
[10 empty] | 708 | Benning:16 | Potomac Power Resources | 12572 | 275000 | 1972-05-01 | 2012-05-31
[10 empty] | 709 | Bennington Hydro:HY | Bennington (Town of) | 0 | 17 | 2009-09-01 | 2050-12-31
[10 empty] | 710 | Benson (MN BENSON):5-11 | Benson MN (City of) | 10528 | 11120 | 2002-05-01 | 2050-12-31
[10 empty] | 711 | Bent Tree Wind Farm:WT1 122 | Wisconsin Power & Light Co | 1000 | 201300 | 2011-06-30 | 2050-12-31
[10 empty] | 712 | Benton County Wind (Orion):WT1 87 | Benton County Wind Farm LLC | 1000 | 130500 | 2008-05-18 | 2050-12-31
[10 empty] | 713 | Benton Falls:GEN1 | Great Bay Hydro Maine LLC | 0 | 3330 | 1987-12-01 | 2050-12-31
[10 empty] | 714 | Benton Falls:GEN2 | Great Bay Hydro Benton LLC | 0 | 670 | 1987-12-01 | 2050-12-31
[10 empty] | 715 | Bergan WC:1 | Niagara Mohawk Power Corp | 1000 | 10 | 1982-07-01 | 2050-12-31
[10 empty] | 716 | Bergen:3 | PSEG Fossil LLC | 16582 | 21000 | 1967-07-01 | 2050-12-31
[10 empty] | 717 | Bergen:CC1 | PSEG Fossil LLC | 8010 | 675000 | 1995-06-01 | 2050-12-31
[10 empty] | 718 | Bergen:CC2 | PSEG Fossil LLC | 7098 | 550000 | 2002-06-06 | 2050-12-31
[10 empty] | 719 | Berkshire Power:CS | US Power Fund LP II | 7096 | 232120 | 1999-09-01 | 2050-12-31
[10 empty] | 720 | Berkshire Wind Power:WT1 10 | Massachusetts Municipal Wholesale Electric Co | 1000 | 15000 | 2010-09-30 | 2050-12-31
[10 empty] | 721 | Berlin 5:GT1 | Green Mountain Power Corp | 12459 | 34830 | 1972-06-01 | 2050-12-31
[10 empty] | 722 | Berlin Gorham (Hydro):All | Fraser NH LLC | 0 | 28300 | 1914-01-01 | 2050-12-31
[10 empty] | 723 | Berlin Landfill:1-3 | Wisconsin Power & Light Co | 9000 | 2400 | 2001-08-01 | 2050-12-31
[10 empty] | 724 | Berlin:All | Berlin MD (Town of) | 11482 | 7200 | 1961-01-03 | 2050-12-31
[10 empty] | 725 | Bernstein Solar:PV | Lenny Bernstein | 1000 | 2 | 2008-04-30 | 2050-12-31
[10 empty] | 726 | Berrien Springs:All | Indiana Michigan Power Co | 0 | 3096 | 1908-10-10 | 2050-12-31
[10 empty] | 727 | Bersimis 1:11 | Hydro Quebec | 0 | 114660 | 1956-10-01 | 2050-12-31
[10 empty] | 728 | Bersimis 1:12 | Hydro Quebec | 0 | 114660 | 1956-10-01 | 2050-12-31
[10 empty] | 729 | Bersimis 1:13 | Hydro Quebec | 0 | 114660 | 1957-09-01 | 2050-12-31
[10 empty] | 730 | Bersimis 1:14 | Hydro Quebec | 0 | 114660 | 1957-01-01 | 2050-12-31
[10 empty] | 731 | Bersimis 1:15 | Hydro Quebec | 0 | 114660 | 1988-12-01 | 2050-12-31
[10 empty] | 732 | Bersimis 1:16 | Hydro Quebec | 0 | 114660 | 1987-03-01 | 2050-12-31
[10 empty] | 733 | Bersimis 1:17 | Hydro Quebec | 0 | 114660 | 1987-11-01 | 2050-12-31
[10 empty] | 734 | Bersimis 1:18 | Hydro Quebec | 0 | 114660 | 1991-12-01 | 2050-12-31
[10 empty] | 735 | Bersimis 2:21 | Hydro Quebec | 0 | 134050 | 1991-12-01 | 2050-12-31
[10 empty] | 736 | Bersimis 2:22 | Hydro Quebec | 0 | 134050 | 1991-11-01 | 2050-12-31
[10 empty] | 737 | Bersimis 2:23 | Hydro Quebec | 0 | 134050 | 1990-12-01 | 2050-12-31
[10 empty] | 738 | Bersimis 2:24 | Hydro Quebec | 0 | 134050 | 1988-12-01 | 2050-12-31
[10 empty] | 739 | Bersimis 2:25 | Hydro Quebec | 0 | 134050 | 1987-12-01 | 2050-12-31
[10 empty] | 740 | Bertch Cabinet Manufacturing:1 | Bertch Cabinet Manufacturing Inc | 11000 | 280 | 1980-01-01 | 2050-12-31
[10 empty] | 741 | Bethany (MO):All | Bethany MO (City of) | 10000 | 5900 | 1948-01-03 | 2050-12-31
[10 empty] | 742 | Bethany II:9 | Bethany MO (City of) | 10746 | 1200 | 1993-07-01 | 2050-12-31
[10 empty] | 743 | Bethel Landfill:All | WM Renewable Energy LLC | 9000 | 4800 | 2007-10-25 | 2050-12-31
[10 empty] | 744 | Bethel Mills:All | Bethel Mills Inc | 0 | 265 | 1941-01-01 | 2050-12-31
[10 empty] | 745 | Bethlehem Energy Center:CC | PSEG Power New York Inc | 7081 | 746700 | 2005-07-07 | 2050-12-31
[10 empty] | 746 | Bethlehem Landfill:IC1 | Bethlehem Renewable Energy LLC | 9000 | 4700 | 2008-03-01 | 2050-12-31
[10 empty] | 747 | Bethlehem Power Plant:CC1 | Calpine Bethlehem LLC | 7712 | 565000 | 2003-05-02 | 2050-12-31
[10 empty] | 748 | Bethlehem Power Plant:CC2 | Calpine Bethlehem LLC | 7725 | 565000 | 2003-11-15 | 2050-12-31
[10 empty] | 749 | Bethpage:CC1 | Calpine Eastern Corp | 8000 | 52600 | 1989-08-01 | 2050-12-31
[10 empty] | 750 | Bethpage:CC2 | Bethpage Energy Center 3 LLC | 7481 | 74700 | 2005-07-08 | 2050-12-31
[10 empty] | 751 | Bethpage:GEN4 | Calpine Eastern Corp | 11152 | 400 | 1989-08-01 | 2050-12-31
[10 empty] | 752 | Bethpage:GEN5 | Calpine Eastern Corp | 10051 | 45300 | 2002-07-01 | 2050-12-31
[10 empty] | 753 | Bibb Solar:PV | John Bibb | 1000 | 7 | 2008-10-28 | 2050-12-31
[10 empty] | 754 | Big Bend (FL):GT4 | Tampa Electric Co | 10193 | 57000 | 2009-09-10 | 2050-12-31
|  |  | 2017 |  | 2017 |  | 2017 |  |  | 755 | Big Bend (FL):ST1 | Tampa Electric Co | 10733 | 379000 | 1970-10-01 | 2050-12-31 | E
|  |  | 2017 |  | 2017 |  | 2017 |  |  | 756 | Big Bend (FL):ST2 | Tampa Electric Co | 10733 | 373000 | 1973-04-01 | 2050-12-31 | E
|  |  | 2017 |  | 2017 |  | 2017 |  |  | 757 | Big Bend (FL):ST3 | Tampa Electric Co | 10616 | 381000 | 1976-05-01 | 2050-12-31 | E
|  |  | 2017 |  | 2017 |  | 2017 |  |  | 758 | Big Bend (FL):ST4 | Tampa Electric Co | 9498 | 417000 | 1985-02-01 | 2050-12-31 | E
[10 empty] | 759 | Big Bend (SD):1 | USACE Omaha District | 0 | 59000 | 1964-09-01 | 2050-12-31
[10 empty] | 760 | Big Bend (SD):2 | USACE Omaha District | 0 | 59000 | 1964-11-01 | 2050-12-31
[10 empty] | 761 | Big Bend (SD):3 | USACE Omaha District | 0 | 59000 | 1965-02-01 | 2050-12-31
[10 empty] | 762 | Big Bend (SD):4 | USACE Omaha District | 0 | 58000 | 1965-05-01 | 2050-12-31
[10 empty] | 763 | Big Bend (SD):5 | USACE Omaha District | 0 | 58000 | 1965-09-01 | 2050-12-31
[10 empty] | 764 | Big Bend (SD):6 | USACE Omaha District | 0 | 58000 | 1965-12-01 | 2050-12-31
[10 empty] | 765 | Big Bend (SD):7 | USACE Omaha District | 0 | 58000 | 1966-05-01 | 2050-12-31
[10 empty] | 766 | Big Bend (SD):8 | USACE Omaha District | 0 | 58000 | 1966-07-01 | 2050-12-31
[10 empty] | 767 | Big Cajun 1 Peakers:GT1 | Big Cajun I Peaking Power LLC | 11648 | 105000 | 2001-07-06 | 2050-12-31
[10 empty] | 768 | Big Cajun 1 Peakers:GT2 | Big Cajun I Peaking Power LLC | 11878 | 105000 | 2001-07-06 | 2050-12-31
[10 empty] | 769 | Big Cajun 1:1 | Louisiana Generating LLC | 10122 | 110000 | 1972-06-01 | 2011-06-01
[10 empty] | 770 | Big Cajun 1:2 | Louisiana Generating LLC | 10122 | 110000 | 1972-06-01 | 2011-06-01
| 2016 |  |  | 2016 | 2019 |  | 2017 |  |  | 771 | Big Cajun 2:ST1 | Louisiana Generating LLC | 9969 | 580000 | 1981-07-01 | 2050-12-31 | W
| 2016 |  |  | 2016 | 2019 |  | 2017 |  |  | 772 | Big Cajun 2:ST2 | Louisiana Generating LLC | 10384 | 575000 | 1982-07-01 | 2050-12-31 | W
| 2016 |  |  | 2016 | 2019 |  | 2017 |  |  | 773 | Big Cajun 2:ST3 | Louisiana Generating LLC | 9851 | 588000 | 1983-04-01 | 2050-12-31 | W
[10 empty] | 774 | Big Chute:All | Ontario Power Generation Inc | 0 | 10000 | 1909-01-01 | 2050-12-31
[10 empty] | 775 | Big Eddy (Inco):1 | CVRD Inco Limited | 0 | 25000 | 1921-01-01 | 2050-12-31
[10 empty] | 776 | Big Eddy (OPG):All | Ontario Power Generation Inc | 0 | 8000 | 1941-01-01 | 2050-12-31
[10 empty] | 777 | Big Escambia Creek Treating:All | Escambia Assetts Co LLC | 12588 | 3360 | 1974-06-01 | 2050-12-31
[10 empty] | 778 | Big Falls (NS):All | Nova Scotia Power | 0 | 10600 | 1929-01-01 | 2050-12-31
[10 empty] | 779 | Big Falls (WI):All | Northern States Power Co (Wisconsin) | 0 | 7400 | 1922-01-03 | 2050-12-31
[10 empty] | 780 | Big Island:All | Georgia Pacific Corp | 0 | 3530 | 1920-06-01 | 2050-12-31
[10 empty] | 781 | Big Island:GEN1 | Georgia Pacific Corp | 12000 | 6500 | 1965-06-01 | 2050-12-31
[10 empty] | 782 | Big Quinnesec 61:All | Wisconsin Electric Power Co | 0 | 14000 | 1914-01-03 | 2050-12-31
[10 empty] | 783 | Big Sandy Peaker:GT1 | Big Sandy Peaker Plant LLC | 10433 | 50000 | 2001-08-01 | 2050-12-31
[10 empty] | 784 | Big Sandy Peaker:GT2 | Big Sandy Peaker Plant LLC | 10433 | 50000 | 2001-08-01 | 2050-12-31
[10 empty] | 785 | Big Sandy Peaker:GT3 | Big Sandy Peaker Plant LLC | 10433 | 50000 | 2001-08-01 | 2050-12-31
[10 empty] | 786 | Big Sandy Peaker:GT4 | Big Sandy Peaker Plant LLC | 10433 | 50000 | 2001-08-01 | 2050-12-31
[10 empty] | 787 | Big Sandy Peaker:GT5 | Big Sandy Peaker Plant LLC | 10433 | 50000 | 2001-08-01 | 2050-12-31
[10 empty] | 788 | Big Sandy Peaker:GT6 | Big Sandy Peaker Plant LLC | 10433 | 50000 | 2001-08-01 | 2050-12-31
|  |  | 2017 |  | 2017 |  | 2017 |  |  | 789 | Big Sandy:1 | Kentucky Power Co | 9569 | 260000 | 1963-01-01 | 2014-12-31 | E
|  |  | 2015 |  | 2015 |  | 2017 |  |  | 790 | Big Sandy:2 | Kentucky Power Co | 9144 | 800000 | 1969-10-01 | 2014-12-31 | E
[10 empty] | 791 | Big Sky Wind Farm:WT1 114 | Big Sky Wind LLC | 1000 | 239400 | 2010-12-31 | 2050-12-31
[10 empty] | 792 | Big Stone:D1 | Otter Tail Power Co | 14000 | 630 | 1975-05-01 | 2050-12-31
| 2017 |  |  | 2017 | 2019 |  | 2017 |  |  | 793 | Big Stone:ST1 | Otter Tail Power Co | 10770 | 475000 | 1975-05-01 | 2050-12-31 | W
[10 empty] | 794 | Big Trout First Nation:All | Hydro One Networks Inc | 10904 | 3000 | 1994-01-01 | 2050-12-31
[10 empty] | 795 | Bill Snyder Solar:PV | Bill Snyder | 1000 | 4 | 2008-08-01 | 2050-12-31
[10 empty] | 796 | Billings:1 | High Falls Energy Corp | 0 | 500 | 2000-01-01 | 2050-12-31
[10 empty] | 797 | Bingham Chute:All | Ontario Power Generation Inc | 0 | 1780 | 1923-12-02 | 2050-12-31
[10 empty] | 798 | Bingham Ridge Solar:PV | David Cook | 1000 | 2 | 2008-12-31 | 2050-12-31
[10 empty] | 799 | Binghamton Cogeneration:1 | Standard Binghamton LLC | 11186 | 40900 | 1992-06-01 | 2050-12-31
[10 empty] | 800 | Bio Gas Project:IC1 2 | Bio Gas Technologies | 9000 | 3220 | 2009-12-31 | 2050-12-31
[10 empty] | 801 | Biodyne Lyons:All | Resource Technology Corp | 10000 | 1800 | 1997-12-01 | 2050-12-31
[10 empty] | 802 | Biodyne Peoria:All | Resource Technology Corp | 10000 | 1600 | 1997-12-01 | 2050-12-31
2015 | 2015 | 2015 |  | 2017 | 2020 |  | 2017 |  |  | 803 | Birchwood Power Facility:1 | Birchwood Power Partners LP | 9724 | 237800 | 1996-11-01 | 2050-12-31 | W
[10 empty] | 804 | Bird City:All | Midwest Energy Inc | 10200 | 4000 | 1965-01-01 | 2050-12-31
|  |  | 2017 |  | 2017 |  | 2017 |  |  | 805 | Biron Mill:GEN1 | Newpage Corp | 12093 | 17000 | 1964-09-01 | 2050-12-31 | E
|  |  | 2017 |  | 2017 |  | 2017 |  |  | 806 | Biron Mill:GEN3 | Newpage Corp | 12378 | 7500 | 1947-09-01 | 2050-12-31 | E
|  |  | 2017 |  | 2017 |  | 2017 |  |  | 807 | Biron Mill:GEN4 | Newpage Corp | 12190 | 15600 | 1957-10-01 | 2050-12-31 | E
|  |  | 2017 |  | 2017 |  | 2017 |  |  | 808 | Biron Mill:GEN5 | Newpage Corp | 11780 | 21500 | 1987-02-01 | 2050-12-31 | E
[10 empty] | 809 | Biron:All | Consolidated Water Power Co | 0 | 4100 | 1921-01-03 | 2050-12-31
[10 empty] | 810 | Biscoe Falls:1 | John Crouch | 0 | 75 | 1990-09-01 | 2050-12-31
[10 empty] | 811 | Bishops Falls:All | Abitibi Consolidated Co of Canada | 0 | 14400 | 1916-01-01 | 2050-12-31
[10 empty] | 812 | Bisnett Line Wind Farm:WT1 5 | Boralex Inc | 1000 | 10000 | 2010-01-29 | 2050-12-31
[10 empty] | 813 | Bison Wind Project:WT 17 33 | ALLETE Inc | 1000 | 39100 | 2011-12-31 | 2050-12-31
[10 empty] | 814 | Bison Wind Project:WT1 16 | ALLETE Inc | 1000 | 36800 | 2010-12-31 | 2050-12-31
[10 empty] | 815 | Bisson Windfarm LLC:I | Bisson Windfarm LLC | 1000 | 2000 | 2003-10-19 | 2050-12-31
[10 empty] | 816 | BJ Gas Recovery:All | Bio Energy Partners | 10000 | 1600 | 1993-09-01 | 2050-12-31
[10 empty] | 817 | Bju Cogeneration:All | Bob Jones University | 11170 | 7400 | 1978-01-01 | 2050-12-31
[10 empty] | 818 | Black Brook Dam:All | Flambeau Hydro LLC | 0 | 610 | 1982-11-01 | 2050-12-31
2016 | 2016 | 2016 |  | 2019 | 2021 |  | 2017 |  |  | 819 | Black Dog:3 | Northern States Power Co (Minnesota) | 11258 | 107000 | 1955-07-01 | 2050-12-31 | W
2016 | 2016 | 2016 |  | 2018 | 2021 |  | 2017 |  |  | 820 | Black Dog:4 | Northern States Power Co (Minnesota) | 10664 | 175000 | 1960-09-01 | 2050-12-31 | W
[10 empty] | 821 | Black Dog:CC | Northern States Power Co (Minnesota) | 7347 | 297800 | 2002-06-01 | 2050-12-31
[10 empty] | 822 | Black Hawk Station:UNT1 | Quixx Corp | 12428 | 110700 | 1998-08-01 | 2050-12-31
[10 empty] | 823 | Black Hawk Station:UNT2 | Quixx Corp | 12428 | 110700 | 1999-06-01 | 2050-12-31
[10 empty] | 824 | Black Mountain Books Solar:PV | Black Mountain Books | 1000 | 3 | 2008-04-10 | 2050-12-31
[10 empty] | 825 | Black River (Nova Scotia):1 | Nova Scotia Power | 0 | 200 | 1996-06-01 | 2050-12-31
[10 empty] | 826 | Black River (NY):All | Brookfield Renewable Power Inc | 0 | 6810 | 1920-01-01 | 2050-12-31
[10 empty] | 827 | Black River (OPG):1 | Ontario Power Generation Inc | 0 | 300 | 1990-01-01 | 2050-12-31
[10 empty] | 828 | Black River Falls:All | Black River Falls WI (City of) | 0 | 900 | 1947-08-01 | 2050-12-31
2017 | 2017 | 2017 |  | 2020 | 2021 |  | 2017 |  |  | 829 | Black River Generation:GEN1 | Black River Power LLC | 11481 | 53300 | 1989-07-01 | 2050-12-31 | W
[10 empty] | 830 | Black River Hydro Associates:All | Chi Power Marketing Inc | 0 | 5420 | 1984-01-01 | 2050-12-31
[10 empty] | 831 | Blackburn Cogeneration:All | Catawba County | 10000 | 2900 | 1999-09-01 | 2050-12-31
[10 empty] | 832 | Blackfoot Project:All | Esg Biofuels LLC | 9000 | 3100 | 2009-03-20 | 2050-12-31
[10 empty] | 833 | Blackhawk:3 | Wisconsin Power & Light Co | 15081 | 26500 | 1946-01-01 | 2050-12-31
[10 empty] | 834 | Blackhawk:4 | Wisconsin Power & Light Co | 16399 | 24300 | 1948-01-01 | 2050-12-31
[10 empty] | 835 | Blackstone:1 | Blackstone VA (Town of) | 11272 | 1260 | 1970-01-01 | 2050-12-31
[10 empty] | 836 | Blake:1 | Brookfield Renewable Power Inc | 0 | 14400 | 1957-01-01 | 2050-12-31
[10 empty] | 837 | Blakely Mountain:1 | USACE Vicksburg District | 0 | 37500 | 1955-09-01 | 2050-12-31
[10 empty] | 838 | Blakely Mountain:2 | USACE Vicksburg District | 0 | 37500 | 1955-10-01 | 2050-12-31
[10 empty] | 839 | Blanchard:All | ALLETE Inc | 0 | 16500 | 1925-02-01 | 2050-12-31
[10 empty] | 840 | Blanding Paper:GEN2 | ALLETE Inc | 10000 | 16500 | 1980-12-01 | 2050-12-31
[10 empty] | 841 | Blanding Paper:GENERATING | ALLETE Inc | 14802 | 15000 | 1969-06-01 | 2050-12-31
[10 empty] | 842 | Blenheim Gilboa:1 | New York Power Authority | 0 | 291800 | 1973-07-01 | 2050-12-31
[10 empty] | 843 | Blenheim Gilboa:2 | New York Power Authority | 0 | 291700 | 1973-07-01 | 2050-12-31
[10 empty] | 844 | Blenheim Gilboa:3 | New York Power Authority | 0 | 294200 | 1973-07-01 | 2050-12-31
[10 empty] | 845 | Blenheim Gilboa:4 | New York Power Authority | 0 | 294200 | 1973-07-01 | 2050-12-31
[10 empty] | 846 | Blenheim Wind Power:1 | Niagara Mohawk Power Corp | 1000 | 10 | 1984-12-01 | 2050-12-31
[10 empty] | 847 | Blewett:All | Progress Energy Carolinas | 0 | 22000 | 1912-06-01 | 2050-12-31
[10 empty] | 848 | Blewett:GT1 | Progress Energy Carolinas | 12223 | 13000 | 1971-05-01 | 2050-12-31
[10 empty] | 849 | Blewett:GT2 | Progress Energy Carolinas | 14581 | 13000 | 1971-05-01 | 2050-12-31
[10 empty] | 850 | Blewett:GT3 | Progress Energy Carolinas | 14348 | 13000 | 1971-05-01 | 2050-12-31
[10 empty] | 851 | Blewett:GT4 | Progress Energy Carolinas | 13138 | 13000 | 1971-07-01 | 2050-12-31
[10 empty] | 852 | Bliss Windfield:WT 1 67 | Noble Bliss Windpark LLC | 1000 | 100500 | 2008-05-13 | 2050-12-31
[10 empty] | 853 | Block Island:All | Block Island Power Co | 10884 | 6710 | 1993-08-01 | 2050-12-31
[10 empty] | 854 | Bloomfield:1 | Bloomfield IA (City of) | 11550 | 2300 | 1975-10-01 | 2050-12-31
[10 empty] | 855 | Bloomfield:2 | Bloomfield IA (City of) | 11974 | 200 | 1945-01-03 | 2050-12-31
[10 empty] | 856 | Bloomfield:3 | Bloomfield IA (City of) | 10793 | 2200 | 1964-12-01 | 2050-12-31
[10 empty] | 857 | Bloomfield:4 | Bloomfield IA (City of) | 11941 | 200 | 1946-01-03 | 2050-12-31
[10 empty] | 858 | Bloomfield:5 | Bloomfield IA (City of) | 9822 | 800 | 1951-06-01 | 2050-12-31
[10 empty] | 859 | Bloomfield:6 | Bloomfield IA (City of) | 10753 | 1200 | 1958-01-03 | 2050-12-31
[10 empty] | 860 | Blooming Prairie:All | Blooming Prairie Public Utilities | 10462 | 6230 | 1937-05-01 | 2050-12-31
[10 empty] | 861 | Blossburg:1 | RRI Energy Mid Atlantic Power Holdings LLC | 14374 | 19000 | 1971-05-01 | 2050-12-31
[10 empty] | 862 | Blount Street:3 | Madison Gas & Electric Co | 13800 | 39200 | 1953-09-01 | 2012-01-01
[10 empty] | 863 | Blount Street:4 | Madison Gas & Electric Co | 13800 | 22400 | 1938-08-01 | 2012-01-01
2017 | 2017 | 2017 |  | 2020 | 2021 |  | 2017 |  |  | 864 | Blount Street:5 | Madison Gas & Electric Co | 13648 | 28500 | 1948-11-01 | 2012-01-01 | W
[10 empty] | 865 | Blount Street:6NG | Madison Gas & Electric Co | 12607 | 49000 | 1957-06-01 | 2050-12-31
[10 empty] | 866 | Blount Street:7NG | Madison Gas & Electric Co | 12449 | 48200 | 1961-07-01 | 2050-12-31
[10 empty] | 867 | Blue Breezes Wind Project I:All | Blue Breezes LLC | 1000 | 2600 | 2006-05-01 | 2050-12-31
[10 empty] | 868 | Blue Canyon Wind:WT1 45 | Blue Canyon Windpower LLC | 1000 | 74300 | 2003-12-23 | 2050-12-31
[10 empty] | 869 | Blue Canyon Wind:WT130 195 | Blue Canyon Windpower V LLC | 1000 | 99000 | 2009-10-31 | 2050-12-31
[10 empty] | 870 | Blue Canyon Wind:WT46 129 | Blue Canyon Windpower II LLC | 1000 | 151000 | 2005-12-29 | 2050-12-31
[10 empty] | 871 | Blue Earth:All | Blue Earth Light & Water Dept | 12200 | 8100 | 1960-11-01 | 2050-12-31
[10 empty] | 872 | Blue Lake (MN):1 | Northern States Power Co (Minnesota) | 12603 | 41470 | 1974-03-01 | 2050-12-31
[10 empty] | 873 | Blue Lake (MN):2 | Northern States Power Co (Minnesota) | 12603 | 41400 | 1974-03-01 | 2050-12-31
[10 empty] | 874 | Blue Lake (MN):3 | Northern States Power Co (Minnesota) | 12603 | 39400 | 1974-03-01 | 2050-12-31
[10 empty] | 875 | Blue Lake (MN):4 | Northern States Power Co (Minnesota) | 12539 | 52000 | 1974-04-01 | 2050-12-31
[10 empty] | 876 | Blue Lake (MN):GT5 | Xcel Energy Services Inc | 11073 | 158830 | 2005-05-25 | 2050-12-31
[10 empty] | 877 | Blue Lake (MN):GT6 | Xcel Energy Services Inc | 11209 | 156970 | 2005-05-25 | 2050-12-31
[10 empty] | 878 | Blue Ridge (GA):1 | Tennessee Valley Authority | 0 | 15950 | 1931-07-01 | 2050-12-31
[10 empty] | 879 | Blue Ridge (GA):2 | Tennessee Valley Authority | 0 | 1300 | 1994-09-01 | 2050-12-31
[10 empty] | 880 | Blue Sky Green Field Wind Project:WT1 88 | Wisconsin Electric Power Co | 1000 | 145200 | 2008-05-19 | 2050-12-31
2017 | 2017 | 2017 |  | 2020 | 2021 |  | 2017 |  |  | 881 | Blue Valley:2 | Independence Power & Light | 10595 | 21000 | 1958-05-01 | 2050-12-31 | W
2017 | 2017 | 2017 |  | 2020 | 2021 |  | 2017 |  |  | 882 | Blue Valley:3 | Independence Power & Light | 12716 | 51000 | 1965-08-01 | 2050-12-31 | W
[10 empty] | 883 | Blue Valley:GT1 | Independence Power & Light | 10595 | 50000 | 1976-05-01 | 2050-12-31
2017 | 2017 | 2017 |  | 2020 | 2021 |  | 2017 |  |  | 884 | Blue Valley:ST1 | Independence Power & Light | 10595 | 21000 | 1958-04-01 | 2050-12-31 | W
[10 empty] | 885 | Blue Water Gas:All | Exxon Mobil Production Co | 11120 | 3000 | 1978-11-01 | 2050-12-31
[10 empty] | 886 | Bluegrass Generation Co LLC:CT1 | Bluegrass Generation Co LLC | 11611 | 165000 | 2002-06-24 | 2050-12-31
[10 empty] | 887 | Bluegrass Generation Co LLC:CT2 | Bluegrass Generation Co LLC | 11611 | 165000 | 2002-06-24 | 2050-12-31
[10 empty] | 888 | Bluegrass Generation Co LLC:CT3 | Bluegrass Generation Co LLC | 11952 | 165000 | 2002-06-24 | 2050-12-31
[10 empty] | 889 | Bluegrass Ridge Wind Energy:WT1 16 | Wind Capital Holdings LLC | 1000 | 33600 | 2006-11-22 | 2050-12-31
[10 empty] | 890 | Bluegrass Ridge Wind Energy:WT17 27 | Wind Capital Holdings LLC | 1000 | 23100 | 2007-05-14 | 2050-12-31
[10 empty] | 891 | Bluffton (IN):All | Bluffton IN (City of) | 9870 | 5600 | 1947-01-03 | 2050-12-31
[10 empty] | 892 | BMW Manufacturing Co:All | BMW Manufacturing Corp | 22260 | 5800 | 1994-01-01 | 2050-12-31
[10 empty] | 893 | BNWRD:1 | Corn Belt Energy Corp | 10506 | 1800 | 2000-07-01 | 2050-12-31
[10 empty] | 894 | Boatlock:All | Holyoke Gas & Electric Dept | 0 | 2900 | 1921-01-03 | 2050-12-31
[10 empty] | 895 | Boeve Windfarm LLC:WT 1-2 | Boeve Windfarm LLC | 1000 | 2000 | 2003-08-09 | 2050-12-31
[10 empty] | 896 | Boise Casade Pulp & Paper Mill J:STG1 | Boise Cascade Pulp & Paper Mill | 11521 | 17800 | 1996-06-01 | 2050-12-31
[10 empty] | 897 | Boise Cascade International:All | Boise Cascade Corp International Falls | 14378 | 21700 | 1927-01-01 | 2050-12-31
[10 empty] | 898 | Bolivar:All | Bolivar TN (City of) | 10489 | 18000 | 2001-06-01 | 2050-12-31
[10 empty] | 899 | Bolton Falls:All | Green Mountain Power Corp | 0 | 7800 | 1986-11-01 | 2050-12-31
[10 empty] | 900 | Boltonville Hydro Associates:All | Boltonville Hydro Associates | 0 | 1100 | 1984-07-01 | 2050-12-31
[10 empty] | 901 | Boney Falls:1 | Mead Paper Corp | 0 | 4500 | 1970-01-01 | 2050-12-31
[10 empty] | 902 | Bonny Eagle:All | FPL Energy Maine Hydro LLC | 0 | 8400 | 1910-01-01 | 2050-12-31
[10 empty] | 903 | Boomer Lake Station:1 | Stillwater Utilities Authority | 11605 | 10900 | 1956-09-01 | 2050-12-31
[10 empty] | 904 | Boomer Lake Station:2 | Stillwater Utilities Authority | 12528 | 12900 | 1959-06-01 | 2050-12-31
[10 empty] | 905 | Boomer Lake Station:All | Stillwater Utilities Authority | 10434 | 5850 | 2004-06-02 | 2050-12-31
[10 empty] | 906 | Boone Dam (TN):1 | Tennessee Valley Authority | 0 | 37800 | 1953-09-01 | 2050-12-31
[10 empty] | 907 | Boone Dam (TN):2 | Tennessee Valley Authority | 0 | 37800 | 1953-06-01 | 2050-12-31
[10 empty] | 908 | Boone Dam (TN):3 | Tennessee Valley Authority | 0 | 37800 | 1953-03-01 | 2050-12-31
[10 empty] | 909 | Boothe Hill Solar:PV | Michael Thorn | 1000 | 3 | 2008-01-15 | 2050-12-31
[10 empty] | 910 | Boott Hydropower:All | Boott Hydropower Inc | 0 | 21770 | 1985-10-01 | 2050-12-31
[10 empty] | 911 | Boralex Beaver Livermore Falls:GEN1 | Boralex Livermore Falls Inc | 11776 | 34695 | 1992-08-01 | 2050-12-31
[10 empty] | 912 | Boralex Fort Fairfield Power Station:GEN1 | Boralex Fort Fairfield Inc | 12386 | 31000 | 1987-11-01 | 2050-12-31
[10 empty] | 913 | Boralex Stratton Energy:UNI1 | Boralex Stratton Energy Inc | 13500 | 45024 | 1989-11-01 | 2050-12-31
[10 empty] | 914 | Bordeline Wind Project:WT 1 | Borderline Wind LLC | 1000 | 900 | 2003-12-31 | 2050-12-31
[10 empty] | 915 | Borden Plant:1 | Maritime Electric Co | 16075 | 12000 | 1971-01-01 | 2050-12-31
[10 empty] | 916 | Borden Plant:2 | Maritime Electric Co | 15466 | 22000 | 1973-01-01 | 2050-12-31
[10 empty] | 917 | Borger Cogeneration:GEN1 | Engineered Carbons Inc | 12021 | 18800 | 1982-10-01 | 2050-12-31
[10 empty] | 918 | Borger:GEN1 | Sid Richardson Carbon Ltd | 11703 | 32000 | 1985-02-01 | 2050-12-31
[10 empty] | 919 | Boston Felt Hydro:1 | Northeast Utilities | 0 | 100 | 1984-01-01 | 2050-12-31
[10 empty] | 920 | Boudreau Hydro:HY | Brandon Boudreau | 0 | 96 | 1983-01-01 | 2050-12-31
[10 empty] | 921 | Boulevard:All | Georgia Power Co | 15545 | 41000 | 1970-09-01 | 2050-12-31
[10 empty] | 922 | Bound Brook Solar:PV | SunE WGJN1 LLC | 1000 | 53 | 2007-02-04 | 2050-12-31
2017 | 2017 | 2017 |  | 2019 | 2021 |  | 2017 |  |  | 923 | Boundary Dam:1 | Saskatchewan Power Corp | 11775 | 62000 | 1959-01-01 | 2050-12-31 | W
2017 | 2017 | 2017 |  | 2019 | 2021 |  | 2017 |  |  | 924 | Boundary Dam:2 | Saskatchewan Power Corp | 11762 | 61000 | 1960-01-01 | 2050-12-31 | W
2016 | 2016 | 2016 |  | 2018 | 2021 |  | 2017 |  |  | 925 | Boundary Dam:3 | Saskatchewan Power Corp | 10985 | 139000 | 1969-01-01 | 2050-12-31 | W
2016 | 2016 | 2016 |  | 2018 | 2021 |  | 2017 |  |  | 926 | Boundary Dam:4 | Saskatchewan Power Corp | 10973 | 139000 | 1970-01-01 | 2050-12-31 | W
2016 | 2016 | 2016 |  | 2018 | 2021 |  | 2017 |  |  | 927 | Boundary Dam:5 | Saskatchewan Power Corp | 10929 | 139000 | 1973-07-01 | 2050-12-31 | W
2015 | 2015 | 2015 |  | 2017 | 2020 |  | 2017 |  |  | 928 | Boundary Dam:6 | Saskatchewan Power Corp | 9746 | 272500 | 1977-11-01 | 2050-12-31 | W
[10 empty] | 929 | Bowater Gatineau:ST | Bowater Inc | 10114 | 17000 | 2006-04-02 | 2050-12-31
2017 | 2017 | 2017 |  | 2020 | 2021 |  | 2017 |  |  | 930 | Bowater Newsprint Calhoun Operations:GEN1 | Bowater Newsprint Calhoun Operations | 12205 | 19000 | 1954-05-01 | 2050-12-31 | W
2017 | 2017 | 2017 |  | 2020 | 2021 |  | 2017 |  |  | 931 | Bowater Newsprint Calhoun Operations:GEN2 | Bowater Newsprint Calhoun Operations | 12201 | 20000 | 1954-07-01 | 2050-12-31 | W
[10 empty] | 932 | Bowater Newsprint Calhoun Operations:GEN3 | Bowater Newsprint Calhoun Operations | 12000 | 27000 | 1957-07-01 | 2050-12-31
|  |  | 2015 |  | 2015 |  | 2017 |  |  | 933 | Bowen:1 | Georgia Power Co | 9431 | 713000 | 1971-10-01 | 2050-12-31 | E
|  |  | 2015 |  | 2015 |  | 2017 |  |  | 934 | Bowen:2 | Georgia Power Co | 9579 | 718000 | 1972-09-01 | 2050-12-31 | E
|  |  | 2015 |  | 2015 |  | 2017 |  |  | 935 | Bowen:3 | Georgia Power Co | 9471 | 895000 | 1974-12-01 | 2050-12-31 | E
|  |  | 2015 |  | 2015 |  | 2017 |  |  | 936 | Bowen:4 | Georgia Power Co | 9570 | 895000 | 1975-11-01 | 2050-12-31 | E
[10 empty] | 937 | Bowen:6 | Georgia Power Co | 14916 | 32000 | 1971-05-01 | 2050-12-31
[10 empty] | 938 | Bowline Point:BOW1 | Mirant Bowline LLC | 11219 | 528600 | 1972-09-01 | 2050-12-31
[10 empty] | 939 | Bowline Point:BOW2 | Mirant Bowline LLC | 12446 | 551100 | 1972-09-01 | 2050-12-31
[10 empty] | 940 | Bowling Green (AMP):GT 1 | American Municipal Power Inc | 11718 | 26000 | 2000-06-01 | 2050-12-31
[10 empty] | 941 | Bowling Green (AMP):GT 2 | American Municipal Power Inc | 16457 | 12000 | 2000-06-01 | 2050-12-31
[10 empty] | 942 | Bowling Green Peaking:1 | American Municipal Power Inc | 10898 | 29000 | 2000-06-01 | 2050-12-31
[10 empty] | 943 | Bowling Green Wind Farm Project:1 | American Municipal Power Inc | 10741 | 1600 | 1993-10-01 | 2050-12-31
[10 empty] | 944 | Bowling Green Wind Farm Project:2 | American Municipal Power Inc | 9148 | 7200 | 1995-08-01 | 2050-12-31
[10 empty] | 945 | Bowling Green Wind Farm Project:All | Omega Joint Venture 6 | 1000 | 7200 | 2003-11-06 | 2050-12-31
[10 empty] | 946 | Boyds Mill:All | Northbrook Carolina Hydro LLC | 0 | 1400 | 1909-12-01 | 2050-12-31
[10 empty] | 947 | Boydton Plank Road Cogeneration:All | Dinwiddie Power Inc | 11109 | 10200 | 1993-06-01 | 2050-12-31
[10 empty] | 948 | BP Naperville Cogeneration Facility:GEN1 | BP Naperville Complex | 12818 | 7000 | 1990-12-01 | 2050-12-31
[10 empty] | 949 | BPC District Energy:DIESEL ENGINES | BPC District Energy Investment LP | 9617 | 6000 | 1998-01-01 | 2050-12-31
[10 empty] | 950 | BPC District Energy:ST1 4 | BPC District Energy Investment LP | 11434 | 20000 | 1998-01-01 | 2050-12-31
[10 empty] | 951 | Braat Solar:PV | Wendy Braat | 1000 | 2 | 2009-01-31 | 2050-12-31
[10 empty] | 952 | Bracebridge Falls:All | Bracebridge Generation Ltd | 0 | 600 | 1902-01-01 | 2050-12-31
[10 empty] | 953 | Braidwood Generation Station:1 | Exelon Generation Co LLC | 10295 | 1178000 | 1988-07-01 | 2050-12-31
[10 empty] | 954 | Braidwood Generation Station:2 | Exelon Generation Co LLC | 10295 | 1152000 | 1988-10-01 | 2050-12-31
[10 empty] | 955 | Bramalea GS:13 | TransAlta Cogeneration LP | 13200 | 80900 | 1960-02-09 | 2050-12-31
[10 empty] | 956 | Bramalea GS:2 | TransAlta Cogeneration LP | 13200 | 57400 | 1960-02-09 | 2050-12-31
[10 empty] | 957 | Brame Energy Center:1 | CLECO Power LLC | 10715 | 435000 | 1975-06-01 | 2050-12-31
| 2017 |  |  | 2017 | 2019 |  | 2017 |  |  | 958 | Brame Energy Center:2 | Lafayette Public Power Authority | 9627 | 517000 | 1982-08-01 | 2050-12-31 | W
| 2016 |  |  | 2016 | 2019 |  | 2017 |  |  | 959 | Brame Energy Center:3 | CLECO Power LLC | 9000 | 595000 | 2010-02-12 | 2050-12-31 | W
| 2016 |  |  | 2016 | 2018 |  | 2017 |  |  | 960 | Brandon Shores:1 | Constellation Power Source Inc | 9178 | 643000 | 1984-05-01 | 2050-12-31 | W
| 2016 |  |  | 2016 | 2018 |  | 2017 |  |  | 961 | Brandon Shores:2 | Constellation Power Source Inc | 9878 | 643000 | 1991-05-01 | 2050-12-31 | W
[10 empty] | 962 | Brandon Station:1 | Lubbock Power & Light Dept | 10200 | 20000 | 1990-07-01 | 2050-12-31
2016 | 2016 | 2016 |  | 2019 | 2021 |  | 2017 |  |  | 963 | Brandon:5 | Manitoba Hydro Electric | 11510 | 95100 | 1970-09-01 | 2050-12-31 | W
[10 empty] | 964 | Brandon:6 | Manitoba Hydro Electric | 11821 | 116680 | 2002-07-01 | 2050-12-31
[10 empty] | 965 | Brandon:7 | Manitoba Hydro Electric | 11821 | 115980 | 2002-07-01 | 2050-12-31
[10 empty] | 966 | Brandy Branch:1 | JEA | 10598 | 158600 | 2001-05-31 | 2050-12-31
[10 empty] | 967 | Brandy Branch:CC1 | JEA | 6976 | 502200 | 2005-03-31 | 2050-12-31
[10 empty] | 968 | Branford:UN10 | CT Jet Power LLC | 12621 | 15840 | 1967-11-01 | 2050-12-31
[10 empty] | 969 | Brasfield:1 | Appomattox River Associates LP | 0 | 2900 | 1993-09-01 | 2050-12-31
[10 empty] | 970 | Brassua Hydroelectric Project:1 | Brassua Hydroelectric LP | 0 | 3600 | 1989-09-01 | 2050-12-31
2015 | 2015 | 2015 |  | 2017 | 2020 |  | 2017 |  |  | 971 | Brayton PT:GEN1 | Dominion Energy Brayton Point LLC | 9512 | 243500 | 1963-08-01 | 2050-12-31 | W
2015 | 2015 | 2015 |  | 2017 | 2020 |  | 2017 |  |  | 972 | Brayton PT:GEN2 | Dominion Energy Brayton Point LLC | 9397 | 244000 | 1964-07-01 | 2050-12-31 | W
| 2016 |  |  | 2016 | 2014 |  | 2017 |  |  | 973 | Brayton PT:GEN3 | Dominion Energy Brayton Point LLC | 8930 | 612000 | 1958-08-01 | 2050-12-31 | W
[10 empty] | 974 | Brayton PT:GEN4 | Dominion Energy Brayton Point LLC | 11091 | 435000 | 1974-12-01 | 2050-12-31
[10 empty] | 975 | Brayton PT:All | Dominion Energy Brayton Point LLC | 10956 | 9479 | 1967-03-01 | 2050-12-31
[10 empty] | 976 | Breese:All | Breese IL (City of) | 10567 | 14500 | 1982-01-03 | 2050-12-31
[10 empty] | 977 | Breezy Bucks I:All | Breezy Bucks I LLC | 1000 | 2600 | 2006-05-31 | 2050-12-31
|  |  | 2017 |  | 2017 |  | 2017 |  |  | 978 | Bremo Bluff:3 | Virginia Electric & Power Co | 10745 | 71000 | 1950-06-01 | 2050-12-31 | E
|  |  | 2017 |  | 2017 |  | 2017 |  |  | 979 | Bremo Bluff:4 | Virginia Electric & Power Co | 9645 | 156000 | 1958-08-01 | 2050-12-31 | E
[10 empty] | 980 | Brent Run:All | Granger Electric Co | 10000 | 2400 | 1998-01-01 | 2050-12-31
[10 empty] | 981 | Brentwood:1 | New York Power Authority | 9516 | 46500 | 2001-07-01 | 2050-12-31
[10 empty] | 982 | Brevard:All | Cascade Power Co | 0 | 750 | 1922-01-03 | 2050-12-31
[10 empty] | 983 | Brewers Mills:All | Eastern Ontario Power | 0 | 900 | 1940-01-01 | 2050-12-31
[10 empty] | 984 | Brickyard Energy Partners LLC:All | Illinois Electrical Generating Partners | 10000 | 2700 | 1999-09-01 | 2050-12-31
[10 empty] | 985 | Bridgeport (CT WHLBRTR):GEN1 | Waste Energy II LLC | 12192 | 58517 | 1988-07-01 | 2050-12-31
[10 empty] | 986 | Bridgeport Energy Project:CC | Bridgeport LLC | 6853 | 454000 | 1999-07-01 | 2050-12-31
[10 empty] | 987 | Bridgeport Station:2 | PSEG Power Connecticut LLC | 11678 | 130495 | 1961-08-01 | 2050-12-31
| 2017 |  |  | 2017 | 2020 |  | 2017 |  |  | 988 | Bridgeport Station:3 | PSEG Power Connecticut LLC | 10931 | 383426 | 1968-08-01 | 2050-12-31 | W
[10 empty] | 989 | Bridgeport Station:4 | PSEG Power Connecticut LLC | 13223 | 19494 | 1967-01-01 | 2050-12-31
[10 empty] | 990 | Bridgewater (NC):1 | Duke Energy Carolinas | 0 | 11500 | 1919-05-01 | 2050-12-31
[10 empty] | 991 | Bridgewater (NC):2 | Duke Energy Carolinas | 0 | 11500 | 1919-05-01 | 2050-12-31
[10 empty] | 992 | Bridgewater Dairy Project:All | Bridgewater Dairy | 9000 | 1200 | 2008-08-28 | 2050-12-31
[10 empty] | 993 | Bridgewater Power LP:GEN1 | Bridgewater Power Co LP | 12482 | 20000 | 1987-08-01 | 2050-12-31
[10 empty] | 994 | Brighton Beach Power Plant:CC | Brighton Beach Power LLC | 7069 | 524000 | 2004-07-16 | 2050-12-31
[10 empty] | 995 | Brighton Dam:1 | Alternative Energy Associates | 0 | 480 | 1986-01-01 | 2050-12-31
[10 empty] | 996 | Brinson Wind:WT | Walter J Brinson | 1000 | 6 | 2009-10-30 | 2050-12-31
[10 empty] | 997 | Brisay:1 | Hydro Quebec | 0 | 180520 | 1993-11-01 | 2050-12-31
[10 empty] | 998 | Brisay:2 | Hydro Quebec | 0 | 180520 | 1993-12-01 | 2050-12-31
[10 empty] | 999 | Bristol Myers Squibb:All | Bristol Myers Squibb Co | 12576 | 9400 | 1992-07-01 | 2050-12-31
[10 empty] | 1000 | Britannia Landfill Gas To Electricity Project:All | Integrated Gas Recovery Services | 9000 | 5500 | 2005-12-12 | 2050-12-31
[10 empty] | 1001 | Broad Mountain Landfill:All | UGI Development Co | 10000 | 8700 | 2009-01-01 | 2050-12-31
[10 empty] | 1002 | Broad River Energy Center:GT1 | Broad River Energy LLC | 10598 | 170500 | 2000-07-01 | 2050-12-31
[10 empty] | 1003 | Broad River Energy Center:GT2 | Broad River Energy LLC | 10598 | 168300 | 2000-07-01 | 2050-12-31
[10 empty] | 1004 | Broad River Energy Center:GT3 | Broad River Energy LLC | 10636 | 166300 | 2000-07-01 | 2050-12-31
[10 empty] | 1005 | Broad River Energy Center:GT4 | Broad River Energy LLC | 10772 | 173700 | 2001-06-01 | 2050-12-31
[10 empty] | 1006 | Broad River Energy Center:GT5 | Broad River Energy LLC | 10598 | 175200 | 2001-07-16 | 2050-12-31
[10 empty] | 1007 | Broadway (IN):1 | Southern Indiana Gas & Electric Co | 13500 | 50000 | 1971-09-01 | 2050-12-31
[10 empty] | 1008 | Broadway (IN):2 | Southern Indiana Gas & Electric Co | 11010 | 65000 | 1981-05-01 | 2050-12-31
[10 empty] | 1009 | Brochet Powerhouse:All | Manitoba Hydro Electric | 10797 | 2630 | 1999-08-02 | 2050-12-31
[10 empty] | 1010 | Brock West Project:GEN1 | Eastern Power Ltd | 12011 | 27000 | 1991-02-01 | 2050-12-31
[10 empty] | 1011 | Brockville GS:1 | DuPont Canada Inc | 13200 | 50000 | 1960-02-09 | 2050-12-31
[10 empty] | 1012 | Brockways Mills:1 | Springfield Hydroelectric Co | 0 | 500 | 1988-07-01 | 2050-12-31
[10 empty] | 1013 | Broken Bow (NE):1 | Broken Bow Municipal Utilities | 11380 | 500 | 1936-01-03 | 2050-12-31
[10 empty] | 1014 | Broken Bow (NE):All | Broken Bow Municipal Utilities | 10881 | 7900 | 1970-01-03 | 2050-12-31
[10 empty] | 1015 | Broken Bow (OK):1 | USACE Tulsa District | 0 | 57500 | 1970-01-01 | 2050-12-31
[10 empty] | 1016 | Broken Bow (OK):2 | USACE Tulsa District | 0 | 57500 | 1970-06-01 | 2050-12-31
[10 empty] | 1017 | Bronx Zoo:All | New York Zoological Society | 10962 | 3600 | 1991-01-01 | 2050-12-31
[10 empty] | 1018 | Brookhaven Facility:All | Zapco Energy Tactics Corp | 10000 | 400 | 1983-09-01 | 2050-12-31
[10 empty] | 1019 | Brooklyn (IA):All | Brooklyn IA (City of) | 12363 | 2100 | 1940-12-01 | 2050-12-31
[10 empty] | 1020 | Brooklyn Navy Yard Cogeneration:CC1 | Tyche Power Partners LLC | 7727 | 125150 | 1996-06-01 | 2050-12-31
[10 empty] | 1021 | Brooklyn Navy Yard Cogeneration:CC2 | B 41 Associates | 7727 | 125150 | 1996-06-01 | 2050-12-31
[10 empty] | 1022 | Brooklyn:1 | Brooklyn Power Corp | 11353 | 22400 | 1996-06-01 | 2050-12-31
[10 empty] | 1023 | Brown Univ Central Heat:EMG1 | Brown University | 12438 | 2560 | 1982-11-01 | 2050-12-31
[10 empty] | 1024 | Brownfield:All | Brownfield Municipal Power & Light | 12814 | 5800 | 1951-01-03 | 2050-12-31
[10 empty] | 1025 | Brownfield:GT1 | Brownfield Municipal Power & Light | 18000 | 6000 | 1973-01-03 | 2050-12-31
[10 empty] | 1026 | Browns Falls:All | Brookfield Renewable Power Inc | 0 | 16200 | 1923-01-01 | 2050-12-31
[10 empty] | 1027 | Browns Ferry:1 | Tennessee Valley Authority | 10430 | 1065000 | 1974-08-01 | 2050-12-31
[10 empty] | 1028 | Browns Ferry:2 | Tennessee Valley Authority | 10430 | 1118000 | 1975-03-01 | 2050-12-31
[10 empty] | 1029 | Browns Ferry:3 | Tennessee Valley Authority | 10430 | 1114000 | 1977-03-01 | 2050-12-31
[10 empty] | 1030 | Browns Mill:1 | Ridgewood Maine Hydro Partnership LP | 0 | 300 | 1984-03-01 | 2050-12-31
[10 empty] | 1031 | Brownsville Peaking:1 | Brownsville Power I LLC | 12616 | 110000 | 1999-06-01 | 2050-12-31
[10 empty] | 1032 | Brownsville Peaking:2 | Brownsville Power I LLC | 12616 | 110000 | 1999-06-01 | 2050-12-31
[10 empty] | 1033 | Brownsville Peaking:3 | Brownsville Power I LLC | 12448 | 115000 | 1999-06-01 | 2050-12-31
[10 empty] | 1034 | Brownsville Peaking:4 | Brownsville Power I LLC | 12793 | 115000 | 1999-06-01 | 2050-12-31
[10 empty] | 1035 | Brozene Wind:WT | Ron Brozene | 1000 | 10 | 2008-08-07 | 2050-12-31
[10 empty] | 1036 | Bruce A GS:2 | Bruce Power LP | 10500 | 770000 | 1977-01-01 | 2050-12-31
[10 empty] | 1037 | Bruce A GS:3 | Bruce Power LP | 10500 | 770000 | 1978-01-01 | 2050-12-31
[10 empty] | 1038 | Bruce A GS:4 | Bruce Power LP | 10500 | 770000 | 1979-01-01 | 2050-12-31
[10 empty] | 1039 | Bruce A GS:All | Bruce Power LP | 17648 | 3343800 | 1960-02-09 | 2050-12-31
[10 empty] | 1040 | Bruce B GS:5 | Bruce Power LP | 10500 | 823000 | 1984-01-01 | 2050-12-31
[10 empty] | 1041 | Bruce B GS:6 | Bruce Power LP | 10500 | 848000 | 1984-01-01 | 2050-12-31
[10 empty] | 1042 | Bruce B GS:7 | Bruce Power LP | 10500 | 814000 | 1984-01-01 | 2050-12-31
[10 empty] | 1043 | Bruce B GS:8 | Bruce Power LP | 10500 | 835000 | 1984-01-01 | 2050-12-31
[10 empty] | 1044 | Bruce Complex Ctu:1 | Bruce Power LP | 12198 | 81000 | 1983-02-09 | 2050-12-31
|  |  | 2015 |  | 2015 |  | 2017 | 2013 | 0.94821 | 1045 | Bruce Mansfield:1 | FirstEnergy Generation Corp | 9050 | 830000 | 1976-04-01 | 2050-12-31 | E
|  |  | 2015 |  | 2015 |  | 2017 | 2013 | 0.94821 | 1046 | Bruce Mansfield:2 | FirstEnergy Generation Corp | 9197 | 830000 | 1977-10-01 | 2050-12-31 | E
|  |  | 2015 |  | 2015 |  | 2017 | 2013 | 0.94821 | 1047 | Bruce Mansfield:3 | FirstEnergy Generation Corp | 9511 | 850000 | 1980-09-01 | 2050-12-31 | E
[10 empty] | 1048 | Bruce Marotta Solar:PV | Bruce Marotta | 1000 | 4 | 2009-02-01 | 2050-12-31
[10 empty] | 1049 | Brule:All | Wisconsin Electric Power Co | 0 | 1400 | 1919-08-01 | 2050-12-31
[10 empty] | 1050 | Brunot Island:1A | Orion Power Midwest LP | 14224 | 15000 | 1972-03-01 | 2050-12-31
[10 empty] | 1051 | Brunot Island:1B | Orion Power Midwest LP | 14355 | 15000 | 1972-03-01 | 2050-12-31
[10 empty] | 1052 | Brunot Island:1C | Orion Power Midwest LP | 13602 | 15000 | 1972-03-01 | 2050-12-31
[10 empty] | 1053 | Brunot Island:CC | Orion Power Midwest LP | 8000 | 245000 | 2002-09-01 | 2050-12-31
[10 empty] | 1054 | Brunswick (ME):All | FPL Energy Maine Hydro LLC | 0 | 11619 | 1982-03-01 | 2050-12-31
[10 empty] | 1055 | Brunswick (NC):1 | Progress Energy Carolinas | 10017 | 938000 | 1977-03-01 | 2050-12-31
[10 empty] | 1056 | Brunswick (NC):2 | Progress Energy Carolinas | 10469 | 920000 | 1975-11-01 | 2050-12-31
[10 empty] | 1057 | Brunswick Cellulose (GA):GEN3 | Georgia Pacific Corp | 12000 | 9200 | 1954-06-01 | 2050-12-31
[10 empty] | 1058 | Brunswick Cellulose (GA):GEN4 | Georgia Pacific Corp | 12000 | 50000 | 1960-08-01 | 2050-12-31
[10 empty] | 1059 | Brunswick Cellulose (GA):GEN5 | Georgia Pacific Corp | 11346 | 13000 | 1996-10-01 | 2050-12-31
[10 empty] | 1060 | Brunswick Facility:All | INGENCO | 9000 | 10800 | 2007-10-08 | 2050-12-31
[10 empty] | 1061 | Bryan Peaking:All | American Municipal Power Inc | 10580 | 10800 | 1999-07-01 | 2050-12-31
[10 empty] | 1062 | Bryan:1 | Bryan Municipal Utilities | 16000 | 12500 | 1970-07-01 | 2050-12-31
[10 empty] | 1063 | Bryan:2 | Bryan Municipal Utilities | 16000 | 12500 | 1988-07-01 | 2050-12-31
[10 empty] | 1064 | Bryan:5 | Bryan Municipal Utilities | 10200 | 2500 | 1948-05-01 | 2050-12-31
[10 empty] | 1065 | Bryan:6 | Bryan Municipal Utilities | 20000 | 4000 | 1963-07-01 | 2050-12-31
[10 empty] | 1066 | Bryson (NC):All | Duke Energy Carolinas | 0 | 1000 | 1925-01-01 | 2050-12-31
[10 empty] | 1067 | Bryson:1 | Hydro Quebec | 0 | 21000 | 1925-04-01 | 2050-12-31
[10 empty] | 1068 | Bryson:2 | Hydro Quebec | 0 | 21000 | 1929-03-01 | 2050-12-31
[10 empty] | 1069 | Bryson:3 | Hydro Quebec | 0 | 21000 | 1981-11-01 | 2050-12-31
[10 empty] | 1070 | Buchanan (MI):All | Indiana Michigan Power Co | 0 | 2000 | 1919-01-01 | 2050-12-31
[10 empty] | 1071 | Buchanan (NY):GT1 | Entergy Nuclear Indian PT 2 | 15667 | 19700 | 1971-07-01 | 2050-12-31
[10 empty] | 1072 | Buchanan (NY):GT2 | Entergy Nuclear Indian PT 2 | 15922 | 13400 | 1970-12-01 | 2050-12-31
[10 empty] | 1073 | Buchanan County Generating Facility:1 | Allegheny Energy Supply Co LLC | 9877 | 40000 | 2002-06-25 | 2050-12-31
[10 empty] | 1074 | Buchanan County Generating Facility:2 | Allegheny Energy Supply Co LLC | 9909 | 40000 | 2002-06-25 | 2050-12-31
[10 empty] | 1075 | Buchans:GEN1 | Abitibi Consolidated Co of Canada | 0 | 1850 | 1988-01-01 | 2050-12-31
[10 empty] | 1076 | Buck (VA):All | Appalachian Power Co | 0 | 8400 | 1912-01-01 | 2050-12-31
2017 | 2017 | 2017 |  | 2019 | 2021 |  | 2017 |  |  | 1077 | Buck Steam Station (NC):3 | Duke Energy Carolinas | 11142 | 75000 | 1941-07-01 | 2011-12-31 | W
2017 | 2017 | 2017 |  | 2020 | 2021 |  | 2017 |  |  | 1078 | Buck Steam Station (NC):4 | Duke Energy Carolinas | 11142 | 38000 | 1942-09-01 | 2011-12-31 | W
2016 | 2016 | 2016 |  | 2018 | 2021 |  | 2017 |  |  | 1079 | Buck Steam Station (NC):5 | Duke Energy Carolinas | 9780 | 128000 | 1953-09-01 | 2050-12-31 | W
2016 | 2016 | 2016 |  | 2018 | 2021 |  | 2017 |  |  | 1080 | Buck Steam Station (NC):6 | Duke Energy Carolinas | 9702 | 128000 | 1953-12-01 | 2050-12-31 | W
[10 empty] | 1081 | Buck Steam Station (NC):7 | Duke Energy Carolinas | 15045 | 31000 | 1970-07-01 | 2050-12-31
[10 empty] | 1082 | Buck Steam Station (NC):8 | Duke Energy Carolinas | 15080 | 31000 | 1970-07-01 | 2050-12-31
[10 empty] | 1083 | Buck Steam Station (NC):9 | Duke Energy Carolinas | 13742 | 31000 | 1970-07-01 | 2050-12-31
[10 empty] | 1084 | Buckeye Florida LP:All | Buckeye Florida LP | 12000 | 38000 | 1953-07-01 | 2050-12-31
[10 empty] | 1085 | Buckingham:All | Boralex Inc | 0 | 9900 | 1914-01-01 | 2050-12-31
[10 empty] | 1086 | Bucknell Univ:CC | Bucknell University | 7957 | 4800 | 1998-06-01 | 2050-12-31
[10 empty] | 1087 | Bucksport Mill:GT1 | Bucksport Energy LLC | 10598 | 156800 | 2001-01-01 | 2050-12-31
[10 empty] | 1088 | Bucksport Mill:ST1 | International Paper Co | 12743 | 21000 | 1965-07-01 | 2050-12-31
[10 empty] | 1089 | Bucksport Mill:ST2 | International Paper Co | 11122 | 72000 | 1988-07-01 | 2050-12-31
[10 empty] | 1090 | Buffalo Bear Wind Farm:WT1 9 | Edison Mission Energy | 1000 | 18900 | 2009-01-26 | 2050-12-31
[10 empty] | 1091 | Buffalo Mountain:All | Tennessee Valley Authority | 1000 | 1800 | 2000-10-12 | 2050-12-31
[10 empty] | 1092 | Buffalo Mountain:4 | Invenergy TN LLC | 1000 | 27000 | 2004-11-11 | 2050-12-31
[10 empty] | 1093 | Buffalo Ridge I:WT1 26 | Buffalo Ridge I LLC | 1000 | 55000 | 2009-04-21 | 2050-12-31
[10 empty] | 1094 | Buffalo Ridge II:WT1 105 | Buffalo Ridge II LLC | 1000 | 210000 | 2010-10-31 | 2050-12-31
[10 empty] | 1095 | Buffalo Ridge Windplant WPP 19:WT1 73 | Windpower Partners 1993 LP | 1000 | 21900 | 1994-03-01 | 2050-12-31
[10 empty] | 1096 | Buford:1A | USACE Mobile District | 0 | 60000 | 2003-12-01 | 2050-12-31
[10 empty] | 1097 | Buford:2A | USACE Mobile District | 0 | 60000 | 2004-12-01 | 2050-12-31
[10 empty] | 1098 | Buford:3A | USACE Mobile District | 0 | 6800 | 2005-02-01 | 2050-12-31
[10 empty] | 1099 | Building 64:All | Equity Ofc Properties Trust | 11147 | 2040 | 1985-05-01 | 2050-12-31
| 2015 |  |  | 2015 | 2017 |  | 2017 |  |  | 1100 | Bull Run (TN):1 | Tennessee Valley Authority | 9523 | 870000 | 1967-06-01 | 2050-12-31 | W
[10 empty] | 1101 | Bull Shoals:1 | USACE Little Rock District | 0 | 46000 | 1952-09-01 | 2050-12-31
[10 empty] | 1102 | Bull Shoals:2 | USACE Little Rock District | 0 | 46000 | 1952-09-01 | 2050-12-31
[10 empty] | 1103 | Bull Shoals:3 | USACE Little Rock District | 0 | 46000 | 1952-12-01 | 2050-12-31
[10 empty] | 1104 | Bull Shoals:4 | USACE Little Rock District | 0 | 46000 | 1953-06-01 | 2050-12-31
[10 empty] | 1105 | Bull Shoals:5 | USACE Little Rock District | 0 | 51700 | 1962-01-01 | 2050-12-31
[10 empty] | 1106 | Bull Shoals:6 | USACE Little Rock District | 0 | 51700 | 1962-02-01 | 2050-12-31
[10 empty] | 1107 | Bull Shoals:7 | USACE Little Rock District | 0 | 51700 | 1963-08-01 | 2050-12-31
[10 empty] | 1108 | Bull Shoals:8 | USACE Little Rock District | 0 | 51700 | 1963-09-01 | 2050-12-31
[10 empty] | 1109 | Bulls Bridge:All | FirstLight Hydro Generating Co LLC | 0 | 8400 | 1903-01-01 | 2050-12-31
[10 empty] | 1110 | Buncombe County Landfill:IC | Enerdyne Properties | 9000 | 1000 | 2006-03-21 | 2050-12-31
2017 | 2017 | 2017 |  | 2021 | 2021 |  | 2017 |  |  | 1111 | Bunge Milling Cogeneration Inc:GEN1 | Bunge Milling Inc | 11758 | 17600 | 1989-11-01 | 2050-12-31 | W
[10 empty] | 1112 | Bunge Oil:1 | Bunge Foods | 12933 | 2800 | 1990-01-01 | 2050-12-31
[10 empty] | 1113 | Buras:8 | Entergy Louisiana Inc | 15442 | 12000 | 1971-02-01 | 2050-12-31
[10 empty] | 1114 | Bureau Valley Wind:WT1 | Bureau Valley School District | 1000 | 660 | 2004-12-20 | 2050-12-31
[10 empty] | 1115 | Burks Falls:1 | Burks Falls Waterpower Corp | 0 | 700 | 1990-01-01 | 2050-12-31
[10 empty] | 1116 | Burlingame:All | Burlingame KS (City of) | 11693 | 3600 | 1973-01-03 | 2050-12-31
2015 | 2015 | 2015 |  | 2017 | 2020 |  | 2017 |  |  | 1117 | Burlington (IA):1 | Interstate Power & Light Co | 10365 | 191900 | 1968-06-01 | 2050-12-31 | W
[10 empty] | 1118 | Burlington (IA):All | Interstate Power & Light Co | 14879 | 68700 | 1994-05-01 | 2050-12-31
[10 empty] | 1119 | Burlington (KS):1A | Burlington KS (City of) | 10451 | 2000 | 2003-07-01 | 2050-12-31
[10 empty] | 1120 | Burlington (KS):All | Burlington KS (City of) | 10342 | 8100 | 2005-06-01 | 2050-12-31
[10 empty] | 1121 | Burlington County Resource Recovery Complex:All | BC Landfill Energy LLC | 9000 | 7175 | 2007-10-31 | 2050-12-31
[10 empty] | 1122 | Burlington GT:GT1 | Burlington VT (City of) | 17388 | 19700 | 1971-09-01 | 2050-12-31
[10 empty] | 1123 | Burns Harbor Plant:GEN5 | Bethlehem Steel Corp | 11966 | 60500 | 1970-01-01 | 2050-12-31
[10 empty] | 1124 | Burns Harbor Plant:GEN6 | Bethlehem Steel Corp | 12147 | 51000 | 1969-01-01 | 2050-12-31
[10 empty] | 1125 | Burns Harbor Plant:GEN7 | Bethlehem Steel Corp | 11988 | 63200 | 1969-01-01 | 2050-12-31
[10 empty] | 1126 | Burnside:1 | Nova Scotia Power | 14899 | 25000 | 1976-01-01 | 2050-12-31
[10 empty] | 1127 | Burnside:2 | Nova Scotia Power | 14899 | 25000 | 1976-01-01 | 2050-12-31
[10 empty] | 1128 | Burnside:3 | Nova Scotia Power | 14899 | 25000 | 1976-01-01 | 2050-12-31
[10 empty] | 1129 | Burnside:4 | Nova Scotia Power | 14899 | 25000 | 1976-01-01 | 2050-12-31
[10 empty] | 1130 | Burnsville Plant:All | WM Renewable Energy LLC | 10000 | 4500 | 1994-05-01 | 2050-12-31
[10 empty] | 1131 | Burt Dam:HY | Burt Dam Partnership | 0 | 6 | 1986-01-01 | 2050-12-31
[10 empty] | 1132 | Burton (GA):All | Georgia Power Co | 0 | 9400 | 1927-09-01 | 2050-12-31
[10 empty] | 1133 | Burton (SC):All | South Carolina Electric & Gas Co | 18000 | 27000 | 1961-10-01 | 2050-12-31
[10 empty] | 1134 | Burwell:1 | Burwell Municipal Utilities | 13773 | 1400 | 1972-01-03 | 2050-12-31
[10 empty] | 1135 | Burwell:2 | Burwell Municipal Utilities | 13773 | 1100 | 1968-01-03 | 2050-12-31
[10 empty] | 1136 | Burwell:3 | Burwell Municipal Utilities | 13773 | 900 | 1960-01-03 | 2050-12-31
[10 empty] | 1137 | Burwell:4 | Burwell Municipal Utilities | 13773 | 700 | 1955-01-03 | 2050-12-31
[10 empty] | 1138 | Bushnell:All | Bushnell IL (City of) | 12500 | 400 | 1940-01-03 | 2050-12-31
[10 empty] | 1139 | Bushnell:3 | Bushnell IL (City of) | 10500 | 2200 | 1965-01-03 | 2050-12-31
[10 empty] | 1140 | Bushnell:4 | Bushnell IL (City of) | 10500 | 2200 | 1965-01-03 | 2050-12-31
[10 empty] | 1141 | Bushnell:5B | Bushnell IL (City of) | 12000 | 1000 | 1956-01-03 | 2050-12-31
[10 empty] | 1142 | Bushnell:6 | Bushnell IL (City of) | 10364 | 2500 | 2000-09-01 | 2050-12-31
[10 empty] | 1143 | Bushnell:7 | Bushnell IL (City of) | 10364 | 2500 | 2000-09-01 | 2050-12-31
[10 empty] | 1144 | Butler (MO):All | Butler MO (City of) | 11841 | 10800 | 1946-01-03 | 2050-12-31
[10 empty] | 1145 | Butler Ridge Wind Farm:WT1 36 | Butler Ridge Wind Energy Center LLC | 1000 | 54000 | 2009-02-02 | 2050-12-31
[10 empty] | 1146 | Butler Warner Generating:4 | Fayetteville Public Works Commission | 12445 | 20000 | 1976-07-01 | 2050-12-31
[10 empty] | 1147 | Butler Warner Generating:5 | Fayetteville Public Works Commission | 12445 | 20000 | 1977-07-01 | 2050-12-31
[10 empty] | 1148 | Butler Warner Generating:CC | Fayetteville Public Works Commission | 10000 | 185000 | 1988-12-01 | 2050-12-31
[10 empty] | 1149 | Buxton:All | North Carolina Electric Membership Corp | 10397 | 15000 | 1991-04-01 | 2050-12-31
[10 empty] | 1150 | Buzzard Point:E1 | Potomac Power Resources | 14828 | 16000 | 1968-05-01 | 2012-05-31
[10 empty] | 1151 | Buzzard Point:E2 | Potomac Power Resources | 16331 | 16000 | 1968-05-01 | 2012-05-31
[10 empty] | 1152 | Buzzard Point:E4 | Potomac Power Resources | 16331 | 16000 | 1968-05-01 | 2012-05-31
[10 empty] | 1153 | Buzzard Point:E5 | Potomac Power Resources | 16331 | 16000 | 1968-05-01 | 2012-05-31
[10 empty] | 1154 | Buzzard Point:E6 | Potomac Power Resources | 16331 | 16000 | 1968-05-01 | 2012-05-31
[10 empty] | 1155 | Buzzard Point:E7 | Potomac Power Resources | 16331 | 16000 | 1968-05-01 | 2012-05-31
[10 empty] | 1156 | Buzzard Point:E8 | Potomac Power Resources | 16331 | 16000 | 1968-05-01 | 2012-05-31
[10 empty] | 1157 | Buzzard Point:W10 | Potomac Power Resources | 14828 | 16000 | 1968-06-01 | 2012-05-31
[10 empty] | 1158 | Buzzard Point:W11 | Potomac Power Resources | 16319 | 16000 | 1968-06-01 | 2012-05-31
[10 empty] | 1159 | Buzzard Point:W12 | Potomac Power Resources | 16319 | 16000 | 1968-06-01 | 2012-05-31
[10 empty] | 1160 | Buzzard Point:W13 | Potomac Power Resources | 16319 | 16000 | 1968-06-01 | 2012-05-31
[10 empty] | 1161 | Buzzard Point:W14 | Potomac Power Resources | 16319 | 16000 | 1968-06-01 | 2012-05-31
[10 empty] | 1162 | Buzzard Point:W15 | Potomac Power Resources | 16319 | 16000 | 1968-06-01 | 2012-05-31
[10 empty] | 1163 | Buzzard Point:W16 | Potomac Power Resources | 16319 | 16000 | 1968-06-01 | 2012-05-31
[10 empty] | 1164 | Buzzard Point:W9 | Potomac Power Resources | 16319 | 16000 | 1968-06-01 | 2012-05-31
[10 empty] | 1165 | Buzzard Roost:10 | Duke Energy Carolinas | 16803 | 18000 | 1971-06-01 | 2050-12-31
[10 empty] | 1166 | Buzzard Roost:11 | Duke Energy Carolinas | 16280 | 18000 | 1971-06-01 | 2050-12-31
[10 empty] | 1167 | Buzzard Roost:12 | Duke Energy Carolinas | 16959 | 18000 | 1971-06-01 | 2050-12-31
[10 empty] | 1168 | Buzzard Roost:13 | Duke Energy Carolinas | 16327 | 18000 | 1971-06-01 | 2050-12-31
[10 empty] | 1169 | Buzzard Roost:14 | Duke Energy Carolinas | 16807 | 18000 | 1971-06-01 | 2050-12-31
[10 empty] | 1170 | Buzzard Roost:15 | Duke Energy Carolinas | 16904 | 18000 | 1971-07-01 | 2050-12-31
[10 empty] | 1171 | Buzzard Roost:6 | Duke Energy Carolinas | 16908 | 22000 | 1971-04-01 | 2050-12-31
[10 empty] | 1172 | Buzzard Roost:7 | Duke Energy Carolinas | 17068 | 22000 | 1971-05-01 | 2050-12-31
[10 empty] | 1173 | Buzzard Roost:8 | Duke Energy Carolinas | 20254 | 22000 | 1971-08-01 | 2050-12-31
[10 empty] | 1174 | Buzzard Roost:9 | Duke Energy Carolinas | 18536 | 22000 | 1971-09-01 | 2050-12-31
[10 empty] | 1175 | Buzzard Roost:All | Duke Energy Carolinas | 0 | 6900 | 1940-08-01 | 2050-12-31
[10 empty] | 1176 | Byllesby 2:All | Appalachian Power Co | 0 | 4400 | 1912-01-01 | 2050-12-31
[10 empty] | 1177 | Byllesby:All | Neshkoro Power Association | 0 | 2500 | 1988-03-01 | 2050-12-31
[10 empty] | 1178 | Byron Center LFG:All | Granger Electric of Byron Center LLC | 9000 | 3000 | 2009-03-31 | 2050-12-31
[10 empty] | 1179 | Byron Generating Station (IL):1 | Exelon Generation Co LLC | 10399 | 1164000 | 1985-09-01 | 2050-12-31
[10 empty] | 1180 | Byron Generating Station (IL):2 | Exelon Generation Co LLC | 10191 | 1136000 | 1987-08-01 | 2050-12-31
[10 empty] | 1181 | Byron Wind Project:All | Wisconsin Electric Power Co | 1000 | 1200 | 1999-06-01 | 2050-12-31
[10 empty] | 1182 | C & C Electric:All | Gas Recovery Systems Inc | 10000 | 5000 | 1995-02-01 | 2050-12-31
|  |  | 2017 |  | 2017 |  | 2017 |  |  | 1183 | C D McIntosh Jr:3 | Lakeland Dept of Electric Water Utilities | 11874 | 342000 | 1982-09-01 | 2050-12-31 | E
[10 empty] | 1184 | C D McIntosh Jr:CC1 | Lakeland Dept of Electric Water Utilities | 6812 | 322000 | 2002-04-04 | 2050-12-31
[10 empty] | 1185 | C D McIntosh Jr:GT1 | Lakeland Dept of Electric Water Utilities | 15000 | 16000 | 1973-05-01 | 2050-12-31
[10 empty] | 1186 | C D McIntosh Jr:All | Lakeland Dept of Electric Water Utilities | 10696 | 5000 | 1970-01-01 | 2050-12-31
[10 empty] | 1187 | C D McIntosh Jr:ST1 | Lakeland Dept of Electric Water Utilities | 12500 | 80000 | 1971-02-01 | 2050-12-31
[10 empty] | 1188 | C D McIntosh Jr:ST2 | Lakeland Dept of Electric Water Utilities | 9834 | 106000 | 1976-06-01 | 2050-12-31
[10 empty] | 1189 | C H Corn:All | Tallahassee FL (City of) | 0 | 11000 | 1985-09-01 | 2050-12-31
2015 | 2015 | 2015 |  | 2017 | 2020 |  | 2017 |  |  | 1190 | C P Crane:1 | EDF Development Inc | 10415 | 190000 | 1961-07-01 | 2050-12-31 | W
2015 | 2015 | 2015 |  | 2017 | 2020 |  | 2017 |  |  | 1191 | C P Crane:2 | EDF Development Inc | 10531 | 195000 | 1963-02-01 | 2050-12-31 | W
[10 empty] | 1192 | C P Crane:GT1 | EDF Development Inc | 15103 | 14000 | 1967-07-01 | 2050-12-31
[10 empty] | 1193 | C W Burdick:1 | Grand Island Utilities | 13250 | 16500 | 1957-10-01 | 2050-12-31
[10 empty] | 1194 | C W Burdick:2 | Grand Island Utilities | 13000 | 22000 | 1963-08-01 | 2050-12-31
[10 empty] | 1195 | C W Burdick:3 | Grand Island Utilities | 10196 | 54000 | 1972-02-01 | 2050-12-31
[10 empty] | 1196 | C W Burdick:GT1 | Grand Island Utilities | 18000 | 13600 | 1968-03-01 | 2050-12-31
[10 empty] | 1197 | C W Burdick:GT2 | Grand Island Utilities | 12539 | 34000 | 2003-03-28 | 2050-12-31
[10 empty] | 1198 | C W Burdick:GT3 | Grand Island Utilities | 12427 | 34000 | 2003-03-28 | 2050-12-31
[10 empty] | 1199 | C W Tippy:All | Consumers Energy Co | 0 | 20100 | 1918-01-01 | 2050-12-31
[10 empty] | 1200 | Cabot Holyoke:All | Holyoke Gas & Electric Dept | 0 | 2600 | 1923-08-01 | 2050-12-31
[10 empty] | 1201 | Cabot Holyoke:2All | Holyoke Gas & Electric Dept | 16500 | 25006 | 1955-08-01 | 2050-12-31
[10 empty] | 1202 | Cabot:All | FirstLight Hydro Generating Co LLC | 0 | 61800 | 1915-01-01 | 2050-12-31
[10 empty] | 1203 | Cadbury Adams - Rockford:GEN1 | Cadbury Adams USA LLC | 12137 | 5000 | 1995-02-01 | 2050-12-31
[10 empty] | 1204 | Cadillac Renewable Energy:GEN1 | Cadillac Renewable Energy LLC | 12500 | 39600 | 1993-08-01 | 2050-12-31
[10 empty] | 1205 | Cadillac:1 | Hydro Quebec | 13862 | 44000 | 1977-08-01 | 2050-12-31
[10 empty] | 1206 | Cadillac:2 | Hydro Quebec | 13950 | 44000 | 1976-12-01 | 2050-12-31
[10 empty] | 1207 | Cadillac:3 | Hydro Quebec | 13918 | 44000 | 1977-03-01 | 2050-12-31
[10 empty] | 1208 | Cadys Falls:All | Morrisville Water & Light Dept VT (Village of) | 0 | 1100 | 1914-08-01 | 2050-12-31
[10 empty] | 1209 | Cadyville:All | New York State Electric & Gas Corp | 0 | 5500 | 1921-08-01 | 2050-12-31
[10 empty] | 1210 | Caithness Long Island Energy Center:CC1 | Caithness Energy LLC | 6765 | 350000 | 2009-08-02 | 2050-12-31
[10 empty] | 1211 | Calabogie 1 2:1 2 | Ontario Power Generation Inc | 0 | 4000 | 1917-01-01 | 2050-12-31
[10 empty] | 1212 | Calcasieu Power LLC:GT1 | Entergy Gulf States Louisiana LLC | 10709 | 150000 | 2000-05-30 | 2050-12-31
[10 empty] | 1213 | Calcasieu Power LLC:GT2 | Entergy Gulf States Louisiana LLC | 10746 | 160000 | 2001-05-01 | 2050-12-31
[10 empty] | 1214 | Calderwood:1 | Alcoa Power Generating Inc | 0 | 52000 | 1930-04-01 | 2050-12-31
[10 empty] | 1215 | Calderwood:2 | Alcoa Power Generating Inc | 0 | 52000 | 1930-04-01 | 2050-12-31
[10 empty] | 1216 | Calderwood:3 | Alcoa Power Generating Inc | 0 | 52000 | 1938-06-01 | 2050-12-31
[10 empty] | 1217 | Caldron Falls:All | Wisconsin Public Service Corp | 0 | 6800 | 1924-01-03 | 2050-12-31
[10 empty] | 1218 | Caldwell Solar:PV | Phillip Caldwell | 1000 | 3 | 2008-08-30 | 2050-12-31
[10 empty] | 1219 | Caledonia Generating Plant:CC1 | Mep III LLC | 6895 | 255000 | 2003-05-30 | 2050-12-31
[10 empty] | 1220 | Caledonia Generating Plant:CC2 | Mep III LLC | 6895 | 255000 | 2003-05-30 | 2050-12-31
[10 empty] | 1221 | Caledonia Generating Plant:CC3 | Mep III LLC | 6895 | 255000 | 2003-05-30 | 2050-12-31
[10 empty] | 1222 | Calhoun Energy Center:CAL1 | NextEra Energy Resources LLC | 11217 | 158000 | 2003-06-01 | 2050-12-31
[10 empty] | 1223 | Calhoun Energy Center:CAL2 | NextEra Energy Resources LLC | 10899 | 158000 | 2003-06-01 | 2050-12-31
[10 empty] | 1224 | Calhoun Energy Center:CAL3 | NextEra Energy Resources LLC | 10828 | 158000 | 2003-06-01 | 2050-12-31
[10 empty] | 1225 | Calhoun Energy Center:CAL4 | NextEra Energy Resources LLC | 10938 | 158000 | 2003-06-01 | 2050-12-31
[10 empty] | 1226 | Callahan Solar:PV | Joseph Callahan | 1000 | 4 | 2008-06-01 | 2050-12-31
[10 empty] | 1227 | Callaway (MO):1 | AmerenUE | 10460 | 1190000 | 1984-12-01 | 2050-12-31
[10 empty] | 1228 | Callaway (NE):All | Callaway NE (Village of) | 11971 | 900 | 1948-01-03 | 2050-12-31
[10 empty] | 1229 | Calm Lake GS:All | Abitibi Consolidated Co of Canada | 0 | 11000 | 1928-02-09 | 2050-12-31
[10 empty] | 1230 | Calpine Parlin Inc:CC1 | EFS Parlin Holdings LLC | 9000 | 59000 | 1991-06-01 | 2050-12-31
[10 empty] | 1231 | Calpine Parlin Inc:CC2 | EFS Parlin Holdings LLC | 9000 | 59000 | 1991-06-01 | 2050-12-31
[10 empty] | 1232 | Calstock:1 | EPCOR Power LP | 10763 | 38000 | 2000-08-16 | 2050-12-31
[10 empty] | 1233 | Calumet Energy Team LLC:CT11 | IPA Central LLC | 10558 | 162000 | 2002-06-18 | 2050-12-31
[10 empty] | 1234 | Calumet Energy Team LLC:CT12 | IPA Central LLC | 10451 | 162000 | 2002-06-18 | 2050-12-31
[10 empty] | 1235 | Calvert City:GEN1 | Air Products & Chemicals Inc | 11125 | 23000 | 2000-04-01 | 2050-12-31
[10 empty] | 1236 | Calvert Cliffs Nuclear Power Plant:1 | Calvert Cliffs Nuclear Power Plant Inc | 10857 | 946000 | 1975-05-01 | 2050-12-31
[10 empty] | 1237 | Calvert Cliffs Nuclear Power Plant:2 | Calvert Cliffs Nuclear Power Plant Inc | 10878 | 899000 | 1977-04-01 | 2050-12-31
|  |  | 2017 |  | 2017 |  | 2017 |  |  | 1238 | Cambria Cogeneration:GEN1 | Cambria Cogeneration Co | 11123 | 88000 | 1991-03-01 | 2050-12-31 | E
[10 empty] | 1239 | Cambridge (MN):GT1 | Great River Energy | 13000 | 25000 | 1978-05-01 | 2050-12-31
[10 empty] | 1240 | Cambridge (MN):GT2 | Great River Energy | 9730 | 150000 | 2007-05-21 | 2050-12-31
[10 empty] | 1241 | Cambridge (NE):All | Cambridge Light & Water | 10416 | 4000 | 2005-06-01 | 2050-12-31
[10 empty] | 1242 | Camden Cogeneration:CC | Camden Cogeneration LP | 8080 | 147400 | 1993-02-01 | 2050-12-31
[10 empty] | 1243 | Camden Mill:CC1 | International Paper Co | 8126 | 42600 | 1990-01-01 | 2050-12-31
[10 empty] | 1244 | Camden Resource Recovery:TGA | Camden County Energy Recovery Corp | 12038 | 15000 | 1991-03-01 | 2050-12-31
[10 empty] | 1245 | Camden Resource Recovery:TGB | Camden County Energy Recovery Corp | 12038 | 15000 | 1991-03-01 | 2050-12-31
[10 empty] | 1246 | Cameron Falls GS:17 | Ontario Power Generation Inc | 0 | 30000 | 1920-01-01 | 2050-12-31
[10 empty] | 1247 | Cameron Falls GS:234 | Ontario Power Generation Inc | 0 | 30000 | 1920-01-01 | 2050-12-31
[10 empty] | 1248 | Cameron Falls GS:56 | Ontario Power Generation Inc | 0 | 20000 | 1920-01-01 | 2050-12-31
[10 empty] | 1249 | Cameron Falls:1 | Brookfield Renewable Power Inc | 0 | 4500 | 1989-01-01 | 2050-12-31
[10 empty] | 1250 | Camp Grove Wind Farm:WT 1 100 | Camp Grove Wind Farm LLC | 1000 | 150000 | 2007-12-31 | 2050-12-31
[10 empty] | 1251 | Camp Three Rapids Hydro:HY1 | Hydromega Services Inc | 0 | 2500 | 2012-06-30 | 2050-12-31
[10 empty] | 1252 | Camp Three Rapids Hydro:HY2 | Hydromega Services Inc | 0 | 2500 | 2012-06-30 | 2050-12-31
[10 empty] | 1253 | Campbell (MO):All | Campbell MO (City of) | 12500 | 7200 | 1984-06-01 | 2050-12-31
[10 empty] | 1254 | Campbell (NE):All | Campbell NE (Village of) | 12385 | 1300 | 1927-01-03 | 2050-12-31
[10 empty] | 1255 | Campbellford:1 2 | Algonquin Power Systems Inc | 0 | 4000 | 1980-01-01 | 2050-12-31
[10 empty] | 1256 | Camperlino Cogeneration:IC | W James Camperlino | 10816 | 1 | 2008-05-27 | 2050-12-31
[10 empty] | 1257 | Campton Dam:1 | Northeast Utilities | 0 | 200 | 1985-12-01 | 2050-12-31
[10 empty] | 1258 | Canaan:1 | Public Service Co of New Hampshire | 0 | 1100 | 1927-08-01 | 2050-12-31
[10 empty] | 1259 | Canaday:1 | Nebraska Public Power District | 11491 | 118000 | 1958-01-01 | 2050-12-31
|  |  | 2017 |  | 2017 |  | 2017 |  |  | 1260 | Canadys Steam:1 | South Carolina Electric & Gas Co | 9689 | 105000 | 1962-04-01 | 2050-12-31 | E
|  |  | 2017 |  | 2017 |  | 2017 |  |  | 1261 | Canadys Steam:2 | South Carolina Electric & Gas Co | 10343 | 116000 | 1964-05-01 | 2050-12-31 | E
|  |  | 2017 |  | 2017 |  | 2017 |  |  | 1262 | Canadys Steam:3 | South Carolina Electric & Gas Co | 9639 | 175000 | 1967-06-01 | 2050-12-31 | E
[10 empty] | 1263 | Canal Plant:UN1 | Mirant Canal LLC | 9858 | 550429 | 1968-06-01 | 2050-12-31
[10 empty] | 1264 | Canal Plant:UN2 | Mirant Canal LLC | 11248 | 553000 | 1976-01-01 | 2050-12-31
[10 empty] | 1265 | Cane Island:1 | Florida Municipal Power Agency | 10450 | 32000 | 1994-10-01 | 2050-12-31
[10 empty] | 1266 | Cane Island:CC1 | Kissimmee Utility Authority | 8011 | 108000 | 1995-06-01 | 2050-12-31
[10 empty] | 1267 | Cane Island:CC2 | Florida Municipal Power Agency | 7407 | 240000 | 2001-10-18 | 2050-12-31
[10 empty] | 1268 | Cane Island:CC4 | Florida Municipal Power Agency | 7098 | 300000 | 2011-06-30 | 2050-12-31
[10 empty] | 1269 | Cane Run:11 | Louisville Gas & Electric Co | 18200 | 14000 | 1968-06-01 | 2050-12-31
|  |  | 2017 |  | 2017 |  | 2017 | 2013 | 0.93161 | 1270 | Cane Run:4 | Louisville Gas & Electric Co | 10034 | 155000 | 1962-05-01 | 2050-12-31 | E
|  |  | 2017 |  | 2017 |  | 2017 | 2013 | 0.93161 | 1271 | Cane Run:5 | Louisville Gas & Electric Co | 10143 | 168000 | 1966-05-01 | 2050-12-31 | E
|  |  | 2017 |  | 2017 |  | 2017 | 2013 | 0.93161 | 1272 | Cane Run:6 | Louisville Gas & Electric Co | 9331 | 240000 | 1969-05-01 | 2050-12-31 | E
[10 empty] | 1273 | Cannelton Ohio River:HY1 | American Municipal Power Inc | 0 | 28000 | 2013-12-31 | 2050-12-31
[10 empty] | 1274 | Cannelton Ohio River:HY2 | American Municipal Power Inc | 0 | 28000 | 2013-12-31 | 2050-12-31
[10 empty] | 1275 | Cannelton Ohio River:HY3 | American Municipal Power Inc | 0 | 28000 | 2013-12-31 | 2050-12-31
[10 empty] | 1276 | Cannon Falls Energy Center:UNT1 | Invenergy Cannon Falls LLC | 10617 | 199000 | 2008-05-19 | 2050-12-31
[10 empty] | 1277 | Cannon Falls Energy Center:UNT2 | Invenergy Cannon Falls LLC | 10910 | 199000 | 2008-05-19 | 2050-12-31
|  |  | 2017 |  | 2017 |  | 2017 |  |  | 1278 | Canton North Carolina:GEN8 | Blue Ridge Paper Products Inc | 12510 | 7500 | 1937-01-01 | 2050-12-31 | E
|  |  | 2017 |  | 2017 |  | 2017 |  |  | 1279 | Canton North Carolina:GEN9 | Blue Ridge Paper Products Inc | 12461 | 7500 | 1941-01-01 | 2050-12-31 | E
|  |  | 2017 |  | 2017 |  | 2017 |  |  | 1280 | Canton North Carolina:GN10 | Blue Ridge Paper Products Inc | 12399 | 7500 | 1946-01-01 | 2050-12-31 | E
|  |  | 2017 |  | 2017 |  | 2017 |  |  | 1281 | Canton North Carolina:GN11 | Blue Ridge Paper Products Inc | 12362 | 7500 | 1949-01-01 | 2050-12-31 | E
|  |  | 2017 |  | 2017 |  | 2017 |  |  | 1282 | Canton North Carolina:GN12 | Blue Ridge Paper Products Inc | 12305 | 10000 | 1952-01-01 | 2050-12-31 | E
|  |  | 2017 |  | 2017 |  | 2017 |  |  | 1283 | Canton North Carolina:GN13 | Blue Ridge Paper Products Inc | 11947 | 12500 | 1979-06-01 | 2050-12-31 | E
[10 empty] | 1284 | Cape Canaveral:1 | Florida Power & Light Co | 9892 | 396000 | 1965-04-01 | 2010-12-31
[10 empty] | 1285 | Cape Canaveral:2 | Florida Power & Light Co | 10027 | 396000 | 1969-05-01 | 2010-12-31
2016 | 2016 | 2016 |  | 2018 | 2021 |  | 2017 |  |  | 1286 | Cape Fear:5 | Progress Energy Carolinas | 9596 | 144000 | 1956-12-01 | 2014-12-31 | W
2016 | 2016 | 2016 |  | 2018 | 2021 |  | 2017 |  |  | 1287 | Cape Fear:6 | Progress Energy Carolinas | 10313 | 172000 | 1958-07-01 | 2014-12-31 | W
[10 empty] | 1288 | Cape Fear:CC1 | Progress Energy Carolinas | 8000 | 32000 | 1969-06-01 | 2050-12-31
[10 empty] | 1289 | Cape Fear:CC2 | Progress Energy Carolinas | 8000 | 32000 | 1969-06-01 | 2050-12-31
[10 empty] | 1290 | Cape Gas Turbine:GT4 | FPL Energy Cape LLC | 12270 | 15981 | 1970-01-01 | 2050-12-31
[10 empty] | 1291 | Cape Gas Turbine:GT5 | FPL Energy Cape LLC | 12188 | 16027 | 1970-01-01 | 2050-12-31
[10 empty] | 1292 | Capitol District Energy Center:CC | Capitol District Energy Center Cogeneration Associates | 8060 | 55220 | 1988-10-01 | 2050-12-31
2017 | 2017 | 2017 |  | 2021 | 2021 |  | 2017 |  |  | 1293 | Capitol Heat & Power:All | State of Wisconsin | 12227 | 1900 | 1963-10-01 | 2050-12-31 | W
[10 empty] | 1294 | Capitola:1 | French Broad Electric Member Corp | 0 | 3000 | 1982-01-15 | 2050-12-31
[10 empty] | 1295 | Caprock Wind:WT1 60 | Infigen Energy | 1000 | 60000 | 2005-01-10 | 2050-12-31
[10 empty] | 1296 | Caprock Wind:WT61 80 | Caprock Wind LP | 1000 | 20000 | 2005-05-01 | 2050-12-31
[10 empty] | 1297 | Carbalon:1 | Massachusetts Municipal Wholesale Electric Co | 11217 | 300 | 1987-08-01 | 2050-12-31
[10 empty] | 1298 | Cardinal Power GS:12 | Cardinal Power of Canada LP | 8223 | 184000 | 1995-01-01 | 2050-12-31
|  |  | 2016 |  | 2016 |  | 2017 | 2013 | 0.95008 | 1299 | Cardinal:1 | Ohio Power Co | 9457 | 580000 | 1967-02-01 | 2050-12-31 | E
|  |  | 2016 |  | 2016 |  | 2017 | 2013 | 0.95008 | 1300 | Cardinal:2 | Buckeye Power Inc | 9092 | 590000 | 1967-07-01 | 2050-12-31 | E
|  |  | 2016 |  | 2016 |  | 2017 | 2013 | 0.95008 | 1301 | Cardinal:3 | Buckeye Power Inc | 9574 | 630000 | 1977-09-01 | 2050-12-31 | E
[10 empty] | 1302 | Cargill Fertilizer Inc Bartow:GEN1 | Cargill Fertilizer Inc | 11000 | 36000 | 1985-12-01 | 2050-12-31
[10 empty] | 1303 | Cargill Fertilizer Inc Bartow:GEN2 | Cargill Fertilizer Inc | 10500 | 44000 | 1992-08-01 | 2050-12-31
[10 empty] | 1304 | Cargill Fertilizer Inc:GEN1 | Cargill Fertilizer Inc | 11000 | 34400 | 1988-08-01 | 2050-12-31
[10 empty] | 1305 | Cargill Fertilizer Inc:GEN3 | Cargill Fertilizer Inc | 10500 | 41500 | 1999-11-01 | 2050-12-31
2017 | 2017 | 2017 |  | 2020 | 2021 |  | 2017 |  |  | 1306 | Cargill Inc Corn Milling Divis:GEN1 | Cargill Inc North America Sweetners | 12214 | 18740 | 1952-12-01 | 2050-12-31 | W
2017 | 2017 | 2017 |  | 2020 | 2021 |  | 2017 |  |  | 1307 | Cargill Inc Corn Milling Divis:GEN2 | Cargill Inc North America Sweetners | 12214 | 18000 | 1952-12-01 | 2050-12-31 | W
2017 | 2017 | 2017 |  | 2021 | 2021 |  | 2017 |  |  | 1308 | Cargill Salt Inc:ACTG | Cargill Inc | 12171 | 2000 | 1968-01-01 | 2050-12-31 | W
[10 empty] | 1309 | Caribou Falls GS:123 | Ontario Power Generation Inc | 0 | 91000 | 1958-01-01 | 2050-12-31
[10 empty] | 1310 | Caribou Generation Station:All | Algonquin Northern Maine Gen Co | 10640 | 7000 | 1948-08-01 | 2050-12-31
[10 empty] | 1311 | Caribou Generation Station:Wat All | Algonquin Northern Maine Gen Co | 0 | 800 | 1926-06-01 | 2050-12-31
[10 empty] | 1312 | Caribou Generation Station:CS1 | Algonquin Northern Maine Gen Co | 13911 | 9000 | 1950-09-01 | 2050-12-31
[10 empty] | 1313 | Caribou Generation Station:CS2 | Algonquin Northern Maine Gen Co | 13357 | 14000 | 1955-09-01 | 2050-12-31
[10 empty] | 1314 | Caribou Mountain Wind Farm Project:WT1 16 | SUEZ Renewable Energy NA | 1000 | 48000 | 2009-12-17 | 2050-12-31
[10 empty] | 1315 | Caribou Mountain Wind Farm Project:WT17 33 | SUEZ Renewable Energy NA | 1000 | 51000 | 2009-12-17 | 2050-12-31
[10 empty] | 1316 | Carillon:1 | Hydro Quebec | 0 | 22060 | 1964-10-01 | 2050-12-31
[10 empty] | 1317 | Carillon:10 | Hydro Quebec | 0 | 22060 | 1963-09-01 | 2050-12-31
[10 empty] | 1318 | Carillon:11 | Hydro Quebec | 0 | 22060 | 1963-10-01 | 2050-12-31
[10 empty] | 1319 | Carillon:12 | Hydro Quebec | 0 | 22060 | 1963-12-01 | 2050-12-31
[10 empty] | 1320 | Carillon:13 | Hydro Quebec | 0 | 22060 | 1964-02-01 | 2050-12-31
[10 empty] | 1321 | Carillon:14 | Hydro Quebec | 0 | 22060 | 1964-05-01 | 2050-12-31
[10 empty] | 1322 | Carillon:2 | Hydro Quebec | 0 | 22060 | 1964-09-01 | 2050-12-31
[10 empty] | 1323 | Carillon:3 | Hydro Quebec | 0 | 22060 | 1962-11-01 | 2050-12-31
[10 empty] | 1324 | Carillon:4 | Hydro Quebec | 0 | 22060 | 1962-11-01 | 2050-12-31
[10 empty] | 1325 | Carillon:5 | Hydro Quebec | 0 | 22060 | 1962-11-01 | 2050-12-31
[10 empty] | 1326 | Carillon:6 | Hydro Quebec | 0 | 22060 | 1962-12-01 | 2050-12-31
[10 empty] | 1327 | Carillon:7 | Hydro Quebec | 0 | 22060 | 1963-03-01 | 2050-12-31
[10 empty] | 1328 | Carillon:8 | Hydro Quebec | 0 | 22060 | 1963-05-01 | 2050-12-31
[10 empty] | 1329 | Carillon:9 | Hydro Quebec | 0 | 22060 | 1963-08-01 | 2050-12-31
[10 empty] | 1330 | Carl Bailey:1 | Arkansas Electric Coop Corp | 10785 | 122000 | 1966-07-01 | 2050-12-31
[10 empty] | 1331 | Carleton:WT1 73 | TransCanada Corp | 1000 | 109500 | 2008-11-22 | 2050-12-31
[10 empty] | 1332 | Carlls Corner:CA1 | Calpine New Jersey Generation LLC | 14300 | 36000 | 1973-04-01 | 2050-12-31
[10 empty] | 1333 | Carlls Corner:CA2 | Calpine New Jersey Generation LLC | 16487 | 37000 | 1973-05-01 | 2050-12-31
[10 empty] | 1334 | Carlsbad Station:5 | Southwestern Public Service Co | 15351 | 10940 | 1977-12-01 | 2050-12-31
[10 empty] | 1335 | Carlyle:All | Carlyle Municipal Electric | 10759 | 12500 | 1971-08-01 | 2050-12-31
[10 empty] | 1336 | Carmi:All | Carmi Light Water & Power | 11000 | 13560 | 1958-01-03 | 2050-12-31
[10 empty] | 1337 | Carmi:FO All | Carmi Light Water & Power | 11000 | 1400 | 1939-01-03 | 2050-12-31
[10 empty] | 1338 | Carmichael Falls GS:All | Great Lakes Hydro Income Fund (The) | 0 | 20000 | 1995-02-09 | 2050-12-31
|  |  | 2017 |  | 2017 |  | 2017 |  |  | 1339 | Carneys Point Generating Plant:GEN1 | Chambers Cogeneration LP | 10000 | 262000 | 1993-12-01 | 2050-12-31 | E
[10 empty] | 1340 | Caro:All | Thumb Electric Coop Michigan | 11647 | 8450 | 1949-01-03 | 2050-12-31
[10 empty] | 1341 | Carolina Coast Holdings Solar:PV | Carolina Coast Holdings LLC | 1000 | 8 | 2008-12-01 | 2050-12-31
[10 empty] | 1342 | Carolinas Medical Center:GT1 | Carolinas Medical Center | 10323 | 11000 | 2006-11-01 | 2050-12-31
[10 empty] | 1343 | Carpenter (AR):1 | Entergy Arkansas Inc | 0 | 29000 | 1930-01-01 | 2050-12-31
[10 empty] | 1344 | Carpenter (AR):2 | Entergy Arkansas Inc | 0 | 30000 | 1930-01-01 | 2050-12-31
[10 empty] | 1345 | Carr Street Generating Station:CC | Brookfield Renewable Power Inc | 8053 | 86900 | 1993-07-01 | 2050-12-31
[10 empty] | 1346 | Carrier Clinic Solar:PV1 | enXco Inc | 1000 | 1900 | 2009-12-31 | 2050-12-31
[10 empty] | 1347 | Carrolls Food Inc:All | Murphy Brown LLC | 10821 | 2400 | 1995-07-01 | 2050-12-31
[10 empty] | 1348 | Carrollton:11 | Carrollton Municipal Utilities | 10488 | 1800 | 2001-07-01 | 2050-12-31
[10 empty] | 1349 | Carrollton:All | Carrollton Municipal Utilities | 11323 | 17700 | 1947-01-03 | 2050-12-31
[10 empty] | 1350 | Carstensen Wind:WT | Carstensen Wind LLC | 1000 | 1700 | 2004-01-01 | 2050-12-31
[10 empty] | 1351 | Carters:1 | USACE Mobile District | 0 | 143000 | 1975-11-01 | 2050-12-31
[10 empty] | 1352 | Carters:2 | USACE Mobile District | 0 | 143000 | 1975-07-01 | 2050-12-31
[10 empty] | 1353 | Carters:3 | USACE Mobile District | 0 | 143000 | 1977-09-01 | 2050-12-31
[10 empty] | 1354 | Carters:4 | USACE Mobile District | 0 | 143000 | 1977-06-01 | 2050-12-31
[10 empty] | 1355 | Carthage Energy LLC:CC | Carthage Energy LLC | 8301 | 56900 | 1991-11-01 | 2050-12-31
[10 empty] | 1356 | Carthage Paper Makers:1 | Climax Manufacturing Co | 0 | 0 | 1986-01-01 | 2050-12-31
[10 empty] | 1357 | Carthage:All | Carthage MO (City of) | 9875 | 35700 | 1965-07-01 | 2050-12-31
[10 empty] | 1358 | Carthusians:1 | Green Mountain Power Corp | 1000 | 100 | 1989-12-01 | 2050-12-31
[10 empty] | 1359 | Carthusians:2 | Green Mountain Power Corp | 1000 | 100 | 1989-12-01 | 2050-12-31
[10 empty] | 1360 | Carver County Wind Farm (MMPA):WT | Minnesota Municipal Power Agency | 1000 | 160 | 2010-02-28 | 2050-12-31
[10 empty] | 1361 | Carver Falls:All | Central Vermont Public Service Corp | 0 | 622 | 1922-02-01 | 2050-12-31
[10 empty] | 1362 | Carville Energy LLC:CC1 | Carville Energy LLC | 7201 | 473000 | 2003-06-15 | 2050-12-31
[10 empty] | 1363 | Cascade (IA):All | Cascade Municipal Utilities | 9945 | 4900 | 1957-02-01 | 2050-12-31
[10 empty] | 1364 | Cascade Creek:1 | Rochester Dept Public Utilities | 12239 | 28000 | 1975-06-01 | 2050-12-31
[10 empty] | 1365 | Cascade Creek:2 | Rochester Dept Public Utilities | 10659 | 47500 | 2002-05-23 | 2050-12-31
[10 empty] | 1366 | Cascade Dam:CAS1 | STS HydroPower Ltd | 0 | 1600 | 1986-12-01 | 2050-12-31
[10 empty] | 1367 | Cashton:3 | Cashton WI (Village of) | 12210 | 400 | 1932-01-03 | 2050-12-31
[10 empty] | 1368 | Cashton:5 | Cashton WI (Village of) | 11139 | 1100 | 1970-01-03 | 2050-12-31
[10 empty] | 1369 | Cashton:6 | Cashton WI (Village of) | 10478 | 2000 | 2002-01-01 | 2050-12-31
[10 empty] | 1370 | Cass County Wind (MidAmerican):WT1 76 | MidAmerican Energy Co | 1000 | 174800 | 2008-12-01 | 2050-12-31
[10 empty] | 1371 | Cass County:GT1 | Omaha Public Power District | 11051 | 160000 | 2003-05-01 | 2050-12-31
[10 empty] | 1372 | Cass County:GT2 | Omaha Public Power District | 11155 | 160000 | 2003-05-01 | 2050-12-31
[10 empty] | 1373 | Casselman Wind:WT1 23 | Casselman Windpower LLC | 1000 | 34500 | 2007-12-31 | 2050-12-31
[10 empty] | 1374 | Casselman:1 | Ontario Power Generation Inc | 0 | 250 | 1990-01-01 | 2050-12-31
[10 empty] | 1375 | Castle Rock:All | Wisconsin River Power Co | 0 | 18000 | 1951-08-01 | 2050-12-31
[10 empty] | 1376 | Castleton:CC | Castleton Energy Center LLC | 8905 | 62100 | 1992-02-01 | 2050-12-31
[10 empty] | 1377 | Cat Arm:1 | Newfoundland & Labrador Hydro | 0 | 63500 | 1985-02-10 | 2050-12-31
[10 empty] | 1378 | Cat Arm:2 | Newfoundland & Labrador Hydro | 0 | 63500 | 1985-02-12 | 2050-12-31
[10 empty] | 1379 | Cataract (ME):1 | FPL Energy Maine Hydro LLC | 0 | 6270 | 1937-01-01 | 2050-12-31
[10 empty] | 1380 | Cataract (MI):1 | Upper Peninsula Power Co | 0 | 1690 | 1988-02-01 | 2050-12-31
[10 empty] | 1381 | Catawba River Pollution Control:IC1 | Morganton NC (City of) | 10536 | 1300 | 2009-07-01 | 2050-12-31
[10 empty] | 1382 | Catawba:1 | North Carolina Electric Membership Corp | 10091 | 1129000 | 1985-06-01 | 2050-12-31
[10 empty] | 1383 | Catawba:2 | North Carolina Municipal Power Agency No 1 | 10092 | 1129000 | 1986-08-01 | 2050-12-31
[10 empty] | 1384 | Caterpillar Inc:All | Caterpillar Inc | 11117 | 3300 | 1983-12-01 | 2050-12-31
[10 empty] | 1385 | Caudle Solar:PV | Village Woodworks Inc (The) | 1000 | 2 | 2007-12-01 | 2050-12-31
[10 empty] | 1386 | Cavendish:All | Central Vermont Public Service Corp | 0 | 1100 | 1907-02-01 | 2050-12-31
|  |  | 2017 |  | 2017 |  | 2017 | 2013 | 0.93597 | 1387 | Cayuga:1 | Duke Energy Indiana | 9287 | 500000 | 1970-10-01 | 2050-12-31 | E
|  |  | 2017 |  | 2017 |  | 2017 | 2013 | 0.93597 | 1388 | Cayuga:2 | Duke Energy Indiana | 9640 | 495000 | 1972-06-01 | 2050-12-31 | E
[10 empty] | 1389 | Cayuga:All | Duke Energy Indiana | 10160 | 10000 | 1972-06-01 | 2050-12-31
[10 empty] | 1390 | Cayuga:4 | Duke Energy Indiana | 11372 | 99000 | 1993-06-01 | 2050-12-31
[10 empty] | 1391 | Cecil Lynch:3 | Entergy Arkansas Inc | 12012 | 110000 | 1954-06-01 | 2050-12-31
[10 empty] | 1392 | Cecil Lynch:4 | Entergy Arkansas Inc | 10119 | 5000 | 1967-07-01 | 2050-12-31
|  |  | 2017 |  | 2017 |  | 2017 |  |  | 1393 | Cedar Bay Generating Co LP:GEN1 | Cedar Bay Cogeneration Inc | 9555 | 250000 | 1993-11-01 | 2050-12-31 | E
[10 empty] | 1394 | Cedar Cliff:1 | Duke Energy Carolinas | 0 | 6400 | 1952-01-01 | 2050-12-31
[10 empty] | 1395 | Cedar Creek:All | Duke Energy Carolinas | 0 | 43000 | 1926-08-01 | 2050-12-31
[10 empty] | 1396 | Cedar Dam Generating Station:All | Brookfield Renewable Power Inc | 0 | 9000 | 2005-12-22 | 2050-12-31
[10 empty] | 1397 | Cedar Falls (WI):All | Northern States Power Co (Wisconsin) | 0 | 7200 | 1915-01-03 | 2050-12-31
[10 empty] | 1398 | Cedar Falls Gas Turbines:1 | Cedar Falls Utilities | 15000 | 18100 | 1968-01-01 | 2050-12-31
[10 empty] | 1399 | Cedar Falls Gas Turbines:2 | Cedar Falls Utilities | 15734 | 20400 | 2000-09-01 | 2050-12-31
[10 empty] | 1400 | Cedar Hills Project:WT1 13 | MDU Resources Group Inc | 1000 | 19500 | 2010-06-28 | 2050-12-31
[10 empty] | 1401 | Cedar Ridge Wind Farm:WT 1 41 | Wisconsin Power & Light Co | 1000 | 67650 | 2008-12-15 | 2050-12-31
[10 empty] | 1402 | Cedar Springs:GEN1 | Georgia Pacific Corp | 12000 | 45000 | 1953-10-01 | 2050-12-31
[10 empty] | 1403 | Cedar Springs:GEN2 | Georgia Pacific Corp | 12000 | 45000 | 1965-08-01 | 2050-12-31
[10 empty] | 1404 | Cedar Station:CED1 | Calpine New Jersey Generation LLC | 13700 | 46000 | 1972-06-01 | 2050-12-31
[10 empty] | 1405 | Cedar Station:CED2 | Calpine New Jersey Generation LLC | 15052 | 22000 | 1972-06-01 | 2050-12-31
[10 empty] | 1406 | Celanese (TX):1 | Southwestern Public Service Co | 13500 | 13000 | 1964-01-01 | 2050-12-31
[10 empty] | 1407 | Celanese (TX):2 | Southwestern Public Service Co | 12000 | 26000 | 1979-01-01 | 2050-12-31
[10 empty] | 1408 | Cellu Tissue Corp Natural Dam:All | Cellu Tissue Holdings Inc | 0 | 1000 | 1959-01-01 | 2050-12-31
[10 empty] | 1409 | Cenex Processing Plant:GT | CHS Inc | 12748 | 10700 | 2002-03-15 | 2050-12-31
[10 empty] | 1410 | Centennial Island:1 | Massachusetts Municipal Wholesale Electric Co | 0 | 400 | 1990-05-01 | 2050-12-31
[10 empty] | 1411 | Centennial Wind Farm (OG&E):WT 1 80 | Oklahoma Gas & Electric Co | 1000 | 120000 | 2007-01-01 | 2050-12-31
[10 empty] | 1412 | Centennial Wind Power Facility:WT1 50 | Saskatchewan Power Corp | 1000 | 90000 | 2005-12-29 | 2050-12-31
[10 empty] | 1413 | Centennial Wind Power Facility:WT51 83 | Saskatchewan Power Corp | 1000 | 59400 | 2006-06-19 | 2050-12-31
[10 empty] | 1414 | Center Falls:All | Hollingworth & Vose Co | 0 | 500 | 1984-01-01 | 2050-12-31
[10 empty] | 1415 | Center Hill:1 | USACE Nashville District | 0 | 52000 | 1950-11-01 | 2050-12-31
[10 empty] | 1416 | Center Hill:2 | USACE Nashville District | 0 | 52000 | 1951-01-01 | 2050-12-31
[10 empty] | 1417 | Center Hill:3 | USACE Nashville District | 0 | 52000 | 1951-04-01 | 2050-12-31
[10 empty] | 1418 | Center Rutland:1 | Vermont Marble Power Co | 0 | 330 | 1910-01-01 | 2050-12-31
[10 empty] | 1419 | Centerville (IA):All | Interstate Power & Light Co | 10920 | 6380 | 1963-01-01 | 2050-12-31
[10 empty] | 1420 | Centerville (IA):GT1 | Interstate Power & Light Co | 13226 | 24900 | 1990-01-01 | 2050-12-31
[10 empty] | 1421 | Centerville (IA):GT2 | Interstate Power & Light Co | 13226 | 24100 | 1990-01-01 | 2050-12-31
[10 empty] | 1422 | Central Disposal Sanitary Landfill:CC | Bio Energy Partners | 7100 | 10900 | 2000-02-01 | 2050-12-31
[10 empty] | 1423 | Central District Wastewater:All | Miami Dade Water & Sewer Authority | 10000 | 3600 | 1989-10-01 | 2050-12-31
[10 empty] | 1424 | Central Energy Plant:CC | Reedy Creek Improvement District | 8501 | 56000 | 1989-05-01 | 2050-12-31
[10 empty] | 1425 | Central Landfill:All | Ameresco Inc | 9000 | 3000 | 2006-11-15 | 2050-12-31
[10 empty] | 1426 | Central Michigan University:All | Central Michigan University | 12790 | 4150 | 1990-12-01 | 2050-12-31
[10 empty] | 1427 | Central Plains Wind Farm:WT1 33 | Westar Energy Inc | 1000 | 99000 | 2009-04-14 | 2050-12-31
|  |  | 2017 |  | 2017 |  | 2017 |  |  | 1428 | Central Power & Lime Inc:GEN1 | Central Power & Lime Inc | 11651 | 136000 | 1988-06-01 | 2050-12-31 | E
[10 empty] | 1429 | Central Power Plant:All | State of Rhode Island | 14066 | 9600 | 1958-08-01 | 2050-12-31
2017 | 2017 | 2017 |  | 2021 | 2021 |  | 2017 |  |  | 1430 | Central Soya Co Inc:3516 | Central Soya Co Inc | 12382 | 2200 | 1950-12-01 | 2050-12-31 | W
[10 empty] | 1431 | Centralia (WI):1 | Nekoosa Edwards Paper | 0 | 3200 | 1970-01-01 | 2050-12-31
[10 empty] | 1432 | Century Flooring Co:KATO | Century Flooring Co LLC | 11000 | 1700 | 1980-01-01 | 2050-12-31
[10 empty] | 1433 | Century Wind Project:WT1 123 | MidAmerican Energy Co | 1000 | 185000 | 2005-09-01 | 2050-12-31
[10 empty] | 1434 | Century Wind Project:WT124 134 | MidAmerican Energy Co | 1000 | 15000 | 2007-12-01 | 2050-12-31
[10 empty] | 1435 | Ceredo Generating Plant:GT1 | Appalachian Power Co | 12461 | 75000 | 2001-06-15 | 2050-12-31
[10 empty] | 1436 | Ceredo Generating Plant:GT2 | Appalachian Power Co | 12461 | 75000 | 2001-06-15 | 2050-12-31
[10 empty] | 1437 | Ceredo Generating Plant:GT3 | Appalachian Power Co | 12461 | 75000 | 2001-06-15 | 2050-12-31
[10 empty] | 1438 | Ceredo Generating Plant:GT4 | Appalachian Power Co | 12461 | 75000 | 2001-06-15 | 2050-12-31
[10 empty] | 1439 | Ceredo Generating Plant:GT5 | Appalachian Power Co | 12427 | 75000 | 2001-06-15 | 2050-12-31
[10 empty] | 1440 | Ceredo Generating Plant:GT6 | Appalachian Power Co | 12440 | 75000 | 2001-06-15 | 2050-12-31
[10 empty] | 1441 | Cfi Plant City Phosphate Complex:MI34 | CF Industries Inc | 9652 | 32000 | 1988-11-01 | 2050-12-31
[10 empty] | 1442 | CG Windfarm LLC:WT 1-2 | CG Windfarm LLC | 1000 | 2000 | 2003-12-01 | 2050-12-31
[10 empty] | 1443 | Chaffee Landfill:All | Waste Management Inc | 9000 | 4698 | 2007-08-01 | 2050-12-31
[10 empty] | 1444 | Chalk Hill:All | Wisconsin Electric Power Co | 0 | 5000 | 1927-05-01 | 2050-12-31
[10 empty] | 1445 | Chalk Point:3 | Mirant Chalk Point LLC | 10631 | 612000 | 1975-05-01 | 2050-12-31
[10 empty] | 1446 | Chalk Point:4 | Mirant Chalk Point LLC | 10543 | 612000 | 1981-12-01 | 2050-12-31
[10 empty] | 1447 | Chalk Point:GT1 | Mirant Chalk Point LLC | 12971 | 18000 | 1967-04-01 | 2050-12-31
[10 empty] | 1448 | Chalk Point:GT2 | Mirant Chalk Point LLC | 17387 | 24000 | 1974-06-01 | 2050-12-31
[10 empty] | 1449 | Chalk Point:GT3 | Mirant Chalk Point LLC | 12706 | 86000 | 1991-06-01 | 2050-12-31
[10 empty] | 1450 | Chalk Point:GT4 | Mirant Chalk Point LLC | 13009 | 86000 | 1991-06-01 | 2050-12-31
[10 empty] | 1451 | Chalk Point:GT5 | Mirant Chalk Point LLC | 14080 | 109000 | 1991-06-01 | 2050-12-31
[10 empty] | 1452 | Chalk Point:GT6 | Mirant Chalk Point LLC | 13856 | 109000 | 1991-06-01 | 2050-12-31
[10 empty] | 1453 | Chalk Point:SGT1 | Mirant Chalk Point LLC | 11812 | 78000 | 1990-06-01 | 2050-12-31
|  |  | 2017 |  | 2017 |  | 2017 |  |  | 1454 | Chalk Point:ST1 | Mirant Chalk Point LLC | 10560 | 341000 | 1964-08-01 | 2050-12-31 | E
|  |  | 2017 |  | 2017 |  | 2017 |  |  | 1455 | Chalk Point:ST2 | Mirant Chalk Point LLC | 9586 | 342000 | 1965-03-01 | 2050-12-31 | E
[10 empty] | 1456 | Chalmette Refinery LLC:GT1 | Mobil Oil Corp Chalmette | 10000 | 1200 | 1990-03-01 | 2050-12-31
[10 empty] | 1457 | Chamberlain Falls:1 | Northeast Utilities | 0 | 0 | 1983-05-01 | 2050-12-31
[10 empty] | 1458 | Chamberlain Wind Project:All | Basin Electric Power Coop | 1000 | 2600 | 2001-11-05 | 2050-12-31
[10 empty] | 1459 | Chambersburg Diesel:All | Chambersburg PA (Borough of) | 10155 | 7300 | 2001-06-01 | 2050-12-31
2017 | 2017 | 2017 |  | 2021 | 2021 |  | 2017 |  |  | 1460 | Chamois:1 | Central Electric Power Coop (MO) | 12242 | 17000 | 1953-12-01 | 2050-12-31 | W
2017 | 2017 | 2017 |  | 2020 | 2021 |  | 2017 |  |  | 1461 | Chamois:2 | Central Electric Power Coop (MO) | 10795 | 49000 | 1960-11-01 | 2050-12-31 | W
[10 empty] | 1462 | Champepaden Wind Power:WT 1-3 | Viking Wind Projects | 1000 | 2000 | 2001-12-19 | 2050-12-31
[10 empty] | 1463 | Chanarambie Station:WT 1-57 | enXco Inc | 1000 | 85500 | 2003-12-01 | 2050-12-31
[10 empty] | 1464 | Chandler (MI):1 | Mead Paper Corp | 0 | 2500 | 1970-01-01 | 2050-12-31
[10 empty] | 1465 | Chandler Hills Wind Farm:WT | Chandler Wind Partners LLC | 1000 | 2000 | 1999-01-01 | 2050-12-31
[10 empty] | 1466 | Chanute 2:GT1 | Chanute Municipal Electric Utility | 13200 | 42000 | 2001-07-01 | 2050-12-31
[10 empty] | 1467 | Chanute 2:All | Chanute Municipal Electric Utility | 10500 | 24700 | 1965-08-01 | 2050-12-31
[10 empty] | 1468 | Chanute 3:All | Chanute Municipal Electric Utility | 9830 | 11400 | 1991-11-01 | 2050-12-31
[10 empty] | 1469 | Chapais Cogeneration:ST | Chapais Energies | 11399 | 27000 | 1995-12-01 | 2050-12-31
[10 empty] | 1470 | Chapel Hill Fire Dept 1 (NC):1 | Chapel Hill Fire Dept 1 (NC) (City of) | 1000 | 360 | 2007-05-01 | 2050-12-31
[10 empty] | 1471 | Chapleau Cogeneration:ST | Tembec Inc | 12592 | 7200 | 1987-02-01 | 2050-12-31
[10 empty] | 1472 | Chapman Dam:1 | Shenandoah Hydro Co | 0 | 100 | 1984-10-01 | 2050-12-31
[10 empty] | 1473 | Chapman Jerry:1 | Niagara Mohawk Power Corp | 1000 | 10 | 1982-12-01 | 2050-12-31
[10 empty] | 1474 | Chappell:All | Chappell Municipal Utilities | 9903 | 1100 | 1947-01-01 | 2050-12-31
[10 empty] | 1475 | Charles City Landfill:All | INGENCO | 9000 | 14400 | 2003-11-15 | 2050-12-31
[10 empty] | 1476 | Charles E Monty:M 1 | FPL Energy Maine Hydro LLC | 0 | 14000 | 1990-01-01 | 2050-12-31
[10 empty] | 1477 | Charles E Monty:M2 | FPL Energy Maine Hydro LLC | 0 | 14000 | 1990-01-01 | 2050-12-31
[10 empty] | 1478 | Charles P Keller:All | Rockville Centre NY (Village of) | 10000 | 25500 | 1954-01-03 | 2050-12-31
[10 empty] | 1479 | Charles P Keller:7 | Rockville Centre NY (Village of) | 10700 | 2000 | 1942-01-03 | 2050-12-31
[10 empty] | 1480 | Charles P Keller:8 | Rockville Centre NY (Village of) | 11337 | 2600 | 1950-01-03 | 2050-12-31
[10 empty] | 1481 | Charles P Keller:9 | Rockville Centre NY (Village of) | 10000 | 3200 | 1954-01-03 | 2050-12-31
[10 empty] | 1482 | Charles Polletti Power Plant:CC | New York Power Authority | 7216 | 454080 | 2005-12-31 | 2050-12-31
|  |  | 2017 |  | 2017 |  | 2017 |  |  | 1483 | Charles R Lowman:1 | PowerSouth Energy Coop | 10723 | 80000 | 1969-06-01 | 2050-12-31 | E
|  |  | 2017 |  | 2017 |  | 2017 |  |  | 1484 | Charles R Lowman:2 | PowerSouth Energy Coop | 10496 | 235000 | 1978-06-01 | 2050-12-31 | E
|  |  | 2017 |  | 2017 |  | 2017 |  |  | 1485 | Charles R Lowman:3 | PowerSouth Energy Coop | 10682 | 235000 | 1980-06-01 | 2050-12-31 | E
[10 empty] | 1486 | Charleston Landfill:All | Charleston Clean Energy LLC | 9000 | 2000 | 2010-03-01 | 2050-12-31
[10 empty] | 1487 | Charleston Resource Recovery:101 | Montenay Charleston Rri | 12255 | 9500 | 1989-08-01 | 2050-12-31
[10 empty] | 1488 | Charlot River:All | Saskatchewan Power Corp | 0 | 10000 | 1980-01-01 | 2050-12-31
[10 empty] | 1489 | Charlotte Motor Speedway:1 | Gas Recovery Systems LLC | 11786 | 4300 | 1999-12-15 | 2050-12-31
[10 empty] | 1490 | Charlottetown Plant:10 | Maritime Electric Co | 13150 | 19200 | 1968-01-01 | 2050-12-31
[10 empty] | 1491 | Charlottetown Plant:All | Maritime Electric Co | 14480 | 21600 | 1951-01-01 | 2050-12-31
[10 empty] | 1492 | Charlottetown Plant:9 | Maritime Electric Co | 13482 | 19200 | 1963-01-01 | 2050-12-31
[10 empty] | 1493 | Charlottetown Plant:GT8 | Maritime Electric Co | 9072 | 40000 | 2005-11-03 | 2050-12-31
[10 empty] | 1494 | Charlton Dam:1 | Kagawong Power Inc | 0 | 550 | 1991-01-01 | 2050-12-31
[10 empty] | 1495 | Chase Mill Winooski One:All | Winooski One Partnership | 0 | 7366 | 1993-01-01 | 2050-12-31
[10 empty] | 1496 | Chase Wind (IA):WT | Jim Chase | 1000 | 9 | 2008-07-01 | 2050-12-31
[10 empty] | 1497 | Chasm Hydro Partnership:All | Chasm Hydro Partnership | 0 | 1060 | 1982-03-01 | 2050-12-31
[10 empty] | 1498 | Chasm:All | Brookfield Renewable Power Inc | 0 | 3531 | 1913-01-01 | 2050-12-31
[10 empty] | 1499 | Chateaugay High Falls Hydro:WT | Triton Power Co | 0 | 1620 | 1988-12-01 | 2050-12-31
[10 empty] | 1500 | Chateaugay Windpark:WT1 71 | Noble Chateaugay Windpark LLC | 1000 | 106500 | 2009-02-02 | 2050-12-31
[10 empty] | 1501 | Chateaugay:GEN1 | Boralex Chateaugay Inc | 10000 | 18300 | 1993-02-01 | 2050-12-31
[10 empty] | 1502 | Chatham County Solar:PV | Carolina Country Builders of Chatham County Inc | 1000 | 2 | 2007-09-27 | 2050-12-31
[10 empty] | 1503 | Chatham Solar:PV | Kathy Seaton | 1000 | 2 | 2007-08-01 | 2050-12-31
[10 empty] | 1504 | Chats Falls GS:1 | Ontario Power Generation Inc | 0 | 22800 | 1931-09-01 | 2050-12-31
[10 empty] | 1505 | Chats Falls GS:2 | Ontario Power Generation Inc | 0 | 22800 | 1931-09-01 | 2050-12-31
[10 empty] | 1506 | Chats Falls GS:3 | Ontario Power Generation Inc | 0 | 22800 | 1931-09-01 | 2050-12-31
[10 empty] | 1507 | Chats Falls GS:4 | Ontario Power Generation Inc | 0 | 22800 | 1931-09-01 | 2050-12-31
[10 empty] | 1508 | Chats Falls GS:5 | Hydro Quebec | 0 | 22800 | 1931-09-01 | 2050-12-31
[10 empty] | 1509 | Chats Falls GS:6 | Hydro Quebec | 0 | 22800 | 1931-09-01 | 2050-12-31
[10 empty] | 1510 | Chats Falls GS:7 | Hydro Quebec | 0 | 22800 | 1931-09-01 | 2050-12-31
[10 empty] | 1511 | Chats Falls GS:8 | Hydro Quebec | 0 | 22800 | 1931-09-01 | 2050-12-31
[10 empty] | 1512 | Chattahoochee Energy:CC1 | Oglethorpe Power Corp | 7124 | 465000 | 2003-02-15 | 2050-12-31
[10 empty] | 1513 | Chatuge:1 | Tennessee Valley Authority | 0 | 13910 | 1954-12-01 | 2050-12-31
[10 empty] | 1514 | Chaudiere:1 | Innergex Inc | 0 | 12000 | 1999-03-14 | 2050-12-31
[10 empty] | 1515 | Chaudiere:2 | Innergex Inc | 0 | 12000 | 1999-03-14 | 2050-12-31
[10 empty] | 1516 | Chautauqua County Landfill:IC1 | Chautauqua County | 9000 | 1550 | 2010-02-12 | 2050-12-31
[10 empty] | 1517 | Chautauqua County Landfill:IC2 | Chautauqua County | 9000 | 1550 | 2010-02-12 | 2050-12-31
[10 empty] | 1518 | Chautauqua County Landfill:IC3 | Chautauqua County | 9000 | 1550 | 2010-02-12 | 2050-12-31
[10 empty] | 1519 | Chautauqua County Landfill:IC4 | Chautauqua County | 9000 | 1550 | 2010-02-12 | 2050-12-31
[10 empty] | 1520 | Cheatham (TN):1 | USACE Nashville District | 0 | 13800 | 1958-05-01 | 2050-12-31
[10 empty] | 1521 | Cheatham (TN):2 | USACE Nashville District | 0 | 13800 | 1958-09-01 | 2050-12-31
[10 empty] | 1522 | Cheatham (TN):3 | USACE Nashville District | 0 | 13800 | 1958-11-01 | 2050-12-31
[10 empty] | 1523 | Cheboygan:GEN1 | Great Lakes Tissue Co | 0 | 700 | 1984-11-01 | 2050-12-31
[10 empty] | 1524 | Chelsea:1 | Hydro Quebec | 0 | 30000 | 1992-11-01 | 2050-12-31
[10 empty] | 1525 | Chelsea:2 | Hydro Quebec | 0 | 30000 | 1991-11-01 | 2050-12-31
[10 empty] | 1526 | Chelsea:3 | Hydro Quebec | 0 | 30000 | 1994-02-01 | 2050-12-31
[10 empty] | 1527 | Chelsea:4 | Hydro Quebec | 0 | 30000 | 1995-02-01 | 2050-12-31
[10 empty] | 1528 | Chelsea:5 | Hydro Quebec | 0 | 30000 | 1927-06-01 | 2050-12-31
[10 empty] | 1529 | Chemical:All | Holyoke Gas & Electric Dept | 0 | 1600 | 1935-01-03 | 2050-12-31
[10 empty] | 1530 | Chenaux GS:1234 | Ontario Power Generation Inc | 0 | 72000 | 1950-01-01 | 2050-12-31
[10 empty] | 1531 | Chenaux GS:5678 | Ontario Power Generation Inc | 0 | 72000 | 1950-01-01 | 2050-12-31
[10 empty] | 1532 | Cheoah:1 | Alcoa Power Generating Inc | 0 | 21000 | 1919-04-01 | 2050-12-31
[10 empty] | 1533 | Cheoah:2 | Alcoa Power Generating Inc | 0 | 21000 | 1919-04-01 | 2050-12-31
[10 empty] | 1534 | Cheoah:3 | Alcoa Power Generating Inc | 0 | 21000 | 1919-04-01 | 2050-12-31
[10 empty] | 1535 | Cheoah:4 | Alcoa Power Generating Inc | 0 | 21000 | 1919-04-01 | 2050-12-31
[10 empty] | 1536 | Cheoah:5 | Alcoa Power Generating Inc | 0 | 31000 | 1949-09-01 | 2050-12-31
[10 empty] | 1537 | Cherokee County Cogeneration FPL:CC | Cherokee County Cogeneration Partners LP | 7285 | 95000 | 1998-03-01 | 2050-12-31
[10 empty] | 1538 | Cherokee Dam (TN):1 | Tennessee Valley Authority | 0 | 37040 | 1942-04-01 | 2050-12-31
[10 empty] | 1539 | Cherokee Dam (TN):2 | Tennessee Valley Authority | 0 | 39800 | 1953-01-01 | 2050-12-31
[10 empty] | 1540 | Cherokee Dam (TN):3 | Tennessee Valley Authority | 0 | 39800 | 1942-06-01 | 2050-12-31
[10 empty] | 1541 | Cherokee Dam (TN):4 | Tennessee Valley Authority | 0 | 36840 | 1953-10-01 | 2050-12-31
[10 empty] | 1542 | Cherokee Falls:T 1 | Cherokee Falls Associates | 0 | 1000 | 1985-12-01 | 2050-12-31
[10 empty] | 1543 | Cherry Street:All | Hudson Light & Power Dept | 10600 | 15000 | 1962-12-01 | 2050-12-31
[10 empty] | 1544 | Cherryville City Hall:IC | North Carolina Municipal Power Agency No 1 | 10450 | 1800 | 2006-08-01 | 2050-12-31
[10 empty] | 1545 | Chesapeake:10 | Virginia Electric & Power Co | 17492 | 16000 | 1970-12-01 | 2050-12-31
2016 | 2016 | 2016 |  | 2018 | 2021 |  | 2017 |  |  | 1546 | Chesapeake:3 | Virginia Electric & Power Co | 10064 | 156000 | 1959-06-01 | 2050-12-31 | W
[10 empty] | 1547 | Chesapeake:6 | Virginia Electric & Power Co | 16290 | 12000 | 1969-07-01 | 2050-12-31
[10 empty] | 1548 | Chesapeake:7 | Virginia Electric & Power Co | 15653 | 16000 | 1969-12-01 | 2012-07-28
[10 empty] | 1549 | Chesapeake:8 | Virginia Electric & Power Co | 15653 | 16000 | 1969-12-01 | 2050-12-31
[10 empty] | 1550 | Chesapeake:9 | Virginia Electric & Power Co | 15653 | 16000 | 1970-12-01 | 2050-12-31
[10 empty] | 1551 | Chesapeake:GT1 | Virginia Electric & Power Co | 17492 | 15000 | 1967-12-01 | 2050-12-31
[10 empty] | 1552 | Chesapeake:GT2 | Virginia Electric & Power Co | 17492 | 12000 | 1969-03-01 | 2050-12-31
[10 empty] | 1553 | Chesapeake:GT4 | Virginia Electric & Power Co | 17492 | 12000 | 1969-05-01 | 2050-12-31
2016 | 2016 | 2016 |  | 2018 | 2021 |  | 2017 |  |  | 1554 | Chesapeake:ST1 | Virginia Electric & Power Co | 10359 | 111000 | 1953-06-01 | 2050-12-31 | W
2016 | 2016 | 2016 |  | 2018 | 2021 |  | 2017 |  |  | 1555 | Chesapeake:ST2 | Virginia Electric & Power Co | 10031 | 111000 | 1954-12-01 | 2050-12-31 | W
2015 | 2015 | 2015 |  | 2017 | 2020 |  | 2017 |  |  | 1556 | Chesapeake:ST4 | Virginia Electric & Power Co | 10332 | 217000 | 1962-05-01 | 2050-12-31 | W
[10 empty] | 1557 | Chester Generating Station:7 | Exelon Generation Co LLC | 14294 | 13000 | 1969-02-01 | 2050-12-31
[10 empty] | 1558 | Chester Generating Station:8 | Exelon Generation Co LLC | 13552 | 13000 | 1969-05-01 | 2050-12-31
[10 empty] | 1559 | Chester Generating Station:9 | Exelon Generation Co LLC | 13552 | 13000 | 1969-03-01 | 2050-12-31
|  |  | 2017 |  | 2017 |  | 2017 |  |  | 1560 | Chester Ops:NO 5 | Kimberly Clark Corp | 11429 | 67000 | 1986-05-01 | 2050-12-31 | E
|  |  | 2017 |  | 2017 |  | 2017 |  |  | 1561 | Chesterfield:3 | Virginia Electric & Power Co | 10199 | 100000 | 1952-12-01 | 2050-12-31 | E
|  |  | 2017 |  | 2017 |  | 2017 |  |  | 1562 | Chesterfield:4 | Virginia Electric & Power Co | 10169 | 166000 | 1960-06-01 | 2050-12-31 | E
|  |  | 2017 |  | 2017 |  | 2017 |  |  | 1563 | Chesterfield:5 | Virginia Electric & Power Co | 10132 | 324000 | 1964-08-01 | 2050-12-31 | E
|  |  | 2016 |  | 2016 |  | 2017 |  |  | 1564 | Chesterfield:6 | Virginia Electric & Power Co | 9501 | 658000 | 1969-12-01 | 2050-12-31 | E
[10 empty] | 1565 | Chesterfield:CC7 | Virginia Electric & Power Co | 7393 | 197000 | 1990-06-01 | 2050-12-31
[10 empty] | 1566 | Chesterfield:CC8 | Virginia Electric & Power Co | 7585 | 200000 | 1992-05-01 | 2050-12-31
[10 empty] | 1567 | Chestney:BWP1 | Ykk USA Inc | 10993 | 500 | 1996-10-01 | 2050-12-31
[10 empty] | 1568 | Chestney:GEN1 | Ykk USA Inc | 10749 | 1500 | 1993-05-01 | 2050-12-31
[10 empty] | 1569 | Chestney:GEN2 | Ykk USA Inc | 10703 | 1500 | 1994-05-01 | 2050-12-31
[10 empty] | 1570 | Chestney:GEN3 | Ykk USA Inc | 10680 | 1660 | 1995-08-01 | 2050-12-31
[10 empty] | 1571 | Chestney:SLD1 | Ykk USA Inc | 11063 | 500 | 1992-12-01 | 2050-12-31
[10 empty] | 1572 | Chestnut Ridge Gas Recovery:GEN1 | Bio Energy Partners | 10000 | 800 | 1992-01-01 | 2050-12-31
[10 empty] | 1573 | Chestnut Ridge Gas Recovery:GEN2 | Bio Energy Partners | 10000 | 800 | 1992-01-01 | 2050-12-31
[10 empty] | 1574 | Chestnut Ridge Gas Recovery:GEN3 | Bio Energy Partners | 10000 | 800 | 1992-01-01 | 2050-12-31
[10 empty] | 1575 | Chestnut Ridge Gas Recovery:GEN4 | Bio Energy Partners | 10000 | 800 | 1992-01-01 | 2050-12-31
|  |  | 2016 |  | 2016 |  | 2017 | 2013 | 0.94229 | 1576 | Cheswick Power Plant:1 | Orion Power Midwest LP | 9899 | 580000 | 1970-06-01 | 2050-12-31 | E
[10 empty] | 1577 | Chevron Cogenerating Plant:1 | Mississippi Power Co | 15655 | 15000 | 1967-07-01 | 2050-12-31
[10 empty] | 1578 | Chevron Cogenerating Plant:2 | Mississippi Power Co | 15153 | 15000 | 1967-07-01 | 2050-12-31
[10 empty] | 1579 | Chevron Cogenerating Plant:3 | Mississippi Power Co | 14973 | 16000 | 1971-10-01 | 2050-12-31
[10 empty] | 1580 | Chevron Cogenerating Plant:4 | Mississippi Power Co | 15099 | 16000 | 1971-09-01 | 2050-12-31
[10 empty] | 1581 | Chevron Cogenerating Plant:5 | Mississippi Power Co | 13003 | 65000 | 1994-05-01 | 2050-12-31
[10 empty] | 1582 | Chiblow Lake:1 | Synexus Global Inc | 0 | 1400 | 1992-01-01 | 2050-12-31
[10 empty] | 1583 | Chickamauga:1 | Tennessee Valley Authority | 0 | 35390 | 1940-07-01 | 2050-12-31
[10 empty] | 1584 | Chickamauga:2 | Tennessee Valley Authority | 0 | 35390 | 1940-05-01 | 2050-12-31
[10 empty] | 1585 | Chickamauga:3 | Tennessee Valley Authority | 0 | 35390 | 1940-03-01 | 2050-12-31
[10 empty] | 1586 | Chickamauga:4 | Tennessee Valley Authority | 0 | 35390 | 1952-03-01 | 2050-12-31
[10 empty] | 1587 | Chicopee Hydroelectric Station:All | Chicopee Hydroelectric Ltd | 0 | 2170 | 1985-05-01 | 2050-12-31
[10 empty] | 1588 | Chicopee Landfill:UNIT1 | Ameresco Chicopee Energy LLC | 9000 | 1900 | 2004-02-01 | 2050-12-31
[10 empty] | 1589 | Chicopee Landfill:UNIT2 | Ameresco Chicopee Energy LLC | 9000 | 1900 | 2004-02-01 | 2050-12-31
[10 empty] | 1590 | Chicopee Landfill:UNIT3 | Ameresco Chicopee Energy LLC | 9000 | 1900 | 2004-02-01 | 2050-12-31
[10 empty] | 1591 | Chicopee:1 | Gas Recovery Systems Inc | 10000 | 900 | 1993-07-01 | 2050-12-31
[10 empty] | 1592 | Chicopee:2 | Gas Recovery Systems Inc | 10000 | 900 | 1993-07-01 | 2050-12-31
[10 empty] | 1593 | Chicoutimi:GEN1 | Abitibi Consolidated Co of Canada | 0 | 9900 | 1923-01-01 | 2050-12-31
[10 empty] | 1594 | Chilhowee:1 | Alcoa Power Generating Inc | 0 | 17000 | 1957-08-01 | 2050-12-31
[10 empty] | 1595 | Chilhowee:2 | Alcoa Power Generating Inc | 0 | 17000 | 1957-10-01 | 2050-12-31
[10 empty] | 1596 | Chilhowee:3 | Alcoa Power Generating Inc | 0 | 17000 | 1957-09-01 | 2050-12-31
|  |  | 2017 |  | 2017 |  | 2017 | 2013 | 0.93026 | 1597 | Chillicothe (OH):T 10 | P H Glatfelter Co | 12299 | 10000 | 1952-02-01 | 2050-12-31 | E
|  |  | 2017 |  | 2017 |  | 2017 | 2013 | 0.93026 | 1598 | Chillicothe (OH):T 11 | P H Glatfelter Co | 12119 | 15000 | 1958-02-01 | 2050-12-31 | E
|  |  | 2017 |  | 2017 |  | 2017 | 2013 | 0.93026 | 1599 | Chillicothe (OH):T 12 | P H Glatfelter Co | 11952 | 15000 | 1967-02-01 | 2050-12-31 | E
|  |  | 2017 |  | 2017 |  | 2017 | 2013 | 0.93026 | 1600 | Chillicothe (OH):T 13 | P H Glatfelter Co | 11841 | 23000 | 1978-07-01 | 2050-12-31 | E
[10 empty] | 1601 | Chillicothe:All | Chillicothe Municipal Utilities | 10452 | 10000 | 2003-06-01 | 2050-12-31
[10 empty] | 1602 | Chillicothe:GT1 | Chillicothe Municipal Utilities | 12200 | 40000 | 1986-06-01 | 2050-12-31
[10 empty] | 1603 | Chillicothe:GT2 | Chillicothe Municipal Utilities | 12200 | 40000 | 1986-06-01 | 2050-12-31
[10 empty] | 1604 | China Grove Solar:PV | Mark Helms | 1000 | 1 | 2007-02-28 | 2050-12-31
[10 empty] | 1605 | China Mill Hydro:GEN1 | Perfect Fit Industries Inc | 0 | 1680 | 1981-07-01 | 2050-12-31
[10 empty] | 1606 | China Mills Dam:1 | Northeast Utilities | 0 | 300 | 1981-01-01 | 2050-12-31
[10 empty] | 1607 | Chippewa Falls (WI NSP):All | Northern States Power Co (Wisconsin) | 0 | 23300 | 1928-01-03 | 2050-12-31
[10 empty] | 1608 | Choctaw Gas Generation Project:CC | Choctaw Gas Generation LLC | 6710 | 650000 | 2006-06-01 | 2050-12-31
[10 empty] | 1609 | Chouteau:CC1 | Associated Electric Coop Inc | 7197 | 495000 | 2000-06-01 | 2050-12-31
[10 empty] | 1610 | Chouteau:CC2 | Associated Electric Coop Inc | 7000 | 495000 | 2011-03-01 | 2050-12-31
[10 empty] | 1611 | Christiana:11 | Calpine Mid Atlantic Generation LLC | 15353 | 22500 | 1973-06-01 | 2050-12-31
[10 empty] | 1612 | Christiana:14 | Calpine Mid Atlantic Generation LLC | 15307 | 22500 | 1973-06-01 | 2050-12-31
[10 empty] | 1613 | Christoffer Wind Energy Project:All | Christoffer Wind Energy I LLC | 1000 | 8400 | 2008-06-13 | 2050-12-31
[10 empty] | 1614 | Church Street Plant:All | Manassas VA (City of) | 12330 | 7000 | 1979-10-01 | 2050-12-31
[10 empty] | 1615 | Churchill Falls:1 | Newfoundland & Labrador Hydro | 0 | 279978 | 1971-12-01 | 2050-12-31
[10 empty] | 1616 | Churchill Falls:10 | Newfoundland & Labrador Hydro | 0 | 294714 | 1974-07-14 | 2050-12-31
[10 empty] | 1617 | Churchill Falls:11 | Newfoundland & Labrador Hydro | 0 | 297071 | 1974-10-05 | 2050-12-31
[10 empty] | 1618 | Churchill Falls:2 | Newfoundland & Labrador Hydro | 0 | 279978 | 1971-12-10 | 2050-12-31
[10 empty] | 1619 | Churchill Falls:3 | Newfoundland & Labrador Hydro | 0 | 279978 | 1972-05-31 | 2050-12-31
[10 empty] | 1620 | Churchill Falls:4 | Newfoundland & Labrador Hydro | 0 | 294714 | 1972-07-08 | 2050-12-31
[10 empty] | 1621 | Churchill Falls:5 | Newfoundland & Labrador Hydro | 0 | 294714 | 1973-04-11 | 2050-12-31
[10 empty] | 1622 | Churchill Falls:6 | Newfoundland & Labrador Hydro | 0 | 294714 | 1973-06-22 | 2050-12-31
[10 empty] | 1623 | Churchill Falls:7 | Newfoundland & Labrador Hydro | 0 | 294714 | 1973-08-15 | 2050-12-31
[10 empty] | 1624 | Churchill Falls:8 | Newfoundland & Labrador Hydro | 0 | 294714 | 1974-03-14 | 2050-12-31
[10 empty] | 1625 | Churchill Falls:9 | Newfoundland & Labrador Hydro | 0 | 294714 | 1974-04-06 | 2050-12-31
[10 empty] | 1626 | Chute A Caron:1 | Alcan Aluminum Corp | 0 | 52000 | 1931-01-01 | 2050-12-31
[10 empty] | 1627 | Chute A Caron:2 | Alcan Aluminum Corp | 0 | 52000 | 1931-01-01 | 2050-12-31
[10 empty] | 1628 | Chute A Caron:3 | Alcan Aluminum Corp | 0 | 52000 | 1931-01-01 | 2050-12-31
[10 empty] | 1629 | Chute A Caron:4 | Alcan Aluminum Corp | 0 | 52000 | 1931-01-01 | 2050-12-31
[10 empty] | 1630 | Chute A La Savane:1 | Alcan Aluminum Corp | 0 | 37450 | 1953-01-01 | 2050-12-31
[10 empty] | 1631 | Chute A La Savane:2 | Alcan Aluminum Corp | 0 | 37450 | 1953-01-01 | 2050-12-31
[10 empty] | 1632 | Chute A La Savane:3 | Alcan Aluminum Corp | 0 | 37450 | 1953-01-01 | 2050-12-31
[10 empty] | 1633 | Chute A La Savane:4 | Alcan Aluminum Corp | 0 | 37450 | 1953-01-01 | 2050-12-31
[10 empty] | 1634 | Chute A La Savane:5 | Alcan Aluminum Corp | 0 | 37450 | 1953-01-01 | 2050-12-31
[10 empty] | 1635 | Chute Allard:HY1 | Hydro Quebec | 0 | 10333 | 2008-07-17 | 2050-12-31
[10 empty] | 1636 | Chute Allard:HY2 | Hydro Quebec | 0 | 10333 | 2008-07-17 | 2050-12-31
[10 empty] | 1637 | Chute Allard:HY3 | Hydro Quebec | 0 | 10333 | 2008-07-17 | 2050-12-31
[10 empty] | 1638 | Chute Allard:HY4 | Hydro Quebec | 0 | 10333 | 2008-07-17 | 2050-12-31
[10 empty] | 1639 | Chute Allard:HY5 | Hydro Quebec | 0 | 10333 | 2008-07-17 | 2050-12-31
[10 empty] | 1640 | Chute Allard:HY6 | Hydro Quebec | 0 | 10333 | 2008-07-17 | 2050-12-31
[10 empty] | 1641 | Chute Bell:GEN1 | Hydro Quebec | 0 | 9900 | 1999-01-01 | 2050-12-31
[10 empty] | 1642 | Chute Burroughs:GEN1 | Hydro Quebec | 0 | 1600 | 1929-01-01 | 2050-12-31
[10 empty] | 1643 | Chute de Passes:1 | Alcan Aluminum Corp | 0 | 148500 | 1959-01-01 | 2050-12-31
[10 empty] | 1644 | Chute de Passes:2 | Alcan Aluminum Corp | 0 | 148500 | 1959-01-01 | 2050-12-31
[10 empty] | 1645 | Chute de Passes:3 | Alcan Aluminum Corp | 0 | 148500 | 1959-01-01 | 2050-12-31
[10 empty] | 1646 | Chute de Passes:4 | Alcan Aluminum Corp | 0 | 148500 | 1959-01-01 | 2050-12-31
[10 empty] | 1647 | Chute de Passes:5 | Alcan Aluminum Corp | 0 | 148500 | 1959-01-01 | 2050-12-31
[10 empty] | 1648 | Chute Du Diable:1 | Alcan Aluminum Corp | 0 | 37450 | 1952-01-01 | 2050-12-31
[10 empty] | 1649 | Chute Du Diable:2 | Alcan Aluminum Corp | 0 | 37450 | 1952-01-01 | 2050-12-31
[10 empty] | 1650 | Chute Du Diable:3 | Alcan Aluminum Corp | 0 | 37450 | 1952-01-01 | 2050-12-31
[10 empty] | 1651 | Chute Du Diable:4 | Alcan Aluminum Corp | 0 | 37450 | 1952-01-01 | 2050-12-31
[10 empty] | 1652 | Chute Du Diable:5 | Alcan Aluminum Corp | 0 | 37450 | 1952-01-01 | 2050-12-31
[10 empty] | 1653 | Chute Hemming Generating Station:All | Hydro Quebec | 0 | 28800 | 1925-01-01 | 2050-12-31
[10 empty] | 1654 | Chuteford:All | Algonquin Power Systems Inc | 0 | 4950 | 1995-01-01 | 2050-12-31
[10 empty] | 1655 | Chutes Aux Galets:1 | Abitibi Consolidated Co of Canada | 0 | 6800 | 1921-01-01 | 2050-12-31
[10 empty] | 1656 | Chutes Aux Galets:2 | Abitibi Consolidated Co of Canada | 0 | 6800 | 1921-01-01 | 2050-12-31
[10 empty] | 1657 | Cid Gas Recovery:GEN1 | Bio Energy Partners | 13000 | 2900 | 1989-03-01 | 2050-12-31
[10 empty] | 1658 | Cid Gas Recovery:GEN2 | Bio Energy Partners | 13000 | 2900 | 1989-03-01 | 2050-12-31
|  |  | 2017 |  | 2017 |  | 2017 |  |  | 1659 | CII Carbon LLC:TG 2 | CII Carbon LLC | 12214 | 23000 | 1951-01-01 | 2050-12-31 | E
|  |  | 2017 |  | 2017 |  | 2017 |  |  | 1660 | CII Carbon LLC:TG 3 | CII Carbon LLC | 12214 | 23000 | 1951-01-01 | 2050-12-31 | E
[10 empty] | 1661 | Cimarron River:1 | Mid Kansas Electric Co LLC | 12896 | 61300 | 1963-12-01 | 2050-12-31
[10 empty] | 1662 | Cimarron River:2 | Mid Kansas Electric Co LLC | 11731 | 14000 | 1967-12-01 | 2050-12-31
[10 empty] | 1663 | Citgo Refinery Powerhouse:GEN1 | Citgo Petroleum Corp | 13527 | 7400 | 1942-01-01 | 2050-12-31
[10 empty] | 1664 | Citgo Refinery Powerhouse:GEN2 | Citgo Petroleum Corp | 13527 | 9400 | 1942-01-01 | 2050-12-31
[10 empty] | 1665 | Citgo Refinery Powerhouse:GEN3 | Citgo Petroleum Corp | 12480 | 17500 | 1969-03-01 | 2050-12-31
[10 empty] | 1666 | City Light & Water:All | Blue Hill NE (City of) | 11060 | 1200 | 1987-01-01 | 2050-12-31
[10 empty] | 1667 | City Light Plant:1 | Herndon KS (City of) | 11901 | 300 | 1950-05-01 | 2050-12-31
[10 empty] | 1668 | City of Casey:1 | Casey Electric Dept | 10528 | 1800 | 2002-05-01 | 2050-12-31
[10 empty] | 1669 | City of Casey:2 | Casey Electric Dept | 10528 | 1800 | 2002-05-01 | 2050-12-31
[10 empty] | 1670 | City of Casey:3 | Casey Electric Dept | 10528 | 1800 | 2002-05-01 | 2050-12-31
[10 empty] | 1671 | City Water & Light Plant (Jonesboro):SN01 | Jonesboro Water & Light | 10852 | 20000 | 1999-07-01 | 2050-12-31
[10 empty] | 1672 | City Water & Light Plant (Jonesboro):SN02 | Jonesboro Water & Light | 10852 | 19000 | 1999-07-01 | 2050-12-31
[10 empty] | 1673 | City Water & Light Plant (Jonesboro):SN04 | Jonesboro Water & Light | 10450 | 46000 | 1999-07-01 | 2050-12-31
[10 empty] | 1674 | City Water & Light Plant (Jonesboro):SN06 | Jonesboro Water & Light | 10642 | 46000 | 2003-05-01 | 2050-12-31
[10 empty] | 1675 | City Water & Light Plant (Jonesboro):SN07 | Jonesboro Water & Light | 10297 | 46000 | 2007-06-01 | 2050-12-31
[10 empty] | 1676 | Citys Plant (Harrisonburg):ST 1 | Harrisonburg VA (City of) | 11674 | 2700 | 1997-09-01 | 2050-12-31
[10 empty] | 1677 | Clairton Works:GEN1 | United States Steel Corp | 13078 | 16000 | 1955-01-01 | 2050-12-31
[10 empty] | 1678 | Clairton Works:GEN3 | United States Steel Corp | 13221 | 6000 | 1955-01-01 | 2050-12-31
[10 empty] | 1679 | Clam Falls Dam:All | Northwestern Wisconsin Electric Co | 0 | 1411 | 1917-10-01 | 2050-12-31
[10 empty] | 1680 | Claremont:GEN1 | Wheelabrator Environmental System | 12593 | 4218 | 1987-03-01 | 2050-12-31
[10 empty] | 1681 | Clarence Cannon:1 | USACE St Louis District | 0 | 27000 | 1984-11-01 | 2050-12-31
[10 empty] | 1682 | Clarence Cannon:2 | USACE St Louis District | 0 | 31000 | 1984-11-01 | 2050-12-31
[10 empty] | 1683 | Clark (SD):1 | NorthWestern Corp | 10700 | 2600 | 1970-01-03 | 2050-12-31
[10 empty] | 1684 | Clark Falls:1 | Central Vermont Public Service Corp | 0 | 3000 | 1937-02-01 | 2050-12-31
[10 empty] | 1685 | Clark Floyd Landfill:IC1 | Hoosier Energy Rural Electric Coop Inc | 9000 | 1100 | 2007-10-15 | 2050-12-31
[10 empty] | 1686 | Clark Floyd Landfill:IC2 | Hoosier Energy Rural Electric Coop Inc | 9000 | 1100 | 2007-10-15 | 2050-12-31
[10 empty] | 1687 | Clark Floyd Landfill:IC3 | Hoosier Energy Rural Electric Coop Inc | 9000 | 1400 | 2009-06-01 | 2050-12-31
[10 empty] | 1688 | Clark Univ:GEN1 | Clark University | 10811 | 1760 | 1981-06-01 | 2050-12-31
[10 empty] | 1689 | Claude Vandyke:6 | Wolverine Power Supply Coop Inc | 9600 | 22000 | 1967-01-01 | 2050-12-31
[10 empty] | 1690 | Claude Vandyke:8 | Wolverine Power Supply Coop Inc | 11253 | 23500 | 2001-06-28 | 2050-12-31
2017 | 2017 | 2017 |  | 2019 | 2021 |  | 2017 |  |  | 1691 | Clay Boswell:1 | ALLETE Inc | 10812 | 69000 | 1958-07-01 | 2050-12-31 | W
2017 | 2017 | 2017 |  | 2019 | 2021 |  | 2017 |  |  | 1692 | Clay Boswell:2 | ALLETE Inc | 10812 | 69000 | 1960-01-01 | 2050-12-31 | W
2015 | 2015 | 2015 |  | 2017 | 2020 |  | 2017 |  |  | 1693 | Clay Boswell:3 | ALLETE Inc | 10585 | 350530 | 1973-05-01 | 2050-12-31 | W
| 2016 |  |  | 2016 | 2019 |  | 2017 |  |  | 1694 | Clay Boswell:4 | ALLETE Inc | 10401 | 535000 | 1980-05-01 | 2050-12-31 | W
[10 empty] | 1695 | Clay Boswell:D4 | ALLETE Inc | 13800 | 964 | 1980-04-01 | 2050-12-31
[10 empty] | 1696 | Clay Center:5 | Clay Center KS (City of) | 17000 | 3000 | 1948-01-03 | 2050-12-31
[10 empty] | 1697 | Clay Center:6 | Clay Center KS (City of) | 18000 | 5000 | 1961-01-03 | 2050-12-31
[10 empty] | 1698 | Clay Center:IC1 | Clay Center KS (City of) | 12000 | 900 | 1958-01-03 | 2050-12-31
[10 empty] | 1699 | Clay Center:IC2 | Clay Center KS (City of) | 12000 | 2000 | 1966-01-03 | 2050-12-31
[10 empty] | 1700 | Clay Center:IC3 | Clay Center KS (City of) | 12000 | 5000 | 1972-01-03 | 2050-12-31
[10 empty] | 1701 | Clay Center:IC4 | Clay Center KS (City of) | 10207 | 3500 | 1996-04-01 | 2050-12-31
[10 empty] | 1702 | Clay Center:IC5 | Clay Center KS (City of) | 10205 | 3500 | 1996-06-01 | 2050-12-31
[10 empty] | 1703 | Clay Center:IC6 | Clay Center KS (City of) | 9084 | 6800 | 2005-03-01 | 2050-12-31
[10 empty] | 1704 | Claytor:All | Appalachian Power Co | 0 | 14720 | 1939-08-01 | 2050-12-31
[10 empty] | 1705 | Clear Creek Wind Farm:WT1 10 | International Power Canada Inc | 1000 | 16000 | 2008-11-24 | 2050-12-31
[10 empty] | 1706 | Cleary Flood:8 | Taunton Municipal Lighting Plant | 15738 | 26000 | 1966-06-01 | 2050-12-31
[10 empty] | 1707 | Cleary Flood:CC9 | Taunton Municipal Lighting Plant | 10135 | 107501 | 1976-10-01 | 2050-12-31
[10 empty] | 1708 | Clement Dam Hydro:49 | Clement Dam Hydroelectric LLC | 0 | 1400 | 1984-12-01 | 2050-12-31
[10 empty] | 1709 | Clergue GS:1 | Brookfield Renewable Power Inc | 0 | 17300 | 1983-02-09 | 2050-12-31
[10 empty] | 1710 | Clergue GS:2 | Brookfield Renewable Power Inc | 0 | 17300 | 1983-02-09 | 2050-12-31
[10 empty] | 1711 | Clergue GS:3 | Brookfield Renewable Power Inc | 0 | 17300 | 1983-02-09 | 2050-12-31
[10 empty] | 1712 | Cleveland (OH ISGCLVLND):GEN3 | International Steel Group Inc | 12836 | 10000 | 1965-01-01 | 2050-12-31
[10 empty] | 1713 | Cleveland (OH ISGCLVLND):GEN5 | International Steel Group Inc | 12836 | 10000 | 1965-01-01 | 2050-12-31
[10 empty] | 1714 | Cleveland (OH ISGCLVLND):GENA | International Steel Group Inc | 13349 | 15000 | 1950-01-01 | 2050-12-31
[10 empty] | 1715 | Cleveland (OH ISGCLVLND):GENB | International Steel Group Inc | 12836 | 10000 | 1965-01-01 | 2050-12-31
[10 empty] | 1716 | Cleveland County Power Plant:GT1 | Southern Power Co | 10608 | 180800 | 2012-02-01 | 2050-12-31
[10 empty] | 1717 | Cleveland County Power Plant:GT2 | Southern Power Co | 10608 | 180800 | 2012-02-01 | 2050-12-31
[10 empty] | 1718 | Cleveland County Power Plant:GT3 | Southern Power Co | 10608 | 180800 | 2012-02-01 | 2050-12-31
[10 empty] | 1719 | Cleveland County Power Plant:GT4 | Southern Power Co | 10608 | 180800 | 2012-02-01 | 2050-12-31
[10 empty] | 1720 | Cleveland Peaking:All | American Municipal Power Inc | 10562 | 10800 | 2000-07-01 | 2050-12-31
[10 empty] | 1721 | Cleverdon Wind:WT | William T Cleverdon Jr | 1000 | 7 | 2008-02-25 | 2050-12-31
[10 empty] | 1722 | Clewiston Sugar House:TG5 | United States Sugar Corp | 11177 | 11000 | 1997-11-01 | 2050-12-31
[10 empty] | 1723 | Clewiston Sugar House:TG7 | United States Sugar Corp | 10053 | 18600 | 2006-10-01 | 2050-12-31
[10 empty] | 1724 | Clewiston Sugar House:TG8 | United States Sugar Corp | 9926 | 12000 | 2007-12-01 | 2050-12-31
|  |  | 2017 |  | 2017 |  | 2017 |  |  | 1725 | Cliffside:1 | Duke Energy Carolinas | 10185 | 38000 | 1940-07-01 | 2010-12-31 | E
|  |  | 2017 |  | 2017 |  | 2017 |  |  | 1726 | Cliffside:2 | Duke Energy Carolinas | 10185 | 38000 | 1940-08-01 | 2012-06-30 | E
|  |  | 2017 |  | 2017 |  | 2017 |  |  | 1727 | Cliffside:3 | Duke Energy Carolinas | 10185 | 61000 | 1948-05-01 | 2012-06-30 | E
|  |  | 2017 |  | 2017 |  | 2017 |  |  | 1728 | Cliffside:4 | Duke Energy Carolinas | 10185 | 61000 | 1948-10-01 | 2012-06-30 | E
|  |  | 2016 |  | 2016 |  | 2017 |  |  | 1729 | Cliffside:5 | Duke Energy Carolinas | 9535 | 562000 | 1972-06-01 | 2050-12-31 | E
|  |  | 2015 |  | 2015 |  | 2017 |  |  | 1730 | Cliffside:6 | Duke Energy Carolinas | 8135 | 800000 | 2012-06-30 | 2050-12-31 | E
[10 empty] | 1731 | Clifton (KS):1 | Mid Kansas Electric Co LLC | 12640 | 73000 | 1974-12-01 | 2050-12-31
[10 empty] | 1732 | Clifton (KS):2 | Mid Kansas Electric Co LLC | 10500 | 2500 | 1974-12-01 | 2050-12-31
[10 empty] | 1733 | Clifton Dam 3 Power Station:All | Converse Energy Inc | 0 | 1200 | 1987-04-01 | 2050-12-31
|  |  | 2017 |  | 2017 |  | 2017 |  |  | 1734 | Clifty Creek:1 | Indiana Kentucky Electric Corp | 9081 | 200500 | 1955-02-01 | 2050-12-31 | E
|  |  | 2017 |  | 2017 |  | 2017 |  |  | 1735 | Clifty Creek:2 | Indiana Kentucky Electric Corp | 9124 | 200500 | 1955-05-01 | 2050-12-31 | E
|  |  | 2017 |  | 2017 |  | 2017 |  |  | 1736 | Clifty Creek:3 | Indiana Kentucky Electric Corp | 9116 | 200500 | 1955-07-01 | 2050-12-31 | E
|  |  | 2017 |  | 2017 |  | 2017 |  |  | 1737 | Clifty Creek:4 | Indiana Kentucky Electric Corp | 9211 | 200500 | 1955-10-01 | 2050-12-31 | E
|  |  | 2017 |  | 2017 |  | 2017 |  |  | 1738 | Clifty Creek:5 | Indiana Kentucky Electric Corp | 9277 | 200500 | 1955-11-01 | 2050-12-31 | E
|  |  | 2017 |  | 2017 |  | 2017 |  |  | 1739 | Clifty Creek:6 | Indiana Kentucky Electric Corp | 9274 | 200500 | 1956-03-01 | 2050-12-31 | E
2015 | 2015 | 2015 |  | 2017 | 2020 |  | 2017 |  |  | 1740 | Clinch River:1 | Appalachian Power Co | 9415 | 230000 | 1958-09-01 | 2050-12-31 | W
2015 | 2015 | 2015 |  | 2017 | 2020 |  | 2017 |  |  | 1741 | Clinch River:2 | Appalachian Power Co | 9422 | 230000 | 1958-12-01 | 2050-12-31 | W
2015 | 2015 | 2015 |  | 2017 | 2020 |  | 2017 |  |  | 1742 | Clinch River:3 | Appalachian Power Co | 9261 | 230000 | 1961-12-01 | 2014-12-31 | W
2017 | 2017 | 2017 |  | 2019 | 2021 |  | 2017 |  |  | 1743 | Clinton (IA ADM):CFB1 | Archer Daniels Midland Co | 11084 | 75000 | 2009-02-01 | 2050-12-31 | W
2016 | 2016 | 2016 |  | 2019 | 2021 |  | 2017 |  |  | 1744 | Clinton (IA ADM):CFB2 | Archer Daniels Midland Co | 10844 | 105000 | 2009-04-01 | 2050-12-31 | W
2017 | 2017 | 2017 |  | 2021 | 2021 |  | 2017 |  |  | 1745 | Clinton (IA ADM):GEN1 | Archer Daniels Midland Co | 12300 | 7500 | 1954-01-01 | 2050-12-31 | W
2017 | 2017 | 2017 |  | 2021 | 2021 |  | 2017 |  |  | 1746 | Clinton (IA ADM):GEN2 | Archer Daniels Midland Co | 12505 | 3500 | 1940-01-01 | 2050-12-31 | W
2017 | 2017 | 2017 |  | 2021 | 2021 |  | 2017 |  |  | 1747 | Clinton (IA ADM):GEN3 | Archer Daniels Midland Co | 12149 | 9380 | 1965-01-01 | 2050-12-31 | W
2017 | 2017 | 2017 |  | 2021 | 2021 |  | 2017 |  |  | 1748 | Clinton (IA ADM):GEN4 | Archer Daniels Midland Co | 12081 | 4000 | 1974-01-01 | 2050-12-31 | W
2017 | 2017 | 2017 |  | 2021 | 2021 |  | 2017 |  |  | 1749 | Clinton (IA ADM):GEN5 | Archer Daniels Midland Co | 11844 | 7000 | 1991-04-01 | 2050-12-31 | W
[10 empty] | 1750 | Clinton (MI):All | Clinton MI (Village of) | 10800 | 2200 | 1939-01-03 | 2050-12-31
[10 empty] | 1751 | Clinton (MI):6 | Clinton MI (Village of) | 10367 | 2000 | 1978-01-03 | 2050-12-31
[10 empty] | 1752 | Clinton County Landfill:IC1 | New England Waste Services of New York Inc | 9000 | 1600 | 2008-10-23 | 2050-12-31
[10 empty] | 1753 | Clinton County Landfill:IC2 | New England Waste Services of New York Inc | 9000 | 1600 | 2008-10-23 | 2050-12-31
[10 empty] | 1754 | Clinton County Landfill:IC3 | New England Waste Services of New York Inc | 9000 | 1600 | 2008-10-23 | 2050-12-31
[10 empty] | 1755 | Clinton County Landfill:IC4 | New England Waste Services of New York Inc | 9000 | 1600 | 2008-10-23 | 2050-12-31
[10 empty] | 1756 | Clinton Landfill:IC | Dewitt Energy Associates | 9000 | 1500 | 2007-01-11 | 2050-12-31
[10 empty] | 1757 | Clinton Landfill:IC2 | Dewitt Energy Associates | 9000 | 1500 | 2007-01-11 | 2050-12-31
[10 empty] | 1758 | Clinton Power Station (IL):1 | Exelon Nuclear | 10029 | 1043000 | 1987-11-01 | 2050-12-31
[10 empty] | 1759 | Clinton Windfield:WT1 68 | Noble Clinton Windpark I LLC | 1000 | 102000 | 2008-05-18 | 2050-12-31
|  |  | 2017 |  | 2017 |  | 2017 |  |  | 1760 | Clover:1 | Old Dominion Electric Coop | 10232 | 431000 | 1995-10-01 | 2050-12-31 | E
|  |  | 2017 |  | 2017 |  | 2017 |  |  | 1761 | Clover:2 | Virginia Electric & Power Co | 10232 | 434000 | 1996-03-01 | 2050-12-31 | E
[10 empty] | 1762 | Clovis Wind:WT | Vert I Go Wind Energy | 1000 | 5000 | 2010-12-31 | 2050-12-31
[10 empty] | 1763 | CNN Center:All | TBS Properties | 10634 | 12750 | 2001-02-01 | 2050-12-31
[10 empty] | 1764 | Co Op City:CC | Riverbay Corp | 7436 | 40000 | 2008-05-15 | 2050-12-31
|  |  | 2016 |  | 2016 |  | 2017 |  |  | 1765 | Coal Creek:1 | Great River Energy | 10207 | 554000 | 1979-06-01 | 2050-12-31 | E
|  |  | 2016 |  | 2016 |  | 2017 |  |  | 1766 | Coal Creek:2 | Great River Energy | 10714 | 560300 | 1980-09-01 | 2050-12-31 | E
[10 empty] | 1767 | Coal Creek:3 | Great River Energy | 13301 | 2000 | 1979-06-01 | 2050-12-31
[10 empty] | 1768 | Cobble Mountain:All | Holyoke Gas & Electric Dept | 0 | 32642 | 1930-01-01 | 2050-12-31
[10 empty] | 1769 | Coble & Sons Wind Farm:WT 1-5 | Glen Coble & Sons Inc | 1000 | 12 | 2008-05-01 | 2050-12-31
[10 empty] | 1770 | Cocheco Falls:1 | Northeast Utilities | 0 | 400 | 1983-12-01 | 2050-12-31
[10 empty] | 1771 | Cochrane GS:CC | Cochrane Power Corp | 8684 | 42000 | 1990-04-01 | 2050-12-31
2015 | 2015 | 2015 |  | 2017 | 2020 |  | 2017 |  |  | 1772 | Coffeen:1 | AmerenEnergy Generating Co | 10554 | 340000 | 1965-12-01 | 2050-12-31 | W
| 2016 |  |  | 2016 | 2019 |  | 2017 |  |  | 1773 | Coffeen:2 | AmerenEnergy Generating Co | 10108 | 560000 | 1972-09-01 | 2050-12-31 | W
[10 empty] | 1774 | Coffeyville:6 | Coffeyville Municipal Light & Power | 11800 | 16000 | 1956-01-03 | 2050-12-31
[10 empty] | 1775 | Coffeyville:7 | Coffeyville Municipal Light & Power | 12786 | 37000 | 1973-06-01 | 2050-12-31
[10 empty] | 1776 | Coffeyville:IC1 | Coffeyville Municipal Light & Power | 10382 | 2000 | 2007-04-01 | 2050-12-31
[10 empty] | 1777 | Coffeyville:IC2 | Coffeyville Municipal Light & Power | 10382 | 2000 | 2007-04-01 | 2050-12-31
|  |  | 2017 |  | 2017 |  | 2017 |  |  | 1778 | Cogeneration South:1 | South Carolina Electric & Gas Co | 11014 | 90000 | 1999-04-01 | 2050-12-31 | E
2017 | 2017 | 2017 |  | 2020 | 2021 |  | 2017 |  |  | 1779 | Cogentrix Hopewell:GEN1 | James River Cogeneration Co | 11487 | 46300 | 1987-10-01 | 2050-12-31 | W
2017 | 2017 | 2017 |  | 2020 | 2021 |  | 2017 |  |  | 1780 | Cogentrix Hopewell:GEN2 | James River Cogeneration Co | 11486 | 46300 | 1987-11-01 | 2050-12-31 | W
2017 | 2017 | 2017 |  | 2020 | 2021 |  | 2017 |  |  | 1781 | Cogentrix of Richmond Inc:GEN1 | Spruance Genco LLC | 11431 | 52500 | 1992-05-01 | 2050-12-31 | W
2017 | 2017 | 2017 |  | 2020 | 2021 |  | 2017 |  |  | 1782 | Cogentrix of Richmond Inc:GEN2 | Spruance Genco LLC | 11431 | 52500 | 1992-05-01 | 2050-12-31 | W
2017 | 2017 | 2017 |  | 2020 | 2021 |  | 2017 |  |  | 1783 | Cogentrix of Richmond Inc:GEN3 | Spruance Genco LLC | 11428 | 42500 | 1992-08-01 | 2050-12-31 | W
2017 | 2017 | 2017 |  | 2020 | 2021 |  | 2017 |  |  | 1784 | Cogentrix of Richmond Inc:GEN4 | Spruance Genco LLC | 11428 | 42500 | 1992-08-01 | 2050-12-31 | W
[10 empty] | 1785 | Coggon:4 | Coggon Municipal Light Plant | 11130 | 600 | 1987-10-01 | 2050-12-31
[10 empty] | 1786 | Coggon:IC1 | Coggon Municipal Light Plant | 11681 | 600 | 1957-10-01 | 2050-12-31
[10 empty] | 1787 | Coggon:IC5 | Coggon Municipal Light Plant | 10452 | 2000 | 2003-06-01 | 2050-12-31
[10 empty] | 1788 | Cohocton Wind Farm Project:WT 1-36 | Canandaiuga Power Partners LLC | 1000 | 90000 | 2009-01-02 | 2050-12-31
[10 empty] | 1789 | Coiled Spring Arbor Solar:PV | Coiled Spring Arbor | 1000 | 3 | 2007-12-01 | 2050-12-31
[10 empty] | 1790 | Coiners Mill:1 | Ronald & Kathryn Denny | 0 | 40 | 1983-12-01 | 2050-12-31
[10 empty] | 1791 | Coit GT:1 | South Carolina Electric & Gas Co | 15500 | 14000 | 1969-07-01 | 2050-12-31
[10 empty] | 1792 | Coit GT:2 | South Carolina Electric & Gas Co | 15500 | 14000 | 1964-05-01 | 2050-12-31
2015 | 2015 | 2015 |  | 2017 | 2021 |  | 2017 |  |  | 1793 | Colbert:1 | Tennessee Valley Authority | 10337 | 178000 | 1955-01-01 | 2050-12-31 | W
2015 | 2015 | 2015 |  | 2017 | 2021 |  | 2017 |  |  | 1794 | Colbert:2 | Tennessee Valley Authority | 10333 | 178000 | 1955-03-01 | 2050-12-31 | W
2015 | 2015 | 2015 |  | 2017 | 2021 |  | 2017 |  |  | 1795 | Colbert:3 | Tennessee Valley Authority | 10282 | 178000 | 1955-07-01 | 2050-12-31 | W
2015 | 2015 | 2015 |  | 2017 | 2021 |  | 2017 |  |  | 1796 | Colbert:4 | Tennessee Valley Authority | 10360 | 178000 | 1955-11-01 | 2050-12-31 | W
| 2017 |  |  | 2017 | 2014 |  | 2017 |  |  | 1797 | Colbert:5 | Tennessee Valley Authority | 9497 | 472000 | 1965-11-01 | 2050-12-31 | W
[10 empty] | 1798 | Colbert:GT1 | Tennessee Valley Authority | 14000 | 48800 | 1972-09-01 | 2050-12-31
[10 empty] | 1799 | Colbert:GT2 | Tennessee Valley Authority | 14000 | 48800 | 1972-09-01 | 2050-12-31
[10 empty] | 1800 | Colbert:GT3 | Tennessee Valley Authority | 14000 | 48800 | 1972-09-01 | 2050-12-31
[10 empty] | 1801 | Colbert:GT4 | Tennessee Valley Authority | 14000 | 48800 | 1972-09-01 | 2050-12-31
[10 empty] | 1802 | Colbert:GT5 | Tennessee Valley Authority | 14000 | 48800 | 1972-09-01 | 2050-12-31
[10 empty] | 1803 | Colbert:GT6 | Tennessee Valley Authority | 14000 | 48800 | 1972-09-01 | 2050-12-31
[10 empty] | 1804 | Colbert:GT7 | Tennessee Valley Authority | 14000 | 48800 | 1972-09-01 | 2050-12-31
[10 empty] | 1805 | Colbert:GT8 | Tennessee Valley Authority | 14000 | 48800 | 1972-09-01 | 2050-12-31
[10 empty] | 1806 | Colby (KS COLBY):All | Colby KS (City of) | 11055 | 13500 | 1963-01-03 | 2050-12-31
[10 empty] | 1807 | Colby (KS MIDWEST):GT1 | Midwest Energy Inc | 15900 | 13000 | 1970-01-01 | 2050-12-31
[10 empty] | 1808 | Colchester 16:GT1 | Green Mountain Power Corp | 14958 | 7090 | 1965-10-01 | 2050-12-31
[10 empty] | 1809 | Coldwater:3 | Coldwater Board of Public Utility | 10603 | 3500 | 1969-09-01 | 2050-12-31
[10 empty] | 1810 | Coldwater:IC4 | Coldwater Board of Public Utility | 10852 | 2500 | 1974-02-01 | 2050-12-31
[10 empty] | 1811 | Coldwater:IC5 | Coldwater Board of Public Utility | 9910 | 6000 | 1978-05-01 | 2050-12-31
[10 empty] | 1812 | Colebrook Hydro:All | Metropolitan District of Hartford | 0 | 2800 | 1988-04-01 | 2050-12-31
[10 empty] | 1813 | Coleman (MO):All | Sikeston Utilities | 12500 | 4300 | 1965-01-03 | 2050-12-31
[10 empty] | 1814 | Coleman Falls:All | Coleman Falls Co | 0 | 1440 | 1983-06-01 | 2050-12-31
[10 empty] | 1815 | Coleson Cove:1 | Énergie NB Power | 10000 | 324000 | 1976-01-01 | 2050-12-31
[10 empty] | 1816 | Coleson Cove:2 | Énergie NB Power | 10000 | 324000 | 1976-01-01 | 2050-12-31
[10 empty] | 1817 | Coleson Cove:3 | Énergie NB Power | 10000 | 324000 | 1977-01-01 | 2050-12-31
[10 empty] | 1818 | Colfax (MI):All | Detroit Edison Co (The) | 10550 | 13750 | 1969-11-01 | 2050-12-31
[10 empty] | 1819 | Collins Facility (MA):All | Collins Hydroelectric Partners | 0 | 1225 | 1985-03-01 | 2050-12-31
[10 empty] | 1820 | Collinwood:3 | Cleveland Public Power | 13900 | 16000 | 1971-02-01 | 2050-12-31
[10 empty] | 1821 | Colonial Sugar Refinery:GEN1 | Colonial Sugar Refinery | 14280 | 600 | 1930-09-01 | 2050-12-31
[10 empty] | 1822 | Colonial Sugar Refinery:GEN2 | Colonial Sugar Refinery | 12465 | 1700 | 1977-03-01 | 2050-12-31
[10 empty] | 1823 | Colonial Sugar Refinery:GEN3 | Colonial Sugar Refinery | 13249 | 1500 | 1957-02-01 | 2050-12-31
[10 empty] | 1824 | Colonial Sugar Refinery:GEN4 | Colonial Sugar Refinery | 12753 | 2100 | 1969-09-01 | 2050-12-31
[10 empty] | 1825 | Colonie LFGTE Facility:GEN1 | Innovative Energy Systems Inc | 9000 | 1600 | 2006-02-01 | 2050-12-31
[10 empty] | 1826 | Colonie LFGTE Facility:GEN2 | Innovative Energy Systems Inc | 9000 | 1600 | 2006-02-01 | 2050-12-31
[10 empty] | 1827 | Colonie LFGTE Facility:GEN3 | Innovative Energy Systems Inc | 9000 | 1600 | 2006-02-01 | 2050-12-31
[10 empty] | 1828 | Colton:All | Brookfield Renewable Power Inc | 0 | 29700 | 1962-01-01 | 2050-12-31
[10 empty] | 1829 | Coltrane Mill:1 | Cook Industries Inc | 0 | 90 | 1980-01-01 | 2050-12-31
2017 | 2017 | 2017 |  | 2021 | 2021 |  | 2017 |  |  | 1830 | Columbia (MO CLMBIA):5 | Columbia Water & Light | 10150 | 16500 | 1957-01-01 | 2050-12-31 | W
[10 empty] | 1831 | Columbia (MO CLMBIA):6 | Columbia Water & Light | 17000 | 12500 | 1963-01-03 | 2050-12-31
2017 | 2017 | 2017 |  | 2020 | 2021 |  | 2017 |  |  | 1832 | Columbia (MO CLMBIA):7 | Columbia Water & Light | 10150 | 22000 | 1965-01-03 | 2050-12-31 | W
[10 empty] | 1833 | Columbia (MO CLMBIA):8 | Columbia Water & Light | 12317 | 35000 | 1970-01-03 | 2050-12-31
[10 empty] | 1834 | Columbia (MO CLMBIA):All | Columbia Water & Light | 10431 | 14540 | 2004-08-01 | 2050-12-31
[10 empty] | 1835 | Columbia (SC):All | South Carolina Electric & Gas Co | 0 | 9100 | 1929-01-03 | 2050-12-31
| 2016 |  |  | 2016 | 2014 |  | 2017 |  |  | 1836 | Columbia (WI):1 | Wisconsin Power & Light Co | 10281 | 554000 | 1975-05-01 | 2050-12-31 | W
| 2016 |  |  | 2016 | 2014 |  | 2017 |  |  | 1837 | Columbia (WI):2 | Wisconsin Power & Light Co | 10225 | 564000 | 1978-05-01 | 2050-12-31 | W
[10 empty] | 1838 | Columbia Dam (NJ):1 | Great Bear Hydropower Inc | 0 | 50 | 1986-01-15 | 2050-12-31
[10 empty] | 1839 | Columbia Energy Center (Ameren):CT01 | AmerenEnergy Generating Co | 12342 | 35000 | 2001-07-05 | 2050-12-31
[10 empty] | 1840 | Columbia Energy Center (Ameren):CT02 | AmerenEnergy Generating Co | 12015 | 35000 | 2001-07-05 | 2050-12-31
[10 empty] | 1841 | Columbia Energy Center (Ameren):CT03 | AmerenEnergy Generating Co | 12214 | 35000 | 2001-08-01 | 2050-12-31
[10 empty] | 1842 | Columbia Energy Center (Ameren):CT04 | AmerenEnergy Generating Co | 11845 | 35000 | 2001-08-01 | 2050-12-31
[10 empty] | 1843 | Columbia Energy Center:CC | Columbia Energy LLC | 7098 | 464500 | 2004-05-27 | 2050-12-31
[10 empty] | 1844 | Columbia Sanitary Bioreactor Landfill:IC1 | Columbia Water & Light | 9000 | 1050 | 2008-06-16 | 2050-12-31
[10 empty] | 1845 | Columbia Sanitary Bioreactor Landfill:IC2 | Columbia Water & Light | 9000 | 1050 | 2008-06-16 | 2050-12-31
[10 empty] | 1846 | Columbus (GA):1 | Eagle & Phoenix Mill | 0 | 4260 | 1970-01-01 | 2050-12-31
[10 empty] | 1847 | Columbus (MS):TG1 | Weyerhaeuser Co | 11981 | 64000 | 1990-04-01 | 2050-12-31
[10 empty] | 1848 | Columbus (MS):TG2 | Weyerhaeuser Co | 13063 | 40000 | 1982-06-01 | 2050-12-31
[10 empty] | 1849 | Columbus (MS):TG3 | Weyerhaeuser Co | 13157 | 14600 | 1982-06-01 | 2050-12-31
[10 empty] | 1850 | Columbus (MS):TG4 | Weyerhaeuser Co | 12541 | 4000 | 1987-08-01 | 2050-12-31
[10 empty] | 1851 | Columbus (NE):2 | Loup River Public Power District | 0 | 15000 | 1936-01-01 | 2050-12-31
[10 empty] | 1852 | Columbus (NE):3 | Loup River Public Power District | 0 | 15000 | 1936-01-01 | 2050-12-31
2017 | 2017 | 2017 |  | 2021 | 2021 |  | 2017 |  |  | 1853 | Columbus Street:4 | Manitowoc Public Utilities | 12330 | 9500 | 1950-01-03 | 2050-12-31 | W
2017 | 2017 | 2017 |  | 2020 | 2021 |  | 2017 |  |  | 1854 | Columbus Street:5 | Manitowoc Public Utilities | 11365 | 22000 | 1956-01-03 | 2050-12-31 | W
2017 | 2017 | 2017 |  | 2020 | 2021 |  | 2017 |  |  | 1855 | Columbus Street:6 | Manitowoc Public Utilities | 11470 | 26500 | 1964-01-03 | 2050-12-31 | W
2017 | 2017 | 2017 |  | 2019 | 2021 |  | 2017 |  |  | 1856 | Columbus Street:AB | Manitowoc Public Utilities | 11210 | 58400 | 2006-05-01 | 2050-12-31 | W
[10 empty] | 1857 | Columbus Street:IC2 | Manitowoc Public Utilities | 9913 | 5000 | 1985-09-01 | 2050-12-31
|  |  | 2017 |  | 2017 |  | 2017 |  |  | 1858 | Colver Power Project:COLV | Tifd VIII W Inc | 11107 | 110000 | 1995-02-01 | 2050-12-31 | E
[10 empty] | 1859 | Comanche (OK):CC | Public Service Co of Oklahoma | 8144 | 260000 | 1974-02-01 | 2050-12-31
[10 empty] | 1860 | Comanche (OK):IC1 | Public Service Co of Oklahoma | 10500 | 4000 | 1962-05-01 | 2050-12-31
[10 empty] | 1861 | Combined Locks Energy Center:CC | WPS Power Development LLC | 7268 | 45100 | 2002-05-01 | 2050-12-31
[10 empty] | 1862 | Combined Locks:All | Kaukauna WI (City of) | 0 | 6200 | 1988-02-01 | 2050-12-31
[10 empty] | 1863 | Comerford:GEN1 | TransCanada Hydro Northeast Inc | 0 | 18798 | 1930-09-01 | 2050-12-31
[10 empty] | 1864 | Comerford:GEN2 | TransCanada Hydro Northeast Inc | 0 | 41869 | 1930-09-01 | 2050-12-31
[10 empty] | 1865 | Comerford:GEN3 | TransCanada Hydro Northeast Inc | 0 | 41869 | 1930-09-01 | 2050-12-31
[10 empty] | 1866 | Comerford:GEN4 | TransCanada Hydro Northeast Inc | 0 | 41869 | 1930-09-01 | 2050-12-31
[10 empty] | 1867 | Commercial Street:2 | Marblehead Municipal Light Dept | 12100 | 1000 | 1975-11-01 | 2050-12-31
[10 empty] | 1868 | Commonwealth Chesapeake:UNT1 | Commonwealth Chesapeake Co LLC | 9302 | 44000 | 2000-08-01 | 2050-12-31
[10 empty] | 1869 | Commonwealth Chesapeake:UNT2 | Commonwealth Chesapeake Co LLC | 9218 | 44000 | 2000-09-01 | 2050-12-31
[10 empty] | 1870 | Commonwealth Chesapeake:UNT3 | Commonwealth Chesapeake Co LLC | 9267 | 45000 | 2000-09-01 | 2050-12-31
[10 empty] | 1871 | Commonwealth Chesapeake:UNT4 | Commonwealth Chesapeake Co LLC | 9249 | 44000 | 2001-06-01 | 2050-12-31
[10 empty] | 1872 | Commonwealth Chesapeake:UNT5 | Commonwealth Chesapeake Co LLC | 9182 | 46000 | 2001-06-01 | 2050-12-31
[10 empty] | 1873 | Commonwealth Chesapeake:UNT6 | Commonwealth Chesapeake Co LLC | 9188 | 44000 | 2001-06-01 | 2050-12-31
[10 empty] | 1874 | Commonwealth Chesapeake:UNT7 | Commonwealth Chesapeake Co LLC | 9120 | 45000 | 2001-08-01 | 2050-12-31
[10 empty] | 1875 | Community Refuse Service Landfill:IC1 | PPL Renewable Energy | 9000 | 1600 | 2009-01-01 | 2050-12-31
[10 empty] | 1876 | Community Refuse Service Landfill:IC2 | PPL Renewable Energy | 9000 | 1600 | 2009-01-01 | 2050-12-31
[10 empty] | 1877 | Community Refuse Service Landfill:IC3 | PPL Renewable Energy | 9000 | 1600 | 2009-01-01 | 2050-12-31
[10 empty] | 1878 | Community Refuse Service Landfill:IC4 | PPL Renewable Energy | 9000 | 1600 | 2009-01-01 | 2050-12-31
[10 empty] | 1879 | Compaq Computer Corp:All | Compaq Computer Corp | 10990 | 7700 | 1989-05-01 | 2050-12-31
[10 empty] | 1880 | Comtu Falls Hydro:HY | Comtu Falls Corp | 0 | 460 | 1987-11-01 | 2050-12-31
[10 empty] | 1881 | Conception Wind Farm (MO):WT1 24 | CR Clearing LLC | 1000 | 50400 | 2008-05-01 | 2050-12-31
[10 empty] | 1882 | Concord (WI):1 | Wisconsin Electric Power Co | 12316 | 100000 | 1993-07-01 | 2050-12-31
[10 empty] | 1883 | Concord (WI):2 | Wisconsin Electric Power Co | 12150 | 100000 | 1993-07-01 | 2050-12-31
[10 empty] | 1884 | Concord (WI):3 | Wisconsin Electric Power Co | 13005 | 94000 | 1994-05-01 | 2050-12-31
[10 empty] | 1885 | Concord (WI):4 | Wisconsin Electric Power Co | 13166 | 94000 | 1994-05-01 | 2050-12-31
[10 empty] | 1886 | Conemaugh Hydro:All | PSEG Power LLC | 0 | 4000 | 1989-02-01 | 2050-12-31
|  |  | 2015 |  | 2015 |  | 2017 | 2013 | 0.94422 | 1887 | Conemaugh:1 | PSEG Fossil LLC | 9344 | 850000 | 1970-05-01 | 2050-12-31 | E
|  |  | 2015 |  | 2015 |  | 2017 | 2013 | 0.94422 | 1888 | Conemaugh:2 | PSEG Fossil LLC | 9164 | 850000 | 1970-05-01 | 2050-12-31 | E
[10 empty] | 1889 | Conemaugh:All | PSEG Fossil LLC | 11550 | 12004 | 1970-02-01 | 2050-12-31
[10 empty] | 1890 | Coneross Hydro:All | Aquenergy Systems Inc | 0 | 889 | 1985-10-01 | 2050-12-31
[10 empty] | 1891 | Conestoga Dam:1 | Ontario Power Generation Inc | 0 | 300 | 1990-01-01 | 2050-12-31
|  |  | 2017 |  | 2017 |  | 2017 | 2013 | 0.93197 | 1892 | Conesville:3 | Columbus Southern Power Co | 10289 | 165000 | 1962-10-01 | 2012-12-31 | E
|  |  | 2015 |  | 2015 |  | 2017 | 2013 | 0.93197 | 1893 | Conesville:4 | Columbus Southern Power Co | 9845 | 780000 | 1973-06-01 | 2050-12-31 | E
|  |  | 2017 |  | 2017 |  | 2017 | 2013 | 0.93197 | 1894 | Conesville:5 | Columbus Southern Power Co | 10073 | 375000 | 1976-11-01 | 2050-12-31 | E
|  |  | 2017 |  | 2017 |  | 2017 | 2013 | 0.93197 | 1895 | Conesville:6 | Columbus Southern Power Co | 9913 | 375000 | 1978-06-01 | 2050-12-31 | E
[10 empty] | 1896 | Conistion Station:All | Ontario Power Generation Inc | 0 | 4010 | 1905-01-01 | 2050-12-31
[10 empty] | 1897 | Conners Creek:1 | Detroit Edison Co (The) | 10550 | 2750 | 1971-02-01 | 2050-12-31
[10 empty] | 1898 | Conners Creek:15 | Detroit Edison Co (The) | 11689 | 105000 | 1951-03-01 | 2050-12-31
[10 empty] | 1899 | Conners Creek:16 | Detroit Edison Co (The) | 11597 | 110000 | 1951-08-01 | 2050-12-31
[10 empty] | 1900 | Conners Creek:2 | Detroit Edison Co (The) | 10550 | 2750 | 1971-02-01 | 2050-12-31
[10 empty] | 1901 | Connersville:1 | Duke Energy Indiana | 11814 | 43000 | 1972-05-01 | 2050-12-31
[10 empty] | 1902 | Connersville:2 | Duke Energy Indiana | 11814 | 43000 | 1972-05-01 | 2050-12-31
[10 empty] | 1903 | Conowingo:1 | Susquehanna Electric Co | 0 | 48000 | 1928-03-01 | 2050-12-31
[10 empty] | 1904 | Conowingo:10 | Susquehanna Electric Co | 0 | 65000 | 1964-05-01 | 2050-12-31
[10 empty] | 1905 | Conowingo:11 | Susquehanna Electric Co | 0 | 65000 | 1964-05-01 | 2050-12-31
[10 empty] | 1906 | Conowingo:2 | Susquehanna Electric Co | 0 | 36000 | 1928-03-01 | 2050-12-31
[10 empty] | 1907 | Conowingo:3 | Susquehanna Electric Co | 0 | 48000 | 1928-03-01 | 2050-12-31
[10 empty] | 1908 | Conowingo:4 | Susquehanna Electric Co | 0 | 48000 | 1928-04-01 | 2050-12-31
[10 empty] | 1909 | Conowingo:5 | Susquehanna Electric Co | 0 | 36000 | 1928-06-01 | 2050-12-31
[10 empty] | 1910 | Conowingo:6 | Susquehanna Electric Co | 0 | 36000 | 1928-07-01 | 2050-12-31
[10 empty] | 1911 | Conowingo:7 | Susquehanna Electric Co | 0 | 36000 | 1928-06-01 | 2050-12-31
[10 empty] | 1912 | Conowingo:8 | Susquehanna Electric Co | 0 | 65000 | 1964-03-01 | 2050-12-31
[10 empty] | 1913 | Conowingo:9 | Susquehanna Electric Co | 0 | 65000 | 1964-03-01 | 2050-12-31
[10 empty] | 1914 | Conroe:UNT1 | Reliant Energy Renewables Inc | 9000 | 1000 | 2003-01-01 | 2050-12-31
[10 empty] | 1915 | Conroe:UNT2 | Reliant Energy Renewables Inc | 9000 | 1000 | 2003-01-01 | 2050-12-31
[10 empty] | 1916 | Conroe:UNT3 | Reliant Energy Renewables Inc | 9000 | 1000 | 2003-01-01 | 2050-12-31
[10 empty] | 1917 | Constantine:All | Indiana Michigan Power Co | 0 | 500 | 1923-01-01 | 2050-12-31
[10 empty] | 1918 | Constellation Energy Projects & Services Solar:PV | Constellation Energy Projects & Services Group Inc | 1000 | 300 | 2008-12-31 | 2050-12-31
[10 empty] | 1919 | Continental Mills:All | FPL Energy Maine Hydro LLC | 0 | 1340 | 1920-01-01 | 2050-12-31
[10 empty] | 1920 | Cooke (MI):All | Consumers Energy Co | 0 | 7500 | 1911-01-01 | 2050-12-31
[10 empty] | 1921 | Cooleemee Dam Hydro Project:HY1 | South Yadkin Power Inc | 0 | 500 | 1992-03-06 | 2050-12-31
[10 empty] | 1922 | Coon Rapids II:All | Coon Rapids IA (City of) | 10539 | 7600 | 2001-10-01 | 2050-12-31
[10 empty] | 1923 | Cooper:1 | Nebraska Public Power District | 10725 | 769800 | 1974-03-01 | 2050-12-31
|  |  | 2017 |  | 2017 |  | 2017 |  |  | 1924 | Cope:ST1 | South Carolina Electric & Gas Co | 9094 | 420000 | 1996-01-01 | 2050-12-31 | E
[10 empty] | 1925 | Copenhagen:All | Enel North America Inc | 0 | 4030 | 1984-06-01 | 2050-12-31
[10 empty] | 1926 | Coralville GT:1 | MidAmerican Energy Co | 14090 | 16000 | 1970-06-01 | 2050-12-31
[10 empty] | 1927 | Coralville GT:2 | MidAmerican Energy Co | 14090 | 16000 | 1970-06-01 | 2050-12-31
[10 empty] | 1928 | Coralville GT:3 | MidAmerican Energy Co | 14090 | 16000 | 1970-06-01 | 2050-12-31
[10 empty] | 1929 | Coralville GT:4 | MidAmerican Energy Co | 14090 | 16000 | 1970-06-01 | 2050-12-31
[10 empty] | 1930 | Cordell Hull:1 | USACE Nashville District | 0 | 38000 | 1973-08-01 | 2050-12-31
[10 empty] | 1931 | Cordell Hull:2 | USACE Nashville District | 0 | 38000 | 1973-10-01 | 2050-12-31
[10 empty] | 1932 | Cordell Hull:3 | USACE Nashville District | 0 | 38000 | 1974-02-01 | 2050-12-31
[10 empty] | 1933 | Cordova Energy Center:CC | Cordova Energy Co LLC | 7269 | 521200 | 2001-06-12 | 2050-12-31
[10 empty] | 1934 | Cordova Lake:1 2 | Algonquin Power Systems Inc | 0 | 800 | 1993-01-01 | 2050-12-31
[10 empty] | 1935 | Corkery Falls South:1 | Ontario Power Generation Inc | 0 | 900 | 1990-01-01 | 2050-12-31
[10 empty] | 1936 | Corn Plus Wind Farm (MN):WT1 2 | Corn Plus Coop | 1000 | 4200 | 2007-10-09 | 2050-12-31
[10 empty] | 1937 | Corn Products International:TG03 | Solar Turbines Inc | 11981 | 4400 | 1996-02-01 | 2050-12-31
[10 empty] | 1938 | Corn Products International:TG04 | Solar Turbines Inc | 11981 | 4400 | 1996-02-01 | 2050-12-31
2017 | 2017 | 2017 |  | 2020 | 2021 |  | 2017 |  |  | 1939 | Corn Products International:TGO1 | Corn Products International Inc | 11720 | 21080 | 1991-05-01 | 2050-12-31 | W
2017 | 2017 | 2017 |  | 2020 | 2021 |  | 2017 |  |  | 1940 | Corn Products International:TGO2 | Corn Products International Inc | 11720 | 21080 | 1991-05-01 | 2050-12-31 | W
[10 empty] | 1941 | Corn Products Winston Salem:7500 | Corn Products International Inc | 12739 | 6600 | 1985-12-01 | 2050-12-31
|  |  | 2017 |  | 2017 |  | 2017 |  |  | 1942 | Corn Products Winston Salem:900 | Corn Products International Inc | 11867 | 400 | 1993-05-01 | 2050-12-31 | E
2017 | 2017 | 2017 |  | 2021 | 2021 |  | 2017 |  |  | 1943 | Corn Wet Milling Plant:GEN1 | Cargill Inc | 11774 | 10300 | 1985-05-01 | 2050-12-31 | W
[10 empty] | 1944 | Corn Wet Milling Plant:GEN2 | Cargill Inc | 12784 | 4300 | 1991-01-01 | 2050-12-31
[10 empty] | 1945 | Cornell (SC):1 | Saluda River Electric Coop Inc | 10640 | 2870 | 1980-01-01 | 2050-12-31
[10 empty] | 1946 | Cornell (WI):All | Northern States Power Co (Wisconsin) | 0 | 33150 | 1976-07-01 | 2050-12-31
[10 empty] | 1947 | Cornell Dubilier:1 | Santee Cooper | 10209 | 2900 | 2003-01-01 | 2050-12-31
[10 empty] | 1948 | Cornell Hydro:All | Cornell Hydro | 0 | 1550 | 1981-12-01 | 2050-12-31
[10 empty] | 1949 | Cornell Univ Central Heating:GT1 | Cornell University | 9855 | 14500 | 2009-12-15 | 2050-12-31
[10 empty] | 1950 | Cornell Univ Central Heating:GT2 | Cornell University | 9855 | 14500 | 2009-12-15 | 2050-12-31
2017 | 2017 | 2017 |  | 2021 | 2021 |  | 2017 |  |  | 1951 | Cornell Univ Central Heating:TG1 | Cornell University | 11919 | 1000 | 1988-07-01 | 2050-12-31 | W
2017 | 2017 | 2017 |  | 2021 | 2021 |  | 2017 |  |  | 1952 | Cornell Univ Central Heating:TG2 | Cornell University | 11885 | 5340 | 1988-10-01 | 2050-12-31 | W
[10 empty] | 1953 | Corning:All | Corning Municipal Utilities | 12500 | 6800 | 1975-06-01 | 2050-12-31
[10 empty] | 1954 | Corolla 1 Wind:WT | Corolla Companies 1 Inc | 1000 | 2 | 2008-07-25 | 2050-12-31
[10 empty] | 1955 | Cory:CC | Saskatchewan Power Corp | 7809 | 231600 | 2003-01-16 | 2050-12-31
[10 empty] | 1956 | Cos Cob:GT13 | NRG Middletown Operations Inc | 10119 | 19201 | 2008-06-26 | 2050-12-31
[10 empty] | 1957 | Cos Cob:GT14 | NRG Middletown Operations Inc | 10119 | 19607 | 2008-06-26 | 2050-12-31
[10 empty] | 1958 | Cos Cob:UN10 | CT Jet Power LLC | 12718 | 19100 | 1969-09-01 | 2050-12-31
[10 empty] | 1959 | Cos Cob:UN11 | CT Jet Power LLC | 12776 | 18724 | 1969-09-01 | 2050-12-31
[10 empty] | 1960 | Cos Cob:UN12 | CT Jet Power LLC | 12743 | 19100 | 1969-10-01 | 2050-12-31
[10 empty] | 1961 | Cosgrove Intake:All | Massachusetts Water Resources Authority | 0 | 1400 | 1969-01-01 | 2050-12-31
[10 empty] | 1962 | Coshocton Mill:GEN1 | Stone Container Corp | 13224 | 10000 | 1981-11-01 | 2050-12-31
[10 empty] | 1963 | Cote St Catherine:All | Algonquin Power Systems Inc | 0 | 11100 | 1989-01-01 | 2050-12-31
[10 empty] | 1964 | Coteau Creek:1 | Saskatchewan Power Corp | 0 | 62000 | 1968-08-01 | 2050-12-31
[10 empty] | 1965 | Coteau Creek:2 | Saskatchewan Power Corp | 0 | 62000 | 1968-10-01 | 2050-12-31
[10 empty] | 1966 | Coteau Creek:3 | Saskatchewan Power Corp | 0 | 62000 | 1968-11-01 | 2050-12-31
[10 empty] | 1967 | Cottage Grove:CC1 | D E Shaw Synoptic Acquisition I LLC | 7100 | 251000 | 1997-05-01 | 2050-12-31
[10 empty] | 1968 | Cottonwood Energy Project:CC1 | Cottonwood Energy Co LP | 7725 | 308400 | 2003-04-10 | 2050-12-31
[10 empty] | 1969 | Cottonwood Energy Project:CC2 | Cottonwood Energy Co LP | 7670 | 308400 | 2003-04-10 | 2050-12-31
[10 empty] | 1970 | Cottonwood Energy Project:CC3 | Cottonwood Energy Co LP | 7686 | 308400 | 2003-04-10 | 2050-12-31
[10 empty] | 1971 | Cottonwood Energy Project:CC4 | Cottonwood Energy Co LP | 7594 | 308400 | 2003-04-10 | 2050-12-31
[10 empty] | 1972 | Cottrell Paper Co:1 | Niagara Mohawk Power Corp | 0 | 21 | 1987-01-01 | 2050-12-31
[10 empty] | 1973 | Coughlin Power Station:CC6 | CLECO Evangeline LLC | 7457 | 259000 | 2000-06-01 | 2050-12-31
[10 empty] | 1974 | Coughlin Power Station:CC7 | CLECO Evangeline LLC | 7636 | 473000 | 2000-06-01 | 2050-12-31
[10 empty] | 1975 | Countryside Genco LLC:CS1 | Illinois Electrical Generating Partners | 9000 | 1300 | 2000-01-01 | 2050-12-31
[10 empty] | 1976 | Countryside Genco LLC:CS2 | Illinois Electrical Generating Partners | 9000 | 1300 | 2000-01-01 | 2050-12-31
[10 empty] | 1977 | Countryside Genco LLC:CS3 | Illinois Electrical Generating Partners | 9000 | 1300 | 2000-01-01 | 2050-12-31
[10 empty] | 1978 | Countryside Genco LLC:CS4 | Illinois Electrical Generating Partners | 9000 | 1300 | 2000-01-01 | 2050-12-31
[10 empty] | 1979 | Countryside Genco LLC:CS5 | Illinois Electrical Generating Partners | 9000 | 1300 | 2000-01-01 | 2050-12-31
[10 empty] | 1980 | Countryside Genco LLC:CS6 | Illinois Electrical Generating Partners | 9000 | 1300 | 2000-01-01 | 2050-12-31
[10 empty] | 1981 | Countryside London Cogeneration Facility:1 | Countryside London Cogeneration Corp | 10019 | 17200 | 2008-12-31 | 2050-12-31
[10 empty] | 1982 | Courtenay Bay:2 | Énergie NB Power | 13456 | 11800 | 1965-01-01 | 2050-12-31
[10 empty] | 1983 | Courtenay Bay:4 | Énergie NB Power | 11760 | 97700 | 1967-01-01 | 2050-12-31
[10 empty] | 1984 | Courtland Mill:GEN1 | International Paper Co | 14350 | 30000 | 1990-03-01 | 2050-12-31
[10 empty] | 1985 | Courtland Mill:GEN2 | International Paper Co | 11865 | 62000 | 1991-04-01 | 2050-12-31
[10 empty] | 1986 | Courtland Mill:GEN3 | International Paper Co | 11726 | 27000 | 1993-05-01 | 2050-12-31
[10 empty] | 1987 | Covanta Alexandria/Arlington:GEN1 | Covanta Alexandria/Arlington Inc | 12481 | 14500 | 1987-10-01 | 2050-12-31
[10 empty] | 1988 | Covanta Alexandria/Arlington:GEN2 | Covanta Alexandria/Arlington Inc | 12481 | 14500 | 1987-10-01 | 2050-12-31
[10 empty] | 1989 | Covanta Bristol Energy:GEN1 | Covanta Bristol Inc | 12453 | 14115 | 1987-12-01 | 2050-12-31
[10 empty] | 1990 | Covanta Haverhill Inc:GEN1 | Ogden Projects Inc Haverhill | 12164 | 42780 | 1989-05-01 | 2050-12-31
[10 empty] | 1991 | Covanta Haverhill Inc:IC | Ogden Projects Inc Haverhill | 9000 | 1574 | 2007-12-05 | 2050-12-31
[10 empty] | 1992 | Covanta Indianapolis Inc:GEN1 | Covanta Indianapolis Inc | 12374 | 5000 | 1988-11-01 | 2050-12-31
[10 empty] | 1993 | Covanta Niagara:GEN1 | Covanta Niagara LP | 11735 | 17750 | 1993-05-01 | 2050-12-31
[10 empty] | 1994 | Covanta Niagara:GEN2 | Covanta Niagara LP | 11735 | 17750 | 1993-05-01 | 2050-12-31
[10 empty] | 1995 | Coventry Landfill:IC1 | Washington Electric Coop Inc (VT) | 10216 | 1600 | 2005-07-01 | 2050-12-31
[10 empty] | 1996 | Coventry Landfill:IC2 | Washington Electric Coop Inc (VT) | 9000 | 1600 | 2005-07-01 | 2050-12-31
[10 empty] | 1997 | Coventry Landfill:IC3 | Washington Electric Coop Inc (VT) | 9000 | 1600 | 2005-07-01 | 2050-12-31
[10 empty] | 1998 | Coventry Landfill:IC4 | Washington Electric Coop Inc (VT) | 9000 | 1600 | 2007-01-10 | 2050-12-31
[10 empty] | 1999 | Coventry Landfill:IC5 | Washington Electric Coop Inc (VT) | 9000 | 1600 | 2009-06-17 | 2050-12-31
[10 empty] | 2000 | Covert Generating Project:CC1 | New Covert Generating Co LLC | 6812 | 346700 | 2004-05-18 | 2050-12-31
[10 empty] | 2001 | Covert Generating Project:CC2 | New Covert Generating Co LLC | 6812 | 346700 | 2004-05-18 | 2050-12-31
[10 empty] | 2002 | Covert Generating Project:CC3 | New Covert Generating Co LLC | 6618 | 365000 | 2004-05-18 | 2050-12-31
[10 empty] | 2003 | Covington:GEN1 | Westvaco Corp | 12000 | 10500 | 1939-01-01 | 2050-12-31
[10 empty] | 2004 | Covington:GEN2 | Westvaco Corp | 12000 | 10500 | 1946-01-01 | 2050-12-31
[10 empty] | 2005 | Covington:GEN3 | Westvaco Corp | 12000 | 10500 | 1951-01-01 | 2050-12-31
[10 empty] | 2006 | Covington:GEN4 | Westvaco Corp | 13306 | 32500 | 1980-09-01 | 2050-12-31
[10 empty] | 2007 | Covington:GEN5 | Westvaco Corp | 12166 | 32500 | 1989-09-01 | 2050-12-31
[10 empty] | 2008 | Cow Branch Wind Energy Project:WT1 24 | Cow Branch Wind Power LLC | 1000 | 50400 | 2008-03-03 | 2050-12-31
[10 empty] | 2009 | Cowans Ford:1 | Duke Energy Carolinas | 0 | 81300 | 1963-09-01 | 2050-12-31
[10 empty] | 2010 | Cowans Ford:2 | Duke Energy Carolinas | 0 | 81300 | 1963-09-01 | 2050-12-31
[10 empty] | 2011 | Cowans Ford:3 | Duke Energy Carolinas | 0 | 81300 | 1963-09-01 | 2050-12-31
[10 empty] | 2012 | Cowans Ford:4 | Duke Energy Carolinas | 0 | 81300 | 1967-04-01 | 2050-12-31
[10 empty] | 2013 | Cowie Falls:All | Nova Scotia Power | 0 | 7400 | 1938-01-01 | 2050-12-31
[10 empty] | 2014 | Cox Epperson Solar:PV | Edwin Cox & Pamela Epperson | 1000 | 1 | 2008-03-01 | 2050-12-31
[10 empty] | 2015 | Cox Solar:PV | Sarah & Scott Cox | 1000 | 2 | 2009-03-26 | 2050-12-31
[10 empty] | 2016 | Cox Waste To Energy:1 | Cox Waste To Energy | 11601 | 3000 | 1995-01-01 | 2050-12-31
[10 empty] | 2017 | Cox Waste To Energy:2 | Cox Waste To Energy | 10630 | 300 | 2002-10-01 | 2050-12-31
[10 empty] | 2018 | Coy Paper Co Dam:HY | Sweetwater Hydroelectric Inc | 0 | 900 | 1990-01-01 | 2050-12-31
|  |  | 2017 |  | 2017 |  | 2017 |  |  | 2019 | Coyote:1 | Otter Tail Power Co | 11361 | 427000 | 1981-05-01 | 2050-12-31 | E
[10 empty] | 2020 | Crane Creek Wind Farm:WT1 66 | Wisconsin Public Service Corp | 1000 | 99000 | 2009-12-31 | 2050-12-31
[10 empty] | 2021 | Craven County Wood Energy LP:1UNI | Craven County Wood Energy LP | 12500 | 48000 | 1990-11-01 | 2050-12-31
2015 | 2015 | 2015 |  | 2017 | 2020 |  | 2017 |  |  | 2022 | Crawford (IL):7 | Midwest Generations EME LLC | 11077 | 213000 | 1958-05-01 | 2050-12-31 | W
2015 | 2015 | 2015 |  | 2017 | 2020 |  | 2017 |  |  | 2023 | Crawford (IL):8 | Midwest Generations EME LLC | 10583 | 319000 | 1961-04-01 | 2050-12-31 | W
2017 | 2017 | 2017 |  | 2021 | 2021 |  | 2017 |  |  | 2024 | Crawfordsville:4 | Crawfordsville Electric Light & Power Co | 12256 | 10600 | 1955-01-01 | 2050-12-31 | W
2017 | 2017 | 2017 |  | 2021 | 2021 |  | 2017 |  |  | 2025 | Crawfordsville:5 | Crawfordsville Electric Light & Power Co | 12124 | 12600 | 1965-01-01 | 2050-12-31 | W
[10 empty] | 2026 | Crawfordsville:D1 | Crawfordsville Electric Light & Power Co | 10946 | 900 | 1994-10-01 | 2050-12-31
[10 empty] | 2027 | Crayola Solar Park:PV1 | UGI Energy Services Inc | 1000 | 1500 | 2010-08-31 | 2050-12-31
[10 empty] | 2028 | Crescent Dam:1 | Massachusetts Municipal Wholesale Electric Co | 0 | 900 | 1993-01-01 | 2050-12-31
[10 empty] | 2029 | Crescent Ridge Wind (Eurus):WT1 33 | Crescent Ridge Wind LLC | 1000 | 53000 | 2005-12-01 | 2050-12-31
[10 empty] | 2030 | Crescent:All | New York Power Authority | 0 | 6400 | 1924-07-01 | 2050-12-31
[10 empty] | 2031 | Crestwood Corp Dothan:All | Crestwood Corp | 10885 | 9000 | 1995-01-01 | 2050-12-31
[10 empty] | 2032 | Crete Energy Park:GT1 | Crete Energy Venture LLC | 12140 | 75000 | 2002-05-01 | 2050-12-31
[10 empty] | 2033 | Crete Energy Park:GT2 | Crete Energy Venture LLC | 12197 | 75000 | 2002-05-01 | 2050-12-31
[10 empty] | 2034 | Crete Energy Park:GT3 | Crete Energy Venture LLC | 11839 | 75000 | 2002-05-01 | 2050-12-31
[10 empty] | 2035 | Crete Energy Park:GT4 | Crete Energy Venture LLC | 12109 | 75000 | 2002-05-01 | 2050-12-31
[10 empty] | 2036 | Crete Municipal Power:1 | Crete Utility Dept | 13700 | 400 | 1939-09-01 | 2050-12-31
[10 empty] | 2037 | Crete Municipal Power:2 | Crete Utility Dept | 12500 | 1300 | 1955-05-01 | 2050-12-31
[10 empty] | 2038 | Crete Municipal Power:3 | Crete Utility Dept | 13600 | 800 | 1951-01-01 | 2050-12-31
[10 empty] | 2039 | Crete Municipal Power:4 | Crete Utility Dept | 14700 | 1000 | 1947-06-01 | 2050-12-31
[10 empty] | 2040 | Crete Municipal Power:5 | Crete Utility Dept | 10600 | 2400 | 1963-05-01 | 2050-12-31
[10 empty] | 2041 | Crete Municipal Power:6 | Crete Utility Dept | 10713 | 3300 | 1965-04-01 | 2050-12-31
[10 empty] | 2042 | Crete Municipal Power:7 | Crete Utility Dept | 9500 | 6000 | 1973-06-01 | 2050-12-31
[10 empty] | 2043 | Crisfield:All | Calpine Mid Atlantic Generation LLC | 10560 | 10000 | 1968-05-01 | 2050-12-31
|  |  | 2017 |  | 2017 |  | 2017 |  |  | 2044 | Crist:4 | Gulf Power Co | 9670 | 78000 | 1959-07-01 | 2050-12-31 | E
|  |  | 2017 |  | 2017 |  | 2017 |  |  | 2045 | Crist:5 | Gulf Power Co | 10088 | 78000 | 1961-06-01 | 2050-12-31 | E
|  |  | 2017 |  | 2017 |  | 2017 |  |  | 2046 | Crist:6 | Gulf Power Co | 11018 | 302000 | 1970-05-01 | 2050-12-31 | E
|  |  | 2017 |  | 2017 |  | 2017 |  |  | 2047 | Crist:7 | Gulf Power Co | 10100 | 472000 | 1973-08-01 | 2050-12-31 | E
[10 empty] | 2048 | Crofton Hills Wind Farm:WT1 14 | Community Wind Energy Transmission LLC | 1000 | 42000 | 2010-12-31 | 2050-12-31
|  |  | 2017 |  | 2017 |  | 2017 | 2013 | 0.94924 | 2049 | Cromby Generating Station:1 | Exelon Generation Co LLC | 11649 | 144000 | 1954-07-01 | 2011-05-31 | E
[10 empty] | 2050 | Cromby Generating Station:2 | Exelon Generation Co LLC | 10485 | 201000 | 1955-09-01 | 2011-05-31
[10 empty] | 2051 | Cromby Generating Station:ICI | Exelon Generation Co LLC | 10920 | 2700 | 1967-05-01 | 2011-05-31
|  |  | 2016 |  | 2016 |  | 2017 |  |  | 2052 | Cross:1 | Santee Cooper | 10060 | 620000 | 1995-01-01 | 2050-12-31 | E
|  |  | 2016 |  | 2016 |  | 2017 |  |  | 2053 | Cross:2 | Santee Cooper | 10647 | 540000 | 1984-05-01 | 2050-12-31 | E
|  |  | 2016 |  | 2016 |  | 2017 |  |  | 2054 | Cross:3 | Santee Cooper | 9394 | 580000 | 2007-01-01 | 2050-12-31 | E
|  |  | 2016 |  | 2016 |  | 2017 |  |  | 2055 | Cross:4 | Santee Cooper | 10276 | 580000 | 2008-05-01 | 2050-12-31 | E
[10 empty] | 2056 | Crossett:GEN4 | Georgia Pacific Corp | 12000 | 28000 | 1962-05-01 | 2050-12-31
[10 empty] | 2057 | Crossett:GEN5 | Crossett Paper Operations | 14800 | 30000 | 1969-01-01 | 2050-12-31
[10 empty] | 2058 | Crossett:GEN6 | Crossett Paper Operations | 13086 | 34000 | 1982-06-01 | 2050-12-31
[10 empty] | 2059 | Crossroads Energy Center:CT01 | Clarksdale Water & Light Dept | 11793 | 77000 | 2002-06-28 | 2050-12-31
[10 empty] | 2060 | Crossroads Energy Center:CT02 | Clarksdale Water & Light Dept | 11793 | 77000 | 2002-06-28 | 2050-12-31
[10 empty] | 2061 | Crossroads Energy Center:CT03 | Clarksdale Water & Light Dept | 11812 | 77000 | 2002-06-28 | 2050-12-31
[10 empty] | 2062 | Crossroads Energy Center:CT04 | Clarksdale Water & Light Dept | 11975 | 77000 | 2002-06-28 | 2050-12-31
[10 empty] | 2063 | Crossroads Landfill:IC 1 | WM Renewable Energy LLC | 9000 | 1147 | 2009-03-31 | 2050-12-31
[10 empty] | 2064 | Crossroads Landfill:IC 2 | WM Renewable Energy LLC | 9000 | 1147 | 2009-03-31 | 2050-12-31
[10 empty] | 2065 | Crosswinds Energy Project:WT1 10 | Clear View Acres Wind Farm LLC | 1000 | 21000 | 2007-06-15 | 2050-12-31
[10 empty] | 2066 | Croswell:All | Croswell MI (City of) | 11000 | 5100 | 1982-11-01 | 2050-12-31
[10 empty] | 2067 | Crotched MT Rehab Center:All | Crotched MT Rehab Center | 11059 | 2060 | 1990-02-01 | 2050-12-31
[10 empty] | 2068 | Croton:All | Consumers Energy Co | 0 | 8900 | 1907-01-01 | 2050-12-31
[10 empty] | 2069 | Croydon CT Generating Station:11 | Exelon Generation Co LLC | 13957 | 49000 | 1974-06-01 | 2050-12-31
[10 empty] | 2070 | Croydon CT Generating Station:12 | Exelon Generation Co LLC | 13957 | 49000 | 1974-06-01 | 2050-12-31
[10 empty] | 2071 | Croydon CT Generating Station:21 | Exelon Generation Co LLC | 13799 | 49000 | 1974-06-01 | 2050-12-31
[10 empty] | 2072 | Croydon CT Generating Station:22 | Exelon Generation Co LLC | 13957 | 49000 | 1974-06-01 | 2050-12-31
[10 empty] | 2073 | Croydon CT Generating Station:31 | Exelon Generation Co LLC | 13957 | 49000 | 1974-08-01 | 2050-12-31
[10 empty] | 2074 | Croydon CT Generating Station:32 | Exelon Generation Co LLC | 10767 | 49000 | 1974-08-01 | 2050-12-31
[10 empty] | 2075 | Croydon CT Generating Station:41 | Exelon Generation Co LLC | 13957 | 49000 | 1974-07-01 | 2050-12-31
[10 empty] | 2076 | Croydon CT Generating Station:42 | Exelon Generation Co LLC | 10516 | 49000 | 1974-07-01 | 2050-12-31
[10 empty] | 2077 | Cruickshank Wind Farm:WT1 5 | Hydro One Networks Inc | 1000 | 9900 | 2008-10-01 | 2050-12-31
[10 empty] | 2078 | Crystal Falls GS:1234 | Ontario Power Generation Inc | 0 | 8300 | 1921-01-01 | 2050-12-31
[10 empty] | 2079 | Crystal Falls:1 | Crystal Falls Electrical Dept | 0 | 300 | 1914-01-03 | 2050-12-31
[10 empty] | 2080 | Crystal Falls:2 | Crystal Falls Electrical Dept | 0 | 300 | 1924-01-03 | 2050-12-31
[10 empty] | 2081 | Crystal Falls:3 | Crystal Falls Electrical Dept | 0 | 400 | 1954-01-03 | 2050-12-31
[10 empty] | 2082 | Crystal Lake II:WT1 76 | Crystal Lake Wind II LLC | 1000 | 190000 | 2008-12-24 | 2050-12-31
[10 empty] | 2083 | Crystal Lake Wind (FPL):WT1 67 | Crystal Lake Wind I LLC | 1000 | 100500 | 2008-10-09 | 2050-12-31
[10 empty] | 2084 | Crystal Lake Wind (FPL):WT101 144 | Crystal Lake Wind III LLC | 1000 | 66000 | 2009-12-31 | 2050-12-31
[10 empty] | 2085 | Crystal Lake Wind (FPL):WT68 100 | Crystal Lake Wind I LLC | 1000 | 49500 | 2008-10-18 | 2050-12-31
|  |  | 2017 |  | 2017 |  | 2017 |  |  | 2086 | Crystal River:1 | Progress Energy Florida | 9657 | 375000 | 1966-10-01 | 2020-01-01 | E
|  |  | 2017 |  | 2017 |  | 2017 |  |  | 2087 | Crystal River:2 | Progress Energy Florida | 9478 | 494000 | 1969-11-01 | 2020-01-01 | E
[10 empty] | 2088 | Crystal River:3 | Progress Energy Florida | 9000 | 837999 | 1977-03-01 | 2050-12-31
|  |  | 2015 |  | 2015 |  | 2017 |  |  | 2089 | Crystal River:5 | Progress Energy Florida | 9270 | 787000 | 1984-10-01 | 2050-12-31 | E
|  |  | 2015 |  | 2015 |  | 2017 |  |  | 2090 | Crystal River:ST4 | Progress Energy Florida | 9420 | 732000 | 1982-12-01 | 2050-12-31 | E
[10 empty] | 2091 | Culbertson Heat Recovery:ST | Ormat Technologies Inc | 10000 | 5500 | 2009-12-01 | 2050-12-31
[10 empty] | 2092 | Culbertson Peaker:GT | Basin Electric Power Coop | 9106 | 91000 | 2010-08-31 | 2050-12-31
[10 empty] | 2093 | Cultus Wind Farm:WT1 6 | International Power Canada Inc | 1000 | 9600 | 2008-06-25 | 2050-12-31
[10 empty] | 2094 | Cumberland (NJ):CUMB | Calpine New Jersey Generation LLC | 13578 | 84000 | 1990-05-01 | 2050-12-31
[10 empty] | 2095 | Cumberland (NJ):GT2 | Calpine New Jersey Generation LLC | 8693 | 90100 | 2009-06-01 | 2050-12-31
|  |  | 2015 |  | 2015 |  | 2017 | 2013 | 0.93753 | 2096 | Cumberland (TN):1 | Tennessee Valley Authority | 9320 | 1239000 | 1973-03-01 | 2050-12-31 | E
|  |  | 2015 |  | 2015 |  | 2017 | 2013 | 0.93753 | 2097 | Cumberland (TN):2 | Tennessee Valley Authority | 9872 | 1239000 | 1973-11-01 | 2050-12-31 | E
[10 empty] | 2098 | Cumberland (WI):All | Cumberland Utility WI (City of) | 11217 | 2290 | 1945-01-03 | 2050-12-31
[10 empty] | 2099 | Cumberland (WI):5 | Cumberland Utility WI (City of) | 10354 | 2050 | 1966-01-03 | 2050-12-31
[10 empty] | 2100 | Cumberland (WI):6 | Cumberland Utility WI (City of) | 10000 | 6720 | 1979-01-03 | 2050-12-31
[10 empty] | 2101 | Cumberland (WI):7 | Cumberland Utility WI (City of) | 9425 | 6220 | 2001-11-01 | 2050-12-31
[10 empty] | 2102 | Cumberland (WI):8 | Cumberland Utility WI (City of) | 10123 | 3500 | 2001-12-01 | 2050-12-31
[10 empty] | 2103 | Cumberland County Landfill (NJ):IC1 | PPL New Jersey Biogas LLC | 9000 | 1600 | 2008-11-01 | 2050-12-31
[10 empty] | 2104 | Cumberland County Landfill (NJ):IC2 | PPL New Jersey Biogas LLC | 9000 | 1600 | 2008-11-01 | 2050-12-31
[10 empty] | 2105 | Cumberland County Landfill (NJ):IC3 | PPL New Jersey Biogas LLC | 9000 | 1600 | 2008-11-01 | 2050-12-31
[10 empty] | 2106 | Cunningham:1 | Southwestern Public Service Co | 10337 | 71000 | 1957-01-01 | 2050-12-31
[10 empty] | 2107 | Cunningham:2 | Southwestern Public Service Co | 9823 | 196000 | 1965-01-01 | 2050-12-31
[10 empty] | 2108 | Cunningham:3 | Southwestern Public Service Co | 11420 | 106600 | 1998-05-01 | 2050-12-31
[10 empty] | 2109 | Cunningham:4 | Southwestern Public Service Co | 11701 | 111400 | 1998-05-01 | 2050-12-31
[10 empty] | 2110 | Currin Solar:PV | Brenda Currin | 1000 | 3 | 2009-03-31 | 2050-12-31
[10 empty] | 2111 | Curtis Palmer Hydroelectric:All | EPCOR USA Ltd | 0 | 7541 | 1986-03-01 | 2050-12-31
[10 empty] | 2112 | Curtis Palmer Hydroelectric:P1 | EPCOR USA Ltd | 0 | 18929 | 1986-11-01 | 2050-12-31
[10 empty] | 2113 | Curtis Palmer Hydroelectric:P2 | EPCOR USA Ltd | 0 | 18929 | 1986-10-01 | 2050-12-31
[10 empty] | 2114 | Curtis:2 | Curtis NE (City of) | 10692 | 800 | 1955-01-01 | 2050-12-31
[10 empty] | 2115 | Curtis:3 | Curtis NE (City of) | 10692 | 1000 | 1969-01-01 | 2050-12-31
[10 empty] | 2116 | Curtis:4 | Curtis NE (City of) | 10692 | 1200 | 1975-01-01 | 2050-12-31
[10 empty] | 2117 | Cushaw:All | Virginia Electric & Power Co | 0 | 7500 | 1930-01-01 | 2050-12-31
[10 empty] | 2118 | Cushing:All | Cushing OK (City of) | 10348 | 20700 | 1956-06-01 | 2050-12-31
[10 empty] | 2119 | Custer Energy Center:1 | Manitowoc Public Utilities | 14014 | 22000 | 1999-06-01 | 2050-12-31
[10 empty] | 2120 | Cutler (FL):5 | Florida Power & Light Co | 13285 | 68000 | 1954-11-01 | 2050-12-31
[10 empty] | 2121 | Cutler (FL):6 | Florida Power & Light Co | 11800 | 137000 | 1955-07-01 | 2050-12-31
[10 empty] | 2122 | Cutrale Citrus Juices USA Inc:CC | Cutrale Citrus Juices USA Inc | 8282 | 6000 | 1987-12-01 | 2050-12-31
[10 empty] | 2123 | Cutrale:GEN1 | Cutrale Citrus Juices USA Inc | 13262 | 3100 | 1987-12-01 | 2050-12-31
[10 empty] | 2124 | Cuyahoga Regional Landfill:UNT1 | MM Cuyohega Energy LLC | 10000 | 1800 | 1999-02-01 | 2050-12-31
[10 empty] | 2125 | Cuyahoga Regional Landfill:UNT2 | MM Cuyohega Energy LLC | 10000 | 1800 | 1999-02-01 | 2050-12-31
[10 empty] | 2126 | Cypress Peaking Power Facility:GT1 | East Texas Electric Coop Inc | 12140 | 78000 | 2009-12-28 | 2050-12-31
[10 empty] | 2127 | Cypress Peaking Power Facility:GT2 | East Texas Electric Coop Inc | 12140 | 78000 | 2009-12-28 | 2050-12-31
[10 empty] | 2128 | Cypress Windpower Project:All | Saskatchewan Power Corp | 1000 | 10450 | 2002-11-25 | 2050-12-31
[10 empty] | 2129 | Cytec:All | Connecticut Municipal Electric Energy Coop | 10479 | 5400 | 2005-01-01 | 2050-12-31
|  |  | 2017 |  | 2017 |  | 2017 | 2013 | 0.93003 | 2130 | D B Wilson:UN1 | Big Rivers Electric Corp | 11588 | 416800 | 1984-09-01 | 2050-12-31 | E
2015 | 2015 | 2015 |  | 2017 | 2020 |  | 2017 |  |  | 2131 | D E Karn:1 | Consumers Energy Co | 10516 | 255000 | 1959-11-01 | 2050-12-31 | W
2015 | 2015 | 2015 |  | 2017 | 2020 |  | 2017 |  |  | 2132 | D E Karn:2 | Consumers Energy Co | 9704 | 260000 | 1961-03-01 | 2050-12-31 | W
[10 empty] | 2133 | D E Karn:3 | Consumers Energy Co | 14194 | 638000 | 1975-01-01 | 2050-12-31
[10 empty] | 2134 | D E Karn:4 | Consumers Energy Co | 13458 | 638000 | 1977-09-01 | 2050-12-31
[10 empty] | 2135 | D G Hunter:3 | Alexandria LA (City of) | 12440 | 47000 | 1965-01-03 | 2050-12-31
[10 empty] | 2136 | D G Hunter:4 | Alexandria LA (City of) | 12439 | 78000 | 1974-01-03 | 2050-12-31
[10 empty] | 2137 | D&J Properties Solar:PV | D&J Properties | 1000 | 5 | 2009-04-01 | 2050-12-31
[10 empty] | 2138 | Dafter:All | Cloverland Electric Coop | 10150 | 7700 | 1955-11-01 | 2050-12-31
[10 empty] | 2139 | Dahlberg (GA):GT 1 | Southern Power Co | 11793 | 75000 | 2000-05-01 | 2050-12-31
[10 empty] | 2140 | Dahlberg (GA):GT 10 | Southern Power Co | 11793 | 75000 | 2001-05-06 | 2050-12-31
[10 empty] | 2141 | Dahlberg (GA):GT 2 | Southern Power Co | 11793 | 75000 | 2000-05-01 | 2050-12-31
[10 empty] | 2142 | Dahlberg (GA):GT 3 | Southern Power Co | 11793 | 75000 | 2000-05-01 | 2050-12-31
[10 empty] | 2143 | Dahlberg (GA):GT 4 | Southern Power Co | 11793 | 75000 | 2000-05-01 | 2050-12-31
[10 empty] | 2144 | Dahlberg (GA):GT 5 | Southern Power Co | 11793 | 75000 | 2000-05-01 | 2050-12-31
[10 empty] | 2145 | Dahlberg (GA):GT 6 | Southern Power Co | 11793 | 75000 | 2000-05-01 | 2050-12-31
[10 empty] | 2146 | Dahlberg (GA):GT 7 | Southern Power Co | 11793 | 75000 | 2000-05-01 | 2050-12-31
[10 empty] | 2147 | Dahlberg (GA):GT 8 | Southern Power Co | 11793 | 75000 | 2000-05-01 | 2050-12-31
[10 empty] | 2148 | Dahlberg (GA):GT 9 | Southern Power Co | 11793 | 75000 | 2001-05-25 | 2050-12-31
[10 empty] | 2149 | Dahowa Hydro:GEN1 | Dahowa Hydro | 0 | 10500 | 1987-12-01 | 2050-12-31
[10 empty] | 2150 | Dairyland Biogas Power:IC1 | Dairyland Power Coop | 10000 | 750 | 2005-06-22 | 2050-12-31
[10 empty] | 2151 | Dairyland Biogas Power:IC2 | Dairyland Power Coop | 10000 | 750 | 2005-08-12 | 2050-12-31
[10 empty] | 2152 | Dairyland Biogas Power:IC3 | Dairyland Power Coop | 10000 | 750 | 2006-03-29 | 2050-12-31
[10 empty] | 2153 | Dakota Magic:1 | Otter Tail Power Co | 10653 | 1500 | 2000-02-01 | 2050-12-31
2017 | 2017 | 2017 |  | 2020 | 2021 |  | 2017 |  |  | 2154 | Dale (KY):1 | East Kentucky Power Coop | 11839 | 23000 | 1954-12-01 | 2050-12-31 | W
2017 | 2017 | 2017 |  | 2020 | 2021 |  | 2017 |  |  | 2155 | Dale (KY):2 | East Kentucky Power Coop | 11839 | 23000 | 1954-12-01 | 2050-12-31 | W
2017 | 2017 | 2017 |  | 2019 | 2021 |  | 2017 |  |  | 2156 | Dale (KY):3 | East Kentucky Power Coop | 11477 | 74000 | 1957-10-01 | 2050-12-31 | W
2017 | 2017 | 2017 |  | 2019 | 2021 |  | 2017 |  |  | 2157 | Dale (KY):4 | East Kentucky Power Coop | 11496 | 75000 | 1960-08-01 | 2050-12-31 | W
[10 empty] | 2158 | Dale Hollow:1 | USACE Nashville District | 0 | 20700 | 1948-12-01 | 2050-12-31
[10 empty] | 2159 | Dale Hollow:2 | USACE Nashville District | 0 | 20700 | 1949-01-01 | 2050-12-31
[10 empty] | 2160 | Dale Hollow:3 | USACE Nashville District | 0 | 20700 | 1953-11-01 | 2050-12-31
[10 empty] | 2161 | Dalhousie Mountain:WT1 34 | Nova Scotia Power | 1000 | 51000 | 2009-12-31 | 2050-12-31
[10 empty] | 2162 | Dalhousie:1 | Énergie NB Power | 11627 | 96800 | 1969-01-01 | 2050-12-31
[10 empty] | 2163 | Dalhousie:2 | Énergie NB Power | 10100 | 203200 | 1980-01-01 | 2050-12-31
|  |  | 2017 |  | 2017 |  | 2017 | 2013 | 0.92633 | 2164 | Dallman:1 | Springfield Water Light & Power Dept | 13385 | 86000 | 1968-06-01 | 2050-12-31 | E
|  |  | 2017 |  | 2017 |  | 2017 | 2013 | 0.92633 | 2165 | Dallman:2 | Springfield Water Light & Power Dept | 13593 | 87000 | 1972-06-01 | 2050-12-31 | E
|  |  | 2017 |  | 2017 |  | 2017 | 2013 | 0.92633 | 2166 | Dallman:3 | Springfield Water Light & Power Dept | 12049 | 199000 | 1978-06-01 | 2050-12-31 | E
|  |  | 2017 |  | 2017 |  | 2017 | 2013 | 0.92633 | 2167 | Dallman:4 | Springfield Water Light & Power Dept | 9862 | 200000 | 2009-10-30 | 2050-12-31 | E
[10 empty] | 2168 | Dam 4:All | Potomac Edison Co (The) | 0 | 2801 | 1909-01-01 | 2050-12-31
[10 empty] | 2169 | Damariscotta:All | Ridgewood Maine Hydro Partnership LP | 0 | 6 | 1980-01-01 | 2050-12-31
2017 | 2017 | 2017 |  | 2019 | 2021 |  | 2017 |  |  | 2170 | Dan River (NC):1 | Duke Energy Carolinas | 11310 | 67000 | 1949-12-01 | 2012-12-31 | W
2017 | 2017 | 2017 |  | 2019 | 2021 |  | 2017 |  |  | 2171 | Dan River (NC):2 | Duke Energy Carolinas | 11310 | 67000 | 1950-03-01 | 2012-12-31 | W
2016 | 2016 | 2016 |  | 2018 | 2021 |  | 2017 |  |  | 2172 | Dan River (NC):3 | Duke Energy Carolinas | 10625 | 142000 | 1955-08-01 | 2016-12-31 | W
[10 empty] | 2173 | Dan River (NC):4 | Duke Energy Carolinas | 17385 | 30000 | 1968-05-01 | 2050-12-31
[10 empty] | 2174 | Dan River (NC):5 | Duke Energy Carolinas | 17385 | 30000 | 1968-05-01 | 2050-12-31
[10 empty] | 2175 | Dan River (NC):6 | Duke Energy Carolinas | 17385 | 25000 | 1969-07-01 | 2050-12-31
[10 empty] | 2176 | Danbury Dam:All | Flambeau Hydro LLC | 0 | 7000 | 1921-01-01 | 2050-12-31
[10 empty] | 2177 | Danbury Dam:GT1 | Flambeau Hydro LLC | 15228 | 6000 | 1981-11-01 | 2050-12-31
[10 empty] | 2178 | Danbury Dam:All | Flambeau Hydro LLC | 14511 | 1000 | 1982-03-01 | 2050-12-31
[10 empty] | 2179 | Dane County LF No 2 Rodefeld:GEN1 | Dane County Public Works | 10000 | 800 | 1997-10-01 | 2050-12-31
[10 empty] | 2180 | Dane County LF No 2 Rodefeld:GEN2 | Dane County Public Works | 10000 | 800 | 1997-10-01 | 2050-12-31
[10 empty] | 2181 | Dane County LF No 2 Rodefeld:GEN3 | Dane County Public Works | 9000 | 800 | 2004-04-01 | 2050-12-31
[10 empty] | 2182 | Dane County LF No 2 Rodefeld:GEN4 | Dane County Public Works | 9000 | 1600 | 2004-12-01 | 2050-12-31
[10 empty] | 2183 | Dane Perkins:3 | Kennebunk Light & Power District | 0 | 100 | 1981-03-01 | 2050-12-31
[10 empty] | 2184 | Daniel Green:1 | Niagara Mohawk Power Corp | 0 | 10 | 1986-01-01 | 2050-12-31
[10 empty] | 2185 | Danielson Wind Farms:WT | Danielson Wind Farms LLC | 1000 | 19800 | 2010-11-30 | 2050-12-31
[10 empty] | 2186 | Danskammer Generating Station:1 | Dynegy Danskammer LLC | 15677 | 67000 | 1951-12-01 | 2050-12-31
[10 empty] | 2187 | Danskammer Generating Station:2 | Dynegy Danskammer LLC | 13381 | 64000 | 1954-09-01 | 2050-12-31
2016 | 2016 | 2016 |  | 2018 | 2021 |  | 2017 |  |  | 2188 | Danskammer Generating Station:3 | Dynegy Danskammer LLC | 10368 | 135700 | 1959-10-01 | 2050-12-31 | W
2015 | 2015 | 2015 |  | 2017 | 2020 |  | 2017 |  |  | 2189 | Danskammer Generating Station:4 | Dynegy Danskammer LLC | 10282 | 232500 | 1967-09-01 | 2050-12-31 | W
[10 empty] | 2190 | Danskammer Generating Station:5 | Dynegy Danskammer LLC | 12000 | 2500 | 1967-01-01 | 2050-12-31
[10 empty] | 2191 | Danskammer Generating Station:6 | Dynegy Danskammer LLC | 12000 | 2500 | 1967-01-01 | 2050-12-31
[10 empty] | 2192 | Darby Electric Generating Station:GT1 | Columbus Southern Power Co | 12133 | 72500 | 2001-05-11 | 2050-12-31
[10 empty] | 2193 | Darby Electric Generating Station:GT2 | Columbus Southern Power Co | 12221 | 72500 | 2001-05-11 | 2050-12-31
[10 empty] | 2194 | Darby Electric Generating Station:GT3 | Columbus Southern Power Co | 12066 | 72500 | 2001-05-23 | 2050-12-31
[10 empty] | 2195 | Darby Electric Generating Station:GT4 | Columbus Southern Power Co | 11895 | 72500 | 2001-05-23 | 2050-12-31
[10 empty] | 2196 | Darby Electric Generating Station:GT5 | Columbus Southern Power Co | 11793 | 72500 | 2002-05-24 | 2050-12-31
[10 empty] | 2197 | Darby Electric Generating Station:GT6 | Columbus Southern Power Co | 11964 | 72500 | 2002-05-24 | 2050-12-31
[10 empty] | 2198 | Darbytown:1 | Virginia Electric & Power Co | 11664 | 84000 | 1990-05-01 | 2050-12-31
[10 empty] | 2199 | Darbytown:2 | Virginia Electric & Power Co | 11664 | 84000 | 1990-05-01 | 2050-12-31
[10 empty] | 2200 | Darbytown:3 | Virginia Electric & Power Co | 11664 | 84000 | 1990-04-01 | 2050-12-31
[10 empty] | 2201 | Darbytown:4 | Virginia Electric & Power Co | 11664 | 84000 | 1990-04-01 | 2050-12-31
[10 empty] | 2202 | Dardanelle:1 | USACE Little Rock District | 0 | 40200 | 1965-04-01 | 2050-12-31
[10 empty] | 2203 | Dardanelle:2 | USACE Little Rock District | 0 | 40200 | 1965-05-01 | 2050-12-31
[10 empty] | 2204 | Dardanelle:3 | USACE Little Rock District | 0 | 40200 | 1965-09-01 | 2050-12-31
[10 empty] | 2205 | Dardanelle:4 | USACE Little Rock District | 0 | 40200 | 1966-01-01 | 2050-12-31
[10 empty] | 2206 | Darlington County:1 | Progress Energy Carolinas | 13719 | 52000 | 1974-08-01 | 2050-12-31
[10 empty] | 2207 | Darlington County:10 | Progress Energy Carolinas | 13357 | 52000 | 1974-08-01 | 2050-12-31
[10 empty] | 2208 | Darlington County:11 | Progress Energy Carolinas | 13191 | 52000 | 1974-09-01 | 2050-12-31
[10 empty] | 2209 | Darlington County:12 | Progress Energy Carolinas | 12769 | 118000 | 1997-05-01 | 2050-12-31
[10 empty] | 2210 | Darlington County:13 | Progress Energy Carolinas | 12780 | 116000 | 1997-06-01 | 2050-12-31
[10 empty] | 2211 | Darlington County:2 | Progress Energy Carolinas | 15071 | 52000 | 1974-08-01 | 2050-12-31
[10 empty] | 2212 | Darlington County:3 | Progress Energy Carolinas | 13680 | 52000 | 1974-08-01 | 2050-12-31
[10 empty] | 2213 | Darlington County:4 | Progress Energy Carolinas | 13374 | 51000 | 1974-08-01 | 2050-12-31
[10 empty] | 2214 | Darlington County:5 | Progress Energy Carolinas | 16239 | 52000 | 1975-03-01 | 2050-12-31
[10 empty] | 2215 | Darlington County:6 | Progress Energy Carolinas | 12949 | 51000 | 1974-08-01 | 2050-12-31
[10 empty] | 2216 | Darlington County:7 | Progress Energy Carolinas | 16483 | 52000 | 1975-06-01 | 2050-12-31
[10 empty] | 2217 | Darlington County:8 | Progress Energy Carolinas | 13360 | 49000 | 1974-08-01 | 2050-12-31
[10 empty] | 2218 | Darlington County:9 | Progress Energy Carolinas | 13670 | 52000 | 1974-09-01 | 2050-12-31
[10 empty] | 2219 | Darlington GS:1 | Bruce Power LP | 10500 | 881000 | 1991-12-01 | 2050-12-31
[10 empty] | 2220 | Darlington GS:2 | Bruce Power LP | 10500 | 881000 | 1990-10-01 | 2050-12-31
[10 empty] | 2221 | Darlington GS:3 | Bruce Power LP | 10500 | 881000 | 1992-06-01 | 2050-12-31
[10 empty] | 2222 | Darlington GS:4 | Bruce Power LP | 10500 | 881000 | 1993-03-01 | 2050-12-31
[10 empty] | 2223 | Darlington GS:SG | Ontario Power Generation Inc | 13558 | 21500 | 1988-02-09 | 2050-12-31
[10 empty] | 2224 | Dartmouth College Heating:All | Dartmouth College | 13308 | 7000 | 1970-01-01 | 2050-12-31
[10 empty] | 2225 | Dartmouth Power Associates:CC | Dartmouth Power Associates LP | 8279 | 52000 | 1992-03-01 | 2050-12-31
[10 empty] | 2226 | Dartmouth Power Associates:GT1 | Dartmouth Power Associates LP | 10079 | 20050 | 2009-09-23 | 2050-12-31
[10 empty] | 2227 | Dashville:1 | Central Hudson Gas & Electric Corp | 0 | 2100 | 1920-01-01 | 2050-12-31
[10 empty] | 2228 | Dashville:2 | Central Hudson Gas & Electric Corp | 0 | 2100 | 1920-01-01 | 2050-12-31
[10 empty] | 2229 | Davenport Water Pollution Cont:GEN1 | Davenport (City of) | 10000 | 800 | 1995-05-01 | 2050-12-31
[10 empty] | 2230 | Davenport Water Pollution Cont:GEN2 | Davenport (City of) | 10000 | 800 | 1995-05-01 | 2050-12-31
[10 empty] | 2231 | David City:1 | David City NE (City of) | 12143 | 1300 | 1960-01-01 | 2050-12-31
[10 empty] | 2232 | David City:All | David City NE (City of) | 12143 | 7400 | 1949-01-01 | 2050-12-31
[10 empty] | 2233 | David City:3 | David City NE (City of) | 12143 | 900 | 1955-01-01 | 2050-12-31
[10 empty] | 2234 | David City:4 | David City NE (City of) | 12143 | 1800 | 1966-01-01 | 2050-12-31
[10 empty] | 2235 | David Mayer Solar:PV | David Mayer | 1000 | 2 | 2008-12-31 | 2050-12-31
[10 empty] | 2236 | Davis Besse:1 | FirstEnergy Nuclear Generation Corp | 10158 | 879000 | 1977-11-01 | 2050-12-31
[10 empty] | 2237 | Day County Wind:WT1 66 | Day County Wind LLC | 1000 | 99000 | 2010-04-15 | 2050-12-31
[10 empty] | 2238 | Dayton (IL):All | Midwest Hydro Inc | 0 | 3600 | 1925-09-01 | 2050-12-31
[10 empty] | 2239 | Dayton (MI):All | Detroit Edison Co (The) | 10600 | 10000 | 1966-04-01 | 2050-12-31
[10 empty] | 2240 | Dayton Hollow:All | Otter Tail Power Co | 0 | 1000 | 1928-08-01 | 2050-12-31
[10 empty] | 2241 | Dayton:5 | Dayton IA (City of) | 10557 | 1800 | 2000-10-01 | 2050-12-31
[10 empty] | 2242 | Dayville Pond:1 HY | Summit Hydropower Inc | 0 | 0 | 1995-03-01 | 2050-12-31
[10 empty] | 2243 | De Pere Energy Center:CT01 | Wisconsin Public Service Corp | 11318 | 175500 | 1999-06-01 | 2050-12-31
[10 empty] | 2244 | Dean Drive:PG1 | Manassas VA (City of) | 10472 | 1600 | 2007-04-01 | 2050-12-31
[10 empty] | 2245 | Dean Drive:PG2 | Manassas VA (City of) | 10472 | 1600 | 2007-04-01 | 2050-12-31
[10 empty] | 2246 | Dean H Mitchell:9A | Northern Indiana Public Service Co | 16786 | 17000 | 1966-12-01 | 2050-12-31
[10 empty] | 2247 | Dearborn Industrial Generation:CC | Dearborn Industrial Generation LLC | 7069 | 550000 | 2001-09-06 | 2050-12-31
[10 empty] | 2248 | Dearborn Industrial Generation:GTP1 | Dearborn Industrial Generation LLC | 10598 | 150000 | 1999-07-12 | 2050-12-31
[10 empty] | 2249 | Dearborn:All | Duke Energy Carolinas | 0 | 42000 | 1923-03-01 | 2050-12-31
[10 empty] | 2250 | Debary:10 | Progress Energy Florida | 13137 | 82000 | 1992-10-01 | 2050-12-31
[10 empty] | 2251 | Debary:2 | Progress Energy Florida | 13031 | 51000 | 1976-03-01 | 2050-12-31
[10 empty] | 2252 | Debary:3 | Progress Energy Florida | 13479 | 53000 | 1975-12-01 | 2050-12-31
[10 empty] | 2253 | Debary:4 | Progress Energy Florida | 12512 | 51000 | 1976-04-01 | 2050-12-31
[10 empty] | 2254 | Debary:5 | Progress Energy Florida | 12348 | 53000 | 1975-12-01 | 2050-12-31
[10 empty] | 2255 | Debary:6 | Progress Energy Florida | 11696 | 53000 | 1976-04-01 | 2050-12-31
[10 empty] | 2256 | Debary:7 | Progress Energy Florida | 12902 | 83000 | 1992-10-01 | 2050-12-31
[10 empty] | 2257 | Debary:8 | Progress Energy Florida | 12993 | 83000 | 1992-10-01 | 2050-12-31
[10 empty] | 2258 | Debary:9 | Progress Energy Florida | 12983 | 81000 | 1992-10-01 | 2050-12-31
[10 empty] | 2259 | Debary:P1 | Progress Energy Florida | 12160 | 55000 | 1976-02-01 | 2050-12-31
|  |  | 2017 |  | 2017 |  | 2017 |  |  | 2260 | Decatur (IL ADM):GEN2 | Archer Daniels Midland Co | 11703 | 31000 | 1987-04-01 | 2050-12-31 | E
|  |  | 2017 |  | 2017 |  | 2017 |  |  | 2261 | Decatur (IL ADM):GEN3 | Archer Daniels Midland Co | 11703 | 31000 | 1987-04-01 | 2050-12-31 | E
|  |  | 2017 |  | 2017 |  | 2017 |  |  | 2262 | Decatur (IL ADM):GEN4 | Archer Daniels Midland Co | 11702 | 31000 | 1987-05-01 | 2050-12-31 | E
|  |  | 2017 |  | 2017 |  | 2017 |  |  | 2263 | Decatur (IL ADM):GEN5 | Archer Daniels Midland Co | 11695 | 31000 | 1987-12-01 | 2050-12-31 | E
|  |  | 2017 |  | 2017 |  | 2017 |  |  | 2264 | Decatur (IL ADM):GEN6 | Archer Daniels Midland Co | 11611 | 31000 | 1994-09-01 | 2050-12-31 | E
|  |  | 2017 |  | 2017 |  | 2017 |  |  | 2265 | Decatur (IL ADM):GEN7 | Archer Daniels Midland Co | 11231 | 75000 | 1997-04-01 | 2050-12-31 | E
|  |  | 2017 |  | 2017 |  | 2017 |  |  | 2266 | Decatur (IL ADM):GEN8 | Archer Daniels Midland Co | 10909 | 105000 | 2004-01-01 | 2050-12-31 | E
[10 empty] | 2267 | Decatur Cogeneration:CC1 | Calpine Eastern Corp | 7406 | 624000 | 2002-06-15 | 2050-12-31
[10 empty] | 2268 | Decew Falls 1:5678 | Ontario Power Generation Inc | 0 | 22800 | 1904-12-01 | 2050-12-31
[10 empty] | 2269 | Decew Falls 2 GS:1 | Ontario Power Generation Inc | 0 | 71700 | 1954-12-01 | 2050-12-31
[10 empty] | 2270 | Decew Falls 2 GS:2 | Ontario Power Generation Inc | 0 | 71700 | 1955-12-01 | 2050-12-31
[10 empty] | 2271 | Decision Support Solar:PV | Decision Support LLC | 1000 | 27 | 2008-01-01 | 2050-12-31
[10 empty] | 2272 | Deep Brook:All | Nova Scotia Power | 0 | 9100 | 1950-01-01 | 2050-12-31
[10 empty] | 2273 | Deep Creek (MD):All | Brookfield Renewable Power Inc | 0 | 18000 | 1925-07-01 | 2050-12-31
[10 empty] | 2274 | Deepwater (NJ):1 | Calpine New Jersey Generation LLC | 11076 | 78000 | 1958-12-01 | 2050-12-31
|  |  | 2017 |  | 2017 |  | 2017 |  |  | 2275 | Deepwater (NJ):6 | Calpine New Jersey Generation LLC | 10300 | 80000 | 1954-12-01 | 2050-12-31 | E
[10 empty] | 2276 | Deer Creek Station:CC | Basin Electric Power Coop | 6800 | 300000 | 2012-06-30 | 2050-12-31
[10 empty] | 2277 | Deer Island Treatment Plant:G101 | Massachusetts Water Rauth Deer I | 12403 | 22000 | 1995-08-01 | 2050-12-31
[10 empty] | 2278 | Deer Island Treatment Plant:G201 | Massachusetts Water Rauth Deer I | 12403 | 22000 | 1995-08-01 | 2050-12-31
[10 empty] | 2279 | Deer Island Treatment Plant:H101 | Massachusetts Water Rauth Deer I | 0 | 1000 | 2001-07-01 | 2050-12-31
[10 empty] | 2280 | Deer Island Treatment Plant:H201 | Massachusetts Water Rauth Deer I | 0 | 1000 | 2001-07-01 | 2050-12-31
[10 empty] | 2281 | Deer Island Treatment Plant:PV101 | Massachusetts Water Rauth Deer I | 1000 | 100 | 2008-05-01 | 2050-12-31
[10 empty] | 2282 | Deer Island Treatment Plant:S101 | Massachusetts Water Rauth Deer I | 11107 | 9000 | 1998-07-01 | 2050-12-31
[10 empty] | 2283 | Deer Lake First Nation:GEN3 | Hydro One Networks Inc | 10914 | 833 | 1996-01-01 | 2050-12-31
[10 empty] | 2284 | Deer Lake:TOT | Deer Lake Power Co | 0 | 126000 | 1920-01-01 | 2050-12-31
[10 empty] | 2285 | Deer Ridge Dairy:1 | Alliant Energy Corp | 9000 | 140 | 2001-12-01 | 2050-12-31
[10 empty] | 2286 | Deer Rips:All | FPL Energy Maine Hydro LLC | 0 | 6180 | 1903-01-01 | 2050-12-31
[10 empty] | 2287 | Deer Track Park Gas Recovery:IC1 | WM Renewable Energy LLC | 9000 | 800 | 2006-02-01 | 2050-12-31
[10 empty] | 2288 | Deer Track Park Gas Recovery:IC2 | WM Renewable Energy LLC | 9000 | 800 | 2006-02-01 | 2050-12-31
[10 empty] | 2289 | Deer Track Park Gas Recovery:IC3 | WM Renewable Energy LLC | 9000 | 800 | 2006-02-01 | 2050-12-31
[10 empty] | 2290 | Deer Track Park Gas Recovery:IC4 | WM Renewable Energy LLC | 9000 | 800 | 2006-02-01 | 2050-12-31
[10 empty] | 2291 | Deer Track Park Gas Recovery:IC5 | WM Renewable Energy LLC | 9000 | 800 | 2007-11-14 | 2050-12-31
[10 empty] | 2292 | Deer Track Park Gas Recovery:IC6 | WM Renewable Energy LLC | 9000 | 800 | 2007-11-14 | 2050-12-31
[10 empty] | 2293 | Deer Track Park Gas Recovery:IC7 | WM Renewable Energy LLC | 9000 | 800 | 2007-11-14 | 2050-12-31
[10 empty] | 2294 | Deer Track Park Gas Recovery:IC8 | WM Renewable Energy LLC | 9000 | 800 | 2007-11-14 | 2050-12-31
[10 empty] | 2295 | Deercroft RDF:GEN1 | Wabash Valley Power Association Inc | 10000 | 800 | 1999-08-01 | 2050-12-31
[10 empty] | 2296 | Deercroft RDF:GEN2 | Wabash Valley Power Association Inc | 10000 | 800 | 1999-08-01 | 2050-12-31
[10 empty] | 2297 | Deercroft RDF:GEN3 | Wabash Valley Power Association Inc | 10000 | 800 | 1999-08-01 | 2050-12-31
[10 empty] | 2298 | Deercroft RDF:GEN4 | Wabash Valley Power Association Inc | 10000 | 800 | 1999-08-01 | 2050-12-31
[10 empty] | 2299 | Deercroft RDF:GEN5 | Wabash Valley Power Association Inc | 9000 | 800 | 2007-08-19 | 2050-12-31
[10 empty] | 2300 | Deercroft RDF:GEN6 | Wabash Valley Power Association Inc | 9000 | 800 | 2007-08-19 | 2050-12-31
[10 empty] | 2301 | Deercroft RDF:GEN7 | Wabash Valley Power Association Inc | 9000 | 800 | 2007-08-19 | 2050-12-31
[10 empty] | 2302 | Deercroft RDF:GEN8 | Wabash Valley Power Association Inc | 9000 | 800 | 2007-08-19 | 2050-12-31
[10 empty] | 2303 | Deerfield 2:All | TransCanada Hydro Northeast Inc | 0 | 32830 | 1913-08-01 | 2050-12-31
[10 empty] | 2304 | Deerhaven Generating Station:1 | Gainesville Regional Utilities | 11643 | 83000 | 1972-08-01 | 2050-12-31
|  |  | 2017 |  | 2017 |  | 2017 |  |  | 2305 | Deerhaven Generating Station:2 | Gainesville Regional Utilities | 10948 | 228400 | 1981-10-01 | 2050-12-31 | E
[10 empty] | 2306 | Deerhaven Generating Station:GT1 | Gainesville Regional Utilities | 14471 | 18000 | 1976-07-01 | 2050-12-31
[10 empty] | 2307 | Deerhaven Generating Station:GT2 | Gainesville Regional Utilities | 14471 | 18000 | 1976-08-01 | 2050-12-31
[10 empty] | 2308 | Deerhaven Generating Station:GT3 | Gainesville Regional Utilities | 14056 | 75000 | 1996-01-01 | 2050-12-31
[10 empty] | 2309 | Deferiet:All | Brookfield Renewable Power Inc | 0 | 10800 | 1925-01-01 | 2050-12-31
[10 empty] | 2310 | Degray:1 | USACE Vicksburg District | 0 | 40000 | 1972-02-01 | 2050-12-31
[10 empty] | 2311 | Degray:2 | USACE Vicksburg District | 0 | 28000 | 1972-02-01 | 2050-12-31
[10 empty] | 2312 | Dekalb Medical Center Hillandale:1 | Dekalb County Hospital Authority | 10748 | 700 | 2005-07-01 | 2050-12-31
[10 empty] | 2313 | Dekalb Medical Center Hillandale:2 | Dekalb County Hospital Authority | 10748 | 700 | 2005-07-01 | 2050-12-31
[10 empty] | 2314 | Dekalb Medical Center:All | Dekalb County Hospital Authority | 10570 | 3510 | 2004-08-01 | 2050-12-31
[10 empty] | 2315 | Delano:2 | Delano Municipal Utilities | 12000 | 1100 | 1972-11-01 | 2050-12-31
[10 empty] | 2316 | Delano:3 | Delano Municipal Utilities | 12000 | 1300 | 1973-03-01 | 2050-12-31
[10 empty] | 2317 | Delano:All | Delano Municipal Utilities | 12000 | 9200 | 1946-10-01 | 2050-12-31
[10 empty] | 2318 | Delano:9 | Delano Municipal Utilities | 11016 | 11000 | 2002-07-01 | 2050-12-31
[10 empty] | 2319 | Delaware City (Conectiv):DC10 | Calpine Mid Atlantic Generation LLC | 14274 | 16000 | 1968-04-01 | 2050-12-31
[10 empty] | 2320 | Delaware County Landfill Project:IC1 | Delaware County Electric Coop Inc | 9000 | 1100 | 2008-12-10 | 2050-12-31
[10 empty] | 2321 | Delaware Generating Station:1 | Exelon Generation Co LLC | 10450 | 2700 | 1967-05-01 | 2050-12-31
[10 empty] | 2322 | Delaware Generating Station:10 | Exelon Generation Co LLC | 13552 | 13000 | 1969-05-01 | 2050-12-31
[10 empty] | 2323 | Delaware Generating Station:11 | Exelon Generation Co LLC | 13552 | 13000 | 1969-04-01 | 2050-12-31
[10 empty] | 2324 | Delaware Generating Station:12 | Exelon Generation Co LLC | 13552 | 13000 | 1969-05-01 | 2050-12-31
[10 empty] | 2325 | Delaware Generating Station:9 | Exelon Generation Co LLC | 14534 | 17000 | 1970-07-01 | 2050-12-31
[10 empty] | 2326 | Delaware Valley:GEN1 | American Ref Fuel Co of Delaware Valley | 10000 | 75000 | 1991-04-01 | 2050-12-31
[10 empty] | 2327 | Dell Power Station:CC | Associated Electric Coop Inc | 6895 | 679000 | 2007-08-02 | 2050-12-31
[10 empty] | 2328 | Dells:All | Northern States Power Co (Wisconsin) | 0 | 10880 | 1923-08-01 | 2050-12-31
[10 empty] | 2329 | Delray:11 1 | Detroit Edison Co (The) | 11893 | 63000 | 2000-02-01 | 2050-12-31
[10 empty] | 2330 | Delray:12 1 | Detroit Edison Co (The) | 12433 | 64000 | 2000-02-01 | 2050-12-31
[10 empty] | 2331 | Delta (MS):1 | Entergy Mississippi Inc | 12642 | 90000 | 1953-12-01 | 2050-12-31
[10 empty] | 2332 | Delta (MS):2 | Entergy Mississippi Inc | 12642 | 87000 | 1953-12-01 | 2050-12-31
[10 empty] | 2333 | Delta Power Plant:CC1 | Calpine Mid Merit LLC | 7727 | 556000 | 2010-12-31 | 2050-12-31
[10 empty] | 2334 | Deltec Homes Solar:PV | Deltec Homes | 1000 | 55 | 2007-12-15 | 2050-12-31
[10 empty] | 2335 | Denley Dam:1 | Enel North America Inc | 0 | 1500 | 1995-02-01 | 2050-12-31
[10 empty] | 2336 | Dennis Benson Wind:WT | Dennis Benson | 1000 | 2 | 2008-06-05 | 2050-12-31
[10 empty] | 2337 | Dennis Tuel Sr:WT | Dennis Tuel Sr | 1000 | 39 | 2007-12-01 | 2050-12-31
[10 empty] | 2338 | Derby Hydro:All | Mc Callum Enterprises I LP | 0 | 7104 | 1989-01-01 | 2050-12-31
[10 empty] | 2339 | Deridder Mill:TG | Boise Cascade Corp Deridder | 14588 | 61500 | 1969-10-01 | 2050-12-31
[10 empty] | 2340 | Des Joachims GS:1 | Ontario Power Generation Inc | 0 | 54400 | 1950-07-06 | 2050-12-31
[10 empty] | 2341 | Des Joachims GS:2 | Ontario Power Generation Inc | 0 | 54400 | 1950-07-06 | 2050-12-31
[10 empty] | 2342 | Des Joachims GS:3 | Ontario Power Generation Inc | 0 | 54400 | 1950-08-12 | 2050-12-31
[10 empty] | 2343 | Des Joachims GS:4 | Ontario Power Generation Inc | 0 | 54400 | 1950-08-27 | 2050-12-31
[10 empty] | 2344 | Des Joachims GS:5 | Ontario Power Generation Inc | 0 | 54400 | 1950-10-01 | 2050-12-31
[10 empty] | 2345 | Des Joachims GS:6 | Ontario Power Generation Inc | 0 | 54400 | 1950-11-05 | 2050-12-31
[10 empty] | 2346 | Des Joachims GS:7 | Ontario Power Generation Inc | 0 | 54400 | 1950-12-13 | 2050-12-31
[10 empty] | 2347 | Des Joachims GS:8 | Ontario Power Generation Inc | 0 | 54400 | 1951-02-01 | 2050-12-31
2017 | 2017 | 2017 |  | 2021 | 2021 |  | 2017 |  |  | 2348 | Des Moines (IA ADM):GEN1 | Archer Daniels Midland Co | 11873 | 7900 | 1988-05-01 | 2050-12-31 | W
[10 empty] | 2349 | Des Moines Wastewater Reclamation Facility:1 | Des Moines Metro Wastewater Reclamation Facility | 10000 | 560 | 1991-07-01 | 2050-12-31
[10 empty] | 2350 | Des Moines Wastewater Reclamation Facility:2 | Des Moines Metro Wastewater Reclamation Facility | 10000 | 600 | 1991-07-01 | 2050-12-31
[10 empty] | 2351 | Des Moines Wastewater Reclamation Facility:3 | Des Moines Metro Wastewater Reclamation Facility | 10000 | 550 | 1991-07-01 | 2050-12-31
[10 empty] | 2352 | Des Plaines Landfill:DP1 | Sexton Energy LLC | 9000 | 1800 | 2004-10-01 | 2050-12-31
[10 empty] | 2353 | Des Plaines Landfill:DP2 | Sexton Energy LLC | 9000 | 1800 | 2004-10-01 | 2050-12-31
[10 empty] | 2354 | Deshler:All | Deshler NE (City of) | 10970 | 2200 | 2001-01-01 | 2050-12-31
[10 empty] | 2355 | Desoto County Power:DES1 | Southern Power Co | 10910 | 159000 | 2002-06-01 | 2050-12-31
[10 empty] | 2356 | Desoto County Power:DES2 | Southern Power Co | 10598 | 161000 | 2002-06-01 | 2050-12-31
[10 empty] | 2357 | Desoto Next Generation Solar Energy Center:PV1 | Florida Power & Light Co | 1000 | 25000 | 2009-10-27 | 2050-12-31
[10 empty] | 2358 | Detour:All | Cloverland Electric Coop | 10150 | 5000 | 1973-10-01 | 2050-12-31
[10 empty] | 2359 | Detroit Lakes:1 | Detroit Lakes MN (City of) | 17880 | 9000 | 1968-07-01 | 2050-12-31
[10 empty] | 2360 | Devine WT:1 | Niagara Mohawk Power Corp | 1000 | 18 | 1983-05-01 | 2050-12-31
[10 empty] | 2361 | Devon:10 | NRG Devon Operations Inc | 13523 | 14400 | 1966-01-01 | 2050-12-31
[10 empty] | 2362 | Devon:11 | NRG Devon Operations Inc | 10418 | 29299 | 1996-07-01 | 2050-12-31
[10 empty] | 2363 | Devon:12 | NRG Devon Operations Inc | 10539 | 29227 | 1996-07-01 | 2050-12-31
[10 empty] | 2364 | Devon:13 | NRG Devon Operations Inc | 10391 | 29967 | 1996-07-01 | 2050-12-31
[10 empty] | 2365 | Devon:14 | NRG Devon Operations Inc | 10218 | 29704 | 1996-07-01 | 2050-12-31
[10 empty] | 2366 | Devon:15 | GenConn Devon LLC | 9830 | 48500 | 2010-08-10 | 2050-12-31
[10 empty] | 2367 | Devon:16 | GenConn Devon LLC | 9830 | 48500 | 2010-08-10 | 2050-12-31
[10 empty] | 2368 | Devon:17 | GenConn Devon LLC | 9830 | 48500 | 2010-08-10 | 2050-12-31
[10 empty] | 2369 | Devon:18 | GenConn Devon LLC | 9830 | 48500 | 2010-08-10 | 2050-12-31
[10 empty] | 2370 | Deweys Mill:All | Hydro Energies Inc | 0 | 1430 | 1989-06-01 | 2050-12-31
[10 empty] | 2371 | Dexter (NY):All | Enel North America Inc | 0 | 4000 | 1931-01-01 | 2050-12-31
[10 empty] | 2372 | DG Windpower 5:WT1 8 | DG Windpower LLC | 1000 | 10000 | 2007-09-15 | 2050-12-31
[10 empty] | 2373 | Diamond Island Plant:All | Enel North America Inc | 0 | 1140 | 1914-01-01 | 2050-12-31
[10 empty] | 2374 | Diamond M Cattle & Exotics LP Project:PV | Diamond M Cattle & Exotics LP | 1000 | 3 | 2008-04-01 | 2050-12-31
[10 empty] | 2375 | Diamond M Cattle & Exotics LP Project:WT | Diamond M Cattle & Exotics LP | 1000 | 10 | 2008-04-01 | 2050-12-31
[10 empty] | 2376 | Diamond Willow Wind:WT1 13 | Montana Dakota Utilities Co | 1000 | 19500 | 2008-01-31 | 2050-12-31
[10 empty] | 2377 | Diamond Willow Wind:WT14 20 | Montana Dakota Utilities Co | 1000 | 10500 | 2010-06-28 | 2050-12-31
[10 empty] | 2378 | Diana Hydro:GEN1 | Fortis US Energy Corp | 0 | 1700 | 1985-07-01 | 2050-12-31
[10 empty] | 2379 | Dibble C:1 | Niagara Mohawk Power Corp | 1000 | 4 | 1982-03-01 | 2050-12-31
|  |  | 2017 |  | 2017 |  | 2017 |  |  | 2380 | Dickerson:2 | Mirant Mid Atlantic LLC | 9848 | 182000 | 1960-04-01 | 2050-12-31 | E
|  |  | 2017 |  | 2017 |  | 2017 |  |  | 2381 | Dickerson:3 | Mirant Mid Atlantic LLC | 10099 | 182000 | 1962-03-01 | 2050-12-31 | E
[10 empty] | 2382 | Dickerson:GT1 | Mirant Mid Atlantic LLC | 14079 | 13000 | 1967-03-01 | 2050-12-31
[10 empty] | 2383 | Dickerson:GT2 | Mirant Mid Atlantic LLC | 10168 | 147000 | 1992-06-01 | 2050-12-31
[10 empty] | 2384 | Dickerson:GT3 | Mirant Mid Atlantic LLC | 10168 | 147000 | 1993-06-01 | 2050-12-31
|  |  | 2017 |  | 2017 |  | 2017 |  |  | 2385 | Dickerson:ST1 | Mirant Mid Atlantic LLC | 9772 | 182000 | 1959-06-01 | 2050-12-31 | E
[10 empty] | 2386 | Dickie Brook:All | Nova Scotia Power | 0 | 2600 | 1948-01-01 | 2050-12-31
[10 empty] | 2387 | Dicks Creek:1 | Duke Energy Ohio | 14548 | 92000 | 1965-09-01 | 2050-12-31
[10 empty] | 2388 | Dicks Creek:3 | Duke Energy Ohio | 13424 | 14200 | 1969-06-01 | 2050-12-31
[10 empty] | 2389 | Dicks Creek:4 | Duke Energy Ohio | 14058 | 15000 | 1969-10-01 | 2050-12-31
[10 empty] | 2390 | Dicks Creek:5 | Duke Energy Ohio | 14058 | 15000 | 1969-10-01 | 2050-12-31
[10 empty] | 2391 | Diesel Generators:1 | Madison Gas & Electric Co | 9000 | 50300 | 2001-06-01 | 2050-12-31
[10 empty] | 2392 | Diesel Group 1:All | Old Dominion Electric Coop | 9000 | 20000 | 2002-07-01 | 2050-12-31
[10 empty] | 2393 | Diesel Plant (MI GRNDHAV):1 | Grand Haven Light & Power | 9815 | 7900 | 1974-02-01 | 2050-12-31
[10 empty] | 2394 | Diesel Plant (MI GRNDHAV):2 | Grand Haven Light & Power | 11636 | 1570 | 1942-04-01 | 2050-12-31
[10 empty] | 2395 | Diesel Plant (MI GRNDHAV):5 | Grand Haven Light & Power | 11772 | 2100 | 1954-07-01 | 2050-12-31
[10 empty] | 2396 | Diesel Plant (MI GRNDHAV):6 | Grand Haven Light & Power | 11394 | 2700 | 1948-05-01 | 2050-12-31
[10 empty] | 2397 | Diesel Plant (MI GRNDHAV):7 | Grand Haven Light & Power | 11290 | 5100 | 1952-04-01 | 2050-12-31
[10 empty] | 2398 | Diesel Plant (MI STURGIS):1 | Sturgis MI (City of) | 11767 | 800 | 1947-01-03 | 2050-12-31
[10 empty] | 2399 | Diesel Plant (MI STURGIS):2 | Sturgis MI (City of) | 10388 | 800 | 1948-01-03 | 2050-12-31
[10 empty] | 2400 | Diesel Plant (MI STURGIS):6 | Sturgis MI (City of) | 9856 | 6000 | 1981-12-01 | 2050-12-31
[10 empty] | 2401 | Diesel Plant 1:IC1 | Enosburg Falls Water & Light Dept | 11803 | 700 | 1949-08-01 | 2050-12-31
[10 empty] | 2402 | Digby Neck Wind Farm:WT1 | Confederation Power Inc | 1000 | 900 | 2008-05-04 | 2050-12-31
[10 empty] | 2403 | Dighton Power Plant:UNT1 | Dighton LLC | 7993 | 150000 | 1999-05-01 | 2050-12-31
[10 empty] | 2404 | Dike Power Plant (City of):IC | Dike IA (City of) | 10360 | 2200 | 2005-06-01 | 2050-12-31
[10 empty] | 2405 | Dillsboro:All | Duke Energy Carolinas | 0 | 300 | 1931-01-01 | 2050-12-31
[10 empty] | 2406 | Director Solar:HY | Vijay Director | 1000 | 1 | 2009-02-28 | 2050-12-31
[10 empty] | 2407 | District 100 Transmission Gas PL:1 | Transcontinental Gas Pipe Line Corp | 13479 | 740 | 1951-06-01 | 2050-12-31
[10 empty] | 2408 | District 100 Transmission Gas PL:2 | Transcontinental Gas Pipe Line Corp | 13479 | 740 | 1951-06-01 | 2050-12-31
[10 empty] | 2409 | District 70 Transmission Gas PL:1 | Transcontinental Gas Pipe Line Corp | 13479 | 680 | 1951-06-01 | 2050-12-31
[10 empty] | 2410 | District 70 Transmission Gas PL:2 | Transcontinental Gas Pipe Line Corp | 13479 | 740 | 1951-06-01 | 2050-12-31
[10 empty] | 2411 | Dix Dam:All | Kentucky Utilities Co | 0 | 24000 | 1925-11-01 | 2050-12-31
[10 empty] | 2412 | Dixon Hydro Dam:All | STS HydroPower Ltd | 0 | 3000 | 1925-06-01 | 2050-12-31
[10 empty] | 2413 | Dixon/Lee Energy Partners LLC:DX1 | Illinois Electrical Generating Partners | 10000 | 900 | 1999-06-01 | 2050-12-31
[10 empty] | 2414 | Dixon/Lee Energy Partners LLC:DX2 | Illinois Electrical Generating Partners | 10000 | 900 | 1999-06-01 | 2050-12-31
[10 empty] | 2415 | Dixon/Lee Energy Partners LLC:DX3 | Illinois Electrical Generating Partners | 10000 | 900 | 1999-06-01 | 2050-12-31
[10 empty] | 2416 | Dixon/Lee Energy Partners LLC:DX4 | Illinois Electrical Generating Partners | 10000 | 900 | 1999-06-01 | 2050-12-31
[10 empty] | 2417 | DL Windy Acres LLC:1 | DL Windy Acres LLC | 1000 | 2000 | 2003-12-01 | 2050-12-31
[10 empty] | 2418 | Dodge Falls Associates:1UNI | Dodge Falls Associates LP | 0 | 5000 | 1990-12-01 | 2050-12-31
[10 empty] | 2419 | Dogwood Energy Facility:CC | Dogwood Energy LLC | 7631 | 620000 | 2002-03-01 | 2050-12-31
[10 empty] | 2420 | Dolbeau Cogeneration Plant:1 | Bowater Inc | 11256 | 28750 | 1997-01-01 | 2050-12-31
|  |  | 2016 |  | 2016 |  | 2017 |  |  | 2421 | Dolet Hills:1 | CLECO Power LLC | 10222 | 672000 | 1986-04-01 | 2050-12-31 | E
[10 empty] | 2422 | Dolgeville Hydro:GEN1 | Fortis US Energy Corp | 0 | 5000 | 1985-07-01 | 2050-12-31
|  |  | 2017 |  | 2017 |  | 2017 |  |  | 2423 | Dolphus M Grainger:1 | Santee Cooper | 10836 | 85000 | 1966-06-01 | 2050-12-31 | E
|  |  | 2017 |  | 2017 |  | 2017 |  |  | 2424 | Dolphus M Grainger:2 | Santee Cooper | 10748 | 85000 | 1966-06-01 | 2050-12-31 | E
[10 empty] | 2425 | Dolton:DO1 | Illinois Electrical Generating Partners | 10000 | 1000 | 1997-12-01 | 2050-12-31
[10 empty] | 2426 | Dolton:DO2 | Illinois Electrical Generating Partners | 10000 | 1000 | 1997-12-01 | 2050-12-31
[10 empty] | 2427 | Dolton:DO3 | Illinois Electrical Generating Partners | 10000 | 1000 | 1997-12-01 | 2050-12-31
[10 empty] | 2428 | Dolton:DO4 | Illinois Electrical Generating Partners | 10000 | 1000 | 1997-12-01 | 2050-12-31
[10 empty] | 2429 | Dolton:DO5 | Illinois Electrical Generating Partners | 10000 | 1000 | 1997-12-01 | 2050-12-31
[10 empty] | 2430 | Dominion/Lo Mar Generating:All | Manassas VA (City of) | 12612 | 17900 | 1997-08-01 | 2050-12-31
[10 empty] | 2431 | Domino Sugar Arabi:ST1 | American Sugar Refining Co (The) | 13517 | 5000 | 1949-01-01 | 2050-12-31
[10 empty] | 2432 | Domino Sugar Arabi:ST2 | American Sugar Refining Co (The) | 13530 | 4000 | 1949-01-01 | 2050-12-31
[10 empty] | 2433 | Domino Sugar Arabi:TG2 | American Sugar Refining Co (The) | 11421 | 5000 | 2003-06-01 | 2050-12-31
[10 empty] | 2434 | Domino Sugar Baltimore:GEN1 | American Sugar Refining Co (The) | 13116 | 5000 | 1959-06-01 | 2050-12-31
[10 empty] | 2435 | Domino Sugar Baltimore:GEN2 | American Sugar Refining Co (The) | 13303 | 2500 | 1955-06-01 | 2050-12-31
[10 empty] | 2436 | Domino Sugar Baltimore:GEN4 | American Sugar Refining Co (The) | 11432 | 10000 | 2001-06-01 | 2050-12-31
[10 empty] | 2437 | Don Henry:1 | Hastings Utilities (NE) | 13260 | 18000 | 1972-06-01 | 2050-12-31
[10 empty] | 2438 | Donald C Cook:1 | Indiana Michigan Power Co | 10721 | 1009000 | 1975-08-01 | 2050-12-31
[10 empty] | 2439 | Donald C Cook:2 | Indiana Michigan Power Co | 10686 | 1077000 | 1978-07-01 | 2050-12-31
[10 empty] | 2440 | Donnacona:All | Algonquin Power Systems Inc | 0 | 4800 | 1996-12-01 | 2050-12-31
[10 empty] | 2441 | Doreen:DORE | NAEA Energy Massachusetts LLC | 12789 | 15959 | 1969-07-01 | 2050-12-31
[10 empty] | 2442 | Dorriety Farms:IC | Dorriety Farms Inc | 9000 | 25 | 2007-07-01 | 2050-12-31
[10 empty] | 2443 | Doswell Combined Cycle Facility:CC1 | Doswell LP | 8328 | 332400 | 1991-12-01 | 2050-12-31
[10 empty] | 2444 | Doswell Combined Cycle Facility:CC2 | Doswell LP | 8256 | 332400 | 1992-01-01 | 2050-12-31
[10 empty] | 2445 | Doswell Combined Cycle Facility:GEN7 | Doswell LP | 11145 | 155000 | 2001-03-01 | 2014-06-01
[10 empty] | 2446 | Double S Dairy:1 | Double S Dairy | 10000 | 200 | 2001-02-01 | 2050-12-31
[10 empty] | 2447 | Doug Henderson James Solar:1 | Doug Henderson James | 1000 | 167 | 2007-01-01 | 2050-12-31
[10 empty] | 2448 | Douglas Dam (TN):1 | Tennessee Valley Authority | 0 | 44220 | 1944-01-01 | 2050-12-31
[10 empty] | 2449 | Douglas Dam (TN):2 | Tennessee Valley Authority | 0 | 44750 | 1949-05-01 | 2050-12-31
[10 empty] | 2450 | Douglas Dam (TN):3 | Tennessee Valley Authority | 0 | 44510 | 1943-03-01 | 2050-12-31
[10 empty] | 2451 | Douglas Dam (TN):4 | Tennessee Valley Authority | 0 | 44540 | 1954-08-01 | 2050-12-31
[10 empty] | 2452 | Douglas GS:1 | Ontario Power Generation Inc | 0 | 400 | 1990-01-01 | 2050-12-31
[10 empty] | 2453 | Douglas L Smith Middle Basin Treatment Plant:IC1 | Johnson County Wastewater (KS) | 9000 | 1000 | 2010-12-31 | 2050-12-31
[10 empty] | 2454 | Douglas L Smith Middle Basin Treatment Plant:IC2 | Johnson County Wastewater (KS) | 9000 | 1000 | 2010-12-31 | 2050-12-31
|  |  | 2017 |  | 2017 |  | 2017 |  |  | 2455 | Dover (OH):3 | Dover OH (City of) | 12296 | 8000 | 1954-01-01 | 2050-12-31 | E
|  |  | 2017 |  | 2017 |  | 2017 |  |  | 2456 | Dover (OH):4 | Dover OH (City of) | 15125 | 15200 | 1968-06-01 | 2050-12-31 | E
[10 empty] | 2457 | Dover (OH):5 | Dover OH (City of) | 12065 | 2400 | 1966-06-01 | 2050-12-31
[10 empty] | 2458 | Dover (OH):6 | Dover OH (City of) | 16260 | 15300 | 1992-09-01 | 2050-12-31
[10 empty] | 2459 | Dover Energy (NRG):GT1 | NRG Energy Center Dover | 9709 | 42000 | 2001-06-01 | 2050-12-31
[10 empty] | 2460 | Dover Energy (NRG):GT2 | NRG Energy Center Dover | 9326 | 42000 | 2001-06-01 | 2050-12-31
2017 | 2017 | 2017 |  | 2021 | 2021 |  | 2017 |  |  | 2461 | Dover Energy (NRG):ST1 | NRG Energy Center Dover | 11830 | 16000 | 1985-05-01 | 2050-12-31 | W
[10 empty] | 2462 | Dover Peaking:All | Ohio Municipal Electric Agency Joint Venture 2 | 10580 | 10800 | 1999-07-01 | 2050-12-31
[10 empty] | 2463 | Downers Mill:1 | Simon Pearce Glass Work | 0 | 400 | 1983-06-01 | 2050-12-31
[10 empty] | 2464 | Downtown:1 | Franklin Electric Dept | 10758 | 1560 | 1992-11-01 | 2050-12-31
[10 empty] | 2465 | Downtown:2 | Franklin Electric Dept | 10758 | 1560 | 1992-11-01 | 2050-12-31
[10 empty] | 2466 | Doyle Generating Facility:GT1 | Doyle I LLC | 12558 | 63000 | 2000-08-01 | 2050-12-31
[10 empty] | 2467 | Doyle Generating Facility:GT2 | Doyle I LLC | 12558 | 63000 | 2000-05-01 | 2050-12-31
[10 empty] | 2468 | Doyle Generating Facility:GT3 | Doyle I LLC | 12558 | 63000 | 2000-05-01 | 2050-12-31
[10 empty] | 2469 | Doyle Generating Facility:GT4 | Doyle I LLC | 11108 | 83000 | 2000-06-01 | 2050-12-31
[10 empty] | 2470 | Doyle Generating Facility:GT5 | Doyle I LLC | 11450 | 83000 | 2000-07-01 | 2050-12-31
[10 empty] | 2471 | Drag Lake:1 | Algonquin Power Systems Inc | 0 | 225 | 1980-01-01 | 2050-12-31
[10 empty] | 2472 | Drayton Biomass:IC1 | StormFisher Biogas | 9000 | 2600 | 2009-12-31 | 2050-12-31
[10 empty] | 2473 | Dresden Energy Facility:CC | Exelon Generation Co LLC | 7098 | 540000 | 2013-06-01 | 2050-12-31
[10 empty] | 2474 | Dresden:2 | Exelon Generation Co LLC | 11139 | 867000 | 1970-06-01 | 2050-12-31
[10 empty] | 2475 | Dresden:3 | Exelon Generation Co LLC | 11113 | 867000 | 1971-11-01 | 2050-12-31
[10 empty] | 2476 | Dressel Wind:WT | Tom Dressel | 1000 | 40 | 2008-11-17 | 2050-12-31
[10 empty] | 2477 | Drexel Operations Center:1 | North Carolina Municipal Power Agency No 1 | 10320 | 2000 | 2007-08-01 | 2050-12-31
[10 empty] | 2478 | Drummond:GEN1 | Hydro Sherbrooke | 0 | 450 | 1928-01-01 | 2050-12-31
[10 empty] | 2479 | Drummond:GEN2 | Hydro Sherbrooke | 0 | 450 | 1928-01-01 | 2050-12-31
[10 empty] | 2480 | Drummondville Generating Station:All | Hydro Quebec | 0 | 16000 | 1910-01-01 | 2050-12-31
[10 empty] | 2481 | DSM Pharmecueticals Inc:All | DSM Pharmaceuticals Inc | 13422 | 8270 | 1993-08-01 | 2050-12-31
[10 empty] | 2482 | DTE East China LLC:GT1 | DTE East China LLC | 11811 | 73000 | 2002-06-18 | 2050-12-31
[10 empty] | 2483 | DTE East China LLC:GT2 | DTE East China LLC | 11819 | 72600 | 2002-06-18 | 2050-12-31
[10 empty] | 2484 | DTE East China LLC:GT3 | DTE East China LLC | 11872 | 74100 | 2002-06-18 | 2050-12-31
[10 empty] | 2485 | DTE East China LLC:GT4 | DTE East China LLC | 11793 | 75700 | 2002-06-18 | 2050-12-31
[10 empty] | 2486 | Du Bay:All | Consolidated Water Power Co | 0 | 5200 | 1942-01-03 | 2050-12-31
[10 empty] | 2487 | Duane Arnold:1 | NextEra Energy Duane Arnold LLC | 9908 | 579900 | 1975-02-01 | 2050-12-31
2017 | 2017 | 2017 |  | 2020 | 2021 |  | 2017 |  |  | 2488 | Dubuque:3 | Interstate Power & Light Co | 12782 | 29400 | 1952-01-01 | 2050-12-31 | W
2017 | 2017 | 2017 |  | 2020 | 2021 |  | 2017 |  |  | 2489 | Dubuque:4 | Interstate Power & Light Co | 14304 | 35700 | 1959-01-01 | 2050-12-31 | W
[10 empty] | 2490 | Dubuque:IC1 | Interstate Power & Light Co | 11500 | 2200 | 1966-01-01 | 2050-12-31
[10 empty] | 2491 | Dubuque:IC2 | Interstate Power & Light Co | 11500 | 2300 | 1966-01-01 | 2050-12-31
2017 | 2017 | 2017 |  | 2021 | 2021 |  | 2017 |  |  | 2492 | Dubuque:ST2 | Interstate Power & Light Co | 11800 | 6100 | 1929-01-01 | 2050-12-31 | W
2015 | 2015 | 2015 |  | 2017 | 2020 |  | 2017 |  |  | 2493 | Duck Creek:1 | AmerenEnergy Resources Generating Co | 10014 | 358000 | 1976-06-01 | 2050-12-31 | W
[10 empty] | 2494 | Dudley Hydro:40182 | A & D Hydro Inc | 0 | 0 | 1984-01-01 | 2050-12-31
[10 empty] | 2495 | Dufferin Falls:All | Brookfield Renewable Power Inc | 0 | 30400 | 1958-01-01 | 2050-12-31
[10 empty] | 2496 | Duluth Paper Mill:GEN1 | Newpage Corp | 11000 | 10600 | 1986-11-01 | 2050-12-31
[10 empty] | 2497 | Dunbarton Energy Partners LP:MA1 | Dunbarton Energy Partners LP | 10000 | 258 | 1988-08-01 | 2050-12-31
[10 empty] | 2498 | Dunbarton Energy Partners LP:MA2 | Dunbarton Energy Partners LP | 10000 | 258 | 1988-08-01 | 2050-12-31
[10 empty] | 2499 | Dundee Hydro:All | S D Warren Co | 0 | 2400 | 1913-01-01 | 2050-12-31
2017 | 2017 | 2017 |  | 2019 | 2021 |  | 2017 |  |  | 2500 | Dunkirk Generating Station:DUN1 | NRG Dunkirk Operations Inc | 12719 | 76700 | 1950-11-01 | 2050-12-31 | W
2017 | 2017 | 2017 |  | 2019 | 2021 |  | 2017 |  |  | 2501 | Dunkirk Generating Station:DUN2 | NRG Dunkirk Operations Inc | 12037 | 76100 | 1950-12-01 | 2050-12-31 | W
2015 | 2015 | 2015 |  | 2017 | 2021 |  | 2017 |  |  | 2502 | Dunkirk Generating Station:DUN3 | NRG Dunkirk Operations Inc | 9742 | 187100 | 1959-09-01 | 2050-12-31 | W
2015 | 2015 | 2015 |  | 2017 | 2021 |  | 2017 |  |  | 2503 | Dunkirk Generating Station:DUN4 | NRG Dunkirk Operations Inc | 9570 | 187100 | 1960-08-01 | 2050-12-31 | W
[10 empty] | 2504 | Dupage County Region 9 West WA:FM01 | Dupage County | 10658 | 1500 | 1996-04-01 | 2050-12-31
[10 empty] | 2505 | Duraco Products Inc:GEN1 | Duraco Products Inc | 10875 | 700 | 1993-11-01 | 2050-12-31
[10 empty] | 2506 | Duraco Products Inc:GEN2 | Duraco Products Inc | 10875 | 700 | 1993-11-01 | 2050-12-31
[10 empty] | 2507 | Durant:4 | Durant IA (City of) | 10100 | 500 | 1954-01-03 | 2050-12-31
[10 empty] | 2508 | Durant:5 | Durant IA (City of) | 10100 | 500 | 1958-01-03 | 2050-12-31
[10 empty] | 2509 | Durant:6A | Durant IA (City of) | 9700 | 2070 | 1970-07-01 | 2050-12-31
[10 empty] | 2510 | Durant:7 | Durant IA (City of) | 10608 | 1800 | 1998-01-01 | 2050-12-31
[10 empty] | 2511 | Durgin & Crowell Lumber:284 | Durgin & Crowell Lumber Co | 10724 | 1300 | 1999-04-01 | 2050-12-31
[10 empty] | 2512 | Durgin & Crowell Lumber:3306 | Durgin & Crowell Lumber Co | 11195 | 200 | 1990-04-01 | 2050-12-31
[10 empty] | 2513 | Durgin & Crowell Lumber:3512 | Durgin & Crowell Lumber Co | 10640 | 1300 | 2003-11-01 | 2050-12-31
[10 empty] | 2514 | Durham College District Energy Project:1 | Oshawa Puc Energy Services Inc | 10278 | 2400 | 2008-03-11 | 2050-12-31
[10 empty] | 2515 | Durham Landfill:IC1 | Methane Power Inc | 9000 | 666 | 2009-10-31 | 2050-12-31
[10 empty] | 2516 | Durham Landfill:IC2 | Methane Power Inc | 9000 | 666 | 2009-10-31 | 2050-12-31
[10 empty] | 2517 | Durham Landfill:IC3 | Methane Power Inc | 9000 | 666 | 2009-10-31 | 2050-12-31
[10 empty] | 2518 | Dutch Hill Wind Farm Project:WT1 16 | Canandaigua Power Partners II LLC | 1000 | 42500 | 2009-02-02 | 2050-12-31
[10 empty] | 2519 | Dutchess County Resource Recov:GEN1 | Dutchess County Resource Recovery Agency | 12511 | 7600 | 1987-09-01 | 2050-12-31
|  |  | 2017 |  | 2017 |  | 2017 |  |  | 2520 | Dwayne Collier Battle Cogeneration:GEN1 | Edgecombe Genco LLC | 11372 | 60000 | 1990-08-01 | 2050-12-31 | E
|  |  | 2017 |  | 2017 |  | 2017 |  |  | 2521 | Dwayne Collier Battle Cogeneration:GEN2 | Edgecombe Genco LLC | 11372 | 60000 | 1990-08-01 | 2050-12-31 | E
[10 empty] | 2522 | Dwight:All | NAEA Energy Massachusetts LLC | 0 | 1300 | 1920-01-01 | 2050-12-31
[10 empty] | 2523 | E B Campbell:1 | Saskatchewan Power Corp | 0 | 33800 | 1963-01-01 | 2050-12-31
[10 empty] | 2524 | E B Campbell:2 | Saskatchewan Power Corp | 0 | 33800 | 1963-01-01 | 2050-12-31
[10 empty] | 2525 | E B Campbell:3 | Saskatchewan Power Corp | 0 | 33800 | 1963-01-01 | 2050-12-31
[10 empty] | 2526 | E B Campbell:4 | Saskatchewan Power Corp | 0 | 33800 | 1963-01-01 | 2050-12-31
[10 empty] | 2527 | E B Campbell:5 | Saskatchewan Power Corp | 0 | 33800 | 1964-01-01 | 2050-12-31
[10 empty] | 2528 | E B Campbell:6 | Saskatchewan Power Corp | 0 | 33800 | 1964-01-01 | 2050-12-31
[10 empty] | 2529 | E B Campbell:7 | Saskatchewan Power Corp | 0 | 42000 | 1966-01-01 | 2050-12-31
[10 empty] | 2530 | E B Campbell:8 | Saskatchewan Power Corp | 0 | 42000 | 1967-01-01 | 2050-12-31
|  |  | 2017 |  | 2017 |  | 2017 |  |  | 2531 | E C Gaston:1 | Southern Electric Generating Co | 9449 | 254000 | 1960-05-01 | 2050-12-31 | E
|  |  | 2017 |  | 2017 |  | 2017 |  |  | 2532 | E C Gaston:2 | Southern Electric Generating Co | 9349 | 256000 | 1960-07-01 | 2050-12-31 | E
|  |  | 2017 |  | 2017 |  | 2017 |  |  | 2533 | E C Gaston:3 | Southern Electric Generating Co | 9349 | 254000 | 1961-06-01 | 2050-12-31 | E
|  |  | 2015 |  | 2015 |  | 2017 |  |  | 2534 | E C Gaston:5 | Alabama Power Co | 9308 | 842000 | 1974-08-01 | 2050-12-31 | E
[10 empty] | 2535 | E C Gaston:GT4 | Southern Electric Generating Co | 17782 | 16000 | 1970-06-01 | 2050-12-31
|  |  | 2017 |  | 2017 |  | 2017 |  |  | 2536 | E C Gaston:ST4 | Southern Electric Generating Co | 9349 | 256000 | 1962-06-01 | 2050-12-31 | E
2016 | 2016 | 2016 |  | 2018 | 2021 |  | 2017 |  |  | 2537 | E D Edwards:1 | AmerenEnergy Resources Generating Co | 10976 | 117000 | 1960-05-01 | 2050-12-31 | W
2015 | 2015 | 2015 |  | 2017 | 2020 |  | 2017 |  |  | 2538 | E D Edwards:2 | AmerenEnergy Resources Generating Co | 10923 | 263000 | 1968-06-01 | 2050-12-31 | W
2015 | 2015 | 2015 |  | 2017 | 2020 |  | 2017 |  |  | 2539 | E D Edwards:3 | AmerenEnergy Resources Generating Co | 11401 | 335000 | 1972-06-01 | 2050-12-31 | W
[10 empty] | 2540 | E F Barrett:10 | National Grid Generation LLC | 16848 | 41600 | 1971-06-01 | 2050-12-31
[10 empty] | 2541 | E F Barrett:11 | National Grid Generation LLC | 16801 | 40800 | 1971-06-01 | 2050-12-31
[10 empty] | 2542 | E F Barrett:12 | National Grid Generation LLC | 17990 | 38800 | 1971-06-01 | 2050-12-31
[10 empty] | 2543 | E F Barrett:3 | National Grid Generation LLC | 16801 | 17000 | 1970-06-01 | 2050-12-31
[10 empty] | 2544 | E F Barrett:4 | National Grid Generation LLC | 16801 | 17100 | 1970-07-01 | 2050-12-31
[10 empty] | 2545 | E F Barrett:5 | National Grid Generation LLC | 16801 | 16900 | 1970-07-01 | 2050-12-31
[10 empty] | 2546 | E F Barrett:6 | National Grid Generation LLC | 16801 | 17600 | 1970-07-01 | 2050-12-31
[10 empty] | 2547 | E F Barrett:7 | National Grid Generation LLC | 16801 | 15400 | 1970-07-01 | 2050-12-31
[10 empty] | 2548 | E F Barrett:8 | National Grid Generation LLC | 15580 | 16600 | 1970-07-01 | 2050-12-31
[10 empty] | 2549 | E F Barrett:9 | National Grid Generation LLC | 18013 | 39500 | 1971-06-01 | 2050-12-31
[10 empty] | 2550 | E F Barrett:GT1 | National Grid Generation LLC | 16801 | 18100 | 1970-06-01 | 2050-12-31
[10 empty] | 2551 | E F Barrett:GT2 | National Grid Generation LLC | 16801 | 16200 | 1970-06-01 | 2050-12-31
[10 empty] | 2552 | E F Barrett:ST1 | National Grid Generation LLC | 11321 | 191700 | 1956-11-01 | 2050-12-31
[10 empty] | 2553 | E F Barrett:ST2 | National Grid Generation LLC | 10503 | 192000 | 1963-10-01 | 2050-12-31
2017 | 2017 | 2017 |  | 2021 | 2021 |  | 2017 |  |  | 2554 | E J Stoneman:1 | MidAmerican Power LLC | 12388 | 15000 | 1951-02-01 | 2050-12-31 | W
2017 | 2017 | 2017 |  | 2020 | 2021 |  | 2017 |  |  | 2555 | E J Stoneman:2 | MidAmerican Power LLC | 11534 | 35000 | 1954-04-01 | 2050-12-31 | W
[10 empty] | 2556 | E J West:All | Brookfield Renewable Power Inc | 0 | 20600 | 1930-01-01 | 2050-12-31
|  |  | 2017 |  | 2017 |  | 2017 |  |  | 2557 | E W Brown:1 | Kentucky Utilities Co | 10574 | 101000 | 1957-05-01 | 2050-12-31 | E
[10 empty] | 2558 | E W Brown:10 | Kentucky Utilities Co | 11891 | 106000 | 1994-03-01 | 2050-12-31
[10 empty] | 2559 | E W Brown:11 | Kentucky Utilities Co | 12648 | 106000 | 1994-05-01 | 2050-12-31
|  |  | 2017 |  | 2017 |  | 2017 |  |  | 2560 | E W Brown:2 | Kentucky Utilities Co | 9331 | 167000 | 1963-06-01 | 2050-12-31 | E
|  |  | 2017 |  | 2017 |  | 2017 |  |  | 2561 | E W Brown:3 | Kentucky Utilities Co | 9326 | 429000 | 1971-07-01 | 2050-12-31 | E
[10 empty] | 2562 | E W Brown:5 | Louisville Gas & Electric Co | 12021 | 117000 | 2001-07-01 | 2050-12-31
[10 empty] | 2563 | E W Brown:6 | Kentucky Utilities Co | 10995 | 154000 | 1999-08-01 | 2050-12-31
[10 empty] | 2564 | E W Brown:7 | Kentucky Utilities Co | 10857 | 154000 | 1999-08-01 | 2050-12-31
[10 empty] | 2565 | E W Brown:8 | Kentucky Utilities Co | 11844 | 106000 | 1994-03-01 | 2050-12-31
[10 empty] | 2566 | E W Brown:9 | Kentucky Utilities Co | 12061 | 106000 | 1994-03-01 | 2050-12-31
[10 empty] | 2567 | Eagle & Phenix:GEN1 | Matthew D Swift WC Bradley Co | 0 | 3990 | 1991-06-01 | 2050-12-31
[10 empty] | 2568 | Eagle (NY):All | Brookfield Renewable Power Inc | 0 | 6035 | 1914-01-01 | 2050-12-31
[10 empty] | 2569 | Eagle Point Cogeneration:CC | Eagle Point Cogeneration Partnership | 7406 | 195000 | 1991-04-01 | 2050-12-31
[10 empty] | 2570 | Eagle River (WI):1 | Wisconsin Public Service Corp | 10488 | 2100 | 1964-01-03 | 2050-12-31
[10 empty] | 2571 | Eagle River (WI):2 | Wisconsin Public Service Corp | 10488 | 2100 | 1964-01-03 | 2050-12-31
[10 empty] | 2572 | Eagle River:1 | Clean Power Operating Trust | 0 | 1760 | 1928-01-01 | 2050-12-31
[10 empty] | 2573 | Eagle Valley (H T Pritchard):2 | Indianapolis Power & Light | 11375 | 39000 | 1950-05-01 | 2050-12-31
|  |  | 2017 |  | 2017 |  | 2017 | 2013 | 0.95038 | 2574 | Eagle Valley (H T Pritchard):3 | Indianapolis Power & Light | 10623 | 43000 | 1951-12-01 | 2050-12-31 | E
|  |  | 2017 |  | 2017 |  | 2017 | 2013 | 0.95038 | 2575 | Eagle Valley (H T Pritchard):4 | Indianapolis Power & Light | 11280 | 56000 | 1953-01-01 | 2050-12-31 | E
|  |  | 2017 |  | 2017 |  | 2017 | 2013 | 0.95038 | 2576 | Eagle Valley (H T Pritchard):5 | Indianapolis Power & Light | 11218 | 62000 | 1953-12-01 | 2050-12-31 | E
|  |  | 2017 |  | 2017 |  | 2017 | 2013 | 0.95038 | 2577 | Eagle Valley (H T Pritchard):6 | Indianapolis Power & Light | 9035 | 99000 | 1956-10-01 | 2050-12-31 | E
[10 empty] | 2578 | Eagle Valley (H T Pritchard):IC1 | Indianapolis Power & Light | 10922 | 3000 | 1967-04-01 | 2050-12-31
[10 empty] | 2579 | Eagle Valley (H T Pritchard):ST1 | Indianapolis Power & Light | 11375 | 39000 | 1949-03-01 | 2050-12-31
[10 empty] | 2580 | Ear Falls GS:HY 1-4 | Ontario Power Generation Inc | 0 | 17000 | 1930-01-01 | 2050-12-31
[10 empty] | 2581 | Ear Falls GS:HY 5 | Ontario Power Generation Inc | 0 | 12500 | 2009-02-20 | 2050-12-31
[10 empty] | 2582 | Earl F Wisdom:GT1 | Basin Electric Power Coop | 11793 | 76000 | 2004-04-29 | 2050-12-31
2017 | 2017 | 2017 |  | 2020 | 2021 |  | 2017 |  |  | 2583 | Earl F Wisdom:ST1 | Corn Belt Power Coop | 13112 | 37500 | 1960-04-01 | 2050-12-31 | W
[10 empty] | 2584 | Earlville:1 | Earlville IA (City of) | 10543 | 1700 | 2001-07-01 | 2050-12-31
[10 empty] | 2585 | East 12TH Street:IC1 | Winfield KS (City of) | 10582 | 1600 | 2002-06-02 | 2050-12-31
[10 empty] | 2586 | East 12TH Street:ST1 | Winfield KS (City of) | 12538 | 25800 | 1970-06-01 | 2050-12-31
[10 empty] | 2587 | East Angus Power Station:All | Boralex Inc | 0 | 2200 | 1992-01-01 | 2050-12-31
[10 empty] | 2588 | East Barnet:1 | Central Vermont Public Service Corp | 0 | 1900 | 1984-09-01 | 2050-12-31
|  |  | 2016 |  | 2016 |  | 2017 | 2013 | 0.93208 | 2589 | East Bend:2 | Duke Energy Kentucky | 9897 | 600000 | 1981-03-01 | 2050-12-31 | E
[10 empty] | 2590 | East Bridgewater:1 | Gas Recovery Systems Inc | 10000 | 256 | 1997-02-01 | 2050-12-31
[10 empty] | 2591 | East Bridgewater:2 | Gas Recovery Systems Inc | 10000 | 256 | 1997-02-01 | 2050-12-31
[10 empty] | 2592 | East Bridgewater:3 | Gas Recovery Systems Inc | 10000 | 900 | 1997-02-01 | 2050-12-31
[10 empty] | 2593 | East Bridgewater:4 | Gas Recovery Systems Inc | 10000 | 256 | 1997-02-01 | 2050-12-31
[10 empty] | 2594 | East Bridgewater:5 | Gas Recovery Systems Inc | 10000 | 256 | 1997-02-01 | 2050-12-31
[10 empty] | 2595 | East Bridgewater:6 | Gas Recovery Systems Inc | 10000 | 256 | 1997-02-01 | 2050-12-31
[10 empty] | 2596 | East Canada Mohawk:All | Brookfield Renewable Power Inc | 0 | 6340 | 1912-01-01 | 2050-12-31
[10 empty] | 2597 | East Fork:All | North Central Power Co Inc | 0 | 600 | 1973-06-01 | 2050-12-31
[10 empty] | 2598 | East Hampton:1 | National Grid Generation LLC | 13761 | 18900 | 1970-12-01 | 2050-12-31
[10 empty] | 2599 | East Hampton:2 | National Grid Generation LLC | 13916 | 2000 | 1962-12-01 | 2050-12-31
[10 empty] | 2600 | East Hampton:3 | National Grid Generation LLC | 13916 | 1900 | 1962-12-01 | 2050-12-31
[10 empty] | 2601 | East Hampton:4 | National Grid Generation LLC | 13916 | 1900 | 1962-12-01 | 2050-12-31
[10 empty] | 2602 | East Hydro:All | Waverly Light & Power | 0 | 475 | 1921-08-01 | 2050-12-31
[10 empty] | 2603 | East Juliette:HY | Eastern Hydroelectric Corp | 0 | 1843 | 1988-01-01 | 2050-12-31
[10 empty] | 2604 | East Millinocket:M2S1 | Great Lakes Hydro America LLC | 12000 | 14510 | 1954-07-01 | 2050-12-31
[10 empty] | 2605 | East Millinocket:M2S2 | Great Lakes Hydro America LLC | 12000 | 14510 | 1956-07-01 | 2050-12-31
[10 empty] | 2606 | East Millinocket:M2S3 | Great Lakes Hydro America LLC | 12096 | 28090 | 1990-05-01 | 2050-12-31
[10 empty] | 2607 | East Norfolk:1A | Brookfield Renewable Power Inc | 0 | 4800 | 2007-10-05 | 2050-12-31
[10 empty] | 2608 | East Point Wind Farm:WT1 6 | PEI Energy Corp | 1000 | 18000 | 2007-01-30 | 2050-12-31
[10 empty] | 2609 | East Point Wind Farm:WT7 10 | PEI Energy Corp | 1000 | 12000 | 2007-03-30 | 2050-12-31
[10 empty] | 2610 | East Quarry Landfill:1 | Glenridge Gas Utilization Inc | 9000 | 1063 | 2007-12-18 | 2050-12-31
[10 empty] | 2611 | East Ridge Wind Project:All | Degreef DP LLC | 1000 | 10000 | 2006-03-01 | 2050-12-31
[10 empty] | 2612 | East River:1 | Consolidated Edison Co of New York Inc | 10525 | 148000 | 2005-04-05 | 2050-12-31
[10 empty] | 2613 | East River:2 | Consolidated Edison Co of New York Inc | 10565 | 148800 | 2005-04-05 | 2050-12-31
[10 empty] | 2614 | East River:6 | Consolidated Edison Co of New York Inc | 11514 | 125400 | 1951-11-01 | 2050-12-31
[10 empty] | 2615 | East River:7 | Consolidated Edison Co of New York Inc | 9948 | 187000 | 1955-06-01 | 2050-12-31
[10 empty] | 2616 | East Windsor Cogeneration Centre:1 | East Windsor Cogeneration LP | 9500 | 42000 | 2009-11-09 | 2050-12-31
[10 empty] | 2617 | East Windsor Cogeneration Centre:2 | East Windsor Cogeneration LP | 9500 | 42000 | 2009-11-09 | 2050-12-31
[10 empty] | 2618 | Eastern Correctional Institute:1147 | Maryland Dept of Public Safety & Correctional Services | 12549 | 950 | 1987-08-01 | 2050-12-31
[10 empty] | 2619 | Eastern Correctional Institute:1148 | Maryland Dept of Public Safety & Correctional Services | 12528 | 900 | 1987-10-01 | 2050-12-31
[10 empty] | 2620 | Eastern Correctional Institute:DG1 | Maryland Dept of Public Safety & Correctional Services | 10999 | 980 | 1988-11-01 | 2050-12-31
[10 empty] | 2621 | Eastern Correctional Institute:DG2 | Maryland Dept of Public Safety & Correctional Services | 10999 | 980 | 1988-11-01 | 2050-12-31
[10 empty] | 2622 | Eastern Maine Medical Center:GT | Eastern Maine Medical Center | 10290 | 4600 | 2006-10-11 | 2050-12-31
[10 empty] | 2623 | Eastern Paper Lincoln Mill:NA | Lincoln Paper & Tissue LLC | 9928 | 9000 | 2007-12-01 | 2050-12-31
[10 empty] | 2624 | Eastern Paper Lincoln Mill:WEST | Lincoln Paper & Tissue LLC | 12000 | 3500 | 1957-01-01 | 2050-12-31
[10 empty] | 2625 | Eastern Regional 1 38:38 1 | IESO (Ontario) | 0 | 51000 | 1911-01-01 | 2050-12-31
[10 empty] | 2626 | Eastern Sanitary Landfill:1 | Eastern Landfill Gas LLC | 9000 | 1000 | 2006-10-26 | 2050-12-31
[10 empty] | 2627 | Eastern Sanitary Landfill:2 | Eastern Landfill Gas LLC | 9000 | 1000 | 2006-10-26 | 2050-12-31
[10 empty] | 2628 | Eastern Sanitary Landfill:3 | Eastern Landfill Gas LLC | 9000 | 1000 | 2006-10-26 | 2050-12-31
[10 empty] | 2629 | Eastlake (MI):IC1 8 | Modular Power Systems LLC | 9000 | 15000 | 2002-07-01 | 2050-12-31
|  |  | 2017 |  | 2017 |  | 2017 | 2013 | 0.83184 | 2630 | Eastlake (OH):1 | FirstEnergy Generation Corp | 9950 | 132000 | 1953-09-01 | 2050-12-31 | E
|  |  | 2017 |  | 2017 |  | 2017 | 2013 | 0.83184 | 2631 | Eastlake (OH):2 | FirstEnergy Generation Corp | 10080 | 132000 | 1953-12-01 | 2050-12-31 | E
|  |  | 2017 |  | 2017 |  | 2017 | 2013 | 0.83184 | 2632 | Eastlake (OH):3 | FirstEnergy Generation Corp | 10022 | 132000 | 1954-08-01 | 2050-12-31 | E
|  |  | 2017 |  | 2017 |  | 2017 | 2013 | 0.83184 | 2633 | Eastlake (OH):4 | FirstEnergy Generation Corp | 10317 | 240000 | 1956-03-01 | 2050-12-31 | E
|  |  | 2016 |  | 2016 |  | 2017 | 2013 | 0.83184 | 2634 | Eastlake (OH):5 | FirstEnergy Generation Corp | 8787 | 597000 | 1972-09-01 | 2050-12-31 | E
[10 empty] | 2635 | Eastlake (OH):6 | FirstEnergy Generation Corp | 14429 | 24000 | 1973-12-01 | 2050-12-31
[10 empty] | 2636 | Eastmain 1 A:HY | Hydro Quebec | 0 | 768000 | 2012-01-01 | 2050-12-31
[10 empty] | 2637 | Eastmain-1:HY 1 | Hydro Quebec | 0 | 160000 | 2006-08-31 | 2050-12-31
[10 empty] | 2638 | Eastmain-1:HY 2 | Hydro Quebec | 0 | 160000 | 2007-02-01 | 2050-12-31
[10 empty] | 2639 | Eastmain-1:HY 3 | Hydro Quebec | 0 | 160000 | 2006-08-31 | 2050-12-31
[10 empty] | 2640 | Eastman Cogeneration Facility:CC | Eastex Cogeneration LP | 7808 | 402220 | 2001-08-01 | 2050-12-31
[10 empty] | 2641 | Eastman Falls:1 | Public Service Co of New Hampshire | 0 | 1800 | 1937-08-01 | 2050-12-31
[10 empty] | 2642 | Eastman Falls:2 | Public Service Co of New Hampshire | 0 | 4650 | 1983-11-01 | 2050-12-31
[10 empty] | 2643 | Eastman Gelatine Corp:GEN1 | Eastman Kodak Co | 13627 | 1300 | 1947-05-01 | 2050-12-31
[10 empty] | 2644 | Eastman Gelatine Corp:GEN2 | Eastman Kodak Co | 13627 | 1500 | 1947-05-01 | 2050-12-31
[10 empty] | 2645 | Eastman Gelatine Corp:GEN3 | Eastman Kodak Co | 12754 | 3300 | 1969-04-01 | 2050-12-31
[10 empty] | 2646 | Easton 2:All | Easton Utilities Commission | 10004 | 68800 | 1995-05-01 | 2050-12-31
[10 empty] | 2647 | Eastover Facility:GEN1 | International Paper Co | 12799 | 46000 | 1984-04-01 | 2050-12-31
[10 empty] | 2648 | Eastover Facility:GEN2 | International Paper Co | 11844 | 57000 | 1991-06-01 | 2050-12-31
[10 empty] | 2649 | Eastport:All | Bangor Hydro Electric Co | 10530 | 2400 | 1948-01-03 | 2050-12-31
[10 empty] | 2650 | Eaton:1 | Mississippi Power Co | 13843 | 24500 | 1945-03-01 | 2050-12-31
[10 empty] | 2651 | Eaton:2 | Mississippi Power Co | 13843 | 24500 | 1947-07-01 | 2050-12-31
[10 empty] | 2652 | Eaton:3 | Mississippi Power Co | 13843 | 24600 | 1949-08-01 | 2050-12-31
[10 empty] | 2653 | Eau Galle Hydro:HY | Eau Galle Renewable Energy Co Inc | 0 | 345 | 1992-06-09 | 2050-12-31
|  |  | 2017 |  | 2017 |  | 2017 |  |  | 2654 | Ebensburg Power Co:GEN1 | Babcock & Wilcox Co (The) | 12500 | 57000 | 1990-11-01 | 2050-12-31 | E
2017 | 2017 | 2017 |  | 2020 | 2021 |  | 2017 |  |  | 2655 | Eckert Station:1 | Lansing Board of Water & Light | 13446 | 39300 | 1954-06-01 | 2050-12-31 | W
2017 | 2017 | 2017 |  | 2020 | 2021 |  | 2017 |  |  | 2656 | Eckert Station:2 | Lansing Board of Water & Light | 13742 | 40200 | 1958-06-01 | 2050-12-31 | W
2017 | 2017 | 2017 |  | 2020 | 2021 |  | 2017 |  |  | 2657 | Eckert Station:3 | Lansing Board of Water & Light | 13386 | 38700 | 1960-06-01 | 2050-12-31 | W
2017 | 2017 | 2017 |  | 2019 | 2021 |  | 2017 |  |  | 2658 | Eckert Station:4 | Lansing Board of Water & Light | 12635 | 66600 | 1964-12-01 | 2050-12-31 | W
2017 | 2017 | 2017 |  | 2019 | 2021 |  | 2017 |  |  | 2659 | Eckert Station:5 | Lansing Board of Water & Light | 13909 | 68600 | 1968-06-01 | 2050-12-31 | W
2017 | 2017 | 2017 |  | 2019 | 2021 |  | 2017 |  |  | 2660 | Eckert Station:6 | Lansing Board of Water & Light | 13229 | 65100 | 1970-08-01 | 2050-12-31 | W
[10 empty] | 2661 | Eco Green Solar:PV | Eco Green LLC | 1000 | 4 | 2008-11-15 | 2050-12-31
[10 empty] | 2662 | Eco Maine:TG1 | ecomaine | 12401 | 13705 | 1988-06-01 | 2050-12-31
[10 empty] | 2663 | EcoGrove Wind Farm:WT1 67 | EcoGrove Wind LLC | 1000 | 100500 | 2009-08-28 | 2050-12-31
|  |  | 2017 |  | 2017 |  | 2017 | 2013 | 0.94511 | 2664 | Eddystone Generating Station:1 | Exelon Generation Co LLC | 11634 | 279000 | 1960-02-01 | 2011-05-31 | E
[10 empty] | 2665 | Eddystone Generating Station:10 | Exelon Generation Co LLC | 13552 | 13000 | 1967-05-01 | 2050-12-31
|  |  | 2017 |  | 2017 |  | 2017 | 2013 | 0.94511 | 2666 | Eddystone Generating Station:2 | Exelon Generation Co LLC | 11082 | 309000 | 1960-10-01 | 2012-12-31 | E
[10 empty] | 2667 | Eddystone Generating Station:20 | Exelon Generation Co LLC | 13552 | 13000 | 1967-10-01 | 2050-12-31
[10 empty] | 2668 | Eddystone Generating Station:3 | Exelon Generation Co LLC | 11842 | 380000 | 1974-09-01 | 2050-12-31
[10 empty] | 2669 | Eddystone Generating Station:30 | Exelon Generation Co LLC | 14666 | 17000 | 1970-03-01 | 2050-12-31
[10 empty] | 2670 | Eddystone Generating Station:4 | Exelon Generation Co LLC | 11395 | 380000 | 1976-06-01 | 2050-12-31
[10 empty] | 2671 | Eddystone Generating Station:40 | Exelon Generation Co LLC | 14666 | 17000 | 1970-06-01 | 2050-12-31
[10 empty] | 2672 | Edenton Generators:All | Edenton NC (Town of) | 10941 | 2400 | 1988-12-01 | 2050-12-31
[10 empty] | 2673 | Edenville:1 | Wolverine Power Corp | 0 | 2400 | 1923-01-01 | 2050-12-31
[10 empty] | 2674 | Edenville:2 | Wolverine Power Corp | 0 | 2400 | 1923-01-01 | 2050-12-31
[10 empty] | 2675 | Edge Moor:EM10 | Calpine Mid Atlantic Generation LLC | 16104 | 13000 | 1963-06-01 | 2050-12-31
2017 | 2017 | 2017 |  | 2019 | 2021 |  | 2017 |  |  | 2676 | Edge Moor:EM3 | Calpine Mid Atlantic Generation LLC | 11981 | 86000 | 1954-12-01 | 2050-12-31 | W
2016 | 2016 | 2016 |  | 2018 | 2021 |  | 2017 |  |  | 2677 | Edge Moor:EM4 | Calpine Mid Atlantic Generation LLC | 10071 | 174000 | 1966-04-01 | 2050-12-31 | W
[10 empty] | 2678 | Edge Moor:EM5 | Calpine Mid Atlantic Generation LLC | 10525 | 445000 | 1973-08-01 | 2050-12-31
[10 empty] | 2679 | Edgerton:All | Ohio Municipal Electric Agency Joint Venture 2 | 10560 | 3600 | 2000-08-01 | 2050-12-31
[10 empty] | 2680 | Edgewater (OH):CTA | FirstEnergy Generation Corp | 13684 | 19000 | 1973-05-01 | 2050-12-31
[10 empty] | 2681 | Edgewater (OH):CTB | FirstEnergy Generation Corp | 13684 | 19000 | 1973-05-01 | 2050-12-31
2017 | 2017 | 2017 |  | 2019 | 2021 |  | 2017 |  |  | 2682 | Edgewater (WI):3 | Wisconsin Power & Light Co | 10525 | 70800 | 1951-07-01 | 2050-12-31 | W
2015 | 2015 | 2015 |  | 2017 | 2020 |  | 2017 |  |  | 2683 | Edgewater (WI):4 | Wisconsin Power & Light Co | 9619 | 320400 | 1969-12-01 | 2050-12-31 | W
| 2017 |  |  | 2017 | 2020 |  | 2017 |  |  | 2684 | Edgewater (WI):5 | Wisconsin Power & Light Co | 10026 | 413600 | 1985-03-01 | 2050-12-31 | W
[10 empty] | 2685 | Edgewood:CT01 | Edgewood Energy LLC | 10099 | 44600 | 2002-07-24 | 2050-12-31
[10 empty] | 2686 | Edgewood:CT02 | Edgewood Energy LLC | 9907 | 43300 | 2002-07-24 | 2050-12-31
[10 empty] | 2687 | Edison Sault:All | Edison Sault Electric Co | 0 | 29200 | 1963-01-03 | 2050-12-31
[10 empty] | 2688 | Edison:11 | PSEG Fossil LLC | 16058 | 42000 | 1971-05-01 | 2050-12-31
[10 empty] | 2689 | Edison:12 | PSEG Fossil LLC | 15951 | 42000 | 1971-05-01 | 2050-12-31
[10 empty] | 2690 | Edison:13 | PSEG Fossil LLC | 16082 | 42000 | 1971-05-01 | 2050-12-31
[10 empty] | 2691 | Edison:14 | PSEG Fossil LLC | 15978 | 42000 | 1971-05-01 | 2050-12-31
[10 empty] | 2692 | Edison:21 | PSEG Fossil LLC | 15981 | 42000 | 1971-06-01 | 2050-12-31
[10 empty] | 2693 | Edison:22 | PSEG Fossil LLC | 16097 | 42000 | 1971-06-01 | 2050-12-31
[10 empty] | 2694 | Edison:23 | PSEG Fossil LLC | 15903 | 42000 | 1971-06-01 | 2050-12-31
[10 empty] | 2695 | Edison:24 | PSEG Fossil LLC | 15926 | 42000 | 1971-06-01 | 2050-12-31
[10 empty] | 2696 | Edison:31 | PSEG Fossil LLC | 16018 | 42000 | 1971-06-01 | 2050-12-31
[10 empty] | 2697 | Edison:32 | PSEG Fossil LLC | 16021 | 42000 | 1971-06-01 | 2050-12-31
[10 empty] | 2698 | Edison:33 | PSEG Fossil LLC | 16018 | 42000 | 1971-06-01 | 2050-12-31
[10 empty] | 2699 | Edison:34 | PSEG Fossil LLC | 16093 | 42000 | 1971-06-01 | 2050-12-31
[10 empty] | 2700 | Edmundston:TOT | Fraser Paper Co | 13283 | 63300 | 1980-01-01 | 2050-12-31
| 2016 |  |  | 2016 | 2018 |  | 2017 |  |  | 2701 | Edwardsport IGCC Station:IGCC | Duke Energy Indiana | 8300 | 600000 | 2012-06-30 | 2050-12-31 | W
[10 empty] | 2702 | Edwardsport:6 | Duke Energy Indiana | 12966 | 40000 | 1944-07-01 | 2050-12-31
|  |  | 2017 |  | 2017 |  | 2017 | 2013 | 0.93595 | 2703 | Edwardsport:7 | Duke Energy Indiana | 12727 | 45000 | 1949-01-01 | 2011-12-31 | E
|  |  | 2017 |  | 2017 |  | 2017 | 2013 | 0.93595 | 2704 | Edwardsport:8 | Duke Energy Indiana | 12754 | 75000 | 1951-12-01 | 2011-12-31 | E
[10 empty] | 2705 | Edwin I Hatch:1 | Georgia Power Co | 10500 | 876000 | 1975-12-01 | 2050-12-31
[10 empty] | 2706 | Edwin I Hatch:2 | Georgia Power Co | 10500 | 883050 | 1979-09-01 | 2050-12-31
[10 empty] | 2707 | Eel Weir (ME):HY | S D Warren Co | 0 | 1800 | 1984-03-16 | 2050-12-31
[10 empty] | 2708 | Eel Weir:All | Brookfield Renewable Power Inc | 0 | 2097 | 1928-01-01 | 2050-12-31
[10 empty] | 2709 | Effingham Co Project:CC | Effingham County Power LLC | 7185 | 463400 | 2003-08-27 | 2050-12-31
[10 empty] | 2710 | Effley:All | Brookfield Renewable Power Inc | 0 | 3000 | 1902-01-01 | 2050-12-31
[10 empty] | 2711 | Egg Harbor Landfill:1 | AC Landfill Energy LLC | 9000 | 1600 | 2005-03-31 | 2050-12-31
[10 empty] | 2712 | Egg Harbor Landfill:2 | AC Landfill Energy LLC | 9000 | 1900 | 2006-08-17 | 2050-12-31
[10 empty] | 2713 | Egg Harbor Landfill:3 | AC Landfill Energy LLC | 9000 | 1900 | 2007-12-03 | 2050-12-31
[10 empty] | 2714 | Ehc West Hopkinton:GEN1 | Consolidated Hydro New Hampshire Inc | 0 | 950 | 1985-07-01 | 2050-12-31
[10 empty] | 2715 | Electric Avenue:IC1 | Culpeper VA (Town of) | 10480 | 1800 | 2004-12-01 | 2050-12-31
[10 empty] | 2716 | Electric Avenue:IC2 | Culpeper VA (Town of) | 10480 | 1800 | 2004-12-01 | 2050-12-31
[10 empty] | 2717 | Electric Avenue:IC3 | Culpeper VA (Town of) | 10480 | 1800 | 2004-12-01 | 2050-12-31
[10 empty] | 2718 | Electrifarm:1 | MidAmerican Energy Co | 10900 | 58100 | 1975-05-01 | 2050-12-31
[10 empty] | 2719 | Electrifarm:2 | MidAmerican Energy Co | 11010 | 67800 | 1978-01-01 | 2050-12-31
[10 empty] | 2720 | Electrifarm:3 | MidAmerican Energy Co | 10510 | 72000 | 1978-01-01 | 2050-12-31
[10 empty] | 2721 | Elgin Energy Center:CT01 | AmerenEnergy Generating Co | 10967 | 115000 | 2002-09-01 | 2050-12-31
[10 empty] | 2722 | Elgin Energy Center:CT02 | AmerenEnergy Generating Co | 11056 | 115000 | 2002-10-18 | 2050-12-31
[10 empty] | 2723 | Elgin Energy Center:CT03 | AmerenEnergy Generating Co | 11074 | 115000 | 2002-10-31 | 2050-12-31
[10 empty] | 2724 | Elgin Energy Center:CT04 | AmerenEnergy Generating Co | 11074 | 115000 | 2002-11-15 | 2050-12-31
[10 empty] | 2725 | Elizabeth River Combustion Turbine Station:GEN1 | Virginia Electric & Power Co | 12150 | 116000 | 1992-05-01 | 2050-12-31
[10 empty] | 2726 | Elizabeth River Combustion Turbine Station:GEN2 | Virginia Electric & Power Co | 12150 | 116000 | 1992-05-01 | 2050-12-31
[10 empty] | 2727 | Elizabeth River Combustion Turbine Station:GEN3 | Virginia Electric & Power Co | 12150 | 116000 | 1992-05-01 | 2050-12-31
[10 empty] | 2728 | Elizabeth Webbing Mills:1 | Roosevelt Hydroelectric Co | 0 | 670 | 1980-01-01 | 2050-12-31
|  |  | 2017 |  | 2017 |  | 2017 |  |  | 2729 | Elizabethtown:GEN1 | Elizabethtown Energy LLC | 11690 | 32000 | 1985-12-01 | 2050-12-31 | E
[10 empty] | 2730 | Elk City (NE):IC 1 | Omaha Public Power District | 10000 | 800 | 2002-04-01 | 2050-12-31
[10 empty] | 2731 | Elk City (NE):IC 2 | Omaha Public Power District | 10000 | 800 | 2002-04-01 | 2050-12-31
[10 empty] | 2732 | Elk City (NE):IC 3 | Omaha Public Power District | 10000 | 800 | 2002-04-01 | 2050-12-31
[10 empty] | 2733 | Elk City (NE):IC 4 | Omaha Public Power District | 10000 | 800 | 2002-04-01 | 2050-12-31
[10 empty] | 2734 | Elk City (NE):IC 5 | Omaha Public Power District | 9000 | 800 | 2006-06-01 | 2050-12-31
[10 empty] | 2735 | Elk City (NE):IC 6 | Omaha Public Power District | 9000 | 800 | 2006-06-01 | 2050-12-31
[10 empty] | 2736 | Elk City (NE):IC 7 | Omaha Public Power District | 9000 | 800 | 2006-07-01 | 2050-12-31
[10 empty] | 2737 | Elk City (NE):IC 8 | Omaha Public Power District | 9000 | 800 | 2006-07-01 | 2050-12-31
[10 empty] | 2738 | Elk City Wind (NextEra):WT | Elk City Wind LLC | 1000 | 98900 | 2009-12-31 | 2050-12-31
[10 empty] | 2739 | Elk Mound:1 | Dairyland Power Coop | 12226 | 34600 | 2001-06-01 | 2050-12-31
[10 empty] | 2740 | Elk Mound:2 | Dairyland Power Coop | 12183 | 35000 | 2001-06-01 | 2050-12-31
[10 empty] | 2741 | Elk Rapids:All | Traverse City MI (City of) | 0 | 400 | 1984-10-01 | 2050-12-31
[10 empty] | 2742 | Elk River (MN ELKRIV):All | Elk River Municipal Utilities | 11888 | 12200 | 1948-01-03 | 2050-12-31
[10 empty] | 2743 | Elk River (MN GRTRIV):1 | Great River Energy | 15000 | 9100 | 1951-01-03 | 2050-12-31
[10 empty] | 2744 | Elk River (MN GRTRIV):2 | Great River Energy | 15000 | 9100 | 1951-01-03 | 2050-12-31
[10 empty] | 2745 | Elk River (MN GRTRIV):3 | Great River Energy | 15000 | 15200 | 1959-01-01 | 2050-12-31
[10 empty] | 2746 | Elk River Energy Recovery Station:1 | Great River Energy | 10608 | 170000 | 2009-07-03 | 2050-12-31
[10 empty] | 2747 | Elk River Windfarm:WT 1-100 | Elk River Windfarm LLC | 1000 | 150000 | 2005-12-16 | 2050-12-31
[10 empty] | 2748 | Elkhart (IN):All | Indiana Michigan Power Co | 0 | 2100 | 1913-01-01 | 2050-12-31
[10 empty] | 2749 | Elkhorn Ridge Wind:WT1 27 | Elkhorn Ridge Wind LLC | 1000 | 81000 | 2009-03-16 | 2050-12-31
[10 empty] | 2750 | Elkins:GT1 | Arkansas Electric Coop Corp | 10852 | 20000 | 2010-08-30 | 2050-12-31
[10 empty] | 2751 | Elkins:GT2 | Arkansas Electric Coop Corp | 10852 | 20000 | 2010-08-30 | 2050-12-31
[10 empty] | 2752 | Elkins:GT3 | Arkansas Electric Coop Corp | 10852 | 20000 | 2010-08-30 | 2050-12-31
[10 empty] | 2753 | Elkton:GEN1 | Merck & Co Inc | 12214 | 6200 | 1982-06-01 | 2050-12-31
[10 empty] | 2754 | Elkton:GEN2 | Merck & Co Inc | 11000 | 800 | 1982-06-01 | 2050-12-31
[10 empty] | 2755 | Ellenburg Windfield:WT 1 54 | Noble Ellenburg Windpark LLC | 1000 | 81000 | 2008-05-18 | 2050-12-31
[10 empty] | 2756 | Ellinwood:All | Ellinwood KS (City of) | 11097 | 7700 | 1965-01-03 | 2050-12-31
[10 empty] | 2757 | Elliot Falls:1 2 | Elliot Falls Power Corp | 0 | 700 | 1990-01-01 | 2050-12-31
[10 empty] | 2758 | Elliott Chute:1 | Ontario Power Generation Inc | 0 | 1740 | 1929-10-01 | 2050-12-31
[10 empty] | 2759 | Ellis (AR):All | Arkansas Electric Coop Corp | 0 | 17000 | 1988-12-01 | 2050-12-31
[10 empty] | 2760 | Ellsworth:All | PPL Maine LLC | 0 | 9300 | 1924-07-01 | 2050-12-31
[10 empty] | 2761 | Elm Creek II Wind Project:WT1 62 | Elm Creek Wind II LLC | 1000 | 148800 | 2010-12-15 | 2050-12-31
[10 empty] | 2762 | Elm Creek Wind Project:1 | Elm Creek Wind LLC | 1000 | 99000 | 2008-12-15 | 2050-12-31
[10 empty] | 2763 | Elm St Hydro:1 | River Street Associates | 0 | 100 | 1983-07-01 | 2050-12-31
|  |  | 2017 |  | 2017 |  | 2017 | 2013 | 0.92658 | 2764 | Elmer Smith:1 | Owensboro Municipal Utilities | 10935 | 129700 | 1964-04-01 | 2050-12-31 | E
|  |  | 2017 |  | 2017 |  | 2017 | 2013 | 0.92658 | 2765 | Elmer Smith:2 | Owensboro Municipal Utilities | 10827 | 260800 | 1974-03-01 | 2050-12-31 | E
[10 empty] | 2766 | Elmer:All | Brookfield Renewable Power Inc | 0 | 1820 | 1916-01-01 | 2050-12-31
|  |  | 2017 |  | 2017 |  | 2017 | 2013 | 0.94746 | 2767 | Elrama Power Plant:UNT1 | Orion Power Holdings Inc | 10980 | 97000 | 1952-04-01 | 2050-12-31 | E
|  |  | 2017 |  | 2017 |  | 2017 | 2013 | 0.94746 | 2768 | Elrama Power Plant:UNT2 | Orion Power Holdings Inc | 10832 | 97000 | 1953-01-01 | 2050-12-31 | E
|  |  | 2017 |  | 2017 |  | 2017 | 2013 | 0.94746 | 2769 | Elrama Power Plant:UNT3 | Orion Power Holdings Inc | 10945 | 109000 | 1954-09-01 | 2050-12-31 | E
|  |  | 2017 |  | 2017 |  | 2017 | 2013 | 0.94746 | 2770 | Elrama Power Plant:UNT4 | Orion Power Holdings Inc | 10791 | 171000 | 1960-10-01 | 2050-12-31 | E
[10 empty] | 2771 | Elroy:All | Elroy Municipal Electric Utility | 10338 | 6600 | 2005-02-01 | 2050-12-31
[10 empty] | 2772 | Elwood Energy:GT1 | Elwood Energy LLC | 10598 | 150000 | 1999-07-01 | 2050-12-31
[10 empty] | 2773 | Elwood Energy:GT2 | Elwood Energy LLC | 10598 | 150000 | 1999-07-01 | 2050-12-31
[10 empty] | 2774 | Elwood Energy:GT3 | Elwood Energy LLC | 10880 | 150000 | 1999-07-01 | 2050-12-31
[10 empty] | 2775 | Elwood Energy:GT4 | Elwood Energy LLC | 10939 | 150000 | 1999-07-01 | 2050-12-31
[10 empty] | 2776 | Elwood Energy:GT5 | Elwood Energy LLC | 10598 | 150000 | 2001-07-18 | 2050-12-31
[10 empty] | 2777 | Elwood Energy:GT6 | Elwood Energy LLC | 10681 | 150000 | 2001-07-18 | 2050-12-31
[10 empty] | 2778 | Elwood Energy:GT7 | Elwood Energy LLC | 10598 | 150000 | 2001-07-18 | 2050-12-31
[10 empty] | 2779 | Elwood Energy:GT8 | Elwood Energy LLC | 10642 | 150000 | 2001-07-18 | 2050-12-31
[10 empty] | 2780 | Elwood Energy:GT9 | Elwood Energy LLC | 10598 | 150000 | 2001-07-18 | 2050-12-31
[10 empty] | 2781 | Emerson Falls Hydro:1 | Vermont Group | 0 | 200 | 1985-10-01 | 2050-12-31
[10 empty] | 2782 | Emerson:2 | Emerson NE (City of) | 11169 | 1100 | 1968-01-01 | 2050-12-31
[10 empty] | 2783 | Emerson:3 | Emerson NE (City of) | 12018 | 100 | 1947-01-01 | 2050-12-31
[10 empty] | 2784 | Emerson:4 | Emerson NE (City of) | 11446 | 400 | 1960-01-01 | 2050-12-31
[10 empty] | 2785 | Emery Generating Station:CC | Interstate Power & Light Co | 7271 | 551800 | 2004-05-18 | 2050-12-31
[10 empty] | 2786 | Emeryville Hydroelectric Project:HY | Hampshire Paper Co Inc | 0 | 3500 | 2003-04-24 | 2050-12-31
[10 empty] | 2787 | Empire Energy Center:1 | Empire District Electric Co (The) | 10500 | 85000 | 1978-03-01 | 2050-12-31
[10 empty] | 2788 | Empire Energy Center:2 | Empire District Electric Co (The) | 10000 | 84000 | 1981-06-01 | 2050-12-31
[10 empty] | 2789 | Empire Energy Center:3 | Empire District Electric Co (The) | 10741 | 50000 | 2003-04-25 | 2050-12-31
[10 empty] | 2790 | Empire Energy Center:4 | Empire District Electric Co (The) | 10614 | 50000 | 2003-04-25 | 2050-12-31
[10 empty] | 2791 | Empire Generating:CC | Empire Generating Co LLC | 7098 | 639000 | 2010-09-30 | 2050-12-31
[10 empty] | 2792 | Emporia Hydro:1 | Virginia Electric & Power Co | 0 | 1000 | 1986-03-01 | 2050-12-31
[10 empty] | 2793 | Emporia Power Plant (KS):EEC1 | Westar Energy Inc | 9396 | 42000 | 2008-06-11 | 2050-12-31
[10 empty] | 2794 | Emporia Power Plant (KS):EEC2 | Westar Energy Inc | 9675 | 42000 | 2008-06-11 | 2050-12-31
[10 empty] | 2795 | Emporia Power Plant (KS):EEC3 | Westar Energy Inc | 9947 | 42000 | 2008-06-11 | 2050-12-31
[10 empty] | 2796 | Emporia Power Plant (KS):EEC4 | Westar Energy Inc | 9853 | 42000 | 2008-06-11 | 2050-12-31
[10 empty] | 2797 | Emporia Power Plant (KS):EEC5 | Westar Energy Inc | 10863 | 155000 | 2008-06-11 | 2050-12-31
[10 empty] | 2798 | Emporia Power Plant (KS):EEC6 | Westar Energy Inc | 10598 | 150000 | 2009-02-26 | 2050-12-31
[10 empty] | 2799 | Emporia Power Plant (KS):EEC7 | Westar Energy Inc | 10598 | 150000 | 2009-02-26 | 2050-12-31
[10 empty] | 2800 | Emporia:GEN1 | Emporia Hydropower LP | 0 | 1900 | 1986-01-01 | 2050-12-31
[10 empty] | 2801 | Emporia:GEN2 | Emporia Hydropower LP | 0 | 380 | 1986-01-01 | 2050-12-31
[10 empty] | 2802 | Enbridge Hybrid Fuel Cell:1 | Enbridge Gas Distribution Inc | 0 | 1200 | 2008-10-23 | 2050-12-31
[10 empty] | 2803 | Enbridge Hybrid Fuel Cell:2 | Enbridge Gas Distribution Inc | 0 | 1000 | 2008-10-23 | 2050-12-31
[10 empty] | 2804 | Enbridge Ontario Wind Power Project:WT1 115 | Enbridge (U S) Inc | 1000 | 189750 | 2009-03-31 | 2050-12-31
[10 empty] | 2805 | Endeavor Wind Farm:WT1 40 | Osceola Windpower LLC | 1000 | 100000 | 2008-07-01 | 2050-12-31
[10 empty] | 2806 | Enderlin (ND NSADMEND):GEN1 | Archer Daniels Midland Co | 13044 | 5100 | 1983-08-01 | 2050-12-31
[10 empty] | 2807 | Enderlin (ND NSADMEND):GEN2 | Archer Daniels Midland Co | 13046 | 4700 | 1983-08-01 | 2050-12-31
2017 | 2017 | 2017 |  | 2020 | 2021 |  | 2017 |  |  | 2808 | Endicott Generating:1 | Michigan South Central Power Agency | 11700 | 50000 | 1982-12-01 | 2050-12-31 | W
[10 empty] | 2809 | Endicott Generating:2 | Michigan South Central Power Agency | 10480 | 1600 | 2006-10-01 | 2050-12-31
[10 empty] | 2810 | Endicott Generating:3 | Michigan South Central Power Agency | 10480 | 1600 | 2006-10-01 | 2050-12-31
[10 empty] | 2811 | Energy Tactics Inc:1 | Niagara Mohawk Power Corp | 10000 | 1100 | 1987-12-01 | 2050-12-31
[10 empty] | 2812 | Energy Works Poultry Gasification:IC | Energy Works North America LLC | 9000 | 1000 | 2010-01-31 | 2050-12-31
[10 empty] | 2813 | Engineered Carbons Echo Cogeneration:GEN1 | Engineered Carbons Inc | 12052 | 8900 | 1985-05-01 | 2050-12-31
[10 empty] | 2814 | Engle:16 | American Municipal Power Inc | 9999 | 9000 | 1989-08-01 | 2050-12-31
[10 empty] | 2815 | Enid:1 | Oklahoma Gas & Electric Co | 18500 | 11100 | 1965-11-01 | 2050-12-31
[10 empty] | 2816 | Enid:2 | Oklahoma Gas & Electric Co | 18500 | 10500 | 1965-11-01 | 2050-12-31
[10 empty] | 2817 | Enid:3 | Oklahoma Gas & Electric Co | 18500 | 11500 | 1965-11-01 | 2050-12-31
[10 empty] | 2818 | Enid:4 | Oklahoma Gas & Electric Co | 18500 | 10500 | 1965-11-01 | 2050-12-31
[10 empty] | 2819 | Enoree Landfill:IC1 | Greenville Gas Producers LLC | 9000 | 1500 | 2008-09-02 | 2050-12-31
[10 empty] | 2820 | Enoree Landfill:IC2 | Greenville Gas Producers LLC | 9000 | 1500 | 2008-09-02 | 2050-12-31
[10 empty] | 2821 | Entenmanns Energy Center:1 | General Electric Capital Corp | 10732 | 1300 | 1994-05-01 | 2050-12-31
[10 empty] | 2822 | Entenmanns Energy Center:2 | General Electric Capital Corp | 10732 | 1300 | 1994-05-01 | 2050-12-31
[10 empty] | 2823 | Entenmanns Energy Center:3 | General Electric Capital Corp | 10732 | 1300 | 1994-05-01 | 2050-12-31
[10 empty] | 2824 | Entenmanns Energy Center:4 | General Electric Capital Corp | 10814 | 1300 | 1994-05-01 | 2050-12-31
[10 empty] | 2825 | Enterprise Energy Facility:CT1 | KGen Partners LLC | 12140 | 75000 | 2002-05-01 | 2050-12-31
[10 empty] | 2826 | Enterprise Energy Facility:CT2 | KGen Partners LLC | 12140 | 75000 | 2002-05-01 | 2050-12-31
[10 empty] | 2827 | Enterprise Energy Facility:CT7 | KGen Partners LLC | 12140 | 75000 | 2002-05-01 | 2050-12-31
[10 empty] | 2828 | Enterprise Energy Facility:CT8 | KGen Partners LLC | 12140 | 75000 | 2002-05-01 | 2050-12-31
[10 empty] | 2829 | Enwave Toronto Peaking:ST 1 | Enwave Energy Corp | 10151 | 5500 | 2007-09-15 | 2050-12-31
[10 empty] | 2830 | Enwave Toronto Peaking:ST 2 | Enwave Energy Corp | 10151 | 5500 | 2007-09-15 | 2050-12-31
[10 empty] | 2831 | Ephratah:All | Brookfield Renewable Power Inc | 0 | 2946 | 1920-01-01 | 2050-12-31
[10 empty] | 2832 | Eq Waste Energy Services Inc:CAT1 | Eq Waste Energy Services Inc | 10000 | 500 | 1986-06-01 | 2050-12-31
[10 empty] | 2833 | Eq Waste Energy Services Inc:CAT2 | Eq Waste Energy Services Inc | 10000 | 300 | 1986-06-01 | 2050-12-31
[10 empty] | 2834 | Eq Waste Energy Services Inc:CAT3 | Eq Waste Energy Services Inc | 10000 | 300 | 1986-06-01 | 2050-12-31
[10 empty] | 2835 | Eq Waste Energy Services Inc:CAT4 | Eq Waste Energy Services Inc | 10000 | 300 | 1986-06-01 | 2050-12-31
[10 empty] | 2836 | Equus Freeport Power:1 | Equus Power I LP | 10155 | 47200 | 2004-06-21 | 2050-12-31
[10 empty] | 2837 | Ergon Refining Vicksburg:TMO1 | Ergon Refining Inc | 12127 | 4400 | 1995-03-01 | 2050-12-31
2016 | 2016 | 2016 |  | 2018 | 2021 |  | 2017 |  |  | 2838 | Erickson:1 | Lansing Board of Water & Light | 12104 | 153200 | 1973-02-01 | 2050-12-31 | W
[10 empty] | 2839 | Erie (KS):All | Erie Municipal Light & Power | 11990 | 3900 | 1958-11-01 | 2050-12-31
[10 empty] | 2840 | Erie Coke Corp:1 | Erie Coke Corp | 13396 | 1000 | 1953-01-01 | 2050-12-31
[10 empty] | 2841 | Erie Energy Center:All | Erie Municipal Light & Power | 10380 | 20000 | 1999-10-01 | 2050-12-31
[10 empty] | 2842 | Erie Shores Wind Farm:WT1 3 | Clean Power Income Fund | 1000 | 4500 | 2006-04-14 | 2050-12-31
[10 empty] | 2843 | Erie Shores Wind Farm:WT4 66 | Clean Power Income Fund | 1000 | 94500 | 2006-05-24 | 2050-12-31
[10 empty] | 2844 | Erik Frederick Solar:PV | Erik Frederick | 1000 | 2 | 2009-03-01 | 2050-12-31
[10 empty] | 2845 | Ermine Switching Station:GT1 | SaskPower International Inc | 9598 | 47000 | 2009-12-01 | 2050-12-31
[10 empty] | 2846 | Ermine Switching Station:GT2 | SaskPower International Inc | 9598 | 47000 | 2009-12-01 | 2050-12-31
[10 empty] | 2847 | Errol Hydro:1 | Errol Hydroelectric Co LLC | 0 | 3000 | 1986-11-01 | 2050-12-31
[10 empty] | 2848 | Erving Paper Mills Inc:1 | Erving Paper Mills Inc | 12073 | 300 | 1988-07-01 | 2050-12-31
[10 empty] | 2849 | Escanaba 1:1 | Mead Paper Corp | 0 | 1950 | 1970-01-01 | 2050-12-31
2017 | 2017 | 2017 |  | 2021 | 2021 |  | 2017 |  |  | 2850 | Escanaba:1 | Escanaba Municipal Electric Utility | 15100 | 13000 | 1958-05-01 | 2050-12-31 | W
2017 | 2017 | 2017 |  | 2021 | 2021 |  | 2017 |  |  | 2851 | Escanaba:2 | Escanaba Municipal Electric Utility | 15100 | 13000 | 1958-05-01 | 2050-12-31 | W
[10 empty] | 2852 | Escanaba:3 | Escanaba Municipal Electric Utility | 11621 | 15400 | 2003-06-20 | 2050-12-31
[10 empty] | 2853 | Escanaba:4 | Escanaba Municipal Electric Utility | 0 | 8460 | 1921-07-01 | 2050-12-31
[10 empty] | 2854 | Esfeller Wind:WT | Mike Esfeller | 1000 | 7 | 2008-02-25 | 2050-12-31
[10 empty] | 2855 | Esi (Milo Hydro Co):1 | Morgan Stanley Capital Group Inc | 0 | 500 | 1982-12-01 | 2050-12-31
[10 empty] | 2856 | Espanola Mill:1 | Domtar Industries Inc | 11000 | 40300 | 1980-01-01 | 2050-12-31
[10 empty] | 2857 | Essex (MO):1 | Associated Electric Coop Inc | 10815 | 107400 | 1999-06-01 | 2050-12-31
[10 empty] | 2858 | Essex (NJ ARFCESX):GEN1 | American Ref Fuel Co of Essex | 12015 | 30000 | 1990-11-01 | 2050-12-31
[10 empty] | 2859 | Essex (NJ ARFCESX):GEN2 | American Ref Fuel Co of Essex | 12015 | 30000 | 1990-11-01 | 2050-12-31
[10 empty] | 2860 | Essex (NJ PSEG):101 | PSEG Fossil LLC | 16137 | 42000 | 1971-06-01 | 2050-12-31
[10 empty] | 2861 | Essex (NJ PSEG):102 | PSEG Fossil LLC | 16150 | 42000 | 1971-06-01 | 2050-12-31
[10 empty] | 2862 | Essex (NJ PSEG):103 | PSEG Fossil LLC | 15348 | 42000 | 1971-06-01 | 2050-12-31
[10 empty] | 2863 | Essex (NJ PSEG):104 | PSEG Fossil LLC | 16148 | 42000 | 1971-06-01 | 2050-12-31
[10 empty] | 2864 | Essex (NJ PSEG):111 | PSEG Fossil LLC | 15416 | 46000 | 1971-12-01 | 2050-12-31
[10 empty] | 2865 | Essex (NJ PSEG):112 | PSEG Fossil LLC | 15385 | 46000 | 1971-12-01 | 2050-12-31
[10 empty] | 2866 | Essex (NJ PSEG):113 | PSEG Fossil LLC | 16260 | 46000 | 1971-12-01 | 2050-12-31
[10 empty] | 2867 | Essex (NJ PSEG):114 | PSEG Fossil LLC | 16209 | 46000 | 1971-12-01 | 2050-12-31
[10 empty] | 2868 | Essex (NJ PSEG):121 | PSEG Fossil LLC | 15325 | 46000 | 1971-06-01 | 2050-12-31
[10 empty] | 2869 | Essex (NJ PSEG):122 | PSEG Fossil LLC | 15296 | 46000 | 1971-06-01 | 2050-12-31
[10 empty] | 2870 | Essex (NJ PSEG):123 | PSEG Fossil LLC | 15346 | 46000 | 1971-06-01 | 2050-12-31
[10 empty] | 2871 | Essex (NJ PSEG):124 | PSEG Fossil LLC | 15362 | 46000 | 1971-06-01 | 2050-12-31
[10 empty] | 2872 | Essex (NJ PSEG):9 | PSEG Fossil LLC | 9991 | 81000 | 1990-07-01 | 2050-12-31
[10 empty] | 2873 | Essex Junction 19:All | Green Mountain Power Corp | 0 | 5008 | 1917-01-03 | 2050-12-31
[10 empty] | 2874 | Essex Junction 19:All | Green Mountain Power Corp | 10373 | 7216 | 2007-10-01 | 2050-12-31
[10 empty] | 2875 | Estatoah:1 | Georgia Power Co | 0 | 240 | 1928-01-01 | 2050-12-31
[10 empty] | 2876 | Estherville:2 | Estherville IA (City of) | 14000 | 1100 | 1946-12-01 | 2050-12-31
[10 empty] | 2877 | Estherville:3 | Estherville IA (City of) | 10853 | 2700 | 1960-06-01 | 2050-12-31
[10 empty] | 2878 | Estherville:4 | Estherville IA (City of) | 10493 | 3600 | 1969-06-01 | 2050-12-31
[10 empty] | 2879 | Estherville:5 | Estherville IA (City of) | 10500 | 3600 | 1969-01-01 | 2050-12-31
[10 empty] | 2880 | Estherville:6 | Estherville IA (City of) | 10701 | 1700 | 1950-01-01 | 2050-12-31
[10 empty] | 2881 | Estherville:7 | Estherville IA (City of) | 10859 | 2700 | 1960-01-01 | 2050-12-31
[10 empty] | 2882 | Estlin Heat Recovery:ST | NRGreen Power Limited Partnership | 10000 | 5100 | 2008-06-30 | 2050-12-31
[10 empty] | 2883 | Eufaula:1 | USACE Tulsa District | 0 | 34500 | 1964-07-01 | 2050-12-31
[10 empty] | 2884 | Eufaula:2 | USACE Tulsa District | 0 | 34500 | 1964-09-01 | 2050-12-31
[10 empty] | 2885 | Eufaula:3 | USACE Tulsa District | 0 | 34500 | 1964-08-01 | 2050-12-31
[10 empty] | 2886 | Eugenia:All | Ontario Power Generation Inc | 0 | 4000 | 1915-11-15 | 2050-12-31
[10 empty] | 2887 | Eustis Hydro Manufacturing:1 | Ridgewood Maine Hydro Partnership LP | 0 | 100 | 1984-03-01 | 2050-12-31
[10 empty] | 2888 | Evanston Township High School:GEN1 | Evanston Board of Education | 10866 | 800 | 1992-12-01 | 2050-12-31
[10 empty] | 2889 | Evanston Township High School:GEN2 | Evanston Board of Education | 10866 | 800 | 1992-12-01 | 2050-12-31
[10 empty] | 2890 | Evanston Township High School:GEN3 | Evanston Board of Education | 10866 | 800 | 1992-12-01 | 2050-12-31
[10 empty] | 2891 | Evergreen Solar Farm:PV | FLS Energy Solar 10 | 1000 | 550 | 2010-03-01 | 2050-12-31
[10 empty] | 2892 | Everret Williams Hydro:HY | Everret Williams | 0 | 4 | 2008-08-01 | 2050-12-31
[10 empty] | 2893 | Ewington Energy Wind Project:WT1 10 | BC Energy LLC | 1000 | 19950 | 2008-06-13 | 2050-12-31
[10 empty] | 2894 | Excel Plastic Wind:WT | Excel Plastic | 1000 | 40 | 2008-10-06 | 2050-12-31
[10 empty] | 2895 | Exelon Chicago Solar:PV1 | Exelon Corp | 1000 | 10000 | 2010-02-03 | 2050-12-31
[10 empty] | 2896 | Exelon Epuron Solar Energy Center:PV | MF Mesa Lane LLC | 1000 | 1500 | 2008-11-24 | 2050-12-31
[10 empty] | 2897 | Exeter River Hydro:1 | Northeast Utilities | 0 | 0 | 1982-12-01 | 2050-12-31
[10 empty] | 2898 | Exeter:GEN1 | Oxford/CMS Development LP | 10500 | 24173 | 1991-06-01 | 2050-12-31
[10 empty] | 2899 | Exira Station Power Project:GT1 | Missouri River Energy Services | 9466 | 46800 | 2004-05-19 | 2050-12-31
[10 empty] | 2900 | Exira Station Power Project:GT2 | Missouri River Energy Services | 9542 | 45500 | 2004-05-19 | 2050-12-31
[10 empty] | 2901 | Exira Station Power Project:GT3 | Missouri River Energy Services | 9635 | 46700 | 2007-03-20 | 2050-12-31
[10 empty] | 2902 | Expander Turbine:16TG | Ispat Inland Inc | 14407 | 15000 | 1981-05-01 | 2050-12-31
|  |  | 2017 |  | 2017 |  | 2017 | 2013 | 0.93544 | 2903 | F B Culley:2 | Southern Indiana Gas & Electric Co | 11303 | 90000 | 1966-12-01 | 2050-12-31 | E
|  |  | 2017 |  | 2017 |  | 2017 | 2013 | 0.93544 | 2904 | F B Culley:3 | Southern Indiana Gas & Electric Co | 10180 | 270000 | 1973-06-01 | 2050-12-31 | E
[10 empty] | 2905 | Faber Place:1 | South Carolina Electric & Gas Co | 19832 | 8000 | 1961-10-01 | 2050-12-31
[10 empty] | 2906 | Factory:1 | Springfield Water Light & Power Dept | 15000 | 21000 | 1973-08-01 | 2050-12-31
2017 | 2017 | 2017 |  | 2020 | 2021 |  | 2017 |  |  | 2907 | Fair Station:1 | Central Iowa Power Coop | 10900 | 23400 | 1960-01-01 | 2050-12-31 | W
2017 | 2017 | 2017 |  | 2020 | 2021 |  | 2017 |  |  | 2908 | Fair Station:2 | Central Iowa Power Coop | 13017 | 41000 | 1967-04-01 | 2050-12-31 | W
[10 empty] | 2909 | Fairbanks Mill:HY | Michael J Donahue | 0 | 18 | 1982-10-08 | 2050-12-31
[10 empty] | 2910 | Fairbanks Morse Engine:GEN7 | Fairbanks Morse Engine | 10293 | 3100 | 1996-08-01 | 2050-12-31
[10 empty] | 2911 | Fairbanks Morse Engine:IPE | Fairbanks Morse Engine | 10761 | 1500 | 1989-05-01 | 2050-12-31
[10 empty] | 2912 | Fairbanks Morse Unit:IC | Biofuels Power Corp | 9000 | 1100 | 2007-10-26 | 2050-12-31
[10 empty] | 2913 | Fairbury:1 | Fairbury NE (City of) | 13900 | 3800 | 1948-08-01 | 2050-12-31
[10 empty] | 2914 | Fairbury:2 | Fairbury NE (City of) | 13900 | 2500 | 1938-01-01 | 2050-12-31
[10 empty] | 2915 | Fairbury:4 | Fairbury NE (City of) | 12900 | 12500 | 1965-01-03 | 2050-12-31
[10 empty] | 2916 | Fairfax (MN):2A | Fairfax MN (City of) | 10486 | 1900 | 2001-08-01 | 2050-12-31
[10 empty] | 2917 | Fairfax Falls:1 | Central Vermont Public Service Corp | 0 | 2000 | 1919-02-01 | 2050-12-31
[10 empty] | 2918 | Fairfax Falls:2 | Central Vermont Public Service Corp | 0 | 2000 | 1919-02-01 | 2050-12-31
[10 empty] | 2919 | Fairfield (IL):All | Fairfield IL (City of) | 10000 | 7500 | 1967-01-03 | 2050-12-31
[10 empty] | 2920 | Fairfield PS:1 | South Carolina Electric & Gas Co | 0 | 72000 | 1978-06-01 | 2050-12-31
[10 empty] | 2921 | Fairfield PS:2 | South Carolina Electric & Gas Co | 0 | 72000 | 1978-06-01 | 2050-12-31
[10 empty] | 2922 | Fairfield PS:3 | South Carolina Electric & Gas Co | 0 | 72000 | 1978-06-01 | 2050-12-31
[10 empty] | 2923 | Fairfield PS:4 | South Carolina Electric & Gas Co | 0 | 72000 | 1978-06-01 | 2050-12-31
[10 empty] | 2924 | Fairfield PS:5 | South Carolina Electric & Gas Co | 0 | 72000 | 1978-12-01 | 2050-12-31
[10 empty] | 2925 | Fairfield PS:6 | South Carolina Electric & Gas Co | 0 | 72000 | 1978-12-01 | 2050-12-31
[10 empty] | 2926 | Fairfield PS:7 | South Carolina Electric & Gas Co | 0 | 72000 | 1978-12-01 | 2050-12-31
[10 empty] | 2927 | Fairfield PS:8 | South Carolina Electric & Gas Co | 0 | 72000 | 1978-12-01 | 2050-12-31
[10 empty] | 2928 | Fairfield Wind Project:WT 1 37 | Hardscrabble Wind Power LLC | 1000 | 74000 | 2011-03-31 | 2050-12-31
[10 empty] | 2929 | Fairfield Works:GEN1 | United States Steel Corp | 14131 | 20000 | 1928-01-01 | 2050-12-31
[10 empty] | 2930 | Fairfield Works:GEN2 | United States Steel Corp | 14131 | 20000 | 1928-01-01 | 2050-12-31
[10 empty] | 2931 | Fairfield Works:GEN3 | United States Steel Corp | 13630 | 20000 | 1941-01-01 | 2050-12-31
[10 empty] | 2932 | Fairfield Works:GEN4 | United States Steel Corp | 11508 | 20000 | 1995-06-01 | 2050-12-31
[10 empty] | 2933 | Fairgrounds:1 | AmerenUE | 14952 | 55000 | 1974-08-01 | 2050-12-31
[10 empty] | 2934 | Fairless Energy Center:CC1 | Dominion Energy Services Co | 7085 | 593200 | 2004-06-01 | 2050-12-31
[10 empty] | 2935 | Fairless Energy Center:CC2 | Dominion Energy Services Co | 7056 | 614000 | 2004-06-28 | 2050-12-31
[10 empty] | 2936 | Fairless Hills:A | Exelon Generation Co LLC | 11135 | 30000 | 1997-12-01 | 2050-12-31
[10 empty] | 2937 | Fairless Hills:B | Exelon Generation Co LLC | 11135 | 30000 | 1997-12-01 | 2050-12-31
[10 empty] | 2938 | Fairmont:4 | Fairmont Public Utilities Commission | 15100 | 5000 | 1949-01-03 | 2050-12-31
[10 empty] | 2939 | Fairmont:6 | Fairmont Public Utilities Commission | 9847 | 6300 | 1975-01-01 | 2050-12-31
[10 empty] | 2940 | Fairmont:7 | Fairmont Public Utilities Commission | 9847 | 6100 | 1975-01-01 | 2050-12-31
[10 empty] | 2941 | Fairmont:All | Fairmont Public Utilities Commission | 1000 | 5400 | 2003-03-17 | 2050-12-31
[10 empty] | 2942 | Fairview (OK):4 | Fairview OK (City of) | 11794 | 800 | 1948-08-01 | 2050-12-31
[10 empty] | 2943 | Fairview (OK):5 | Fairview OK (City of) | 11628 | 1000 | 1954-08-01 | 2050-12-31
[10 empty] | 2944 | Fall River Electric:1 | Gas Recovery Systems Inc | 9000 | 900 | 2000-07-01 | 2050-12-31
[10 empty] | 2945 | Fall River Electric:2 | Gas Recovery Systems Inc | 9000 | 900 | 2000-07-01 | 2050-12-31
[10 empty] | 2946 | Fall River Electric:3 | Gas Recovery Systems Inc | 10000 | 4400 | 2000-07-01 | 2050-12-31
[10 empty] | 2947 | Fall River:1 | Nova Scotia Power | 0 | 500 | 1985-01-01 | 2050-12-31
[10 empty] | 2948 | Falls (NC):All | Alcoa Power Generating Inc | 0 | 31400 | 1922-03-01 | 2050-12-31
[10 empty] | 2949 | Falls (PA PECO):1 | Exelon Generation Co LLC | 14858 | 17000 | 1970-05-01 | 2050-12-31
[10 empty] | 2950 | Falls (PA PECO):2 | Exelon Generation Co LLC | 14858 | 17000 | 1970-05-01 | 2050-12-31
[10 empty] | 2951 | Falls (PA PECO):3 | Exelon Generation Co LLC | 14858 | 17000 | 1970-06-01 | 2050-12-31
[10 empty] | 2952 | Falls City:1 | Falls City Utility Dept | 12973 | 600 | 1930-01-03 | 2050-12-31
[10 empty] | 2953 | Falls City:2 | Falls City Utility Dept | 12278 | 900 | 1937-01-03 | 2050-12-31
[10 empty] | 2954 | Falls City:3 | Falls City Utility Dept | 11346 | 2300 | 1965-02-01 | 2050-12-31
[10 empty] | 2955 | Falls City:4 | Falls City Utility Dept | 11459 | 800 | 1946-01-03 | 2050-12-31
[10 empty] | 2956 | Falls City:5 | Falls City Utility Dept | 11083 | 1400 | 1950-11-01 | 2050-12-31
[10 empty] | 2957 | Falls City:6 | Falls City Utility Dept | 10579 | 2000 | 1958-02-01 | 2050-12-31
[10 empty] | 2958 | Falls City:7 | Falls City Utility Dept | 10999 | 5900 | 1972-06-01 | 2050-12-31
[10 empty] | 2959 | Falls City:8 | Falls City Utility Dept | 11052 | 6000 | 1982-03-01 | 2050-12-31
[10 empty] | 2960 | Falls Village:All | FirstLight Hydro Generating Co LLC | 0 | 9750 | 1914-01-01 | 2050-12-31
[10 empty] | 2961 | Fanshawe Hydro:1 | Upper Thames River Conservation Authority | 0 | 500 | 1984-01-01 | 2050-12-31
[10 empty] | 2962 | Far Rockaway:4 | National Grid Generation LLC | 11389 | 107000 | 1953-12-01 | 2050-12-31
[10 empty] | 2963 | Faribault Energy Park:CC1 | Faribault Energy Park LLC | 7074 | 282200 | 2007-07-21 | 2050-12-31
[10 empty] | 2964 | Farm Fresh Wilson:IC | Farm Fresh | 10752 | 600 | 2008-05-01 | 2050-12-31
[10 empty] | 2965 | Farmer City:1 | Farmer City IL (City of) | 12545 | 1300 | 1967-07-01 | 2050-12-31
[10 empty] | 2966 | Farmer City:2 | Farmer City IL (City of) | 12545 | 900 | 1963-04-01 | 2050-12-31
[10 empty] | 2967 | Farmer City:4 | Farmer City IL (City of) | 12545 | 700 | 1951-04-01 | 2050-12-31
[10 empty] | 2968 | Farmer City:5 | Farmer City IL (City of) | 12545 | 2800 | 1974-07-01 | 2050-12-31
[10 empty] | 2969 | Farmers City Wind:WT1 73 | Farmers City Wind LLC | 1000 | 146000 | 2009-06-30 | 2050-12-31
[10 empty] | 2970 | Faulkton:1 | NorthWestern Corp | 10200 | 2600 | 1969-01-03 | 2050-12-31
[10 empty] | 2971 | Fauquier Landfill:IC1 | Fauquier Landfill Gas LLC | 9000 | 1000 | 2004-04-15 | 2050-12-31
[10 empty] | 2972 | Fauquier Landfill:IC2 | Fauquier Landfill Gas LLC | 9000 | 1000 | 2004-04-15 | 2050-12-31
[10 empty] | 2973 | Fayette Energy Facility:CC1 | Duke Energy Ohio | 7098 | 600500 | 2003-06-01 | 2050-12-31
[10 empty] | 2974 | Fayette:All | Fayette MO (City of) | 12500 | 6400 | 1985-07-01 | 2050-12-31
[10 empty] | 2975 | Feeder Dam Hydro Plant:All | Brookfield Renewable Power Inc | 0 | 3960 | 1924-01-01 | 2050-12-31
[10 empty] | 2976 | Fellsway Development LLC:CAT1 | Fellsway Development LLC | 11392 | 700 | 1972-01-01 | 2050-12-31
[10 empty] | 2977 | Fellsway Development LLC:CAT2 | Fellsway Development LLC | 11234 | 800 | 1976-01-01 | 2050-12-31
[10 empty] | 2978 | Fellsway Development LLC:GT | Fellsway Development LLC | 16233 | 600 | 1969-01-01 | 2050-12-31
[10 empty] | 2979 | Fellsway Development LLC:ST | Fellsway Development LLC | 11584 | 200 | 1996-06-01 | 2050-12-31
[10 empty] | 2980 | Fenelon Falls:All | Consolidated Hydro Ltd | 0 | 2600 | 1997-08-01 | 2050-12-31
[10 empty] | 2981 | Fenner Wind:1 | Canastota Windpower LLC | 1000 | 30000 | 2001-11-30 | 2050-12-31
[10 empty] | 2982 | Fennimore:All | Fennimore Water & Light | 10338 | 8000 | 1964-01-03 | 2050-12-31
[10 empty] | 2983 | Fenton Wind Power Plant:WT1 137 | Fenton Power Partners LLC | 1000 | 205500 | 2007-11-13 | 2050-12-31
[10 empty] | 2984 | Fergus Control CTR:1 | Otter Tail Power Co | 14000 | 2100 | 1995-10-01 | 2050-12-31
[10 empty] | 2985 | Fermeuse Wind Farm (NL):WT 1 9 | Canadian Hydro Developers Inc | 1000 | 27000 | 2009-07-06 | 2050-12-31
[10 empty] | 2986 | Fermi:GT1 | Detroit Edison Co (The) | 15060 | 13000 | 1966-04-01 | 2050-12-31
[10 empty] | 2987 | Fermi:GT2 | Detroit Edison Co (The) | 15060 | 13000 | 1966-04-01 | 2050-12-31
[10 empty] | 2988 | Fermi:GT3 | Detroit Edison Co (The) | 15060 | 13000 | 1966-04-01 | 2050-12-31
[10 empty] | 2989 | Fermi:GT4 | Detroit Edison Co (The) | 15060 | 12000 | 1966-04-01 | 2050-12-31
[10 empty] | 2990 | Fermi:NB 1 | Detroit Edison Co (The) | 10500 | 1111000 | 1988-01-01 | 2050-12-31
[10 empty] | 2991 | Ferndale Wind Farm:All | Sky Generation | 1000 | 7200 | 2002-11-30 | 2050-12-31
[10 empty] | 2992 | Fey Windfarm LLC:WT 1-2 | Fey Windfarm LLC | 1000 | 2000 | 2003-09-05 | 2050-12-31
[10 empty] | 2993 | Fibrominn (MN):ST | Fibrowatt LLC | 9540 | 55000 | 2007-09-30 | 2050-12-31
[10 empty] | 2994 | Field Street:1 | Utilities Commission New Smyrna Beach | 11711 | 22000 | 2001-04-01 | 2050-12-31
[10 empty] | 2995 | Field Street:2 | Utilities Commission New Smyrna Beach | 11711 | 22000 | 2001-04-01 | 2050-12-31
[10 empty] | 2996 | Fife Brook:GEN1 | Brookfield Renewable Power Inc | 0 | 9900 | 1974-10-01 | 2050-12-31
[10 empty] | 2997 | Filtration Sciences:1 | Niagara Mohawk Power Corp | 0 | 800 | 1986-01-01 | 2050-12-31
[10 empty] | 2998 | Finch Pruyn:All | Brookfield Renewable Power Inc | 0 | 11210 | 1944-01-01 | 2050-12-31
[10 empty] | 2999 | Finch Pruyn:GEN6 | Finch Paper LLC | 11725 | 23000 | 1987-06-01 | 2050-12-31
[10 empty] | 3000 | First Light Solar:PV | SunEdison Canada LLC | 1000 | 9500 | 2009-10-02 | 2050-12-31
[10 empty] | 3001 | Fishback:UNT1 | PPL Martins Creek LLC | 13500 | 14000 | 1969-08-01 | 2050-12-31
[10 empty] | 3002 | Fishback:UNT2 | PPL Martins Creek LLC | 13500 | 14000 | 1969-08-01 | 2050-12-31
[10 empty] | 3003 | Fishers Island:All | Fishers Island Electric Corp | 11631 | 1000 | 1965-01-03 | 2050-12-31
[10 empty] | 3004 | Fishing Creek:All | Duke Energy Carolinas | 0 | 48800 | 1916-11-01 | 2050-12-31
2015 | 2015 | 2015 |  | 2017 | 2020 |  | 2017 |  |  | 3005 | Fisk Street:19 | Midwest Generations EME LLC | 10236 | 326000 | 1959-07-01 | 2050-12-31 | W
[10 empty] | 3006 | Fisk Street:311 | Midwest Generations EME LLC | 17153 | 25400 | 1968-07-01 | 2050-12-31
[10 empty] | 3007 | Fisk Street:312 | Midwest Generations EME LLC | 17153 | 23700 | 1968-07-01 | 2050-12-31
[10 empty] | 3008 | Fisk Street:321 | Midwest Generations EME LLC | 16042 | 25400 | 1968-07-01 | 2050-12-31
[10 empty] | 3009 | Fisk Street:322 | Midwest Generations EME LLC | 16042 | 25400 | 1968-07-01 | 2050-12-31
[10 empty] | 3010 | Fisk Street:331 | Midwest Generations EME LLC | 17253 | 23700 | 1968-07-01 | 2050-12-31
[10 empty] | 3011 | Fisk Street:332 | Midwest Generations EME LLC | 17253 | 25400 | 1968-07-01 | 2050-12-31
[10 empty] | 3012 | Fisk Street:341 | Midwest Generations EME LLC | 17065 | 25400 | 1968-07-01 | 2050-12-31
[10 empty] | 3013 | Fisk Street:342 | Midwest Generations EME LLC | 17065 | 22800 | 1968-07-01 | 2050-12-31
[10 empty] | 3014 | Fiske Mill Hydro:1 | Northeast Utilities | 0 | 200 | 1987-03-01 | 2050-12-31
[10 empty] | 3015 | Fitchburg (WI):1 | Madison Gas & Electric Co | 13350 | 22100 | 1973-05-01 | 2050-12-31
[10 empty] | 3016 | Fitchburg (WI):2 | Madison Gas & Electric Co | 13350 | 21700 | 1973-05-01 | 2050-12-31
[10 empty] | 3017 | Fitchburg Landfill Gas Utilization Project:IC 1 | WM Renewable Energy LLC | 9000 | 1600 | 2007-08-29 | 2050-12-31
[10 empty] | 3018 | Fitchburg Landfill Gas Utilization Project:IC 2 | WM Renewable Energy LLC | 9000 | 1600 | 2007-08-29 | 2050-12-31
[10 empty] | 3019 | Fitchburg Landfill Gas Utilization Project:IC 3 | WM Renewable Energy LLC | 9000 | 934 | 2009-01-01 | 2050-12-31
[10 empty] | 3020 | Fitzhugh:CC1 | Arkansas Electric Coop Corp | 8000 | 171000 | 2003-03-03 | 2050-12-31
[10 empty] | 3021 | Fitzpatrick Randy:1 | Niagara Mohawk Power Corp | 1000 | 2 | 1984-05-01 | 2050-12-31
[10 empty] | 3022 | Five Channels:All | Consumers Energy Co | 0 | 6000 | 1912-01-01 | 2050-12-31
[10 empty] | 3023 | Five Falls:1 | Brookfield Renewable Power Inc | 0 | 23200 | 1955-01-01 | 2050-12-31
[10 empty] | 3024 | Five Oaks Gas Recovery:GEN1 | WM Renewable Energy LLC | 9000 | 800 | 2008-02-01 | 2050-12-31
[10 empty] | 3025 | Five Oaks Gas Recovery:GEN2 | WM Renewable Energy LLC | 9000 | 800 | 2008-02-01 | 2050-12-31
[10 empty] | 3026 | Five Oaks Gas Recovery:GEN3 | WM Renewable Energy LLC | 9000 | 800 | 2008-02-01 | 2050-12-31
[10 empty] | 3027 | Five Oaks Gas Recovery:GEN4 | WM Renewable Energy LLC | 9000 | 800 | 2008-02-01 | 2050-12-31
[10 empty] | 3028 | Five Star Dairy:GT1 | Dairyland Power Coop | 10000 | 775 | 2005-06-01 | 2050-12-31
[10 empty] | 3029 | FL&P Elm Street Substation:IC1 | Farmington Light & Power | 10449 | 1300 | 2002-10-01 | 2050-12-31
[10 empty] | 3030 | FL&P Elm Street Substation:IC2 | Farmington Light & Power | 10449 | 1300 | 2002-10-01 | 2050-12-31
[10 empty] | 3031 | FL&P Elm Street Substation:IC3 | Farmington Light & Power | 10449 | 1300 | 2002-10-01 | 2050-12-31
[10 empty] | 3032 | FL&P Elm Street Substation:IC4 | Farmington Light & Power | 10449 | 1300 | 2002-10-01 | 2050-12-31
[10 empty] | 3033 | FL&P Jefferson Street Substation:IC1 | Farmington Light & Power | 10448 | 1300 | 2002-11-01 | 2050-12-31
[10 empty] | 3034 | FL&P Jefferson Street Substation:IC2 | Farmington Light & Power | 10448 | 1300 | 2002-11-01 | 2050-12-31
[10 empty] | 3035 | FL&P Jefferson Street Substation:IC3 | Farmington Light & Power | 10448 | 1300 | 2002-11-01 | 2050-12-31
[10 empty] | 3036 | FL&P Overall Road Station:IC1 | Farmington Light & Power | 10443 | 1300 | 2003-03-01 | 2050-12-31
[10 empty] | 3037 | FL&P Overall Road Station:IC2 | Farmington Light & Power | 10443 | 1300 | 2003-03-01 | 2050-12-31
[10 empty] | 3038 | FL&P Overall Road Station:IC3 | Farmington Light & Power | 10443 | 1300 | 2003-03-01 | 2050-12-31
[10 empty] | 3039 | FL&P Overall Road Station:IC4 | Farmington Light & Power | 10443 | 1300 | 2003-03-01 | 2050-12-31
[10 empty] | 3040 | FL&P Walton Street Substation:IC1 | Farmington Light & Power | 10445 | 1300 | 2003-01-01 | 2050-12-31
[10 empty] | 3041 | FL&P Walton Street Substation:IC2 | Farmington Light & Power | 10445 | 1300 | 2003-01-01 | 2050-12-31
[10 empty] | 3042 | FL&P Walton Street Substation:IC3 | Farmington Light & Power | 10445 | 1300 | 2003-01-01 | 2050-12-31
[10 empty] | 3043 | Flambeau Crowley:All | Flambeau Hydro LLC | 0 | 1500 | 1930-01-01 | 2050-12-31
[10 empty] | 3044 | Flambeau Hydro:All | Dairyland Power Coop | 0 | 23700 | 1951-03-01 | 2050-12-31
[10 empty] | 3045 | Flambeau Lower:All | Flambeau Hydro LLC | 0 | 1200 | 1923-01-01 | 2050-12-31
[10 empty] | 3046 | Flambeau Pixley:HY1 | Flambeau Hydro LLC | 0 | 960 | 1980-01-01 | 2050-12-31
[10 empty] | 3047 | Flambeau River Papers:GEN1 | Flambeau River Papers | 13157 | 4700 | 1982-09-01 | 2050-12-31
[10 empty] | 3048 | Flambeau:1 | Northern States Power Co (Wisconsin) | 16327 | 13000 | 1969-01-03 | 2050-12-31
[10 empty] | 3049 | Flat Ridge Wind Farm:WT1 40 | Westar Energy Inc | 1000 | 100000 | 2009-03-05 | 2050-12-31
[10 empty] | 3050 | Flat Rock:All | Brookfield Renewable Power Inc | 0 | 5400 | 1924-01-01 | 2050-12-31
[10 empty] | 3051 | Flat Water Wind Farm:WT1 40 | Flat Water Holdings LLC | 1000 | 60000 | 2010-12-31 | 2050-12-31
[10 empty] | 3052 | Fleet Farm Diesel:1 | Otter Tail Power Co | 11320 | 800 | 2000-04-01 | 2050-12-31
| 2016 |  |  | 2016 | 2014 |  | 2017 |  |  | 3053 | Flint Creek (AR):1 | Southwestern Electric Power Co | 9916 | 528000 | 1978-05-01 | 2050-12-31 | W
[10 empty] | 3054 | Flint River Operations:GEN1 | Weyerhaeuser Co | 13245 | 42000 | 1980-12-01 | 2050-12-31
[10 empty] | 3055 | Flint River:All | Georgia Power Co | 0 | 6600 | 1921-12-01 | 2050-12-31
[10 empty] | 3056 | Flora Site A:All | Flora IL (City of) | 10387 | 9000 | 2001-12-01 | 2050-12-31
[10 empty] | 3057 | Florence Hills LLC:FH30 | Florence Hills LLC | 1000 | 1900 | 2001-01-04 | 2050-12-31
[10 empty] | 3058 | Florence:All | Vermont Marble Power Co | 13416 | 5940 | 1992-09-01 | 2050-12-31
[10 empty] | 3059 | Floridas Natural Growers:CE50 | Floridas Natural Growers | 12946 | 3100 | 1989-12-01 | 2050-12-31
[10 empty] | 3060 | Floridas Natural Growers:TA70 | Floridas Natural Growers | 11246 | 5300 | 2000-11-01 | 2050-12-31
[10 empty] | 3061 | Flos Inn:All | Algonquin Northern Maine Gen Co | 11200 | 4200 | 1959-08-01 | 2050-12-31
[10 empty] | 3062 | Floyd County Wind Farm:WT1 50 | MidAmerican Energy Co | 1000 | 75000 | 2008-04-30 | 2050-12-31
[10 empty] | 3063 | Flying Cloud:WT1 29 | Iberdrola Renewables Inc | 1000 | 43500 | 2003-12-09 | 2050-12-31
[10 empty] | 3064 | Fogelman Wind:WT | Burdette Fogelman | 1000 | 10 | 2008-03-25 | 2050-12-31
[10 empty] | 3065 | Fond Du Lac:1 | ALLETE Inc | 0 | 11000 | 1924-01-01 | 2050-12-31
[10 empty] | 3066 | Fontana Dam (NC):1 | Tennessee Valley Authority | 0 | 101400 | 1945-01-01 | 2050-12-31
[10 empty] | 3067 | Fontana Dam (NC):2 | Tennessee Valley Authority | 0 | 101400 | 1945-03-01 | 2050-12-31
[10 empty] | 3068 | Fontana Dam (NC):3 | Tennessee Valley Authority | 0 | 101400 | 1954-02-01 | 2050-12-31
[10 empty] | 3069 | Food Lion 1194:IC | Food Lion LLC | 10818 | 350 | 2008-07-01 | 2050-12-31
[10 empty] | 3070 | Food Lion 2552:IC | Food Lion LLC | 10818 | 350 | 2008-07-01 | 2050-12-31
[10 empty] | 3071 | Food Lion Distribution Solar (NC):PV1 | Duke Energy Carolinas | 1000 | 1090 | 2010-05-04 | 2050-12-31
[10 empty] | 3072 | Foote:All | Consumers Energy Co | 0 | 4200 | 1918-01-01 | 2050-12-31
[10 empty] | 3073 | Fore River:CC | Boston Generating LLC | 6941 | 688300 | 2003-07-31 | 2050-12-31
[10 empty] | 3074 | Forest City:All | Forest City IA (City of) | 10250 | 21500 | 1958-01-01 | 2050-12-31
[10 empty] | 3075 | Forestport:1 | Trafalgar Power Inc | 0 | 1200 | 1987-12-01 | 2050-12-31
[10 empty] | 3076 | Forestvile RSP1:All | Boralex Inc | 0 | 12700 | 1995-01-01 | 2050-12-31
[10 empty] | 3077 | Forked River:1 | Forked River Power LLC | 11257 | 34000 | 1989-06-01 | 2050-12-31
[10 empty] | 3078 | Forked River:2 | Forked River Power LLC | 15321 | 32000 | 1989-07-01 | 2050-12-31
[10 empty] | 3079 | Formosa Plastics Corp:GT1 | Formosa Plastics Corp La | 13917 | 33000 | 1985-03-01 | 2050-12-31
[10 empty] | 3080 | Formosa Plastics Corp:GT2 | Formosa Plastics Corp La | 13102 | 33000 | 1990-07-01 | 2050-12-31
[10 empty] | 3081 | Formosa Plastics Corp:GT3 | Formosa Plastics Corp La | 12130 | 33000 | 1996-07-01 | 2050-12-31
[10 empty] | 3082 | Formosa Plastics Corp:ST1 | Formosa Plastics Corp La | 12026 | 8000 | 1985-05-01 | 2050-12-31
[10 empty] | 3083 | Formosa Plastics Corp:ST2 | Formosa Plastics Corp La | 11817 | 8000 | 1990-10-01 | 2050-12-31
[10 empty] | 3084 | Forsythe Solar:PV | Jack Forsythe | 1000 | 4 | 2008-02-28 | 2050-12-31
[10 empty] | 3085 | Fort Albany First Nation:All | Hydro One Networks Inc | 10851 | 2580 | 1999-01-01 | 2050-12-31
[10 empty] | 3086 | Fort Calhoun:1 | Omaha Public Power District | 10643 | 482000 | 1973-09-01 | 2050-12-31
[10 empty] | 3087 | Fort Detrick Power Plant:GT1 | Keenan Development | 10051 | 6000 | 2008-05-09 | 2050-12-31
[10 empty] | 3088 | Fort Detrick Power Plant:GT2 | Keenan Development | 10051 | 6000 | 2008-05-09 | 2050-12-31
[10 empty] | 3089 | Fort Detrick Power Plant:GT3 | Keenan Development | 10051 | 6000 | 2008-05-09 | 2050-12-31
[10 empty] | 3090 | Fort Detrick Power Plant:GT4 | Keenan Development | 10051 | 6000 | 2008-05-09 | 2050-12-31
[10 empty] | 3091 | Fort Detrick Power Plant:GT5 | Keenan Development | 10051 | 6000 | 2008-05-09 | 2050-12-31
[10 empty] | 3092 | Fort Dodge (KS):4 | Mid Kansas Electric Co LLC | 11029 | 144600 | 1969-06-01 | 2050-12-31
[10 empty] | 3093 | Fort Dodge:2 | Fort Dodge (City of) | 0 | 800 | 1970-01-01 | 2050-12-31
[10 empty] | 3094 | Fort Dodge:3 | Fort Dodge (City of) | 10000 | 175 | 1970-01-01 | 2050-12-31
[10 empty] | 3095 | Fort Frances:ST1 | Abitibi Consolidated Co of Canada | 9660 | 45500 | 2008-12-19 | 2050-12-31
[10 empty] | 3096 | Fort Gibson:All | USACE Tulsa District | 0 | 51200 | 1953-03-01 | 2050-12-31
[10 empty] | 3097 | Fort Loudoun:1 | Tennessee Valley Authority | 0 | 40000 | 1944-01-01 | 2050-12-31
[10 empty] | 3098 | Fort Loudoun:2 | Tennessee Valley Authority | 0 | 37700 | 1943-11-01 | 2050-12-31
[10 empty] | 3099 | Fort Loudoun:3 | Tennessee Valley Authority | 0 | 45300 | 1948-10-01 | 2050-12-31
[10 empty] | 3100 | Fort Loudoun:4 | Tennessee Valley Authority | 0 | 45300 | 1949-01-01 | 2050-12-31
|  |  | 2016 |  | 2016 |  | 2017 |  |  | 3101 | Fort Martin:1 | Monongahela Power Co | 9987 | 552000 | 1967-10-01 | 2050-12-31 | E
|  |  | 2016 |  | 2016 |  | 2017 |  |  | 3102 | Fort Martin:2 | Monongahela Power Co | 9219 | 555000 | 1968-12-01 | 2050-12-31 | E
[10 empty] | 3103 | Fort Miller Hydro:All | Fort Miller Associates | 0 | 5000 | 1984-12-01 | 2050-12-31
[10 empty] | 3104 | Fort Myers:11 | Florida Power & Light Co | 14781 | 54000 | 1974-05-01 | 2050-12-31
[10 empty] | 3105 | Fort Myers:12 | Florida Power & Light Co | 14781 | 54000 | 1974-05-01 | 2050-12-31
[10 empty] | 3106 | Fort Myers:3 | Florida Power & Light Co | 14781 | 54000 | 1974-05-01 | 2050-12-31
[10 empty] | 3107 | Fort Myers:3A | Florida Power & Light Co | 10598 | 162000 | 2003-06-01 | 2050-12-31
[10 empty] | 3108 | Fort Myers:3B | Florida Power & Light Co | 10598 | 162000 | 2003-06-01 | 2050-12-31
[10 empty] | 3109 | Fort Myers:4 | Florida Power & Light Co | 14781 | 54000 | 1974-05-01 | 2050-12-31
[10 empty] | 3110 | Fort Myers:5 | Florida Power & Light Co | 14781 | 54000 | 1974-05-01 | 2050-12-31
[10 empty] | 3111 | Fort Myers:6 | Florida Power & Light Co | 14781 | 54000 | 1974-05-01 | 2050-12-31
[10 empty] | 3112 | Fort Myers:7 | Florida Power & Light Co | 14781 | 54000 | 1974-05-01 | 2050-12-31
[10 empty] | 3113 | Fort Myers:8 | Florida Power & Light Co | 14781 | 54000 | 1974-05-01 | 2050-12-31
[10 empty] | 3114 | Fort Myers:9 | Florida Power & Light Co | 14781 | 54000 | 1974-05-01 | 2050-12-31
[10 empty] | 3115 | Fort Myers:CC1 | Florida Power & Light Co | 6946 | 1440000 | 2002-05-30 | 2050-12-31
[10 empty] | 3116 | Fort Myers:G10 | Florida Power & Light Co | 14781 | 54000 | 1974-05-01 | 2050-12-31
[10 empty] | 3117 | Fort Myers:GT1 | Florida Power & Light Co | 14781 | 54000 | 1974-05-01 | 2050-12-31
[10 empty] | 3118 | Fort Myers:GT2 | Florida Power & Light Co | 14024 | 54000 | 1974-05-01 | 2050-12-31
[10 empty] | 3119 | Fort Patrick Henry:1 | Tennessee Valley Authority | 0 | 20360 | 1954-02-01 | 2050-12-31
[10 empty] | 3120 | Fort Patrick Henry:2 | Tennessee Valley Authority | 0 | 20300 | 1953-12-01 | 2050-12-31
[10 empty] | 3121 | Fort Peck (MAPP):3 | USACE Omaha District | 0 | 42000 | 1951-12-01 | 2050-12-31
[10 empty] | 3122 | Fort Peck (MAPP):4 | USACE Omaha District | 0 | 39000 | 1961-06-01 | 2050-12-31
[10 empty] | 3123 | Fort Peck (MAPP):5 | USACE Omaha District | 0 | 39000 | 1961-06-01 | 2050-12-31
[10 empty] | 3124 | Fort Pierre Project:IC1 | Fort Pierre (SD) (City of) | 10419 | 2000 | 2004-10-01 | 2050-12-31
[10 empty] | 3125 | Fort Pierre Project:IC2 | Fort Pierre (SD) (City of) | 10419 | 2000 | 2004-10-01 | 2050-12-31
[10 empty] | 3126 | Fort Pierre Project:IC3 | Fort Pierre (SD) (City of) | 10419 | 2000 | 2004-10-01 | 2050-12-31
[10 empty] | 3127 | Fort Randall:1 | USACE Omaha District | 0 | 39000 | 1954-03-01 | 2050-12-31
[10 empty] | 3128 | Fort Randall:2 | USACE Omaha District | 0 | 39000 | 1954-05-01 | 2050-12-31
[10 empty] | 3129 | Fort Randall:3 | USACE Omaha District | 0 | 39000 | 1954-10-01 | 2050-12-31
[10 empty] | 3130 | Fort Randall:4 | USACE Omaha District | 0 | 39000 | 1954-10-01 | 2050-12-31
[10 empty] | 3131 | Fort Randall:5 | USACE Omaha District | 0 | 39000 | 1955-02-01 | 2050-12-31
[10 empty] | 3132 | Fort Randall:6 | USACE Omaha District | 0 | 39000 | 1955-06-01 | 2050-12-31
[10 empty] | 3133 | Fort Randall:7 | USACE Omaha District | 0 | 39000 | 1955-10-01 | 2050-12-31
[10 empty] | 3134 | Fort Randall:8 | USACE Omaha District | 0 | 39000 | 1956-01-01 | 2050-12-31
[10 empty] | 3135 | Fort Severn First Nation:GEN1 | Hydro One Networks Inc | 10761 | 1250 | 1998-01-01 | 2050-12-31
[10 empty] | 3136 | Forward Wind Energy Center:WT1 66 | Forward Energy LLC | 1000 | 99000 | 2008-05-01 | 2050-12-31
[10 empty] | 3137 | Forward Wind Energy Center:WT67 86 | Forward Energy LLC | 1000 | 30000 | 2008-05-20 | 2050-12-31
[10 empty] | 3138 | Forward Windpower:WT1 14 | Forward Windpower LLC | 1000 | 27000 | 2008-06-30 | 2050-12-31
[10 empty] | 3139 | Foss Mill:1 | Peter C Graham | 0 | 15 | 1985-07-01 | 2050-12-31
|  |  | 2017 |  | 2017 |  | 2017 |  |  | 3140 | Foster Wheeler Mt Carmel Cogeneration:TG1 | El Paso Marketing LP | 11540 | 43000 | 1990-01-01 | 2050-12-31 | E
[10 empty] | 3141 | Four Hills Nashua Landfill:UNT1 | Suncook Energy LLC | 10000 | 1645 | 1996-04-01 | 2050-12-31
[10 empty] | 3142 | Four Hills Nashua Landfill:UNT2 | Suncook Energy LLC | 10000 | 124 | 1996-04-01 | 2050-12-31
[10 empty] | 3143 | Four Mile Hydro:All | Thunder Bay Power Co | 0 | 2000 | 1990-09-01 | 2050-12-31
[10 empty] | 3144 | Fourche Creek Wastewater:1 | Little Rock Wastewater Utility | 10000 | 500 | 1983-07-01 | 2050-12-31
[10 empty] | 3145 | Fourche Creek Wastewater:2 | Little Rock Wastewater Utility | 10000 | 500 | 1983-07-01 | 2050-12-31
[10 empty] | 3146 | Fourche Creek Wastewater:3 | Little Rock Wastewater Utility | 10000 | 500 | 1983-07-01 | 2050-12-31
[10 empty] | 3147 | Fourche Creek Wastewater:4 | Little Rock Wastewater Utility | 9000 | 1300 | 2010-02-01 | 2050-12-31
[10 empty] | 3148 | Fourth Branch Hydro:1 | Adirondack Hydro Fourth Branch LLC | 0 | 2800 | 1987-12-01 | 2050-12-31
[10 empty] | 3149 | Fourth Lake:1 | Nova Scotia Power | 0 | 2200 | 1983-01-01 | 2050-12-31
[10 empty] | 3150 | Fowler No 7 Mill:All | Hydro Development Group Inc | 0 | 323 | 1976-01-01 | 2050-12-31
[10 empty] | 3151 | Fowler Ridge Wind Farm:WT1 182 | Fowler Ridge Wind LLC | 1000 | 300300 | 2008-12-31 | 2050-12-31
[10 empty] | 3152 | Fowler Ridge Wind Farm:WT183 222 | Fowler Ridge III Wind Farm LLC | 1000 | 100000 | 2008-12-31 | 2050-12-31
[10 empty] | 3153 | Fowler Ridge Wind Farm:WT223 355 | Sempra Generation | 1000 | 200000 | 2009-12-23 | 2050-12-31
[10 empty] | 3154 | Fox Energy Center:CC1 | Fox Energy Center LLC | 6731 | 548000 | 2005-06-06 | 2050-12-31
[10 empty] | 3155 | Fox Islands Wind Project:WT1 3 | Fox Islands Wind LLC | 1000 | 4500 | 2009-11-17 | 2050-12-31
[10 empty] | 3156 | Fox Lake:1 | Interstate Power & Light Co | 13093 | 12300 | 1950-01-01 | 2050-12-31
[10 empty] | 3157 | Fox Lake:3 | Interstate Power & Light Co | 12430 | 84400 | 1962-01-01 | 2050-12-31
[10 empty] | 3158 | Fox Metro Water Reclamation Di:RU3 | Fox Metro Water Reclamation | 10858 | 1070 | 1988-12-01 | 2050-12-31
[10 empty] | 3159 | Fox Metro Water Reclamation Di:RU4 | Fox Metro Water Reclamation | 10858 | 1070 | 1988-12-01 | 2050-12-31
2017 | 2017 | 2017 |  | 2021 | 2021 |  | 2017 |  |  | 3160 | Fox Valley Energy Center:1 | Fox Valley Energy Center LLC | 11744 | 6500 | 1999-09-01 | 2050-12-31 | W
[10 empty] | 3161 | FPL Energy Oliver Wind II:WT1 32 | FPL Energy Oliver Wind II LLC | 1000 | 48000 | 2007-11-01 | 2050-12-31
[10 empty] | 3162 | FPL Energy Oliver Wind:WT1 22 | FPL Energy Oliver Wind I LLC | 1000 | 50600 | 2006-12-31 | 2050-12-31
[10 empty] | 3163 | Framingham:GT1 | Sithe New England Holdings LLC | 15312 | 10893 | 1970-03-01 | 2050-12-31
[10 empty] | 3164 | Framingham:GT2 | Sithe New England Holdings LLC | 15603 | 9914 | 1969-09-01 | 2050-12-31
[10 empty] | 3165 | Framingham:GT3 | Sithe New England Holdings LLC | 15359 | 9366 | 1969-09-01 | 2050-12-31
|  |  | 2017 |  | 2017 |  | 2017 | 2013 | 0.9422 | 3166 | Frank E Ratts:1 | Hoosier Energy Rural Electric Coop Inc | 9642 | 122000 | 1970-04-01 | 2050-12-31 | E
|  |  | 2017 |  | 2017 |  | 2017 | 2013 | 0.9422 | 3167 | Frank E Ratts:2 | Hoosier Energy Rural Electric Coop Inc | 9704 | 123000 | 1970-04-01 | 2050-12-31 | E
[10 empty] | 3168 | Frank J Russell:1 | Marquette Board of Light & Power | 0 | 700 | 1924-01-03 | 2050-12-31
[10 empty] | 3169 | Frank Jenkins:All | Portland Electric Dept | 11467 | 3500 | 1950-05-01 | 2050-12-31
[10 empty] | 3170 | Frank M Tait:GT1 | Dayton Power & Light Co (The) | 13663 | 88000 | 1995-04-01 | 2050-12-31
[10 empty] | 3171 | Frank M Tait:GT2 | Dayton Power & Light Co (The) | 13486 | 89000 | 1996-12-01 | 2050-12-31
[10 empty] | 3172 | Frank M Tait:GT3 | Dayton Power & Light Co (The) | 13486 | 79000 | 1998-12-01 | 2050-12-31
[10 empty] | 3173 | Frank M Tait:All | Dayton Power & Light Co (The) | 10400 | 10000 | 1967-05-01 | 2050-12-31
[10 empty] | 3174 | Frank Roberts Solar:PV | Frank Roberts | 1000 | 2 | 2008-03-27 | 2050-12-31
[10 empty] | 3175 | Frankford Station:1 4 | Ontario Power Generation Inc | 0 | 2600 | 1913-01-01 | 2050-12-31
[10 empty] | 3176 | Franklin (Goat Rock Al):CC1 | Southern Power Co | 6895 | 563570 | 2002-06-01 | 2050-12-31
[10 empty] | 3177 | Franklin (Goat Rock Al):CC2 | Southern Power Co | 6938 | 622400 | 2003-06-06 | 2050-12-31
[10 empty] | 3178 | Franklin (Goat Rock Al):CC3 | Southern Power Co | 7267 | 622400 | 2008-06-01 | 2050-12-31
[10 empty] | 3179 | Franklin (LA):GT1 | CLECO Power LLC | 17653 | 8000 | 1973-01-01 | 2050-12-31
[10 empty] | 3180 | Franklin (NC):All | Duke Energy Carolinas | 0 | 1000 | 1925-01-01 | 2050-12-31
[10 empty] | 3181 | Franklin (NE FRNKLN):1 | Franklin NE (City of) | 10042 | 600 | 1963-07-01 | 2050-12-31
[10 empty] | 3182 | Franklin (NE FRNKLN):2 | Franklin NE (City of) | 9950 | 1300 | 1974-10-01 | 2050-12-31
[10 empty] | 3183 | Franklin (NE FRNKLN):3 | Franklin NE (City of) | 9990 | 1100 | 1969-11-01 | 2050-12-31
[10 empty] | 3184 | Franklin (NE FRNKLN):4 | Franklin NE (City of) | 10042 | 900 | 1955-01-01 | 2050-12-31
[10 empty] | 3185 | Franklin (NY):All | Brookfield Renewable Power Inc | 0 | 2200 | 1911-01-01 | 2050-12-31
[10 empty] | 3186 | Franklin County Detention Cogeneration:IC | Franklin County Detention Center | 10778 | 500 | 2008-06-01 | 2050-12-31
[10 empty] | 3187 | Franklin Drive:UN19 | CT Jet Power LLC | 13031 | 15417 | 1968-11-01 | 2050-12-31
[10 empty] | 3188 | Franklin Energy Center:IC | Franklin Energy Center LLC | 10363 | 2000 | 2008-07-15 | 2050-12-31
[10 empty] | 3189 | Franklin Falls:1 | Northeast Utilities | 0 | 500 | 1978-02-01 | 2050-12-31
[10 empty] | 3190 | Franklin Heating:All | Franklin Heating Station | 10489 | 6000 | 2001-06-01 | 2050-12-31
[10 empty] | 3191 | Franklin Heating:GEN1 | Franklin Heating Station | 13473 | 2000 | 1951-01-01 | 2050-12-31
[10 empty] | 3192 | Franklin Heating:GEN2 | Franklin Heating Station | 13473 | 2000 | 1951-01-01 | 2050-12-31
[10 empty] | 3193 | Franklin Heating:GEN3 | Franklin Heating Station | 12768 | 6100 | 1968-01-01 | 2050-12-31
[10 empty] | 3194 | Franklin Heating:GEN4 | Franklin Heating Station | 10667 | 2340 | 1982-01-01 | 2050-12-31
[10 empty] | 3195 | Franklin Heating:GEN5 | Franklin Heating Station | 10667 | 2340 | 1982-01-01 | 2050-12-31
2017 | 2017 | 2017 |  | 2021 | 2021 |  | 2017 |  |  | 3196 | Franklin Heating:GEN6 | Franklin Heating Station | 10000 | 2800 | 2006-01-20 | 2050-12-31 | W
[10 empty] | 3197 | Franklin Industrial Complex:All | Franklin Industrial Complex Inc | 0 | 1000 | 1985-12-01 | 2050-12-31
[10 empty] | 3198 | Frasers:1 | Fraser Paper Co | 11220 | 38500 | 1997-01-01 | 2050-12-31
[10 empty] | 3199 | Frederic Diesel:All | Northwestern Wisconsin Electric Co | 10367 | 13500 | 2000-07-01 | 2050-12-31
[10 empty] | 3200 | Fredonia (KS FREDCTY):All | Fredonia KS (City of) | 11209 | 4000 | 1978-12-01 | 2050-12-31
[10 empty] | 3201 | Freeburg:All | Freeburg IL (Village of) | 12309 | 15875 | 1948-01-03 | 2050-12-31
[10 empty] | 3202 | Freedom Power Project:CT1 | Southwestern Electric Coop Inc (IL) | 11089 | 47000 | 2000-06-01 | 2050-12-31
[10 empty] | 3203 | Freedom Wind:WT1 3 | Beaver Ridge Wind LLC | 1000 | 4500 | 2008-11-09 | 2050-12-31
[10 empty] | 3204 | Freehold Ashbury Park Press:UNT1 | Neo Freehold Generating LLC | 10726 | 1070 | 1997-10-01 | 2050-12-31
[10 empty] | 3205 | Freehold Ashbury Park Press:UNT2 | Neo Freehold Generating LLC | 10726 | 1070 | 1997-10-01 | 2050-12-31
[10 empty] | 3206 | Fremont Energy Center:CC | FirstEnergy Generation Corp | 7406 | 544000 | 2011-01-31 | 2050-12-31
[10 empty] | 3207 | French Island:1 | Northern States Power Co (Wisconsin) | 12000 | 15000 | 1940-10-01 | 2050-12-31
[10 empty] | 3208 | French Island:2 | Northern States Power Co (Wisconsin) | 12000 | 14000 | 1948-04-01 | 2050-12-31
[10 empty] | 3209 | French Island:3 | Northern States Power Co (Wisconsin) | 11838 | 73530 | 1974-09-01 | 2050-12-31
[10 empty] | 3210 | French Island:4 | Northern States Power Co (Wisconsin) | 11838 | 73170 | 1974-11-01 | 2050-12-31
[10 empty] | 3211 | French Landing Dam:FRL1 | STS HydroPower Ltd | 0 | 1600 | 1988-12-01 | 2050-12-31
[10 empty] | 3212 | French Paper Co Hydro:All | French Paper Co | 0 | 1200 | 1922-01-01 | 2050-12-31
[10 empty] | 3213 | Frey Farm Landfill:IC1 | PPL Generation LLC | 9000 | 1600 | 2006-01-16 | 2050-12-31
[10 empty] | 3214 | Frey Farm Landfill:IC2 | PPL Generation LLC | 9000 | 1600 | 2006-01-16 | 2050-12-31
[10 empty] | 3215 | Fries Hydro:All | Aquenergy Systems Inc | 0 | 4960 | 1933-01-01 | 2050-12-31
[10 empty] | 3216 | Frito Lay (CT):GT1 | Frito Lay Inc | 13200 | 5000 | 2009-08-12 | 2050-12-31
[10 empty] | 3217 | Froestville Road Solar:PV | K Julianne Cohen | 1000 | 3 | 2007-12-31 | 2050-12-31
[10 empty] | 3218 | Frogmore Wind Farm:WT1 6 | International Power Canada Inc | 1000 | 9600 | 2008-06-25 | 2050-12-31
[10 empty] | 3219 | Front Line Wind Farm:WT1 5 | Boralex Inc | 1000 | 10000 | 2010-01-29 | 2050-12-31
[10 empty] | 3220 | Front Street (MA):All | Chicopee Municipal Light Plant MA (City of) | 9800 | 8300 | 1978-01-01 | 2050-12-31
[10 empty] | 3221 | Frontenac:GEN1 | Hydro Sherbrooke | 0 | 2200 | 1917-01-01 | 2050-12-31
[10 empty] | 3222 | Fulton (AR):1 | Arkansas Electric Coop Corp | 9992 | 153000 | 2001-05-29 | 2050-12-31
[10 empty] | 3223 | Fulton (MO):GT4 | Fulton MO (City of) | 12628 | 15000 | 1972-08-01 | 2050-12-31
[10 empty] | 3224 | Fulton (MO):All | Fulton MO (City of) | 9685 | 14400 | 1966-09-01 | 2050-12-31
[10 empty] | 3225 | Fulton (NY):All | Brookfield Renewable Power Inc | 0 | 900 | 1924-01-01 | 2050-12-31
[10 empty] | 3226 | Fulton Cogeneration Associates:GTG | Fulton Cogeneration Associates LP | 10898 | 42700 | 1991-02-01 | 2050-12-31
[10 empty] | 3227 | Fulton Landfill:IC | Innovative Energy Systems Fulton LLC | 9000 | 1600 | 2009-10-14 | 2050-12-31
[10 empty] | 3228 | G E Turner:P1 | Progress Energy Florida | 13500 | 11000 | 1970-10-01 | 2050-12-31
[10 empty] | 3229 | G E Turner:P2 | Progress Energy Florida | 13500 | 11000 | 1970-10-01 | 2050-12-31
[10 empty] | 3230 | G E Turner:P3 | Progress Energy Florida | 13687 | 63000 | 1974-08-01 | 2050-12-31
[10 empty] | 3231 | G E Turner:P4 | Progress Energy Florida | 11480 | 64000 | 1974-08-01 | 2050-12-31
2017 | 2017 | 2017 |  | 2020 | 2021 |  | 2017 |  |  | 3232 | G F Weaton Power Station:GEN1 | Zinc Corp of America | 14072 | 56000 | 1958-08-01 | 2050-12-31 | W
2017 | 2017 | 2017 |  | 2020 | 2021 |  | 2017 |  |  | 3233 | G F Weaton Power Station:GEN2 | Zinc Corp of America | 15500 | 56000 | 1958-05-01 | 2050-12-31 | W
[10 empty] | 3234 | G Flow Wind Project:All | Wolf Wind Enterprises LLC | 1000 | 6450 | 2006-03-06 | 2050-12-31
|  |  | 2017 |  | 2017 |  | 2017 |  |  | 3235 | G G Allen:1 | Duke Energy Carolinas | 10028 | 165000 | 1957-06-01 | 2050-12-31 | E
|  |  | 2017 |  | 2017 |  | 2017 |  |  | 3236 | G G Allen:2 | Duke Energy Carolinas | 10028 | 165000 | 1957-11-01 | 2050-12-31 | E
|  |  | 2017 |  | 2017 |  | 2017 |  |  | 3237 | G G Allen:3 | Duke Energy Carolinas | 9579 | 265000 | 1959-10-01 | 2050-12-31 | E
|  |  | 2017 |  | 2017 |  | 2017 |  |  | 3238 | G G Allen:4 | Duke Energy Carolinas | 9239 | 280000 | 1960-10-01 | 2050-12-31 | E
|  |  | 2017 |  | 2017 |  | 2017 |  |  | 3239 | G G Allen:5 | Duke Energy Carolinas | 9796 | 270000 | 1961-07-01 | 2050-12-31 | E
[10 empty] | 3240 | G McNeilus Windfarm:WT 1-10 | Garwin McNeilus Wind Energy Co | 1000 | 9000 | 2002-09-01 | 2050-12-31
[10 empty] | 3241 | G McNeilus Windfarm:WT 11-26 | Garwin McNeilus Wind Energy Co | 1000 | 15200 | 2003-02-01 | 2050-12-31
[10 empty] | 3242 | G McNeilus Windfarm:All | Garwin McNeilus Wind Energy Co | 1000 | 18650 | 2003-05-01 | 2050-12-31
[10 empty] | 3243 | G W Ivey:10 | Homestead FL (City of) | 11800 | 2000 | 1958-01-01 | 2050-12-31
[10 empty] | 3244 | G W Ivey:11 | Homestead FL (City of) | 11800 | 3000 | 1965-01-01 | 2050-12-31
[10 empty] | 3245 | G W Ivey:12 | Homestead FL (City of) | 11800 | 3000 | 1965-01-01 | 2050-12-31
[10 empty] | 3246 | G W Ivey:13 | Homestead FL (City of) | 10924 | 1800 | 1972-11-01 | 2050-12-31
[10 empty] | 3247 | G W Ivey:14 | Homestead FL (City of) | 10924 | 1800 | 1972-11-01 | 2050-12-31
[10 empty] | 3248 | G W Ivey:15 | Homestead FL (City of) | 10924 | 1800 | 1972-11-01 | 2050-12-31
[10 empty] | 3249 | G W Ivey:16 | Homestead FL (City of) | 10924 | 1800 | 1972-11-01 | 2050-12-31
[10 empty] | 3250 | G W Ivey:17 | Homestead FL (City of) | 10924 | 1800 | 1972-11-01 | 2050-12-31
[10 empty] | 3251 | G W Ivey:18 | Homestead FL (City of) | 10078 | 7500 | 1975-04-01 | 2050-12-31
[10 empty] | 3252 | G W Ivey:19 | Homestead FL (City of) | 10131 | 7500 | 1975-02-01 | 2050-12-31
[10 empty] | 3253 | G W Ivey:2 | Homestead FL (City of) | 10924 | 1800 | 1970-03-01 | 2050-12-31
[10 empty] | 3254 | G W Ivey:20 | Homestead FL (City of) | 10139 | 6500 | 1981-05-01 | 2050-12-31
[10 empty] | 3255 | G W Ivey:21 | Homestead FL (City of) | 10000 | 6500 | 1981-05-01 | 2050-12-31
[10 empty] | 3256 | G W Ivey:3 | Homestead FL (City of) | 10924 | 1800 | 1970-03-01 | 2050-12-31
[10 empty] | 3257 | G W Ivey:8 | Homestead FL (City of) | 11800 | 2000 | 1954-01-01 | 2050-12-31
[10 empty] | 3258 | G W Ivey:9 | Homestead FL (City of) | 11800 | 2000 | 1958-01-01 | 2050-12-31
[10 empty] | 3259 | G W Rayner:1 4 | Mississagi Power | 0 | 47500 | 1970-01-01 | 2050-12-31
2017 | 2017 | 2017 |  | 2019 | 2021 |  | 2017 |  |  | 3260 | Gadsden:1 | Alabama Power Co | 11768 | 64000 | 1949-04-01 | 2050-12-31 | W
2017 | 2017 | 2017 |  | 2019 | 2021 |  | 2017 |  |  | 3261 | Gadsden:2 | Alabama Power Co | 11768 | 66000 | 1949-07-01 | 2050-12-31 | W
[10 empty] | 3262 | Gage:All | Central Vermont Public Service Corp | 0 | 359 | 1921-02-01 | 2050-12-31
[10 empty] | 3263 | Galesburg:GEN1 | Archer Daniels Midland Co | 10826 | 1000 | 1992-08-01 | 2050-12-31
[10 empty] | 3264 | Galesburg:GEN2 | Archer Daniels Midland Co | 10826 | 1000 | 1992-08-01 | 2050-12-31
[10 empty] | 3265 | Galesburg:GEN3 | Archer Daniels Midland Co | 10826 | 1000 | 1992-08-01 | 2050-12-31
[10 empty] | 3266 | Galetta:1 4 | Canadian Hydro Developers Inc | 0 | 1600 | 1907-01-01 | 2050-12-31
[10 empty] | 3267 | Galion (OH AMP OH):All | Ohio Municipal Electric Agency Joint Venture 2 | 10543 | 5400 | 2001-07-01 | 2050-12-31
[10 empty] | 3268 | Galion Generating Station:CT1 | American Municipal Power Inc | 11718 | 26000 | 2000-06-01 | 2050-12-31
[10 empty] | 3269 | Galion Generating Station:CT2 | American Municipal Power Inc | 16457 | 12000 | 2000-06-01 | 2050-12-31
[10 empty] | 3270 | Gallatin (MO):All | Gallatin MO (City of) | 10890 | 7000 | 1993-04-01 | 2050-12-31
2015 | 2015 | 2015 |  | 2017 | 2020 |  | 2017 |  |  | 3271 | Gallatin (TN):1 | Tennessee Valley Authority | 9567 | 225000 | 1956-11-01 | 2050-12-31 | W
2015 | 2015 | 2015 |  | 2017 | 2020 |  | 2017 |  |  | 3272 | Gallatin (TN):2 | Tennessee Valley Authority | 9675 | 225000 | 1957-06-01 | 2050-12-31 | W
2015 | 2015 | 2015 |  | 2017 | 2020 |  | 2017 |  |  | 3273 | Gallatin (TN):3 | Tennessee Valley Authority | 9986 | 263000 | 1959-05-01 | 2050-12-31 | W
2015 | 2015 | 2015 |  | 2017 | 2020 |  | 2017 |  |  | 3274 | Gallatin (TN):4 | Tennessee Valley Authority | 10088 | 263000 | 1959-08-01 | 2050-12-31 | W
[10 empty] | 3275 | Gallatin (TN):GT1 | Tennessee Valley Authority | 13452 | 71500 | 1975-07-01 | 2050-12-31
[10 empty] | 3276 | Gallatin (TN):GT2 | Tennessee Valley Authority | 14008 | 71500 | 1975-07-01 | 2050-12-31
[10 empty] | 3277 | Gallatin (TN):GT3 | Tennessee Valley Authority | 13743 | 71500 | 1975-07-01 | 2050-12-31
[10 empty] | 3278 | Gallatin (TN):GT4 | Tennessee Valley Authority | 14272 | 71500 | 1975-07-01 | 2050-12-31
[10 empty] | 3279 | Gallatin (TN):GT5 | Tennessee Valley Authority | 12118 | 78300 | 2000-07-01 | 2050-12-31
[10 empty] | 3280 | Gallatin (TN):GT6 | Tennessee Valley Authority | 12532 | 78300 | 2000-07-01 | 2050-12-31
[10 empty] | 3281 | Gallatin (TN):GT7 | Tennessee Valley Authority | 12473 | 78300 | 2000-07-01 | 2050-12-31
[10 empty] | 3282 | Gallatin (TN):GT8 | Tennessee Valley Authority | 12076 | 78300 | 2000-07-01 | 2050-12-31
[10 empty] | 3283 | Gambo Falls Dam:HY | S D Warren Co | 0 | 1900 | 1911-01-01 | 2050-12-31
[10 empty] | 3284 | Gananoque:GEN1 | Eastern Ontario Power | 0 | 700 | 1939-01-01 | 2050-12-31
[10 empty] | 3285 | Gantt:All | PowerSouth Energy Coop | 0 | 2800 | 1926-01-01 | 2050-12-31
[10 empty] | 3286 | Garden City:GC3 | Sunflower Electric Power Corp | 10000 | 8700 | 1962-06-01 | 2050-12-31
[10 empty] | 3287 | Garden City:S2 | Sunflower Electric Power Corp | 10290 | 97500 | 1973-03-01 | 2050-12-31
[10 empty] | 3288 | Garden City:S3 | Sunflower Electric Power Corp | 14600 | 14500 | 1968-06-01 | 2050-12-31
[10 empty] | 3289 | Garden City:S4 | Sunflower Electric Power Corp | 12800 | 51000 | 1976-05-01 | 2050-12-31
[10 empty] | 3290 | Garden City:S5 | Sunflower Electric Power Corp | 12800 | 53000 | 1979-06-01 | 2050-12-31
[10 empty] | 3291 | Gardiner (ME):GEN1 | Ridgewood Maine Hydro Partnership LP | 0 | 1140 | 1985-07-01 | 2050-12-31
[10 empty] | 3292 | Gardner Brook:1 | Ridgewood Maine Hydro Partnership LP | 0 | 14 | 1980-01-01 | 2050-12-31
[10 empty] | 3293 | Gardner:CT1 | Gardner KS (City of) | 14948 | 15000 | 1990-06-01 | 2050-12-31
[10 empty] | 3294 | Gardner:CT2 | Gardner KS (City of) | 15660 | 16000 | 1990-05-01 | 2050-12-31
[10 empty] | 3295 | Gardners Falls:All | NAEA Energy Massachusetts LLC | 0 | 3360 | 1914-01-01 | 2050-12-31
[10 empty] | 3296 | Garland Mill:1 | Northeast Utilities | 0 | 4 | 2000-05-01 | 2050-12-31
[10 empty] | 3297 | Garnett Municipal:1 | Garnett KS (City of) | 13250 | 1300 | 1961-01-03 | 2050-12-31
[10 empty] | 3298 | Garnett Municipal:2 | Garnett KS (City of) | 13250 | 300 | 1930-01-03 | 2050-12-31
[10 empty] | 3299 | Garnett Municipal:3 | Garnett KS (City of) | 13250 | 1300 | 1955-01-03 | 2050-12-31
[10 empty] | 3300 | Garnett Municipal:4 | Garnett KS (City of) | 13250 | 800 | 1948-01-03 | 2050-12-31
[10 empty] | 3301 | Garnett Municipal:7 | Garnett KS (City of) | 10361 | 2200 | 2000-11-01 | 2050-12-31
[10 empty] | 3302 | Garnett Municipal:IC5 | Garnett KS (City of) | 13250 | 2100 | 1981-01-03 | 2050-12-31
[10 empty] | 3303 | Garnett Municipal:IC6 | Garnett KS (City of) | 13250 | 2200 | 1978-01-03 | 2050-12-31
[10 empty] | 3304 | Garrison:1 | USACE Omaha District | 0 | 96000 | 1956-01-01 | 2050-12-31
[10 empty] | 3305 | Garrison:2 | USACE Omaha District | 0 | 96000 | 1956-03-01 | 2050-12-31
[10 empty] | 3306 | Garrison:3 | USACE Omaha District | 0 | 96000 | 1956-08-01 | 2050-12-31
[10 empty] | 3307 | Garrison:4 | USACE Omaha District | 0 | 99000 | 1960-03-01 | 2050-12-31
[10 empty] | 3308 | Garrison:5 | USACE Omaha District | 0 | 99000 | 1960-05-01 | 2050-12-31
[10 empty] | 3309 | Gartshore GS:1 | Brookfield Renewable Power Inc | 0 | 23000 | 1958-02-09 | 2050-12-31
[10 empty] | 3310 | Garvins Falls:All | Public Service Co of New Hampshire | 0 | 13610 | 1981-12-01 | 2050-12-31
[10 empty] | 3311 | Gary Works:STG1 | Lakeside Energy Corp | 9626 | 161000 | 1997-04-01 | 2050-12-31
[10 empty] | 3312 | Gaston Shoals:All | Duke Energy Carolinas | 0 | 4700 | 1908-08-01 | 2050-12-31
[10 empty] | 3313 | Gaston:1 | Virginia Electric & Power Co | 0 | 56000 | 1963-03-01 | 2050-12-31
[10 empty] | 3314 | Gaston:2 | Virginia Electric & Power Co | 0 | 56000 | 1963-02-01 | 2050-12-31
[10 empty] | 3315 | Gaston:3 | Virginia Electric & Power Co | 0 | 56000 | 1963-02-01 | 2050-12-31
[10 empty] | 3316 | Gaston:4 | Virginia Electric & Power Co | 0 | 57000 | 1963-02-01 | 2050-12-31
[10 empty] | 3317 | Gastonia Duke Street:1 | North Carolina Municipal Power Agency No 1 | 10527 | 1800 | 2002-06-01 | 2050-12-31
[10 empty] | 3318 | Gastonia Rankin Lake:1 | North Carolina Municipal Power Agency No 1 | 10527 | 1800 | 2002-06-01 | 2050-12-31
[10 empty] | 3319 | Gastonia Tulip Drive:UNIT1 | North Carolina Municipal Power Agency No 1 | 10479 | 1800 | 2005-01-01 | 2050-12-31
[10 empty] | 3320 | Gastonia Tulip Drive:UNIT2 | North Carolina Municipal Power Agency No 1 | 10479 | 1800 | 2005-01-01 | 2050-12-31
[10 empty] | 3321 | Gateway Generating:1 | Manassas VA (City of) | 10641 | 1700 | 1996-03-01 | 2050-12-31
[10 empty] | 3322 | Gateway Generating:2 | Manassas VA (City of) | 10398 | 1700 | 2009-06-01 | 2050-12-31
[10 empty] | 3323 | Gauley:GEN1 | Gauley River Power Partners LP | 0 | 40000 | 2001-07-01 | 2050-12-31
[10 empty] | 3324 | Gauley:GEN2 | Gauley River Power Partners LP | 0 | 40000 | 2001-07-01 | 2050-12-31
|  |  | 2015 |  | 2015 |  | 2017 | 2013 | 0.90882 | 3325 | Gavin:1 | Ohio Power Co | 9181 | 1320000 | 1974-10-01 | 2050-12-31 | E
|  |  | 2015 |  | 2015 |  | 2017 | 2013 | 0.90882 | 3326 | Gavin:2 | Ohio Power Co | 9407 | 1320000 | 1975-07-01 | 2050-12-31 | E
[10 empty] | 3327 | Gavins Point:1 | USACE Omaha District | 0 | 34000 | 1956-09-01 | 2050-12-31
[10 empty] | 3328 | Gavins Point:2 | USACE Omaha District | 0 | 34000 | 1956-10-01 | 2050-12-31
[10 empty] | 3329 | Gavins Point:3 | USACE Omaha District | 0 | 34000 | 1957-01-01 | 2050-12-31
[10 empty] | 3330 | Gaylord (CNSMRS):1 | Consumers Energy Co | 14400 | 14000 | 1966-08-01 | 2050-12-31
[10 empty] | 3331 | Gaylord (CNSMRS):2 | Consumers Energy Co | 14400 | 14000 | 1966-08-01 | 2050-12-31
[10 empty] | 3332 | Gaylord (CNSMRS):3 | Consumers Energy Co | 14400 | 14000 | 1966-08-01 | 2050-12-31
[10 empty] | 3333 | Gaylord (CNSMRS):4 | Consumers Energy Co | 14440 | 14000 | 1966-08-01 | 2050-12-31
[10 empty] | 3334 | Gaylord (CNSMRS):5 | Consumers Energy Co | 12500 | 14000 | 1968-04-01 | 2050-12-31
[10 empty] | 3335 | Gaylord (WLVRN):1 | Wolverine Power Supply Coop Inc | 11244 | 18800 | 2001-06-28 | 2050-12-31
[10 empty] | 3336 | Gaylord (WLVRN):2 | Wolverine Power Supply Coop Inc | 11000 | 18800 | 2001-06-28 | 2050-12-31
[10 empty] | 3337 | Gaylord (WLVRN):3 | Wolverine Power Supply Coop Inc | 11000 | 18800 | 2001-06-28 | 2050-12-31
[10 empty] | 3338 | Gaylord Container Corp Bogalusa:NO10 | Gaylord Container Corp | 10940 | 34410 | 1999-04-01 | 2050-12-31
[10 empty] | 3339 | Gaylord Container Corp Bogalusa:NO8 | Gaylord Container Corp | 13277 | 23250 | 1981-03-01 | 2050-12-31
[10 empty] | 3340 | Gaylord Container Corp Bogalusa:NO9 | Gaylord Container Corp | 13453 | 34880 | 1979-06-01 | 2050-12-31
[10 empty] | 3341 | GE Co Aircraft Engines:CC | General Electric Aircraft Engines | 8673 | 53600 | 1972-01-01 | 2050-12-31
[10 empty] | 3342 | GE Plastics Cogeneration:CC | Alabama Power Co | 7699 | 97000 | 1999-07-01 | 2050-12-31
[10 empty] | 3343 | Geismar (Air Liquide):GTG | Air Liquide Large Industries US LP | 11941 | 75000 | 1999-07-04 | 2050-12-31
[10 empty] | 3344 | Geismar (BASF):GEN1 | BASF Corp | 12404 | 33700 | 1985-07-01 | 2050-12-31
[10 empty] | 3345 | Geismar (BASF):GEN2 | BASF Corp | 12404 | 39200 | 1998-11-01 | 2050-12-31
[10 empty] | 3346 | Geismar (BASF):ST | BASF Corp | 11302 | 7200 | 2005-10-01 | 2050-12-31
[10 empty] | 3347 | General Electric Co:REGN | General Electric Co | 10133 | 4300 | 1984-06-01 | 2050-12-31
[10 empty] | 3348 | General Electric Erie PA Power:All | General Electric Erie Power | 10540 | 8100 | 1983-07-01 | 2050-12-31
[10 empty] | 3349 | General Mills West Chicago:1 | General Mills Inc | 10846 | 800 | 1994-04-01 | 2050-12-31
[10 empty] | 3350 | General Mills West Chicago:2 | General Mills Inc | 10846 | 800 | 1994-04-01 | 2050-12-31
[10 empty] | 3351 | General Mills West Chicago:3 | General Mills Inc | 10846 | 800 | 1994-04-01 | 2050-12-31
[10 empty] | 3352 | General Mills West Chicago:4 | General Mills Inc | 10846 | 800 | 1994-04-01 | 2050-12-31
[10 empty] | 3353 | General Mills West Chicago:5 | General Mills Inc | 10846 | 800 | 1994-04-01 | 2050-12-31
[10 empty] | 3354 | General Mills West Chicago:6 | General Mills Inc | 10846 | 800 | 1994-04-01 | 2050-12-31
[10 empty] | 3355 | General Mills West Chicago:7 | General Mills Inc | 10846 | 800 | 1994-04-01 | 2050-12-31
[10 empty] | 3356 | General Mills West Chicago:8 | General Mills Inc | 10846 | 800 | 1994-04-01 | 2050-12-31
[10 empty] | 3357 | Genesee (MI):GEN1 | Genesee Power Station L P | 12500 | 35000 | 1995-12-01 | 2050-12-31
[10 empty] | 3358 | Geneseo:1 | Geneseo Municipal Utilities | 10062 | 4400 | 1974-03-01 | 2050-12-31
[10 empty] | 3359 | Geneseo:2 | Geneseo Municipal Utilities | 9600 | 2800 | 1967-10-01 | 2050-12-31
[10 empty] | 3360 | Geneseo:3 | Geneseo Municipal Utilities | 9600 | 2800 | 1966-06-01 | 2050-12-31
[10 empty] | 3361 | Geneseo:4 | Geneseo Municipal Utilities | 9700 | 1300 | 1957-07-01 | 2050-12-31
[10 empty] | 3362 | Geneseo:5A | Geneseo Municipal Utilities | 10089 | 3400 | 1990-08-01 | 2050-12-31
[10 empty] | 3363 | Geneseo:6A | Geneseo Municipal Utilities | 10215 | 2400 | 2003-05-01 | 2050-12-31
[10 empty] | 3364 | Geneseo:7 | Geneseo Municipal Utilities | 9600 | 2400 | 1961-06-01 | 2050-12-31
[10 empty] | 3365 | Geneseo:9 | Geneseo Municipal Utilities | 9766 | 3800 | 1998-05-01 | 2050-12-31
[10 empty] | 3366 | Geneva Township:IC1 | Geneva (City of) | 9078 | 5400 | 2004-12-17 | 2050-12-31
[10 empty] | 3367 | Geneva Township:IC2 | Geneva (City of) | 9078 | 5400 | 2004-12-17 | 2050-12-31
[10 empty] | 3368 | Geneva Township:IC3 | Geneva (City of) | 9078 | 5400 | 2004-12-17 | 2050-12-31
[10 empty] | 3369 | Geneva Township:IC4 | Geneva (City of) | 9078 | 5400 | 2004-12-17 | 2050-12-31
[10 empty] | 3370 | Geneva Township:IC5 | Geneva (City of) | 9078 | 5400 | 2004-12-17 | 2050-12-31
[10 empty] | 3371 | Geneva Township:IC6 | Geneva (City of) | 10402 | 1400 | 2005-12-01 | 2050-12-31
[10 empty] | 3372 | Genoa Diesel Generating Station:All | Genoa (Village of) | 10448 | 6000 | 2003-09-01 | 2050-12-31
2015 | 2015 | 2015 |  | 2017 | 2020 |  | 2017 |  |  | 3373 | Genoa No3:ST3 | Dairyland Power Coop | 9651 | 351300 | 1969-06-01 | 2050-12-31 | W
[10 empty] | 3374 | Gentilly 2:1 | Hydro Quebec | 10500 | 639000 | 1983-10-01 | 2050-12-31
[10 empty] | 3375 | George Johnson:10 | Wolverine Power Supply Coop Inc | 11423 | 25000 | 2000-06-01 | 2050-12-31
[10 empty] | 3376 | George Johnson:11 | Wolverine Power Supply Coop Inc | 10910 | 1000 | 1993-09-01 | 2050-12-31
[10 empty] | 3377 | George Johnson:9 | Wolverine Power Supply Coop Inc | 9773 | 25000 | 2000-06-01 | 2050-12-31
2016 | 2016 | 2016 |  | 2018 | 2021 |  | 2017 |  |  | 3378 | George Neal North:1 | MidAmerican Energy Co | 10389 | 135000 | 1964-05-01 | 2050-12-31 | W
2015 | 2015 | 2015 |  | 2017 | 2020 |  | 2017 |  |  | 3379 | George Neal North:2 | MidAmerican Energy Co | 10070 | 294900 | 1972-05-01 | 2050-12-31 | W
| 2017 |  |  | 2017 | 2019 |  | 2017 |  |  | 3380 | George Neal North:3 | MidAmerican Energy Co | 10388 | 515000 | 1975-05-01 | 2050-12-31 | W
| 2016 |  |  | 2016 | 2018 |  | 2017 |  |  | 3381 | George Neal South:4 | MidAmerican Energy Co | 10108 | 644000 | 1979-07-01 | 2050-12-31 | W
[10 empty] | 3382 | Georgetown (IN):GT1 | Indianapolis Power & Light | 11793 | 79000 | 2000-06-01 | 2050-12-31
[10 empty] | 3383 | Georgetown (IN):GT2 | Indiana Municipal Power Agency | 11793 | 72000 | 2000-06-01 | 2050-12-31
[10 empty] | 3384 | Georgetown (IN):GT3 | Indiana Municipal Power Agency | 11811 | 72000 | 2000-06-01 | 2050-12-31
[10 empty] | 3385 | Georgetown (IN):GT4 | Indianapolis Power & Light | 12191 | 72000 | 2001-05-01 | 2050-12-31
[10 empty] | 3386 | Georgetown County Landfill:IC1 | Santee Cooper | 9000 | 1100 | 2010-03-09 | 2050-12-31
[10 empty] | 3387 | Georgetown Mill:GEN1 | International Paper Co | 12000 | 23810 | 1966-01-01 | 2050-12-31
[10 empty] | 3388 | Georgetown Mill:GEN2 | International Paper Co | 12816 | 27440 | 1984-09-01 | 2050-12-31
[10 empty] | 3389 | Georgetown Mill:GEN3 | International Paper Co | 12775 | 37670 | 1984-09-01 | 2050-12-31
[10 empty] | 3390 | Georgia Gulf Corp Plaqu:X773 | Georgia Gulf Corp | 12398 | 80000 | 1997-05-01 | 2050-12-31
[10 empty] | 3391 | Georgia Gulf Corp Plaqu:X774 | Georgia Gulf Corp | 12398 | 80000 | 1997-05-01 | 2050-12-31
[10 empty] | 3392 | Georgia Gulf Corp Plaqu:X775 | Georgia Gulf Corp | 12398 | 80000 | 1997-05-01 | 2050-12-31
[10 empty] | 3393 | Georgia Pacific Brewton:1TG | Georgia Pacific LLC (Brewton) | 13083 | 10000 | 1957-10-01 | 2050-12-31
[10 empty] | 3394 | Georgia Pacific Brewton:2TG | Georgia Pacific LLC (Brewton) | 12832 | 10300 | 1964-04-01 | 2050-12-31
[10 empty] | 3395 | Georgia Pacific Brewton:3TG | Georgia Pacific LLC (Brewton) | 12104 | 12800 | 1982-01-01 | 2050-12-31
[10 empty] | 3396 | Georgia Pacific Center:All | GA MET | 11203 | 1360 | 1982-04-01 | 2050-12-31
[10 empty] | 3397 | Georgia Pacific:1 | Florida Power & Light Co | 11000 | 0 | 1983-02-01 | 2050-12-31
[10 empty] | 3398 | Georgia Waste 2 Energy Toombs:ST1 | Georgia Waste 2 Energy Toombs LLC | 10000 | 8500 | 2010-11-01 | 2050-12-31
[10 empty] | 3399 | Georgia Waste 2 Energy Toombs:ST2 | Georgia Waste 2 Energy Toombs LLC | 10000 | 8500 | 2010-11-01 | 2050-12-31
[10 empty] | 3400 | Georgia Waste 2 Energy Toombs:ST3 | Georgia Waste 2 Energy Toombs LLC | 10000 | 8500 | 2010-11-01 | 2050-12-31
[10 empty] | 3401 | Georgian Bay Regional 1 16:1 16 | IESO (Ontario) | 0 | 30000 | 1915-01-01 | 2050-12-31
[10 empty] | 3402 | Gerald Andrus:1 | Entergy Mississippi Inc | 10440 | 712000 | 1975-01-01 | 2050-12-31
| 2016 |  |  | 2016 | 2018 |  | 2017 |  |  | 3403 | Gerald Gentleman:1 | Nebraska Public Power District | 10502 | 665000 | 1979-04-01 | 2050-12-31 | W
| 2016 |  |  | 2016 | 2018 |  | 2017 |  |  | 3404 | Gerald Gentleman:2 | Nebraska Public Power District | 10598 | 700000 | 1982-01-01 | 2050-12-31 | W
[10 empty] | 3405 | Gerald Parisien Energy Facility:GEN1 | Cornwall Electric Co Inc | 12139 | 2750 | 1995-01-01 | 2050-12-31
[10 empty] | 3406 | Gerald Parisien Energy Facility:GEN2 | Cornwall Electric Co Inc | 12139 | 2750 | 1995-01-01 | 2050-12-31
[10 empty] | 3407 | Germantown:1 | Wisconsin Electric Power Co | 14490 | 63000 | 1978-07-01 | 2050-12-31
[10 empty] | 3408 | Germantown:2 | Wisconsin Electric Power Co | 13414 | 63000 | 1978-07-01 | 2050-12-31
[10 empty] | 3409 | Germantown:3 | Wisconsin Electric Power Co | 14456 | 63000 | 1978-07-01 | 2050-12-31
[10 empty] | 3410 | Germantown:4 | Wisconsin Electric Power Co | 13491 | 63000 | 1978-07-01 | 2050-12-31
[10 empty] | 3411 | Germantown:5 | Wisconsin Electric Power Co | 12100 | 93000 | 2000-05-01 | 2050-12-31
[10 empty] | 3412 | Gerry Priebe Solar:PV | Gerry Priebe | 1000 | 5 | 2009-02-15 | 2050-12-31
|  |  | 2017 |  | 2017 |  | 2017 | 2013 | 0.93276 | 3413 | Ghent:1 | Kentucky Utilities Co | 10594 | 475000 | 1974-02-01 | 2050-12-31 | E
|  |  | 2017 |  | 2017 |  | 2017 | 2013 | 0.93276 | 3414 | Ghent:2 | Kentucky Utilities Co | 10140 | 484000 | 1977-04-01 | 2050-12-31 | E
|  |  | 2017 |  | 2017 |  | 2017 | 2013 | 0.93276 | 3415 | Ghent:3 | Kentucky Utilities Co | 10271 | 480000 | 1981-05-01 | 2050-12-31 | E
|  |  | 2017 |  | 2017 |  | 2017 | 2013 | 0.93276 | 3416 | Ghent:4 | Kentucky Utilities Co | 9598 | 479000 | 1984-08-01 | 2050-12-31 | E
[10 empty] | 3417 | Gibson City:1 | AmerenEnergy Generating Co | 10274 | 118000 | 2000-06-01 | 2050-12-31
[10 empty] | 3418 | Gibson City:2 | AmerenEnergy Generating Co | 10545 | 118000 | 2000-08-01 | 2050-12-31
|  |  | 2016 |  | 2016 |  | 2017 | 2013 | 0.93371 | 3419 | Gibson Station:1 | Duke Energy Indiana | 9022 | 630000 | 1976-05-01 | 2050-12-31 | E
|  |  | 2016 |  | 2016 |  | 2017 | 2013 | 0.93371 | 3420 | Gibson Station:2 | Duke Energy Indiana | 9768 | 630000 | 1975-04-01 | 2050-12-31 | E
|  |  | 2016 |  | 2016 |  | 2017 | 2013 | 0.93371 | 3421 | Gibson Station:3 | Duke Energy Indiana | 9940 | 630000 | 1978-03-01 | 2050-12-31 | E
|  |  | 2016 |  | 2016 |  | 2017 | 2013 | 0.93371 | 3422 | Gibson Station:4 | Duke Energy Indiana | 9044 | 622000 | 1979-03-01 | 2050-12-31 | E
|  |  | 2016 |  | 2016 |  | 2017 | 2013 | 0.93371 | 3423 | Gibson Station:5 | Duke Energy Indiana | 9024 | 619001 | 1982-10-01 | 2050-12-31 | E
[10 empty] | 3424 | Gilbert:9 | RRI Energy Mid Atlantic Power Holdings LLC | 12700 | 150000 | 1996-07-01 | 2050-12-31
[10 empty] | 3425 | Gilbert:C1 | RRI Energy Mid Atlantic Power Holdings LLC | 15026 | 23000 | 1970-07-01 | 2050-12-31
[10 empty] | 3426 | Gilbert:C2 | RRI Energy Mid Atlantic Power Holdings LLC | 15026 | 23000 | 1970-10-01 | 2050-12-31
[10 empty] | 3427 | Gilbert:C3 | RRI Energy Mid Atlantic Power Holdings LLC | 15026 | 23000 | 1970-08-01 | 2050-12-31
[10 empty] | 3428 | Gilbert:C4 | RRI Energy Mid Atlantic Power Holdings LLC | 15026 | 23000 | 1970-07-01 | 2050-12-31
[10 empty] | 3429 | Gilbert:CC | RRI Energy Services Inc | 10027 | 298000 | 1977-05-01 | 2050-12-31
[10 empty] | 3430 | Gillette Co:All | Gillette Co | 11086 | 9200 | 1991-09-01 | 2050-12-31
[10 empty] | 3431 | Gillette Co:TG2 | Gillette Co | 12666 | 7200 | 1971-02-01 | 2050-12-31
[10 empty] | 3432 | Gilliam South:1 | Stuart Municipal Utility | 10551 | 1700 | 2001-02-01 | 2050-12-31
[10 empty] | 3433 | Gillum:1 | Corn Belt Energy Corp | 10507 | 1800 | 2000-06-01 | 2050-12-31
[10 empty] | 3434 | Gillum:2 | Corn Belt Energy Corp | 10507 | 1800 | 2000-06-01 | 2050-12-31
[10 empty] | 3435 | Gilman Mill:All | Ampersand Gilman Hydro LP | 0 | 4510 | 1986-03-01 | 2050-12-31
[10 empty] | 3436 | Gilman Mill:GEN5 | Ampersand Gilman Hydro LP | 13237 | 3720 | 1982-02-01 | 2050-12-31
[10 empty] | 3437 | Gilman Stream:1 | Central Maine Power Co | 0 | 100 | 2000-12-01 | 2050-12-31
[10 empty] | 3438 | Gilman:1 | Gilman Brothers Co | 0 | 170 | 1980-01-01 | 2050-12-31
[10 empty] | 3439 | Girard:1 | Girard KS (City of) | 11284 | 1100 | 1955-09-01 | 2050-12-31
[10 empty] | 3440 | Girard:4 | Girard KS (City of) | 11000 | 1800 | 1962-09-01 | 2050-12-31
[10 empty] | 3441 | Girard:6 | Girard KS (City of) | 10191 | 3200 | 1997-05-01 | 2050-12-31
[10 empty] | 3442 | Girard:7 | Girard KS (City of) | 10147 | 3400 | 1997-04-01 | 2050-12-31
[10 empty] | 3443 | Girvin Landfill:1 | JEA | 10000 | 3000 | 1997-07-01 | 2050-12-31
[10 empty] | 3444 | Gisborne:1 | Nova Scotia Power | 0 | 3500 | 1982-01-01 | 2050-12-31
[10 empty] | 3445 | Gitzler Falls South:1 | Ontario Power Generation Inc | 0 | 1500 | 1990-01-01 | 2050-12-31
[10 empty] | 3446 | Glace Bay Lingan Wind:All | Cape Breton Power | 1000 | 17700 | 2005-12-07 | 2050-12-31
[10 empty] | 3447 | Glacier Ridge Wind & Solar Energy Center:PV1 2 | Columbus & Franklin County Metropolitan Park District | 1000 | 2 | 2004-07-01 | 2050-12-31
[10 empty] | 3448 | Glacier Ridge Wind & Solar Energy Center:WT | Columbus & Franklin County Metropolitan Park District | 1000 | 6 | 2002-12-01 | 2050-12-31
[10 empty] | 3449 | Gladston (MI UPP):1 | Upper Peninsula Power Co | 14400 | 19300 | 1975-11-01 | 2050-12-31
[10 empty] | 3450 | Glanbrook Landfill:IC1 | Hamilton Renewable Inc | 9000 | 1600 | 2008-11-19 | 2050-12-31
[10 empty] | 3451 | Glanbrook Landfill:IC2 | Hamilton Renewable Inc | 9000 | 1600 | 2008-11-19 | 2050-12-31
[10 empty] | 3452 | Gleason Power Facility:CTG1 | Tennessee Valley Authority | 11004 | 177500 | 2000-05-01 | 2016-12-31
[10 empty] | 3453 | Gleason Power Facility:CTG2 | Tennessee Valley Authority | 10769 | 177500 | 2000-05-01 | 2016-12-31
[10 empty] | 3454 | Gleason Power Facility:CTG3 | Tennessee Valley Authority | 12487 | 140000 | 2000-05-01 | 2016-12-31
[10 empty] | 3455 | Glen Dhu Wind Park:WT1 26 | Shear Wind Inc | 1000 | 59800 | 2010-10-31 | 2050-12-31
|  |  | 2017 |  | 2017 |  | 2017 |  |  | 3456 | Glen Lyn:5 | Appalachian Power Co | 10619 | 90000 | 1944-06-01 | 2014-12-31 | E
|  |  | 2017 |  | 2017 |  | 2017 |  |  | 3457 | Glen Lyn:6 | Appalachian Power Co | 9513 | 235000 | 1957-05-01 | 2014-12-31 | E
[10 empty] | 3458 | Glen Miller Hydroelectric Project:HY | Innergex II Income Fund | 0 | 8000 | 2005-12-18 | 2050-12-31
[10 empty] | 3459 | Glen Park Hydro:All | Northbrook New York LLC | 0 | 22501 | 1999-10-01 | 2050-12-31
[10 empty] | 3460 | Glen Ullin REG (MDU):ST | Montana Dakota Utilities Co | 10000 | 7500 | 2009-07-01 | 2050-12-31
[10 empty] | 3461 | Glen:All | Central Vermont Public Service Corp | 0 | 2000 | 1920-08-01 | 2050-12-31
[10 empty] | 3462 | Glencoe Road:1 | Utilities Commission New Smyrna Beach | 11231 | 750 | 1980-01-01 | 2050-12-31
[10 empty] | 3463 | Glencoe:All | Glencoe Light & Power Commission | 10000 | 20000 | 1985-10-01 | 2050-12-31
[10 empty] | 3464 | Glencoe:5 | Glencoe Light & Power Commission | 11281 | 1000 | 1957-06-01 | 2050-12-31
[10 empty] | 3465 | Glencoe:6 | Glencoe Light & Power Commission | 11217 | 1000 | 1961-10-01 | 2050-12-31
[10 empty] | 3466 | Glencoe:7 | Glencoe Light & Power Commission | 10509 | 3200 | 1966-11-01 | 2050-12-31
[10 empty] | 3467 | Glencoe:8 | Glencoe Light & Power Commission | 9681 | 4400 | 1969-07-01 | 2050-12-31
[10 empty] | 3468 | Glencoe:9 | Glencoe Light & Power Commission | 10657 | 5700 | 1973-08-01 | 2050-12-31
[10 empty] | 3469 | Glendale Hydro:HY 1-4 | Littleville Power Co Inc | 0 | 838 | 1989-12-01 | 2050-12-31
[10 empty] | 3470 | Glendive GT:GT 2 | MDU Resources Group Inc | 9229 | 41800 | 2003-05-30 | 2050-12-31
[10 empty] | 3471 | Glendive GT:GT1 | MDU Resources Group Inc | 11300 | 35600 | 1979-06-01 | 2050-12-31
[10 empty] | 3472 | Glendive GT:IC1 | MDU Resources Group Inc | 10477 | 2000 | 2005-02-01 | 2050-12-31
[10 empty] | 3473 | Glenmore Wind Energy Facility:WT1 2 | Wisconsin Public Service Corp | 1000 | 1200 | 1998-02-01 | 2050-12-31
[10 empty] | 3474 | Glenn Gardner:1 | RRI Energy Mid Atlantic Power Holdings LLC | 14989 | 20000 | 1971-06-01 | 2050-12-31
[10 empty] | 3475 | Glenn Gardner:2 | RRI Energy Mid Atlantic Power Holdings LLC | 14989 | 20000 | 1971-06-01 | 2050-12-31
[10 empty] | 3476 | Glenn Gardner:3 | RRI Energy Mid Atlantic Power Holdings LLC | 14989 | 20000 | 1971-06-01 | 2050-12-31
[10 empty] | 3477 | Glenn Gardner:4 | RRI Energy Mid Atlantic Power Holdings LLC | 14989 | 20000 | 1971-06-01 | 2050-12-31
[10 empty] | 3478 | Glenn Gardner:5 | RRI Energy Mid Atlantic Power Holdings LLC | 14989 | 20000 | 1971-07-01 | 2050-12-31
[10 empty] | 3479 | Glenn Gardner:6 | RRI Energy Mid Atlantic Power Holdings LLC | 14989 | 20000 | 1971-07-01 | 2050-12-31
[10 empty] | 3480 | Glenn Gardner:7 | RRI Energy Mid Atlantic Power Holdings LLC | 14989 | 20000 | 1971-07-01 | 2050-12-31
[10 empty] | 3481 | Glenn Gardner:8 | RRI Energy Mid Atlantic Power Holdings LLC | 14989 | 20000 | 1971-07-01 | 2050-12-31
[10 empty] | 3482 | Glenwood (NY):4 | National Grid Generation LLC | 11919 | 110500 | 1952-12-01 | 2050-12-31
[10 empty] | 3483 | Glenwood (NY):5 | National Grid Generation LLC | 10928 | 115500 | 1954-11-01 | 2050-12-31
[10 empty] | 3484 | Glenwood (NY):GT1 | National Grid Generation LLC | 16522 | 14600 | 1967-06-01 | 2050-12-31
[10 empty] | 3485 | Glenwood (NY):GT2 | National Grid Generation LLC | 14982 | 50900 | 1972-06-01 | 2050-12-31
[10 empty] | 3486 | Glenwood (NY):GT3 | National Grid Generation LLC | 14982 | 51900 | 1972-06-01 | 2050-12-31
[10 empty] | 3487 | Glenwood (NY):GT4 | National Grid Generation LLC | 9615 | 41800 | 2002-05-30 | 2050-12-31
[10 empty] | 3488 | Glenwood (NY):GT5 | National Grid Generation LLC | 9594 | 35400 | 2002-05-30 | 2050-12-31
[10 empty] | 3489 | Glenwood Hydro:All | Brookfield Renewable Power Inc | 0 | 1274 | 1950-01-01 | 2050-12-31
[10 empty] | 3490 | Global Common Greenport:U 01 | Hawkeye Energy Greenport LLC | 10506 | 49400 | 2003-07-02 | 2050-12-31
[10 empty] | 3491 | Gloucester (NJ):GEN1 | Wheelabrator Environmental System | 10000 | 12000 | 1990-01-01 | 2050-12-31
[10 empty] | 3492 | Glovers Mill Energy Co:1 | Niagara Mohawk Power Corp | 0 | 200 | 1987-01-01 | 2050-12-31
2017 | 2017 | 2017 |  | 2020 | 2021 |  | 2017 |  |  | 3493 | GM WFG Pontiac:GEN1 | DTE Pontiac North LLC | 11713 | 20000 | 1987-10-01 | 2050-12-31 | W
[10 empty] | 3494 | Goat Rock (GA):All | Georgia Power Co | 0 | 38700 | 1915-12-01 | 2050-12-31
[10 empty] | 3495 | Godwin Drive Plant:All | Manassas VA (City of) | 9705 | 6000 | 1992-11-01 | 2050-12-31
[10 empty] | 3496 | Goettler Solar:PV | Claudia Goettler | 1000 | 2 | 2007-08-01 | 2050-12-31
[10 empty] | 3497 | Golden Pond Hydro:1 | Northeast Utilities | 0 | 100 | 1985-02-01 | 2050-12-31
2017 | 2017 | 2017 |  | 2020 | 2021 |  | 2017 |  |  | 3498 | Goodland Energy Resources:ST | Goodland Electric Dept | 10000 | 22000 | 2010-09-01 | 2050-12-31 | W
[10 empty] | 3499 | Goodland:10 | Goodland Electric Dept | 9550 | 1800 | 1971-07-01 | 2050-12-31
[10 empty] | 3500 | Goodland:11 | Goodland Electric Dept | 10288 | 3500 | 1978-09-01 | 2050-12-31
[10 empty] | 3501 | Goodland:12 | Goodland Electric Dept | 10785 | 800 | 1995-05-01 | 2050-12-31
[10 empty] | 3502 | Goodland:13 | Goodland Electric Dept | 10658 | 1100 | 1999-05-01 | 2050-12-31
[10 empty] | 3503 | Goodland:3 | Goodland Electric Dept | 9910 | 700 | 1939-03-01 | 2050-12-31
[10 empty] | 3504 | Goodland:6 | Goodland Electric Dept | 9550 | 1800 | 1962-07-01 | 2050-12-31
[10 empty] | 3505 | Goodland:7 | Goodland Electric Dept | 9550 | 1800 | 1966-02-01 | 2050-12-31
[10 empty] | 3506 | Goodland:8 | Goodland Electric Dept | 10180 | 4600 | 1975-05-01 | 2050-12-31
[10 empty] | 3507 | Goodman Energy Center:IC1 | Midwest Energy Inc | 8547 | 8200 | 2008-06-05 | 2050-12-31
[10 empty] | 3508 | Goodman Energy Center:IC2 | Midwest Energy Inc | 8547 | 8200 | 2008-06-05 | 2050-12-31
[10 empty] | 3509 | Goodman Energy Center:IC3 | Midwest Energy Inc | 8547 | 8200 | 2008-06-05 | 2050-12-31
[10 empty] | 3510 | Goodman Energy Center:IC4 | Midwest Energy Inc | 8547 | 8200 | 2008-06-05 | 2050-12-31
[10 empty] | 3511 | Goodman Energy Center:IC5 | Midwest Energy Inc | 8547 | 8200 | 2008-06-05 | 2050-12-31
[10 empty] | 3512 | Goodman Energy Center:IC6 | Midwest Energy Inc | 8547 | 8200 | 2008-06-05 | 2050-12-31
[10 empty] | 3513 | Goodman Energy Center:IC7 | Midwest Energy Inc | 8547 | 8200 | 2008-09-05 | 2050-12-31
[10 empty] | 3514 | Goodman Energy Center:IC8 | Midwest Energy Inc | 8547 | 8200 | 2008-09-05 | 2050-12-31
[10 empty] | 3515 | Goodman Energy Center:IC9 | Midwest Energy Inc | 8547 | 8200 | 2008-09-05 | 2050-12-31
[10 empty] | 3516 | Goodwin Hydro:All | Metropolitan District of Hartford | 0 | 3100 | 1986-04-01 | 2050-12-31
[10 empty] | 3517 | Goodyear & Tire Rubber Co (The):CC | Goodyear Tire & Rubber Co | 7856 | 29000 | 1999-08-01 | 2050-12-31
[10 empty] | 3518 | Goodyear Lake:All | Enel North America Inc | 0 | 1330 | 1980-08-01 | 2050-12-31
[10 empty] | 3519 | Goose Creek Energy Center:CT01 | AmerenUE | 11842 | 73000 | 2003-05-29 | 2050-12-31
[10 empty] | 3520 | Goose Creek Energy Center:CT02 | AmerenUE | 12113 | 73000 | 2003-05-29 | 2050-12-31
[10 empty] | 3521 | Goose Creek Energy Center:CT03 | AmerenUE | 11935 | 73000 | 2003-05-29 | 2050-12-31
[10 empty] | 3522 | Goose Creek Energy Center:CT04 | AmerenUE | 11793 | 73000 | 2003-05-29 | 2050-12-31
[10 empty] | 3523 | Goose Creek Energy Center:CT05 | AmerenUE | 12007 | 73000 | 2003-05-29 | 2050-12-31
[10 empty] | 3524 | Goose Creek Energy Center:CT06 | AmerenUE | 11913 | 73000 | 2003-05-29 | 2050-12-31
[10 empty] | 3525 | Gordon (WI):All | Dahlberg Light & Power Co | 13800 | 7000 | 1955-08-01 | 2050-12-31
[10 empty] | 3526 | Gordon Evans Energy Center:5 | Kansas Gas & Electric Co | 10823 | 2900 | 1969-08-01 | 2050-12-31
[10 empty] | 3527 | Gordon Evans Energy Center:GT1 | Westar Energy Inc | 12140 | 74000 | 2000-06-01 | 2050-12-31
[10 empty] | 3528 | Gordon Evans Energy Center:GT2 | Westar Energy Inc | 12140 | 72000 | 2000-06-01 | 2050-12-31
[10 empty] | 3529 | Gordon Evans Energy Center:GT3 | Westar Energy Inc | 10622 | 150000 | 2001-06-01 | 2050-12-31
[10 empty] | 3530 | Gordon Evans Energy Center:ST1 | Kansas Gas & Electric Co | 10691 | 152000 | 1961-06-01 | 2050-12-31
[10 empty] | 3531 | Gordon Evans Energy Center:ST2 | Kansas Gas & Electric Co | 10922 | 374000 | 1967-06-01 | 2050-12-31
[10 empty] | 3532 | Gordonsville Energy LP:CC1 | Virginia Electric & Power Co | 8425 | 109000 | 1994-03-01 | 2050-12-31
[10 empty] | 3533 | Gordonsville Energy LP:CC2 | Virginia Electric & Power Co | 8286 | 109000 | 1994-03-01 | 2050-12-31
[10 empty] | 3534 | Goreway Station:CC | Goreway Luxembourg Holding | 6929 | 880000 | 2009-06-11 | 2050-12-31
|  |  | 2015 |  | 2015 |  | 2017 |  |  | 3535 | Gorgas 2 & 3:10 | Alabama Power Co | 9553 | 677000 | 1972-10-01 | 2050-12-31 | E
|  |  | 2017 |  | 2017 |  | 2017 |  |  | 3536 | Gorgas 2 & 3:6 | Alabama Power Co | 10252 | 103000 | 1951-04-01 | 2050-12-31 | E
|  |  | 2017 |  | 2017 |  | 2017 |  |  | 3537 | Gorgas 2 & 3:7 | Alabama Power Co | 10252 | 104000 | 1952-07-01 | 2050-12-31 | E
|  |  | 2017 |  | 2017 |  | 2017 |  |  | 3538 | Gorgas 2 & 3:8 | Alabama Power Co | 10116 | 161000 | 1956-05-01 | 2050-12-31 | E
|  |  | 2017 |  | 2017 |  | 2017 |  |  | 3539 | Gorgas 2 & 3:9 | Alabama Power Co | 10128 | 170000 | 1958-06-01 | 2050-12-31 | E
[10 empty] | 3540 | Gorge 18:1 | Green Mountain Power Corp | 0 | 3300 | 1928-01-03 | 2050-12-31
[10 empty] | 3541 | Gorham:All | Public Service Co of New Hampshire | 0 | 2050 | 1917-08-01 | 2050-12-31
[10 empty] | 3542 | Gosfield Wind Project:WT1 22 | Gosfield Wind LP | 1000 | 50400 | 2010-09-01 | 2050-12-31
[10 empty] | 3543 | Gould Street:3 | Constellation Power Source Inc | 12959 | 97000 | 1952-12-01 | 2050-12-31
[10 empty] | 3544 | Gouldtown:3 | Northbrook Lyons Falls LLC | 0 | 2000 | 1953-08-01 | 2050-12-31
[10 empty] | 3545 | Gouverneur:All | Gouverneur NY (Village of) | 0 | 14 | 1926-01-03 | 2050-12-31
[10 empty] | 3546 | Gowanus Gas Turbines:GT31 | Astoria Generating | 14827 | 15300 | 1971-07-01 | 2050-12-31
[10 empty] | 3547 | Gowanus Gas Turbines:GT32 | Astoria Generating | 14865 | 14800 | 1971-07-01 | 2050-12-31
[10 empty] | 3548 | Gowanus Gas Turbines:GT33 | Astoria Generating | 14821 | 16700 | 1971-07-01 | 2050-12-31
[10 empty] | 3549 | Gowanus Gas Turbines:GT34 | Astoria Generating | 14879 | 15200 | 1971-07-01 | 2050-12-31
[10 empty] | 3550 | Gowanus Gas Turbines:GT35 | Astoria Generating | 14859 | 16000 | 1971-07-01 | 2050-12-31
[10 empty] | 3551 | Gowanus Gas Turbines:GT36 | Astoria Generating | 14863 | 13700 | 1971-07-01 | 2050-12-31
[10 empty] | 3552 | Gowanus Gas Turbines:GT37 | Astoria Generating | 14896 | 14800 | 1971-07-01 | 2050-12-31
[10 empty] | 3553 | Gowanus Gas Turbines:GT38 | Astoria Generating | 14909 | 16100 | 1971-07-01 | 2050-12-31
[10 empty] | 3554 | Gowanus Gas Turbines:GT41 | Astoria Generating | 14988 | 13700 | 1971-07-01 | 2050-12-31
[10 empty] | 3555 | Gowanus Gas Turbines:GT42 | Astoria Generating | 14988 | 16400 | 1971-07-01 | 2050-12-31
[10 empty] | 3556 | Gowanus Gas Turbines:GT43 | Astoria Generating | 14988 | 16200 | 1971-07-01 | 2050-12-31
[10 empty] | 3557 | Gowanus Gas Turbines:GT44 | Astoria Generating | 14988 | 14500 | 1971-07-01 | 2050-12-31
[10 empty] | 3558 | Gowanus Gas Turbines:GT45 | Astoria Generating | 14988 | 14200 | 1971-07-01 | 2050-12-31
[10 empty] | 3559 | Gowanus Gas Turbines:GT46 | Astoria Generating | 14988 | 16000 | 1971-07-01 | 2050-12-31
[10 empty] | 3560 | Gowanus Gas Turbines:GT47 | Astoria Generating | 14988 | 15600 | 1971-07-01 | 2050-12-31
[10 empty] | 3561 | Gowanus Gas Turbines:GT48 | Astoria Generating | 14988 | 15800 | 1971-07-01 | 2050-12-31
[10 empty] | 3562 | Gowanus Gas Turbines:NT11 | Astoria Generating | 14988 | 17700 | 1972-05-01 | 2050-12-31
[10 empty] | 3563 | Gowanus Gas Turbines:NT12 | Astoria Generating | 14988 | 14200 | 1972-05-01 | 2050-12-31
[10 empty] | 3564 | Gowanus Gas Turbines:NT13 | Astoria Generating | 14988 | 14100 | 1972-05-01 | 2050-12-31
[10 empty] | 3565 | Gowanus Gas Turbines:NT14 | Astoria Generating | 14988 | 14300 | 1972-05-01 | 2050-12-31
[10 empty] | 3566 | Gowanus Gas Turbines:NT15 | Astoria Generating | 14988 | 14000 | 1972-05-01 | 2050-12-31
[10 empty] | 3567 | Gowanus Gas Turbines:NT16 | Astoria Generating | 14988 | 14300 | 1972-05-01 | 2050-12-31
[10 empty] | 3568 | Gowanus Gas Turbines:NT17 | Astoria Generating | 14988 | 14800 | 1972-05-01 | 2050-12-31
[10 empty] | 3569 | Gowanus Gas Turbines:NT18 | Astoria Generating | 14988 | 13500 | 1972-05-01 | 2050-12-31
[10 empty] | 3570 | Gowanus Gas Turbines:NT21 | Astoria Generating | 14755 | 15200 | 1971-06-01 | 2050-12-31
[10 empty] | 3571 | Gowanus Gas Turbines:NT22 | Astoria Generating | 14677 | 17000 | 1972-06-01 | 2050-12-31
[10 empty] | 3572 | Gowanus Gas Turbines:NT23 | Astoria Generating | 14708 | 17000 | 1972-06-01 | 2050-12-31
[10 empty] | 3573 | Gowanus Gas Turbines:NT24 | Astoria Generating | 14619 | 16000 | 1972-06-01 | 2050-12-31
[10 empty] | 3574 | Gowanus Gas Turbines:NT25 | Astoria Generating | 14762 | 16300 | 1972-06-01 | 2050-12-31
[10 empty] | 3575 | Gowanus Gas Turbines:NT26 | Astoria Generating | 14682 | 17600 | 1972-06-01 | 2050-12-31
[10 empty] | 3576 | Gowanus Gas Turbines:NT27 | Astoria Generating | 14656 | 17300 | 1972-06-01 | 2050-12-31
[10 empty] | 3577 | Gowanus Gas Turbines:NT28 | Astoria Generating | 14588 | 17300 | 1971-06-01 | 2050-12-31
[10 empty] | 3578 | Gowrie:1 | Gowrie Municipal Utilities | 11482 | 1100 | 1959-07-01 | 2050-12-31
[10 empty] | 3579 | Gowrie:2 | Gowrie Municipal Utilities | 11317 | 1100 | 1968-07-01 | 2050-12-31
[10 empty] | 3580 | Gracey Wind Farm:WT | Boralex Inc | 1000 | 10000 | 2010-12-31 | 2050-12-31
[10 empty] | 3581 | Graettinger:All | Graettinger Municipal Light Plant | 10500 | 3600 | 1957-08-01 | 2050-12-31
[10 empty] | 3582 | Grafton:All | Grafton ND (City of) | 12650 | 4000 | 1937-08-01 | 2050-12-31
[10 empty] | 3583 | Grahamsville:GRHM | New York NY (City of) | 0 | 16000 | 1956-01-01 | 2050-12-31
[10 empty] | 3584 | Gramercy Alumina:GT1 | Gramercy Alumina LLC | 16304 | 15000 | 1969-03-01 | 2050-12-31
[10 empty] | 3585 | Gramercy Alumina:GT2 | Gramercy Alumina LLC | 16290 | 15000 | 1969-04-01 | 2050-12-31
[10 empty] | 3586 | Gramercy Alumina:GT3 | Gramercy Alumina LLC | 16290 | 15000 | 1969-04-01 | 2050-12-31
[10 empty] | 3587 | Gramercy Alumina:GT4 | Gramercy Alumina LLC | 15555 | 21000 | 1974-04-01 | 2050-12-31
[10 empty] | 3588 | Gramercy Alumina:ST1 | Gramercy Alumina LLC | 12989 | 17000 | 1958-02-01 | 2050-12-31
[10 empty] | 3589 | Gramercy Alumina:ST2 | Gramercy Alumina LLC | 12989 | 17000 | 1958-02-01 | 2050-12-31
[10 empty] | 3590 | Gramercy Alumina:ST3 | Gramercy Alumina LLC | 12715 | 6000 | 1969-02-01 | 2050-12-31
[10 empty] | 3591 | Granby:All | Brookfield Renewable Power Inc | 0 | 9600 | 1983-01-01 | 2050-12-31
2017 | 2017 | 2017 |  | 2021 | 2021 |  | 2017 |  |  | 3592 | Grand Avenue Steam Plant:ST | Trigen Kansas City Energy Corp | 11772 | 3295 | 1998-05-01 | 2050-12-31 | W
[10 empty] | 3593 | Grand Blanc:4 1 | Granger Electric Co | 10000 | 800 | 1994-07-01 | 2050-12-31
[10 empty] | 3594 | Grand Blanc:4 2 | Granger Electric Co | 10000 | 800 | 1994-07-01 | 2050-12-31
[10 empty] | 3595 | Grand Blanc:4 3 | Granger Electric Co | 10000 | 800 | 1994-07-01 | 2050-12-31
[10 empty] | 3596 | Grand Blanc:4 4 | Granger Electric Co | 9000 | 800 | 2000-10-01 | 2050-12-31
[10 empty] | 3597 | Grand Blanc:4 5 | Granger Electric Co | 9000 | 800 | 2003-01-01 | 2050-12-31
[10 empty] | 3598 | Grand Chenier Gas Processing:ST1 | BP America Production Co | 12922 | 400 | 1966-01-01 | 2050-12-31
[10 empty] | 3599 | Grand Chenier Gas Processing:ST2 | BP America Production Co | 12921 | 500 | 1966-01-01 | 2050-12-31
[10 empty] | 3600 | Grand Chenier Gas Processing:ST3 | BP America Production Co | 12921 | 500 | 1966-01-01 | 2050-12-31
[10 empty] | 3601 | Grand Chenier Gas Processing:ST4 | BP America Production Co | 12922 | 400 | 1966-01-01 | 2050-12-31
[10 empty] | 3602 | Grand Etang:WT1 | Nova Scotia Power | 1000 | 700 | 2002-10-20 | 2050-12-31
[10 empty] | 3603 | Grand Falls:1 | Énergie NB Power | 0 | 16500 | 1931-01-01 | 2050-12-31
[10 empty] | 3604 | Grand Falls:2 | Énergie NB Power | 0 | 16500 | 1930-01-01 | 2050-12-31
[10 empty] | 3605 | Grand Falls:3 | Énergie NB Power | 0 | 16500 | 1929-01-01 | 2050-12-31
[10 empty] | 3606 | Grand Falls:4 | Énergie NB Power | 0 | 16500 | 1928-01-01 | 2050-12-31
[10 empty] | 3607 | Grand Forks:All | Minnkota Power Coop | 10000 | 10600 | 1941-08-01 | 2050-12-31
[10 empty] | 3608 | Grand Gulf Nuclear Station:1 | System Energy Resources Inc | 9000 | 1259000 | 1985-07-01 | 2050-12-31
[10 empty] | 3609 | Grand Isle Gas:1 | Exxon Mobil Production Co | 10785 | 2930 | 1965-01-01 | 2050-12-31
[10 empty] | 3610 | Grand Isle Gas:2 | Exxon Mobil Production Co | 10785 | 2930 | 1965-01-01 | 2050-12-31
[10 empty] | 3611 | Grand Isle Gas:3 | Exxon Mobil Production Co | 10785 | 2930 | 1965-01-01 | 2050-12-31
[10 empty] | 3612 | Grand Junction (IA):All | Grand Junction Municipal Light & Power | 10692 | 3200 | 1994-12-01 | 2050-12-31
[10 empty] | 3613 | Grand Manan:3 | Énergie NB Power | 12876 | 28600 | 1989-01-01 | 2050-12-31
[10 empty] | 3614 | Grand Marais:All | Grand Marais Public Utilities Commission | 10247 | 6080 | 2004-01-01 | 2050-12-31
[10 empty] | 3615 | Grand Meadow Wind Farm:WT1 67 | Xcel Energy Inc | 1000 | 100500 | 2008-12-04 | 2050-12-31
[10 empty] | 3616 | Grand Mere:HY 1 | Hydro Quebec | 0 | 72330 | 2004-12-17 | 2050-12-31
[10 empty] | 3617 | Grand Mere:HY 2 | Hydro Quebec | 0 | 72330 | 2004-12-17 | 2050-12-31
[10 empty] | 3618 | Grand Mere:HY 3 | Hydro Quebec | 0 | 69300 | 2004-12-17 | 2050-12-31
[10 empty] | 3619 | Grand Rapids (MI):All | Wisconsin Public Service Corp | 0 | 7500 | 1910-01-03 | 2050-12-31
[10 empty] | 3620 | Grand Rapids:1 | Manitoba Hydro Electric | 0 | 116980 | 1965-09-01 | 2050-12-31
[10 empty] | 3621 | Grand Rapids:2 | Manitoba Hydro Electric | 0 | 118010 | 1965-08-01 | 2050-12-31
[10 empty] | 3622 | Grand Rapids:3 | Manitoba Hydro Electric | 0 | 118010 | 1965-08-01 | 2050-12-31
[10 empty] | 3623 | Grand Rapids:4 | Manitoba Hydro Electric | 0 | 126160 | 1968-10-01 | 2050-12-31
[10 empty] | 3624 | Grand Ridge Wind Farm:WT 1 66 | Grand Ridge Energy LLC | 1000 | 99000 | 2008-10-15 | 2050-12-31
[10 empty] | 3625 | Grand Ridge Wind Farm:WT 67 100 | Grand Ridge Energy II LLC | 1000 | 51000 | 2009-10-30 | 2050-12-31
[10 empty] | 3626 | Grand Ridge Wind Farm:WT134 140 | Grand Ridge Energy III LLC | 1000 | 49500 | 2009-10-30 | 2050-12-31
[10 empty] | 3627 | Grand Ridge Wind Farm:WT141 147 | Grand Ridge Energy IV LLC | 1000 | 10500 | 2009-12-31 | 2050-12-31
[10 empty] | 3628 | Grand Tower:CC1 | AmerenEnergy Generating Co | 7317 | 248000 | 2001-06-01 | 2050-12-31
[10 empty] | 3629 | Grand Tower:CC2 | AmerenEnergy Generating Co | 7998 | 265000 | 2001-07-01 | 2050-12-31
[10 empty] | 3630 | Grandfather Falls:All | Wisconsin Public Service Corp | 0 | 17300 | 1938-01-03 | 2050-12-31
|  |  | 2017 |  | 2017 |  | 2017 |  |  | 3631 | Grandmother:GEN1 | Packaging Corp of America | 12379 | 5400 | 1948-06-01 | 2050-12-31 | E
|  |  | 2017 |  | 2017 |  | 2017 |  |  | 3632 | Grandmother:GEN2 | Packaging Corp of America | 11981 | 8200 | 1978-08-01 | 2050-12-31 | E
[10 empty] | 3633 | Grandmother:All | Packaging Corp of America | 0 | 2400 | 1920-01-01 | 2050-12-31
[10 empty] | 3634 | Grandview Cogeneration Plant:GT1 | TransCanada Energy Ltd | 9683 | 44000 | 2004-12-01 | 2050-12-31
[10 empty] | 3635 | Grandview Cogeneration Plant:GT2 | TransCanada Energy Ltd | 9683 | 44000 | 2004-12-01 | 2050-12-31
[10 empty] | 3636 | Granger Electric 1:1 1 | Granger Electric Co | 10000 | 800 | 1993-01-01 | 2050-12-31
[10 empty] | 3637 | Granger Electric 1:1 2 | Granger Electric Co | 10000 | 800 | 1993-01-01 | 2050-12-31
[10 empty] | 3638 | Granger Electric 1:1 3 | Granger Electric Co | 10000 | 800 | 1994-01-01 | 2050-12-31
[10 empty] | 3639 | Granger Electric 1:1 4 | Granger Electric Co | 10000 | 800 | 1997-12-01 | 2050-12-31
[10 empty] | 3640 | Granger Electric 1:40183 | Granger Electric Co | 9000 | 1600 | 2008-12-01 | 2050-12-31
[10 empty] | 3641 | Granger Electric 1:40184 | Granger Electric Co | 9000 | 1600 | 2008-12-01 | 2050-12-31
[10 empty] | 3642 | Granger Electric 1:40185 | Granger Electric Co | 9000 | 1600 | 2008-12-01 | 2050-12-31
[10 empty] | 3643 | Granger Electric 2:2 1 | Granger Electric Co | 10000 | 800 | 1991-04-01 | 2050-12-31
[10 empty] | 3644 | Granger Electric 2:2 3 | Granger Electric Co | 10000 | 800 | 1991-04-01 | 2050-12-31
[10 empty] | 3645 | Granger Electric 2:2 4 | Granger Electric Co | 10000 | 800 | 1996-01-01 | 2050-12-31
[10 empty] | 3646 | Granger Electric 2:2 5 | Granger Electric Co | 10000 | 800 | 1997-08-01 | 2050-12-31
[10 empty] | 3647 | Granite Canal Hydroelectric Generating Station:HY1 | Newfoundland & Labrador Hydro | 0 | 40000 | 2003-08-25 | 2050-12-31
[10 empty] | 3648 | Granite City Works:ST | United States Steel Corp | 10213 | 77850 | 2010-01-31 | 2050-12-31
[10 empty] | 3649 | Granite City:1 | Northern States Power Co (Minnesota) | 14618 | 14000 | 1969-05-01 | 2050-12-31
[10 empty] | 3650 | Granite City:2 | Northern States Power Co (Minnesota) | 14618 | 15000 | 1969-05-01 | 2050-12-31
[10 empty] | 3651 | Granite City:3 | Northern States Power Co (Minnesota) | 14618 | 15000 | 1969-01-03 | 2050-12-31
[10 empty] | 3652 | Granite City:4 | Northern States Power Co (Minnesota) | 14618 | 15000 | 1969-05-01 | 2050-12-31
[10 empty] | 3653 | Granite Falls 2:All | Granite Falls Light & Water Dept | 10454 | 6000 | 2003-05-01 | 2050-12-31
[10 empty] | 3654 | Granite Falls:All | Granite Falls Light & Water Dept | 0 | 1100 | 1940-01-03 | 2050-12-31
[10 empty] | 3655 | Granite Ridge:CC | Granite Ridge Energy LLC | 7137 | 797000 | 2002-12-13 | 2050-12-31
[10 empty] | 3656 | Graniteville Co Enterprise Division:All | Enterprise Mill LLC | 0 | 1000 | 1921-01-01 | 2050-12-31
[10 empty] | 3657 | Grant County Wind Farm:WT1 10 | Grant County Wind LLC | 1000 | 21000 | 2010-02-18 | 2050-12-31
[10 empty] | 3658 | Grant Ingersoll Solar:PV | Grant Ingersoll | 1000 | 2 | 2009-01-23 | 2050-12-31
|  |  | 2017 |  | 2017 |  | 2017 | 2013 | 0.90155 | 3659 | Grant Town Power Plant:GEN1 | American Bituminous Power LP | 11125 | 80000 | 1992-07-01 | 2050-12-31 | E
[10 empty] | 3660 | Grantsburg Diesel:All | Northwestern Wisconsin Electric Co | 12866 | 6300 | 1995-03-01 | 2050-12-31
[10 empty] | 3661 | Graphic Packaging:GEN1 | Graphic Packaging Corp | 13063 | 5000 | 1959-02-01 | 2050-12-31
[10 empty] | 3662 | Graphic Packaging:GEN2 | Graphic Packaging Corp | 11902 | 1500 | 1992-01-01 | 2050-12-31
[10 empty] | 3663 | Gravel Neck:1 | Virginia Electric & Power Co | 11500 | 12000 | 1970-08-01 | 2050-12-31
[10 empty] | 3664 | Gravel Neck:2 | Virginia Electric & Power Co | 11500 | 16000 | 1970-12-01 | 2050-12-31
[10 empty] | 3665 | Gravel Neck:3 | Virginia Electric & Power Co | 11641 | 79000 | 1989-10-01 | 2050-12-31
[10 empty] | 3666 | Gravel Neck:4 | Virginia Electric & Power Co | 12796 | 79000 | 1989-07-01 | 2050-12-31
[10 empty] | 3667 | Gravel Neck:5 | Virginia Electric & Power Co | 11614 | 79000 | 1989-07-01 | 2050-12-31
[10 empty] | 3668 | Gravel Neck:6 | Virginia Electric & Power Co | 12868 | 79000 | 1989-11-01 | 2050-12-31
[10 empty] | 3669 | Gray County Wind Energy:WT1 170 | Gray County Wind Energy LLC | 1000 | 112000 | 2001-12-17 | 2050-12-31
[10 empty] | 3670 | Grayling (MI):GEN1 | Grayling Generating Station LP | 11814 | 36200 | 1992-05-01 | 2050-12-31
[10 empty] | 3671 | Grays Ferry Cogeneration Partnership:CC | Grays Ferry Cogeneration Partnership | 9000 | 150000 | 1997-10-01 | 2050-12-31
[10 empty] | 3672 | Grayson Hill Farms:1 | Grayson Hill Farms Inc | 10000 | 80 | 1980-01-01 | 2050-12-31
| 2017 |  |  | 2017 | 2019 |  | 2017 |  |  | 3673 | Grda 1 & 2:1 | Grand River Dam Authority | 10570 | 490000 | 1981-06-01 | 2050-12-31 | W
| 2016 |  |  | 2016 | 2019 |  | 2017 |  |  | 3674 | Grda 1 & 2:2 | Grand River Dam Authority | 10751 | 520000 | 1985-10-01 | 2050-12-31 | W
[10 empty] | 3675 | Gre Heat Recovery:ST1 | Ormat Technologies Inc | 10000 | 5300 | 2010-08-31 | 2050-12-31
[10 empty] | 3676 | Great Bend (Midwest Energy):1 | Midwest Energy Inc | 10900 | 1000 | 1947-01-01 | 2050-12-31
[10 empty] | 3677 | Great Bend (Midwest Energy):2 | Midwest Energy Inc | 10900 | 1000 | 1947-01-01 | 2050-12-31
[10 empty] | 3678 | Great Bend (Midwest Energy):3 | Midwest Energy Inc | 10900 | 1000 | 1949-01-01 | 2050-12-31
[10 empty] | 3679 | Great Bend (Midwest Energy):4 | Midwest Energy Inc | 10900 | 1000 | 1949-01-01 | 2050-12-31
[10 empty] | 3680 | Great Bend (Midwest Energy):5 | Midwest Energy Inc | 10000 | 3000 | 1954-01-01 | 2050-12-31
[10 empty] | 3681 | Great Bend (Midwest Energy):6 | Midwest Energy Inc | 9500 | 3000 | 1954-01-01 | 2050-12-31
[10 empty] | 3682 | Great Bend 3:3 | Mid Kansas Electric Co LLC | 11130 | 98700 | 1963-06-01 | 2050-12-31
[10 empty] | 3683 | Great Falls (NB):All | Énergie NB Power | 0 | 10800 | 1980-01-01 | 2050-12-31
[10 empty] | 3684 | Great Falls (SC):All | Duke Energy Carolinas | 0 | 24000 | 1907-04-01 | 2050-12-31
[10 empty] | 3685 | Great Falls (TN):1 | Tennessee Valley Authority | 0 | 15930 | 1916-01-03 | 2050-12-31
[10 empty] | 3686 | Great Falls (TN):2 | Tennessee Valley Authority | 0 | 19540 | 1924-10-01 | 2050-12-31
[10 empty] | 3687 | Great Falls (VT):All | Lyndonville Electric Dept | 0 | 1900 | 1915-08-01 | 2050-12-31
[10 empty] | 3688 | Great Falls Hydro:All | Great Falls Hydroelectric Co | 0 | 1500 | 1985-12-01 | 2050-12-31
[10 empty] | 3689 | Great Falls Lower Hydro:1 | Enel North America Inc | 0 | 453 | 1984-12-01 | 2050-12-31
[10 empty] | 3690 | Great Falls Upper Hydro:All | General Electric Co | 0 | 630 | 1984-12-01 | 2050-12-31
[10 empty] | 3691 | Great Falls:1 | Manitoba Hydro Electric | 0 | 22570 | 1923-01-01 | 2050-12-31
[10 empty] | 3692 | Great Falls:2 | Manitoba Hydro Electric | 0 | 20760 | 1923-03-01 | 2050-12-31
[10 empty] | 3693 | Great Falls:3 | Manitoba Hydro Electric | 0 | 21250 | 1926-10-01 | 2050-12-31
[10 empty] | 3694 | Great Falls:4 | Manitoba Hydro Electric | 0 | 19660 | 1927-10-01 | 2050-12-31
[10 empty] | 3695 | Great Falls:5 | Manitoba Hydro Electric | 0 | 21790 | 1928-07-01 | 2050-12-31
[10 empty] | 3696 | Great Falls:6 | Manitoba Hydro Electric | 0 | 21060 | 1928-10-01 | 2050-12-31
[10 empty] | 3697 | Great Northern Paper Inc:All | Great Lakes Hydro America LLC | 0 | 129150 | 1925-07-01 | 2050-12-31
[10 empty] | 3698 | Great Northern Tri Generating Facility:1 | Soave Hydroponics Co | 9650 | 3000 | 2008-07-21 | 2050-12-31
[10 empty] | 3699 | Great Northern Tri Generating Facility:2 | Soave Hydroponics Co | 9650 | 3000 | 2008-07-21 | 2050-12-31
[10 empty] | 3700 | Great Northern Tri Generating Facility:3 | Soave Hydroponics Co | 9650 | 3000 | 2008-07-21 | 2050-12-31
[10 empty] | 3701 | Great Northern Tri Generating Facility:4 | Soave Hydroponics Co | 9650 | 3000 | 2008-07-21 | 2050-12-31
[10 empty] | 3702 | Great Works Hydro:All | PPL Maine LLC | 0 | 6760 | 1988-12-01 | 2011-08-31
[10 empty] | 3703 | Greater Des Moines:CC | MidAmerican Energy Co | 7082 | 493000 | 2004-12-17 | 2050-12-31
[10 empty] | 3704 | Greater Detroit Resource Recovery:GEN1 | PMCC Leasing Corp | 12133 | 63610 | 1988-12-01 | 2050-12-31
[10 empty] | 3705 | Greater New Bedford Landfill Gas Utilization Project:IC1 | Commonwealth New Bedford Energy LLC | 9000 | 825 | 2005-11-30 | 2050-12-31
[10 empty] | 3706 | Greater New Bedford Landfill Gas Utilization Project:IC2 | Commonwealth New Bedford Energy LLC | 9000 | 825 | 2005-11-30 | 2050-12-31
[10 empty] | 3707 | Greater New Bedford Landfill Gas Utilization Project:IC3 | Commonwealth New Bedford Energy LLC | 9000 | 825 | 2005-11-30 | 2050-12-31
[10 empty] | 3708 | Greater New Bedford Landfill Gas Utilization Project:IC4 | Commonwealth New Bedford Energy LLC | 9000 | 825 | 2005-11-30 | 2050-12-31
|  |  | 2017 |  | 2017 |  | 2017 |  |  | 3709 | Green Bay West Mill:GEN10 | Fort James Operating Co | 11500 | 26420 | 2005-07-01 | 2050-12-31 | E
|  |  | 2017 |  | 2017 |  | 2017 |  |  | 3710 | Green Bay West Mill:GEN5 | Fort James Operating Co | 12280 | 7500 | 1954-01-01 | 2050-12-31 | E
|  |  | 2017 |  | 2017 |  | 2017 |  |  | 3711 | Green Bay West Mill:GEN6 | Fort James Operating Co | 12100 | 18000 | 1963-01-01 | 2050-12-31 | E
|  |  | 2017 |  | 2017 |  | 2017 |  |  | 3712 | Green Bay West Mill:GEN7 | Fort James Operating Co | 11945 | 23000 | 1969-01-01 | 2050-12-31 | E
|  |  | 2017 |  | 2017 |  | 2017 |  |  | 3713 | Green Bay West Mill:GEN9 | Fort James Operating Co | 11623 | 38000 | 1985-12-01 | 2050-12-31 | E
[10 empty] | 3714 | Green Country Energy LLC:CC1 | Green Country Energy LLC | 7142 | 261000 | 2002-02-28 | 2050-12-31
[10 empty] | 3715 | Green Country Energy LLC:CC2 | Green Country Energy LLC | 7140 | 261000 | 2002-02-28 | 2050-12-31
[10 empty] | 3716 | Green Country Energy LLC:CC3 | Green Country Energy LLC | 7131 | 261000 | 2002-02-28 | 2050-12-31
[10 empty] | 3717 | Green Dirt Farm Renewable:PV | Green Dirt Farm | 1000 | 89 | 2009-10-23 | 2050-12-31
[10 empty] | 3718 | Green Dirt Farm Renewable:WT | Green Dirt Farm | 1000 | 24 | 2009-10-23 | 2050-12-31
[10 empty] | 3719 | Green Energy Center (OH):IC | Firmgreen Energy Inc | 9000 | 820 | 2008-05-15 | 2050-12-31
[10 empty] | 3720 | Green Island:All | Niagara Mohawk Power Corp | 0 | 3472 | 1971-01-01 | 2011-05-31
[10 empty] | 3721 | Green Knight:TG1 | Green Knight Economic Development Corp | 10000 | 2400 | 2001-02-01 | 2050-12-31
[10 empty] | 3722 | Green Knight:TG2 | Green Knight Economic Development Corp | 10000 | 2400 | 2001-02-01 | 2050-12-31
[10 empty] | 3723 | Green Knight:TG3 | Green Knight Economic Development Corp | 10000 | 2400 | 2001-02-01 | 2050-12-31
[10 empty] | 3724 | Green Lake:1 | Morgan Stanley Capital Group Inc | 0 | 300 | 1984-09-01 | 2050-12-31
[10 empty] | 3725 | Green Mountain Wind Farm:N60 | FPL Energy Pennsylvania Wind LLC | 1000 | 10400 | 2000-05-01 | 2050-12-31
|  |  | 2017 |  | 2017 |  | 2017 | 2013 | 0.9389 | 3726 | Green River (KY):3 | Kentucky Utilities Co | 11630 | 68000 | 1954-04-01 | 2050-12-31 | E
|  |  | 2017 |  | 2017 |  | 2017 | 2013 | 0.9389 | 3727 | Green River (KY):4 | Kentucky Utilities Co | 10451 | 95000 | 1959-07-01 | 2050-12-31 | E
[10 empty] | 3728 | Green Valley Landfill:1 | East Kentucky Power Coop | 10000 | 800 | 2003-10-01 | 2050-12-31
[10 empty] | 3729 | Green Valley Landfill:2 | East Kentucky Power Coop | 9000 | 800 | 2003-10-01 | 2050-12-31
[10 empty] | 3730 | Green Valley Landfill:3 | East Kentucky Power Coop | 9000 | 800 | 2003-10-01 | 2050-12-31
[10 empty] | 3731 | Green Valley Landfill:4 | East Kentucky Power Coop | 9000 | 800 | 2010-12-31 | 2050-12-31
[10 empty] | 3732 | Greenback Energy:WT | Greenback Energy LLC | 1000 | 1700 | 2004-01-01 | 2050-12-31
|  |  | 2017 |  | 2017 |  | 2017 |  |  | 3733 | Greene County (AL):1 | Alabama Power Co | 10911 | 254000 | 1965-06-01 | 2050-12-31 | E
|  |  | 2017 |  | 2017 |  | 2017 |  |  | 3734 | Greene County (AL):2 | Alabama Power Co | 10731 | 243000 | 1966-07-01 | 2050-12-31 | E
[10 empty] | 3735 | Greene County (AL):GT10 | Alabama Power Co | 12708 | 85000 | 1996-05-01 | 2050-12-31
[10 empty] | 3736 | Greene County (AL):GT2 | Alabama Power Co | 12770 | 84000 | 1996-05-01 | 2050-12-31
[10 empty] | 3737 | Greene County (AL):GT3 | Alabama Power Co | 12776 | 82000 | 1995-05-01 | 2050-12-31
[10 empty] | 3738 | Greene County (AL):GT4 | Alabama Power Co | 12765 | 81000 | 1995-05-01 | 2050-12-31
[10 empty] | 3739 | Greene County (AL):GT5 | Alabama Power Co | 12433 | 82000 | 1995-05-01 | 2050-12-31
[10 empty] | 3740 | Greene County (AL):GT6 | Alabama Power Co | 12786 | 81000 | 1995-05-01 | 2050-12-31
[10 empty] | 3741 | Greene County (AL):GT7 | Alabama Power Co | 12907 | 80000 | 1995-05-01 | 2050-12-31
[10 empty] | 3742 | Greene County (AL):GT8 | Alabama Power Co | 12839 | 83000 | 1996-05-01 | 2050-12-31
[10 empty] | 3743 | Greene County (AL):GT9 | Alabama Power Co | 12526 | 82000 | 1996-05-01 | 2050-12-31
[10 empty] | 3744 | Greene Mill:HY1 | Modern Hydro | 0 | 370 | 2002-01-01 | 2050-12-31
[10 empty] | 3745 | Greene Valley Gas Recovery:GEN1 | Bio Energy Partners | 10000 | 2900 | 1996-05-01 | 2050-12-31
[10 empty] | 3746 | Greene Valley Gas Recovery:GEN2 | Bio Energy Partners | 10000 | 2900 | 1996-05-01 | 2050-12-31
[10 empty] | 3747 | Greene Valley Gas Recovery:GEN3 | Bio Energy Partners | 10000 | 2900 | 1998-03-01 | 2050-12-31
[10 empty] | 3748 | Greenfield (IA):All | Greenfield Municipal Utilities | 11971 | 5500 | 1952-07-01 | 2050-12-31
[10 empty] | 3749 | Greenfield Energy Centre:CC | Greenfield Energy Centre LP | 6972 | 1038000 | 2008-10-17 | 2050-12-31
[10 empty] | 3750 | Greenport:All | Greenport NY (Village of) | 9779 | 4882 | 1957-01-01 | 2050-12-31
[10 empty] | 3751 | Greensburg Wind Project (KS):WT1 10 | Greensburg KS (City of) | 1000 | 12500 | 2010-03-05 | 2050-12-31
[10 empty] | 3752 | Greenup Hydro:1 | Hamilton Dept of Public Utilities | 0 | 23400 | 1982-12-01 | 2050-12-31
[10 empty] | 3753 | Greenup Hydro:2 | Hamilton Dept of Public Utilities | 0 | 23400 | 1982-12-01 | 2050-12-31
[10 empty] | 3754 | Greenup Hydro:3 | Hamilton Dept of Public Utilities | 0 | 23400 | 1982-12-01 | 2050-12-31
[10 empty] | 3755 | Greenview Power:1 | Greenview Power 951584 Ontario Inc | 10000 | 3950 | 2009-06-30 | 2050-12-31
[10 empty] | 3756 | Greenville Dam:1 | Connecticut Municipal Electric Energy Coop | 0 | 1000 | 1998-01-01 | 2050-12-31
[10 empty] | 3757 | Greenville Electric Generating:GT1 | Buckeye Power Inc | 10644 | 44000 | 2000-06-28 | 2050-12-31
[10 empty] | 3758 | Greenville Electric Generating:GT2 | Buckeye Power Inc | 10703 | 50100 | 2000-06-28 | 2050-12-31
[10 empty] | 3759 | Greenville Electric Generating:GT3 | Buckeye Power Inc | 10550 | 44000 | 2000-06-28 | 2050-12-31
[10 empty] | 3760 | Greenville Electric Generating:GT4 | Buckeye Power Inc | 10634 | 50000 | 2000-06-28 | 2050-12-31
[10 empty] | 3761 | Greenville Hydro Manufacturing:1 | Ridgewood Maine Hydro Partnership LP | 0 | 300 | 1984-03-01 | 2050-12-31
[10 empty] | 3762 | Greenville Steam Co:1 | New Energy Capital Corp | 12440 | 19000 | 1988-01-01 | 2050-12-31
[10 empty] | 3763 | Greenwich Windfarm:WT1 43 | Renewable Energy Systems Canada | 1000 | 98900 | 2011-09-30 | 2050-12-31
[10 empty] | 3764 | Greenwood (MI):1 | Detroit Edison Co (The) | 10090 | 785000 | 1979-07-01 | 2050-12-31
[10 empty] | 3765 | Greenwood (MI):11 1 | Detroit Edison Co (The) | 11823 | 75000 | 1999-09-01 | 2050-12-31
[10 empty] | 3766 | Greenwood (MI):11 2 | Detroit Edison Co (The) | 11883 | 75000 | 1999-09-01 | 2050-12-31
[10 empty] | 3767 | Greenwood (MI):11 3 | Detroit Edison Co (The) | 11940 | 75000 | 1999-09-01 | 2050-12-31
[10 empty] | 3768 | Greenwood (MO):1 | KCP&L Greater Missouri Operations Co | 13453 | 62500 | 1975-05-01 | 2050-12-31
[10 empty] | 3769 | Greenwood (MO):2 | KCP&L Greater Missouri Operations Co | 10700 | 60800 | 1975-05-01 | 2050-12-31
[10 empty] | 3770 | Greenwood (MO):3 | KCP&L Greater Missouri Operations Co | 10500 | 58000 | 1977-06-01 | 2050-12-31
[10 empty] | 3771 | Greenwood (MO):4 | KCP&L Greater Missouri Operations Co | 12906 | 60000 | 1979-06-01 | 2050-12-31
[10 empty] | 3772 | Greers Ferry Lake:1 | USACE Little Rock District | 0 | 55200 | 1964-03-01 | 2050-12-31
[10 empty] | 3773 | Greers Ferry Lake:2 | USACE Little Rock District | 0 | 55200 | 1964-05-01 | 2050-12-31
[10 empty] | 3774 | Gregg Falls:All | Gregg Falls Hydro Electric Partnership | 0 | 1300 | 1985-12-01 | 2050-12-31
[10 empty] | 3775 | Griffith Wind:WT | Richard Griffith | 1000 | 100 | 2008-12-01 | 2050-12-31
[10 empty] | 3776 | Grigg Solar:PV | Jody Grigg | 1000 | 2 | 2008-03-31 | 2050-12-31
[10 empty] | 3777 | Grinnell:1 | Interstate Power & Light Co | 12961 | 23900 | 1990-08-01 | 2050-12-31
[10 empty] | 3778 | Grinnell:2 | Interstate Power & Light Co | 12829 | 20500 | 1991-06-01 | 2050-12-31
[10 empty] | 3779 | Grist Mill:1 | Maine Energy Partners | 0 | 200 | 1982-01-01 | 2050-12-31
[10 empty] | 3780 | Groton Generation Station:Unit 1 | Basin Electric Power Coop | 8845 | 92100 | 2006-07-15 | 2050-12-31
[10 empty] | 3781 | Groton Generation Station:UNIT 2 | Basin Electric Power Coop | 8845 | 76900 | 2008-07-10 | 2050-12-31
[10 empty] | 3782 | Grove Mill:1 | Rockfish Corp | 0 | 94 | 1984-09-01 | 2050-12-31
[10 empty] | 3783 | Groveville Mills:1 | Central Hudson Gas & Electric Corp | 0 | 800 | 1984-01-01 | 2050-12-31
[10 empty] | 3784 | Grundy Center:All | Grundy Center Municipal Light & Power Dept | 11826 | 8700 | 1963-11-01 | 2050-12-31
[10 empty] | 3785 | GSG 7 Wind:WT | GSG 7 LLC | 1000 | 2600 | 2009-04-30 | 2050-12-31
[10 empty] | 3786 | Gude:IC1 | Montgomery County Maryland | 9000 | 797 | 2009-07-01 | 2050-12-31
[10 empty] | 3787 | Guelph Dam:1 | Ontario Power Generation Inc | 0 | 100 | 1990-01-01 | 2050-12-31
[10 empty] | 3788 | Gulch:1 | Nova Scotia Power | 0 | 5700 | 1952-01-01 | 2050-12-31
[10 empty] | 3789 | Gulf Island:All | FPL Energy Maine Hydro LLC | 0 | 23200 | 1926-01-01 | 2050-12-31
[10 empty] | 3790 | Gulf States Paper Corp:2TG | Gulf States Paper Corp | 13122 | 8600 | 1982-10-01 | 2050-12-31
[10 empty] | 3791 | Gulf States Paper Corp:3TG | Gulf States Paper Corp | 10415 | 16000 | 2003-12-01 | 2050-12-31
[10 empty] | 3792 | Gull Bay First Nation:GEN1 | Hydro One Networks Inc | 10919 | 550 | 2000-01-01 | 2050-12-31
[10 empty] | 3793 | Guntersville:1 | Tennessee Valley Authority | 0 | 31000 | 1939-08-01 | 2050-12-31
[10 empty] | 3794 | Guntersville:2 | Tennessee Valley Authority | 0 | 30600 | 1939-10-01 | 2050-12-31
[10 empty] | 3795 | Guntersville:3 | Tennessee Valley Authority | 0 | 29840 | 1939-12-01 | 2050-12-31
[10 empty] | 3796 | Guntersville:4 | Tennessee Valley Authority | 0 | 31300 | 1952-03-01 | 2050-12-31
[10 empty] | 3797 | Guthrie Wind:WT | Gary & Nancy Guthrie | 1000 | 1 | 2008-11-01 | 2050-12-31
[10 empty] | 3798 | Gwen Reid Solar:PV | Gwen Reid | 1000 | 4 | 2008-01-01 | 2050-12-31
|  |  | 2017 |  | 2017 |  | 2017 |  |  | 3799 | H B Robinson:1 | Progress Energy Carolinas | 9816 | 174000 | 1960-05-01 | 2050-12-31 | E
[10 empty] | 3800 | H B Robinson:2 | Progress Energy Carolinas | 10163 | 710000 | 1971-03-01 | 2050-12-31
[10 empty] | 3801 | H B Robinson:GT1 | Progress Energy Carolinas | 14516 | 15000 | 1968-03-01 | 2050-12-31
[10 empty] | 3802 | H Neely Henry Dam:1 | Alabama Power Co | 0 | 23300 | 1966-06-01 | 2050-12-31
[10 empty] | 3803 | H Neely Henry Dam:2 | Alabama Power Co | 0 | 23300 | 1966-06-01 | 2050-12-31
[10 empty] | 3804 | H Neely Henry Dam:3 | Alabama Power Co | 0 | 23400 | 1966-06-01 | 2050-12-31
[10 empty] | 3805 | Hadley Falls (MA):All | Holyoke Gas & Electric Dept | 0 | 30300 | 1952-01-03 | 2050-12-31
[10 empty] | 3806 | Hadley Falls:1 | Northeast Utilities | 0 | 100 | 1981-12-01 | 2050-12-31
[10 empty] | 3807 | Hadley Ridge LLC:HR30 | Hadley Ridge LLC | 1000 | 1900 | 2000-12-21 | 2050-12-31
[10 empty] | 3808 | Haefling:1 | Kentucky Utilities Co | 18000 | 12000 | 1970-10-01 | 2050-12-31
[10 empty] | 3809 | Haefling:2 | Kentucky Utilities Co | 18000 | 12000 | 1970-10-01 | 2050-12-31
[10 empty] | 3810 | Haefling:3 | Kentucky Utilities Co | 18000 | 12000 | 1970-10-01 | 2050-12-31
[10 empty] | 3811 | Hager Solar:PV | Joel & Bernice Hager | 1000 | 3 | 2008-08-01 | 2050-12-31
[10 empty] | 3812 | Hagood:4 | South Carolina Electric & Gas Co | 12707 | 86000 | 1991-08-01 | 2050-12-31
[10 empty] | 3813 | Hagood:5 | South Carolina Electric & Gas Co | 9967 | 18000 | 2009-12-01 | 2050-12-31
[10 empty] | 3814 | Hagood:6 | South Carolina Electric & Gas Co | 9940 | 18000 | 2010-02-01 | 2050-12-31
[10 empty] | 3815 | Hagues Reach:All | Ontario Power Generation Inc | 0 | 3390 | 1925-03-03 | 2050-12-31
[10 empty] | 3816 | Hailesboro No 3 Mill:All | Hydro Development Group Inc | 0 | 394 | 1986-01-01 | 2050-12-31
[10 empty] | 3817 | Halifax (MA):1 | Gas Recovery Systems Inc | 10000 | 152 | 1997-04-01 | 2050-12-31
[10 empty] | 3818 | Halifax (MA):2 | Gas Recovery Systems Inc | 10000 | 152 | 1997-04-01 | 2050-12-31
[10 empty] | 3819 | Halifax (MA):3 | Gas Recovery Systems Inc | 10000 | 152 | 1997-04-01 | 2050-12-31
[10 empty] | 3820 | Halifax (VA):All | Synergics Inc | 0 | 1520 | 1915-01-01 | 2050-12-31
[10 empty] | 3821 | Hall Beach:All | Northwest Territories Energy | 11475 | 1185 | 1974-01-01 | 2050-12-31
[10 empty] | 3822 | Hallam:1 | Nebraska Public Power District | 13221 | 52000 | 1973-06-01 | 2050-12-31
[10 empty] | 3823 | Halls Warehouse Solar Project:PV1 | enXco Service Corp | 1000 | 1700 | 2009-02-01 | 2050-12-31
[10 empty] | 3824 | Halstad:4 | Halstad MN (City of) | 10374 | 1900 | 2007-09-01 | 2050-12-31
[10 empty] | 3825 | Halstad:5 | Halstad MN (City of) | 10374 | 1900 | 2007-09-01 | 2050-12-31
[10 empty] | 3826 | Halton Hills Generating Station:CC | TransCanada Corp | 6964 | 683000 | 2010-09-01 | 2050-12-31
[10 empty] | 3827 | Halton Landfill:IC | Oakville Hydro Corp | 9000 | 2100 | 2007-07-11 | 2050-12-31
[10 empty] | 3828 | Hamilton (HYDRO):All | Hamilton Dept of Public Utilities | 0 | 1940 | 1994-05-01 | 2050-12-31
[10 empty] | 3829 | Hamilton (PA):1 | RRI Energy Mid Atlantic Power Holdings LLC | 15290 | 20000 | 1971-06-01 | 2050-12-31
[10 empty] | 3830 | Hamilton Community Energy Centre:ST | Hamilton Community Energy | 10665 | 3500 | 2002-05-26 | 2050-12-31
[10 empty] | 3831 | Hamilton Moses:1 | Entergy Arkansas Inc | 12690 | 67000 | 1951-05-01 | 2050-12-31
[10 empty] | 3832 | Hamilton Moses:2 | Entergy Arkansas Inc | 12075 | 70000 | 1951-05-01 | 2050-12-31
[10 empty] | 3833 | Hamilton Peaking:1 | American Municipal Power Inc | 10898 | 29000 | 2000-06-01 | 2050-12-31
[10 empty] | 3834 | Hamilton:5 | Hamilton Dept of Public Utilities | 16250 | 10000 | 1954-03-01 | 2050-12-31
[10 empty] | 3835 | Hamilton:7 | Hamilton Dept of Public Utilities | 14155 | 25000 | 1960-05-01 | 2050-12-31
|  |  | 2017 |  | 2017 |  | 2017 |  |  | 3836 | Hamilton:8 | Hamilton Dept of Public Utilities | 12285 | 25000 | 1965-06-01 | 2050-12-31 | E
|  |  | 2017 |  | 2017 |  | 2017 |  |  | 3837 | Hamilton:9 | Hamilton Dept of Public Utilities | 13085 | 51000 | 1975-10-01 | 2050-12-31 | E
[10 empty] | 3838 | Hamilton:GT1 | Hamilton Dept of Public Utilities | 18750 | 8000 | 1964-07-01 | 2050-12-31
[10 empty] | 3839 | Hamilton:GT2 | Hamilton Dept of Public Utilities | 18500 | 12000 | 1971-06-01 | 2050-12-31
|  |  | 2017 |  | 2017 |  | 2017 |  |  | 3840 | Hammond:1 | Georgia Power Co | 10305 | 110000 | 1954-06-01 | 2050-12-31 | E
|  |  | 2017 |  | 2017 |  | 2017 |  |  | 3841 | Hammond:2 | Georgia Power Co | 10297 | 110000 | 1954-09-01 | 2050-12-31 | E
|  |  | 2017 |  | 2017 |  | 2017 |  |  | 3842 | Hammond:3 | Georgia Power Co | 10309 | 110000 | 1955-06-01 | 2050-12-31 | E
|  |  | 2017 |  | 2017 |  | 2017 |  |  | 3843 | Hammond:4 | Georgia Power Co | 10636 | 503000 | 1970-12-01 | 2050-12-31 | E
[10 empty] | 3844 | Hamond E:1 | Niagara Mohawk Power Corp | 1000 | 2 | 1983-08-01 | 2050-12-31
[10 empty] | 3845 | Hampshire Paper Co Inc:5 | Hampshire Paper Co Inc | 0 | 3400 | 1987-05-01 | 2050-12-31
[10 empty] | 3846 | Hampton (NH):All | Foss Manufacturing Co Inc | 11323 | 3800 | 1978-10-01 | 2050-12-31
[10 empty] | 3847 | Hampton (NH):GEN7 | Foss Manufacturing Co Inc | 10293 | 3100 | 1996-08-01 | 2050-12-31
[10 empty] | 3848 | Hampton (NH):GEN8 | Foss Manufacturing Co Inc | 13083 | 5000 | 2000-01-01 | 2050-12-31
[10 empty] | 3849 | Hancock (MI):1 | Detroit Edison Co (The) | 13600 | 11000 | 1967-09-01 | 2050-12-31
[10 empty] | 3850 | Hancock (MI):2 | Detroit Edison Co (The) | 13820 | 18000 | 1967-10-01 | 2050-12-31
[10 empty] | 3851 | Hancock (MI):3 | Detroit Edison Co (The) | 13820 | 17000 | 1967-11-01 | 2050-12-31
[10 empty] | 3852 | Hancock (MI):4 | Detroit Edison Co (The) | 13820 | 17000 | 1969-04-01 | 2050-12-31
[10 empty] | 3853 | Hancock (MI):5 | Detroit Edison Co (The) | 13600 | 38000 | 1970-05-01 | 2050-12-31
[10 empty] | 3854 | Hancock (MI):6 | Detroit Edison Co (The) | 13600 | 40000 | 1966-04-01 | 2050-12-31
[10 empty] | 3855 | Hancock County:WT1-148 | FPL Energy Hancock County Wind LLC | 1000 | 98000 | 2002-12-31 | 2050-12-31
[10 empty] | 3856 | Handsome Lake Energy LLC:GT01 | Handsome Lake Energy LLC | 11813 | 53500 | 2001-07-31 | 2050-12-31
[10 empty] | 3857 | Handsome Lake Energy LLC:GT02 | Handsome Lake Energy LLC | 11813 | 53500 | 2001-07-31 | 2050-12-31
[10 empty] | 3858 | Handsome Lake Energy LLC:GT03 | Handsome Lake Energy LLC | 11813 | 53500 | 2001-07-31 | 2050-12-31
[10 empty] | 3859 | Handsome Lake Energy LLC:GT04 | Handsome Lake Energy LLC | 11813 | 53500 | 2001-07-31 | 2050-12-31
[10 empty] | 3860 | Handsome Lake Energy LLC:GT05 | Handsome Lake Energy LLC | 11813 | 53500 | 2001-07-31 | 2050-12-31
[10 empty] | 3861 | Hanging Rock Energy Facility:CC1 | Duke Energy Ohio | 7634 | 644000 | 2003-06-12 | 2050-12-31
[10 empty] | 3862 | Hanging Rock Energy Facility:CC2 | Duke Energy Ohio | 7694 | 644000 | 2003-08-07 | 2050-12-31
[10 empty] | 3863 | Hanna Chute:1 | Ontario Power Generation Inc | 0 | 1450 | 1926-10-22 | 2050-12-31
[10 empty] | 3864 | Hannawa:All | Brookfield Renewable Power Inc | 0 | 7600 | 1914-01-01 | 2050-12-31
[10 empty] | 3865 | Hansel:CC | Kissimmee Utility Authority | 10000 | 46000 | 1983-11-01 | 2050-12-31
2016 | 2016 | 2016 |  | 2019 | 2021 |  | 2017 |  |  | 3866 | Harbor Beach:1 | Detroit Edison Co (The) | 10037 | 103000 | 1968-04-01 | 2050-12-31 | W
[10 empty] | 3867 | Harbor Beach:All | Detroit Edison Co (The) | 10600 | 4000 | 1967-12-01 | 2050-12-31
[10 empty] | 3868 | Hardee Power Station:CC | Hardee Power Partners Ltd | 8090 | 218000 | 1992-07-01 | 2050-12-31
[10 empty] | 3869 | Hardee Power Station:GEN4 | Hardee Power Partners Ltd | 12254 | 70000 | 1992-07-01 | 2050-12-31
[10 empty] | 3870 | Hardee Power Station:GEN5 | Hardee Power Partners Ltd | 12177 | 70000 | 2000-05-17 | 2050-12-31
[10 empty] | 3871 | Hardeeville:1 | South Carolina Electric & Gas Co | 19400 | 12000 | 1968-04-01 | 2050-12-31
[10 empty] | 3872 | Harden Furniture Co:1 | Niagara Mohawk Power Corp | 12754 | 700 | 1986-01-01 | 2050-12-31
[10 empty] | 3873 | Hardin Hilltop Wind Farm:All | Hardin Hilltop Wind LLC | 1000 | 14700 | 2007-05-01 | 2050-12-31
[10 empty] | 3874 | Harding Street:3 | Indianapolis Power & Light | 9500 | 35000 | 1941-09-01 | 2050-12-31
[10 empty] | 3875 | Harding Street:4 | Indianapolis Power & Light | 9500 | 35000 | 1947-06-01 | 2050-12-31
|  |  | 2017 |  | 2017 |  | 2017 | 2013 | 0.93541 | 3876 | Harding Street:5 | Indianapolis Power & Light | 10511 | 106000 | 1958-06-01 | 2050-12-31 | E
|  |  | 2017 |  | 2017 |  | 2017 | 2013 | 0.93541 | 3877 | Harding Street:6 | Indianapolis Power & Light | 10511 | 106000 | 1961-05-01 | 2050-12-31 | E
|  |  | 2017 |  | 2017 |  | 2017 | 2013 | 0.93541 | 3878 | Harding Street:7 | Indianapolis Power & Light | 9758 | 435000 | 1973-07-01 | 2050-12-31 | E
[10 empty] | 3879 | Harding Street:GT1 | Indianapolis Power & Light | 15544 | 20000 | 1973-05-01 | 2050-12-31
[10 empty] | 3880 | Harding Street:GT2 | Indianapolis Power & Light | 15544 | 20000 | 1973-05-01 | 2050-12-31
[10 empty] | 3881 | Harding Street:GT3 | Indianapolis Power & Light | 15544 | 20000 | 1973-05-01 | 2050-12-31
[10 empty] | 3882 | Harding Street:GT4 | Indianapolis Power & Light | 12205 | 82000 | 1994-04-01 | 2050-12-31
[10 empty] | 3883 | Harding Street:GT5 | Indianapolis Power & Light | 11879 | 82000 | 1995-01-01 | 2050-12-31
[10 empty] | 3884 | Harding Street:GT6 | Indianapolis Power & Light | 10598 | 158000 | 2002-05-31 | 2050-12-31
[10 empty] | 3885 | Harding Street:IC1 | Indianapolis Power & Light | 10922 | 3000 | 1967-04-01 | 2050-12-31
[10 empty] | 3886 | Harding University:1 | Harding University | 11000 | 5200 | 1980-01-01 | 2050-12-31
[10 empty] | 3887 | Hardins:1 | Harden Properties | 0 | 200 | 1987-03-01 | 2050-12-31
[10 empty] | 3888 | Hardwick:1 | Hardwick Electric Dept | 11860 | 500 | 1948-01-03 | 2050-12-31
[10 empty] | 3889 | Hardwoods:TOT | Newfoundland & Labrador Hydro | 14832 | 54000 | 1980-01-01 | 2050-12-31
[10 empty] | 3890 | Hardy:All | Consumers Energy Co | 0 | 30300 | 1931-06-01 | 2050-12-31
[10 empty] | 3891 | Hargis Hebert Generating Station:GT1 | Lafayette Utilities System | 9680 | 47700 | 2006-06-09 | 2050-12-31
[10 empty] | 3892 | Hargis Hebert Generating Station:GT2 | Lafayette Utilities System | 9747 | 47700 | 2006-06-09 | 2050-12-31
[10 empty] | 3893 | Hargrove:1 | Énergie NB Power | 0 | 500 | 1960-02-09 | 2050-12-31
[10 empty] | 3894 | Harlan Solar:PV | Will Harlan | 1000 | 2 | 2008-02-26 | 2050-12-31
[10 empty] | 3895 | Harlan:HMU1 | Harlan Municipal Utilities | 10571 | 1600 | 2001-07-01 | 2050-12-31
[10 empty] | 3896 | Harlan:IC8 | Harlan Municipal Utilities | 10571 | 1600 | 2001-07-01 | 2050-12-31
[10 empty] | 3897 | Harlem River Yard:HR01 | New York Power Authority | 11232 | 40000 | 2001-07-01 | 2050-12-31
[10 empty] | 3898 | Harlem River Yard:HR02 | New York Power Authority | 11294 | 40100 | 2001-07-01 | 2050-12-31
|  |  | 2017 |  | 2017 |  | 2017 |  |  | 3899 | Harllee Branch:1 | Georgia Power Co | 9483 | 266000 | 1965-06-01 | 2013-12-30 | E
|  |  | 2017 |  | 2017 |  | 2017 |  |  | 3900 | Harllee Branch:2 | Georgia Power Co | 9563 | 325000 | 1967-06-01 | 2013-10-01 | E
|  |  | 2016 |  | 2014 |  | 2017 |  |  | 3901 | Harllee Branch:3 | Georgia Power Co | 9640 | 509000 | 1968-07-01 | 2050-12-31 | E
|  |  | 2017 |  | 2014 |  | 2017 |  |  | 3902 | Harllee Branch:4 | Georgia Power Co | 9666 | 507000 | 1969-06-01 | 2050-12-31 | E
[10 empty] | 3903 | Harmon GS:HY 1-2 | Ontario Power Generation Inc | 0 | 140000 | 1965-01-01 | 2050-12-31
[10 empty] | 3904 | Harmony:1 | Nova Scotia Power | 0 | 700 | 1943-01-01 | 2050-12-31
[10 empty] | 3905 | Harriman:All | TransCanada Hydro Northeast Inc | 0 | 41100 | 1924-05-01 | 2050-12-31
2015 | 2015 | 2015 |  | 2017 | 2020 |  | 2017 |  |  | 3906 | Harrington:1 | Southwestern Public Service Co | 9924 | 347000 | 1976-01-01 | 2050-12-31 | W
2015 | 2015 | 2015 |  | 2017 | 2020 |  | 2017 |  |  | 3907 | Harrington:2 | Southwestern Public Service Co | 9923 | 347000 | 1978-01-01 | 2050-12-31 | W
2015 | 2015 | 2015 |  | 2017 | 2020 |  | 2017 |  |  | 3908 | Harrington:3 | Southwestern Public Service Co | 9894 | 347000 | 1980-01-01 | 2050-12-31 | W
[10 empty] | 3909 | Harris (ME):HA1 | FPL Energy Maine Hydro LLC | 0 | 16776 | 1954-01-01 | 2050-12-31
[10 empty] | 3910 | Harris (ME):HA2 | FPL Energy Maine Hydro LLC | 0 | 34948 | 1954-01-01 | 2050-12-31
[10 empty] | 3911 | Harris (ME):HA3 | FPL Energy Maine Hydro LLC | 0 | 34210 | 1955-01-01 | 2050-12-31
[10 empty] | 3912 | Harris (ME):HA4 | FPL Energy Maine Hydro LLC | 0 | 1436 | 1955-01-01 | 2050-12-31
[10 empty] | 3913 | Harris (NC):1 | Progress Energy Carolinas | 10123 | 900000 | 1987-05-01 | 2050-12-31
[10 empty] | 3914 | Harris Bridge:1 | Central Virginia Electric Coop | 0 | 400 | 1921-01-01 | 2050-12-31
[10 empty] | 3915 | Harris Dam:1 | Alabama Power Co | 0 | 66000 | 1983-04-01 | 2050-12-31
[10 empty] | 3916 | Harris Dam:2 | Alabama Power Co | 0 | 66000 | 1983-04-01 | 2050-12-31
[10 empty] | 3917 | Harris Energy Realty Corp:All | Harris Energy & Realty Corp | 0 | 2840 | 1999-01-01 | 2050-12-31
[10 empty] | 3918 | Harris GS:1 | Brookfield Renewable Power Inc | 0 | 12500 | 1990-02-09 | 2050-12-31
[10 empty] | 3919 | Harris Lake:1 | New York State Electric & Gas Corp | 10956 | 1700 | 1967-09-01 | 2050-12-31
[10 empty] | 3920 | Harris Teeter Cogeneration:IC | Harris Teeter Inc | 10753 | 600 | 2008-04-01 | 2050-12-31
[10 empty] | 3921 | Harris:CC1 | Southern Power Co | 6895 | 626900 | 2003-06-04 | 2050-12-31
[10 empty] | 3922 | Harris:CC2 | Southern Power Co | 6895 | 626900 | 2003-06-04 | 2050-12-31
[10 empty] | 3923 | Harrisburg Facility:ST 1 | Harrisburg Authority | 10096 | 20800 | 2006-04-18 | 2050-12-31
|  |  | 2016 |  | 2016 |  | 2017 | 2013 | 0.93736 | 3924 | Harrison (WV):1 | Allegheny Energy Supply Co LLC | 9185 | 652000 | 1972-12-01 | 2050-12-31 | E
|  |  | 2016 |  | 2016 |  | 2017 | 2013 | 0.93736 | 3925 | Harrison (WV):2 | Allegheny Energy Supply Co LLC | 9028 | 651000 | 1973-12-01 | 2050-12-31 | E
|  |  | 2016 |  | 2016 |  | 2017 | 2013 | 0.93736 | 3926 | Harrison (WV):3 | Allegheny Energy Supply Co LLC | 9830 | 651000 | 1974-12-01 | 2050-12-31 | E
[10 empty] | 3927 | Harrison County Power Project:CC1 | Entergy Power Ventures LP | 7416 | 514400 | 2003-01-01 | 2050-12-31
[10 empty] | 3928 | Harrow Wind Farm:WT1 24 | International Power Canada Inc | 1000 | 39600 | 2010-06-28 | 2050-12-31
[10 empty] | 3929 | Harry D Mattison Power Plant:GT1 | Southwestern Electric Power Co | 12140 | 75000 | 2007-12-28 | 2050-12-31
[10 empty] | 3930 | Harry D Mattison Power Plant:GT2 | Southwestern Electric Power Co | 12140 | 75000 | 2007-12-28 | 2050-12-31
[10 empty] | 3931 | Harry D Mattison Power Plant:GT3 | Southwestern Electric Power Co | 12140 | 72000 | 2007-07-12 | 2050-12-31
[10 empty] | 3932 | Harry D Mattison Power Plant:GT4 | Southwestern Electric Power Co | 12140 | 72000 | 2007-07-12 | 2050-12-31
[10 empty] | 3933 | Harry L Oswald Power Facility:CC1 | Wrightsville Power Facility LLC | 7268 | 548000 | 2002-07-01 | 2050-12-31
[10 empty] | 3934 | Harry Truman:1 | USACE Kansas City District | 0 | 31000 | 1982-05-01 | 2050-12-31
[10 empty] | 3935 | Harry Truman:2 | USACE Kansas City District | 0 | 31000 | 1982-08-01 | 2050-12-31
[10 empty] | 3936 | Harry Truman:3 | USACE Kansas City District | 0 | 31000 | 1982-07-01 | 2050-12-31
[10 empty] | 3937 | Harry Truman:4 | USACE Kansas City District | 0 | 31000 | 1982-02-01 | 2050-12-31
[10 empty] | 3938 | Harry Truman:5 | USACE Kansas City District | 0 | 31000 | 1981-12-01 | 2050-12-31
[10 empty] | 3939 | Harry Truman:6 | USACE Kansas City District | 0 | 31000 | 1979-12-01 | 2050-12-31
[10 empty] | 3940 | Hart Hydro:All | Hart Hydro MI (City of) | 0 | 320 | 1926-11-01 | 2050-12-31
[10 empty] | 3941 | Hart Jaune:All | Hydro Quebec | 0 | 47010 | 1960-09-01 | 2050-12-31
[10 empty] | 3942 | Hart:4 | Hart Hydro MI (City of) | 10476 | 1400 | 1964-03-01 | 2050-12-31
[10 empty] | 3943 | Hart:IC1 | Hart Hydro MI (City of) | 10476 | 1700 | 1985-03-01 | 2050-12-31
[10 empty] | 3944 | Hart:IC3 | Hart Hydro MI (City of) | 10476 | 2000 | 1985-04-01 | 2050-12-31
[10 empty] | 3945 | Hartco Flooring Co:4915 | Armstrong World Industries Inc | 13407 | 1000 | 1980-11-01 | 2050-12-31
[10 empty] | 3946 | Hartco Flooring Co:5102 | Armstrong World Industries Inc | 12752 | 1000 | 1986-01-01 | 2050-12-31
[10 empty] | 3947 | Hartford Diesel Generation:1 | WPPI Energy | 10674 | 1130 | 2005-01-01 | 2050-12-31
[10 empty] | 3948 | Hartford Hospital Cogeneration:CC | Hartford Steam Co | 8256 | 7600 | 1988-07-01 | 2050-12-31
[10 empty] | 3949 | Hartford Landfill:UNT1 | MM Hartford Energy | 10000 | 631 | 1998-08-01 | 2050-12-31
[10 empty] | 3950 | Hartford Landfill:UNT2 | MM Hartford Energy | 10000 | 631 | 1998-08-01 | 2050-12-31
[10 empty] | 3951 | Hartford Landfill:UNT3 | MM Hartford Energy | 10000 | 631 | 1998-08-01 | 2050-12-31
[10 empty] | 3952 | Hartley:2 | Hartley IA (City of) | 11851 | 700 | 1947-01-03 | 2050-12-31
[10 empty] | 3953 | Hartwell Energy LP:MAG1 | Hartwell Energy LP | 12206 | 150900 | 1994-04-01 | 2050-12-31
[10 empty] | 3954 | Hartwell Energy LP:MAG2 | Hartwell Energy LP | 11847 | 150900 | 1994-04-01 | 2050-12-31
[10 empty] | 3955 | Hartwell Lake:1 | USACE Savannah District | 0 | 85000 | 1962-04-01 | 2050-12-31
[10 empty] | 3956 | Hartwell Lake:2 | USACE Savannah District | 0 | 85000 | 1962-04-01 | 2050-12-31
[10 empty] | 3957 | Hartwell Lake:3 | USACE Savannah District | 0 | 85000 | 1962-04-01 | 2050-12-31
[10 empty] | 3958 | Hartwell Lake:4 | USACE Savannah District | 0 | 85000 | 1962-04-01 | 2050-12-31
[10 empty] | 3959 | Harvard Dedicated Energy:GT | Harvard Dedicated Energy Ltd | 9947 | 5080 | 2008-12-21 | 2050-12-31
[10 empty] | 3960 | Harvell:1 | Greenwood Ironworks Inc | 0 | 100 | 1992-06-01 | 2050-12-31
[10 empty] | 3961 | Harvest Wind Farm:WT1 32 | Harvest Windfarm LLC | 1000 | 52800 | 2008-02-28 | 2050-12-31
[10 empty] | 3962 | Harvey Couch:2 | Entergy Arkansas Inc | 11372 | 125000 | 1954-08-01 | 2050-12-31
[10 empty] | 3963 | Harwood (ND):2 | Minnkota Power Coop | 10000 | 1600 | 1947-10-01 | 2050-12-31
[10 empty] | 3964 | Harwood (ND):3 | Minnkota Power Coop | 10000 | 1600 | 1947-10-01 | 2050-12-31
[10 empty] | 3965 | Hastings Hydro (City of):All | Hastings Lock & Dam | 0 | 4300 | 1992-01-01 | 2050-12-31
[10 empty] | 3966 | Hat Rapids:All | Wisconsin Public Service Corp | 0 | 890 | 1923-08-01 | 2050-12-31
|  |  | 2016 |  | 2016 |  | 2017 |  |  | 3967 | Hatfields Ferry Power Station:1 | Allegheny Energy Supply Co LLC | 9671 | 530000 | 1969-11-01 | 2050-12-31 | E
|  |  | 2016 |  | 2016 |  | 2017 |  |  | 3968 | Hatfields Ferry Power Station:2 | Allegheny Energy Supply Co LLC | 10070 | 530000 | 1970-10-01 | 2050-12-31 | E
|  |  | 2016 |  | 2016 |  | 2017 |  |  | 3969 | Hatfields Ferry Power Station:3 | Allegheny Energy Supply Co LLC | 9465 | 530000 | 1971-12-01 | 2050-12-31 | E
[10 empty] | 3970 | Havana:1 | Midwest Generation Inc | 12206 | 45600 | 1947-09-01 | 2050-12-31
[10 empty] | 3971 | Havana:2 | Midwest Generation Inc | 12206 | 45600 | 1947-07-01 | 2050-12-31
[10 empty] | 3972 | Havana:3 | Midwest Generation Inc | 12153 | 45600 | 1948-11-01 | 2050-12-31
[10 empty] | 3973 | Havana:4 | Midwest Generation Inc | 12153 | 45600 | 1950-03-01 | 2050-12-31
[10 empty] | 3974 | Havana:5 | Midwest Generation Inc | 12153 | 45600 | 1950-06-01 | 2050-12-31
| 2017 |  |  | 2017 | 2020 |  | 2017 |  |  | 3975 | Havana:6 | Midwest Generation Inc | 10090 | 438000 | 1978-06-01 | 2050-12-31 | W
[10 empty] | 3976 | Haverhill Brightfields Solar:PV1 | National Grid USA | 1000 | 1000 | 2010-12-31 | 2050-12-31
[10 empty] | 3977 | Haverhill North Cogeneration Facility:ST | Sun Coke International Inc | 10000 | 53000 | 2008-09-02 | 2050-12-31
[10 empty] | 3978 | Haverhill Paperboard Corp:1 | Newark Group Inc | 15639 | 1350 | 1935-01-01 | 2050-12-31
[10 empty] | 3979 | Haverhill Paperboard Corp:2 | Newark Group Inc | 14362 | 2250 | 1954-01-01 | 2050-12-31
[10 empty] | 3980 | Haw River Hydro Co:All | Haw River Hydro Co | 0 | 1500 | 1981-09-01 | 2050-12-31
[10 empty] | 3981 | Hawkeye Power Partners LLC:48M | Hawkeye Power Partners LLC | 1000 | 42000 | 1999-05-09 | 2050-12-31
[10 empty] | 3982 | Hawks Nest Hydro:GEN1 | Brookfield Renewable Power Inc | 0 | 24230 | 1936-06-01 | 2050-12-31
[10 empty] | 3983 | Hawks Nest Hydro:GEN2 | Brookfield Renewable Power Inc | 0 | 24230 | 1936-06-01 | 2050-12-31
[10 empty] | 3984 | Hawks Nest Hydro:GEN3 | Brookfield Renewable Power Inc | 0 | 24230 | 1936-06-01 | 2050-12-31
[10 empty] | 3985 | Hawks Nest Hydro:GEN4 | Brookfield Renewable Power Inc | 0 | 24230 | 1936-06-01 | 2050-12-31
[10 empty] | 3986 | Hawley:1 | Hawley Public Utilities Commission | 13000 | 100 | 1932-01-03 | 2050-12-31
[10 empty] | 3987 | Hawley:2 | Hawley Public Utilities Commission | 10103 | 600 | 1957-01-01 | 2050-12-31
[10 empty] | 3988 | Hawley:3 | Hawley Public Utilities Commission | 13800 | 100 | 1938-01-03 | 2050-12-31
[10 empty] | 3989 | Hawley:4 | Hawley Public Utilities Commission | 11828 | 300 | 1946-01-03 | 2050-12-31
[10 empty] | 3990 | Hawley:5 | Hawley Public Utilities Commission | 11300 | 300 | 1949-01-03 | 2050-12-31
| 2016 |  |  | 2016 | 2019 |  | 2017 |  |  | 3991 | Hawthorne (MO):5 | Kansas City Power & Light Co | 10318 | 563000 | 1969-05-01 | 2050-12-31 | W
[10 empty] | 3992 | Hawthorne (MO):7 | Kansas City Power & Light Co | 11793 | 75000 | 2000-05-01 | 2050-12-31
[10 empty] | 3993 | Hawthorne (MO):8 | Kansas City Power & Light Co | 11793 | 76000 | 2000-07-01 | 2050-12-31
[10 empty] | 3994 | Hawthorne (MO):CC | Kansas City Power & Light Co | 7543 | 266000 | 2000-07-01 | 2050-12-31
[10 empty] | 3995 | Hay Road:CC1 | Calpine Mid Atlantic Generation LLC | 7828 | 545000 | 1993-05-01 | 2050-12-31
[10 empty] | 3996 | Hay Road:CC2 | Calpine Mid Atlantic Generation LLC | 7577 | 545000 | 2002-05-17 | 2050-12-31
[10 empty] | 3997 | Hayward Hydro:1 | Northern States Power Co (Wisconsin) | 0 | 200 | 1925-01-03 | 2050-12-31
[10 empty] | 3998 | Hazleton:GEN1 | Hazleton Generation LLC | 13527 | 62000 | 1989-01-01 | 2050-12-31
[10 empty] | 3999 | Hazleton:GEN2 | Hazleton Generation LLC | 11375 | 27800 | 2002-06-01 | 2050-12-31
[10 empty] | 4000 | Hazleton:GEN3 | Hazleton Generation LLC | 11749 | 28400 | 2002-06-01 | 2050-12-31
[10 empty] | 4001 | Hazleton:GEN4 | Hazleton Generation LLC | 11802 | 29000 | 2002-06-01 | 2050-12-31
[10 empty] | 4002 | Healey Falls:All | Ontario Power Generation Inc | 0 | 17600 | 1913-01-01 | 2050-12-31
[10 empty] | 4003 | Heard County Power LLC:GT1 | Heard County Power LLC | 10878 | 164000 | 2001-06-21 | 2050-12-31
[10 empty] | 4004 | Heard County Power LLC:GT2 | Heard County Power LLC | 10709 | 164000 | 2001-06-21 | 2050-12-31
[10 empty] | 4005 | Heard County Power LLC:GT3 | Heard County Power LLC | 11081 | 164000 | 2001-06-21 | 2050-12-31
[10 empty] | 4006 | Heat Recovery Coke:TG18 | Cokenergy Inc | 10452 | 88000 | 1998-04-01 | 2050-12-31
[10 empty] | 4007 | Hebron:1 | Nebraska Public Power District | 13161 | 51000 | 1973-06-01 | 2050-12-31
[10 empty] | 4008 | Hedrick Robert C:1 | Niagara Mohawk Power Corp | 1000 | 10 | 1984-12-01 | 2050-12-31
[10 empty] | 4009 | Heiser Solar:PV | Susan Heiser | 1000 | 1 | 2008-06-30 | 2050-12-31
[10 empty] | 4010 | Hell Gate Peaker:HG01 | New York Power Authority | 10399 | 40100 | 2001-06-01 | 2050-12-31
[10 empty] | 4011 | Hell Gate Peaker:HG02 | New York Power Authority | 10399 | 40100 | 2001-06-01 | 2050-12-31
[10 empty] | 4012 | Hells Gate:All | Nova Scotia Power | 0 | 6800 | 1930-01-01 | 2050-12-31
[10 empty] | 4013 | Helmer Paul:1 | Niagara Mohawk Power Corp | 1000 | 4 | 1986-01-01 | 2050-12-31
[10 empty] | 4014 | Hemlock Falls:1 | Wisconsin Electric Power Co | 0 | 1800 | 1953-08-01 | 2050-12-31
[10 empty] | 4015 | Hemphill Power & Light Co:GEN1 | Springfield Power LLC | 12454 | 14130 | 1987-12-01 | 2050-12-31
[10 empty] | 4016 | Hempstead:GEN1 | Covanta Hempstead Co | 10000 | 71500 | 1989-04-01 | 2050-12-31
[10 empty] | 4017 | Henderson (MS):H1 | Greenwood Utilities Commission | 11200 | 11000 | 1960-01-03 | 2050-12-31
[10 empty] | 4018 | Henderson (MS):H10 | Greenwood Utilities Commission | 10627 | 937 | 2001-06-01 | 2050-12-31
[10 empty] | 4019 | Henderson (MS):H11 | Greenwood Utilities Commission | 10627 | 937 | 2001-06-01 | 2050-12-31
[10 empty] | 4020 | Henderson (MS):H2 | Greenwood Utilities Commission | 17400 | 13000 | 1962-01-03 | 2050-12-31
|  |  | 2017 |  | 2017 |  | 2017 |  |  | 4021 | Henderson (MS):H3 | Greenwood Utilities Commission | 10900 | 17900 | 1967-01-03 | 2050-12-31 | E
[10 empty] | 4022 | Henderson (MS):All | Greenwood Utilities Commission | 10545 | 6490 | 2001-06-01 | 2050-12-31
[10 empty] | 4023 | Henderson (MS):H9 | Greenwood Utilities Commission | 10627 | 937 | 2001-06-01 | 2050-12-31
[10 empty] | 4024 | Hendricks Community Hospital:All | Hendricks County Hospital | 11067 | 4300 | 1992-09-01 | 2050-12-31
[10 empty] | 4025 | Hendricks Wind I Project:WT 1 | Hendricks Wind I LLC | 1000 | 900 | 2002-05-15 | 2050-12-31
[10 empty] | 4026 | Hendrik J Rodenburg Solar:PV | Hendrik J Rodenburg | 1000 | 2 | 2007-12-01 | 2050-12-31
[10 empty] | 4027 | Hennepin Island:All | Northern States Power Co (Minnesota) | 0 | 12000 | 1954-10-01 | 2050-12-31
2017 | 2017 | 2017 |  | 2019 | 2021 |  | 2017 |  |  | 4028 | Hennepin Power Station:1 | Midwest Generation Inc | 10774 | 67000 | 1953-06-01 | 2050-12-31 | W
2015 | 2015 | 2015 |  | 2017 | 2020 |  | 2017 |  |  | 4029 | Hennepin Power Station:2 | Midwest Generation Inc | 10888 | 215000 | 1959-05-01 | 2050-12-31 | W
[10 empty] | 4030 | Hennepin:GEN1 | Covanta Hennepin Energy Resource Co | 12135 | 33700 | 1989-10-01 | 2050-12-31
[10 empty] | 4031 | Henrico County Landfill:GT1 6 | INGENCO | 10000 | 2000 | 2010-12-31 | 2050-12-31
[10 empty] | 4032 | Henrico County Landfill:GT2 6 | INGENCO | 10000 | 2000 | 2010-12-31 | 2050-12-31
[10 empty] | 4033 | Henry County (IN):GT1 | Duke Energy Indiana | 9229 | 45500 | 2001-07-31 | 2050-12-31
[10 empty] | 4034 | Henry County (IN):GT2 | Duke Energy Indiana | 9947 | 45000 | 2001-07-31 | 2050-12-31
[10 empty] | 4035 | Henry County (IN):GT3 | Duke Energy Indiana | 9809 | 45000 | 2001-08-20 | 2050-12-31
[10 empty] | 4036 | Henry County Solar:16 PV | Richard & Debora Ledbetter LLC | 1000 | 2 | 2007-02-05 | 2050-12-31
[10 empty] | 4037 | Henry Station:GEN3 | Bay City Electric Light & Power | 8333 | 7700 | 1993-05-01 | 2050-12-31
[10 empty] | 4038 | Henry Station:GEN4 | Bay City Electric Light & Power | 8333 | 7700 | 1993-05-01 | 2050-12-31
[10 empty] | 4039 | Herbert A Wagner:1 | Constellation Power Source Inc | 11652 | 126000 | 1956-02-01 | 2050-12-31
2016 | 2016 | 2016 |  | 2018 | 2021 |  | 2017 |  |  | 4040 | Herbert A Wagner:2 | Constellation Power Source Inc | 11498 | 135000 | 1959-01-01 | 2050-12-31 | W
2015 | 2015 | 2015 |  | 2017 | 2020 |  | 2017 |  |  | 4041 | Herbert A Wagner:3 | Constellation Power Source Inc | 9872 | 324000 | 1966-08-01 | 2050-12-31 | W
[10 empty] | 4042 | Herbert A Wagner:4 | Constellation Power Source Inc | 11977 | 364000 | 1972-08-01 | 2050-12-31
[10 empty] | 4043 | Herbert A Wagner:GT1 | Constellation Power Source Inc | 15897 | 14000 | 1967-08-01 | 2050-12-31
[10 empty] | 4044 | Hercules Brunswick Plant (GA):GEN5 | Hercules Inc | 13491 | 7100 | 1980-01-01 | 2050-12-31
[10 empty] | 4045 | Hercules Brunswick Plant (GA):GEN6 | Hercules Inc | 12349 | 2000 | 1989-03-01 | 2050-12-31
[10 empty] | 4046 | Herington:All | Herington KS (City of) | 14959 | 8100 | 1951-04-01 | 2050-12-31
[10 empty] | 4047 | Hermans Solar Electric:PV | Hermans Solar Electric Ltd | 1000 | 3 | 2008-10-31 | 2050-12-31
[10 empty] | 4048 | Hernando County Landfill:IC 1 | Timberline Energy LLC | 9000 | 1650 | 2008-10-01 | 2050-12-31
[10 empty] | 4049 | Herrings:All | Brookfield Renewable Power Inc | 0 | 4800 | 1924-01-01 | 2050-12-31
|  |  | 2017 |  | 2017 |  | 2017 |  |  | 4050 | Heskett:1 | MDU Resources Group Inc | 12032 | 29400 | 1954-11-01 | 2050-12-31 | E
|  |  | 2017 |  | 2017 |  | 2017 |  |  | 4051 | Heskett:2 | MDU Resources Group Inc | 12215 | 73500 | 1963-11-01 | 2050-12-31 | E
[10 empty] | 4052 | Hess Jos & Kath:1 | Niagara Mohawk Power Corp | 1000 | 10 | 1986-01-01 | 2050-12-31
[10 empty] | 4053 | Heuvelton:All | Brookfield Renewable Power Inc | 0 | 820 | 1924-01-01 | 2050-12-31
[10 empty] | 4054 | Hewittville Hydro:HY1 | Brookfield Power Corp | 0 | 2900 | 1984-09-01 | 2050-12-31
2017 | 2017 | 2017 |  | 2021 | 2021 |  | 2017 |  |  | 4055 | Hibbing:3 | Hibbing Public Utilities Commission | 9906 | 10000 | 1965-04-01 | 2050-12-31 | W
2017 | 2017 | 2017 |  | 2020 | 2021 |  | 2017 |  |  | 4056 | Hibbing:5 | Hibbing Public Utilities Commission | 9906 | 19500 | 1985-08-01 | 2050-12-31 | W
2017 | 2017 | 2017 |  | 2021 | 2021 |  | 2017 |  |  | 4057 | Hibbing:6 | Hibbing Public Utilities Commission | 9906 | 1000 | 1996-02-01 | 2050-12-31 | W
[10 empty] | 4058 | Hibbing:ST | Hibbing Public Utilities Commission | 9540 | 20000 | 2007-01-01 | 2050-12-31
[10 empty] | 4059 | Hibernia Oil Platform:1 | Hibernia Management & Development Co Ltd | 10000 | 52000 | 1997-01-01 | 2050-12-31
[10 empty] | 4060 | Hidden Valley Dairy:IC | Hidden View Dairy | 9000 | 900 | 2007-12-31 | 2050-12-31
[10 empty] | 4061 | Hidewood Heat Recovery:ST | Ormat Nevada Inc | 10000 | 5500 | 2006-10-06 | 2050-12-31
[10 empty] | 4062 | Higgins Mountain Road Project:WT 1 3 | Springhill Riverhurst Wind Power Ltd | 1000 | 3600 | 2006-12-31 | 2050-12-31
[10 empty] | 4063 | Higgins WJ:1 | Niagara Mohawk Power Corp | 1000 | 4 | 1982-03-01 | 2050-12-31
[10 empty] | 4064 | Higgins:P1 | Progress Energy Florida | 15790 | 26000 | 1969-03-01 | 2050-12-31
[10 empty] | 4065 | Higgins:P2 | Progress Energy Florida | 15500 | 25000 | 1969-04-01 | 2050-12-31
[10 empty] | 4066 | Higgins:P3 | Progress Energy Florida | 14170 | 30000 | 1970-12-01 | 2050-12-31
[10 empty] | 4067 | Higgins:P4 | Progress Energy Florida | 14570 | 32000 | 1971-01-01 | 2050-12-31
[10 empty] | 4068 | Higginsville:1 | Higginsville Municipal Utilities | 11300 | 600 | 1945-01-03 | 2050-12-31
[10 empty] | 4069 | Higginsville:2 | Higginsville Municipal Utilities | 12000 | 1000 | 1947-01-03 | 2050-12-31
[10 empty] | 4070 | Higginsville:3 | Higginsville Municipal Utilities | 10747 | 2400 | 1981-05-01 | 2050-12-31
[10 empty] | 4071 | Higginsville:4 | Higginsville Municipal Utilities | 12150 | 37500 | 1996-06-01 | 2050-12-31
[10 empty] | 4072 | Higginsville:5 | Higginsville Municipal Utilities | 10651 | 1200 | 2004-10-01 | 2050-12-31
[10 empty] | 4073 | Higginsville:6 | Higginsville Municipal Utilities | 9453 | 4500 | 2004-10-01 | 2050-12-31
[10 empty] | 4074 | High Acres Gas Recovery:GEN1 | Bio Energy Partners | 10000 | 800 | 1991-05-01 | 2050-12-31
[10 empty] | 4075 | High Acres Gas Recovery:GEN2 | Bio Energy Partners | 10000 | 800 | 1991-05-01 | 2050-12-31
[10 empty] | 4076 | High Acres Gas Recovery:GEN3 | Bio Energy Partners | 10000 | 800 | 1991-05-01 | 2050-12-31
[10 empty] | 4077 | High Acres Gas Recovery:GEN4 | Bio Energy Partners | 10000 | 800 | 1991-05-01 | 2050-12-31
[10 empty] | 4078 | High Acres Gas Recovery:GEN5 | Bio Energy Partners | 9000 | 1600 | 2008-03-01 | 2050-12-31
[10 empty] | 4079 | High Acres Gas Recovery:GEN6 | Bio Energy Partners | 9000 | 1600 | 2008-03-01 | 2050-12-31
[10 empty] | 4080 | High Acres Gas Recovery:GEN7 | Bio Energy Partners | 9000 | 1600 | 2008-03-01 | 2050-12-31
[10 empty] | 4081 | High Acres Gas Recovery:GEN8 | Bio Energy Partners | 9000 | 1600 | 2008-03-01 | 2050-12-31
[10 empty] | 4082 | High Bridge:CC | Northern States Power Co (Minnesota) | 7258 | 565700 | 2008-05-10 | 2050-12-31
[10 empty] | 4083 | High Dam:All | Oswego (City of) | 0 | 8800 | 1928-08-01 | 2050-12-31
[10 empty] | 4084 | High Falls (NY CHGE):All | Central Hudson Gas & Electric Corp | 0 | 24899 | 1986-12-01 | 2050-12-31
[10 empty] | 4085 | High Falls (ONT):All | Brookfield Renewable Power Inc | 0 | 25500 | 1930-01-01 | 2050-12-31
[10 empty] | 4086 | High Falls (QB):1 | Brookfield Renewable Power Inc | 0 | 20000 | 1930-01-01 | 2050-12-31
[10 empty] | 4087 | High Falls (QB):2 | Brookfield Renewable Power Inc | 0 | 20000 | 1931-01-01 | 2050-12-31
[10 empty] | 4088 | High Falls (QB):3 | Brookfield Renewable Power Inc | 0 | 20000 | 1932-01-01 | 2050-12-31
[10 empty] | 4089 | High Falls (QB):4 | Brookfield Renewable Power Inc | 0 | 23000 | 1933-01-01 | 2050-12-31
[10 empty] | 4090 | High Falls (WI):All | Wisconsin Public Service Corp | 0 | 2500 | 1910-01-03 | 2050-12-31
[10 empty] | 4091 | High Falls:All | Ontario Power Generation Inc | 0 | 3000 | 1920-01-01 | 2050-12-31
[10 empty] | 4092 | High Point Fairfield:1 | North Carolina Municipal Power Agency No 1 | 10527 | 1800 | 2002-06-01 | 2050-12-31
[10 empty] | 4093 | High Point Jackson Lake:1 | North Carolina Municipal Power Agency No 1 | 10527 | 1800 | 2002-06-01 | 2050-12-31
[10 empty] | 4094 | High Point Pump Station Rd:UNIT1 | North Carolina Municipal Power Agency No 1 | 10479 | 1800 | 2005-01-01 | 2050-12-31
[10 empty] | 4095 | High Point Pump Station Rd:UNIT2 | North Carolina Municipal Power Agency No 1 | 10479 | 1800 | 2005-01-01 | 2050-12-31
[10 empty] | 4096 | High Pressure Industrial Water:All | National Aeronautics & Space Administration | 11277 | 6000 | 1966-02-01 | 2050-12-31
[10 empty] | 4097 | High Rock:All | Alcoa Power Generating Inc | 0 | 33000 | 1927-11-01 | 2050-12-31
[10 empty] | 4098 | High Sheldon Windfarm:WT 1-75 | Sheldon Energy LLC | 1000 | 112500 | 2009-03-27 | 2050-12-31
[10 empty] | 4099 | High Shoals Hydro Inc:All | Mills Shoals Hydro Co Inc | 0 | 3200 | 1934-07-01 | 2050-12-31
[10 empty] | 4100 | High St Station:1 | Ipswich MA (City of) | 9500 | 1200 | 1986-08-01 | 2050-12-31
[10 empty] | 4101 | High St Station:10 | Ipswich MA (City of) | 9500 | 1300 | 1984-04-01 | 2050-12-31
[10 empty] | 4102 | High St Station:11 | Ipswich MA (City of) | 9500 | 1300 | 1982-09-01 | 2050-12-31
[10 empty] | 4103 | High St Station:12 | Ipswich MA (City of) | 9500 | 1200 | 1983-08-01 | 2050-12-31
[10 empty] | 4104 | High St Station:3 | Ipswich MA (City of) | 12400 | 700 | 1941-01-03 | 2050-12-31
[10 empty] | 4105 | High St Station:6 | Ipswich MA (City of) | 9500 | 1200 | 1951-01-03 | 2050-12-31
[10 empty] | 4106 | High St Station:7 | Ipswich MA (City of) | 9500 | 1390 | 1956-01-03 | 2050-12-31
[10 empty] | 4107 | High St Station:8 | Ipswich MA (City of) | 9500 | 1070 | 1960-01-03 | 2050-12-31
[10 empty] | 4108 | High St Station:9 | Ipswich MA (City of) | 9500 | 1370 | 1961-01-03 | 2050-12-31
[10 empty] | 4109 | Highgate Falls:All | Swanton VT (Village of) | 0 | 9347 | 1930-08-01 | 2050-12-31
[10 empty] | 4110 | Highland (City of):All | Highland Electric Dept | 9350 | 16800 | 1993-09-01 | 2050-12-31
[10 empty] | 4111 | Highland Wind Project:WT1 25 | Krayn Wind LLC | 1000 | 62500 | 2009-05-01 | 2050-12-31
[10 empty] | 4112 | Highmore:All | NorthWestern Corp | 10000 | 4500 | 1948-01-03 | 2050-12-31
[10 empty] | 4113 | Highwoods Properties Enterprise Park II Solar:PV1 | Duke Energy Carolinas | 1000 | 1495 | 2010-04-01 | 2050-12-31
[10 empty] | 4114 | Higley:All | Brookfield Renewable Power Inc | 0 | 6230 | 2003-09-01 | 2050-12-31
[10 empty] | 4115 | Hill At Whitemarsh (The):1 | PPL Renewable Energy | 11314 | 1600 | 2007-05-01 | 2050-12-31
[10 empty] | 4116 | Hill City:1 | Hill City KS (City of) | 10312 | 1100 | 1962-03-01 | 2050-12-31
[10 empty] | 4117 | Hill City:2 | Hill City KS (City of) | 10312 | 1100 | 1962-03-01 | 2050-12-31
[10 empty] | 4118 | Hill City:3 | Hill City KS (City of) | 10312 | 600 | 1952-05-01 | 2050-12-31
[10 empty] | 4119 | Hill City:4 | Hill City KS (City of) | 10312 | 1000 | 1967-08-01 | 2050-12-31
[10 empty] | 4120 | Hill City:5 | Hill City KS (City of) | 10312 | 1200 | 1974-10-01 | 2050-12-31
[10 empty] | 4121 | Hill City:6 | Hill City KS (City of) | 10312 | 1200 | 1974-12-01 | 2050-12-31
[10 empty] | 4122 | Hill Mill:All | FPL Energy Maine Hydro LLC | 0 | 1740 | 1986-02-01 | 2050-12-31
[10 empty] | 4123 | Hillabee Energy Center:CC | CER Generation LLC | 6812 | 755000 | 2010-06-08 | 2050-12-31
[10 empty] | 4124 | Hillburn:GEN1 | AER NY Gen LLC | 15039 | 33100 | 1972-07-01 | 2050-12-31
[10 empty] | 4125 | Hillman Power Co LLC:GEN1 | Hillman Power Co | 12439 | 17800 | 1987-12-01 | 2050-12-31
[10 empty] | 4126 | Hills:All | Interstate Power & Light Co | 11250 | 5800 | 1960-01-01 | 2050-12-31
[10 empty] | 4127 | Hillsboro Mills:1 | Northeast Utilities | 0 | 200 | 1988-03-01 | 2050-12-31
|  |  | 2017 |  | 2017 |  | 2017 |  |  | 4128 | Hillsboro:1 | Hillsboro (ND) (City of) | 11852 | 13300 | 1986-08-01 | 2050-12-31 | E
[10 empty] | 4129 | Hillsboro:All | Hillsboro (ND) (City of) | 10469 | 4000 | 2002-07-01 | 2050-12-31
[10 empty] | 4130 | Hillsborough County Resource Recovery:GEN1 | Hillsborough (County Of) | 12491 | 26000 | 1987-04-01 | 2050-12-31
[10 empty] | 4131 | Hillsborough County Resource Recovery:GEN2 | Hillsborough (County Of) | 9703 | 14000 | 2009-09-05 | 2050-12-31
[10 empty] | 4132 | Hillsborough Hosiery:All | Hillsborough Hydroelectric LP | 0 | 1140 | 1989-12-01 | 2050-12-31
[10 empty] | 4133 | Hillsdale:10 | Hillsdale Board of Public Utilities | 10410 | 1800 | 2008-06-01 | 2050-12-31
[10 empty] | 4134 | Hillsdale:2 | Hillsdale Board of Public Utilities | 13300 | 1900 | 1947-01-03 | 2050-12-31
[10 empty] | 4135 | Hillsdale:3 | Hillsdale Board of Public Utilities | 11360 | 2400 | 1954-01-03 | 2050-12-31
[10 empty] | 4136 | Hillsdale:4 | Hillsdale Board of Public Utilities | 10200 | 3700 | 1960-01-03 | 2050-12-31
[10 empty] | 4137 | Hillsdale:5 | Hillsdale Board of Public Utilities | 10079 | 5600 | 1973-01-03 | 2050-12-31
[10 empty] | 4138 | Hillsdale:6 | Hillsdale Board of Public Utilities | 9941 | 6000 | 1976-04-01 | 2050-12-31
[10 empty] | 4139 | Hillsdale:7 | Hillsdale Board of Public Utilities | 10455 | 1500 | 2008-06-01 | 2050-12-31
[10 empty] | 4140 | Hillsdale:8 | Hillsdale Board of Public Utilities | 10455 | 1500 | 2008-06-01 | 2050-12-31
[10 empty] | 4141 | Hillsdale:9 | Hillsdale Board of Public Utilities | 10410 | 1800 | 2008-06-01 | 2050-12-31
[10 empty] | 4142 | Hilton Head:1 | Central Electric Power Coop Inc (SC) | 13259 | 20000 | 1973-08-01 | 2050-12-31
[10 empty] | 4143 | Hilton Head:2 | Santee Cooper | 13259 | 20000 | 1974-08-01 | 2050-12-31
[10 empty] | 4144 | Hilton Head:3 | Santee Cooper | 12000 | 57000 | 1979-04-01 | 2050-12-31
[10 empty] | 4145 | Hinds Energy Facility:CC | KGen Hinds LLC | 6895 | 450000 | 2001-06-15 | 2050-12-31
[10 empty] | 4146 | Hinds Lake:1 | Newfoundland & Labrador Hydro | 0 | 75000 | 1980-12-12 | 2050-12-31
[10 empty] | 4147 | Hines Energy Complex:CC1 | Progress Energy Florida | 6924 | 462000 | 1999-04-01 | 2050-12-31
[10 empty] | 4148 | Hines Energy Complex:CC2 | Progress Energy Florida | 6981 | 490000 | 2003-12-09 | 2050-12-31
[10 empty] | 4149 | Hines Energy Complex:CC3 | Progress Energy Florida | 7150 | 488000 | 2005-11-07 | 2050-12-31
[10 empty] | 4150 | Hines Energy Complex:CC4 | Progress Energy Florida | 7047 | 472000 | 2007-12-31 | 2050-12-31
[10 empty] | 4151 | Hiram (ME):All | FPL Energy Maine Hydro LLC | 0 | 11600 | 1917-01-01 | 2050-12-31
[10 empty] | 4152 | Hiwassee:1 | Tennessee Valley Authority | 0 | 87690 | 1940-05-01 | 2050-12-31
[10 empty] | 4153 | Hiwassee:2 | Tennessee Valley Authority | 0 | 89700 | 1956-05-01 | 2050-12-31
[10 empty] | 4154 | HMDC Kingsland Landfill:UNT1 | Generation II Locomotives Inc | 10000 | 900 | 1999-04-01 | 2050-12-31
[10 empty] | 4155 | HMDC Kingsland Landfill:UNT2 | Neo Corp | 10000 | 900 | 1999-04-01 | 2050-12-31
[10 empty] | 4156 | HMDC Kingsland Landfill:UNT3 | Generation II Locomotives Inc | 9000 | 900 | 2002-07-01 | 2050-12-31
|  |  | 2017 |  | 2017 |  | 2017 | 2013 | 0.93718 | 4157 | HMP & L Station 2:GEN1 | Henderson Municipal Power & Light | 10478 | 152100 | 1973-06-01 | 2050-12-31 | E
|  |  | 2017 |  | 2017 |  | 2017 | 2013 | 0.93718 | 4158 | HMP & L Station 2:GEN2 | Henderson Municipal Power & Light | 11175 | 158100 | 1974-04-01 | 2050-12-31 | E
[10 empty] | 4159 | Hobbs Generating Station:CC | Lea Power Partners LLC | 7092 | 602000 | 2008-09-26 | 2050-12-31
[10 empty] | 4160 | Hodenpyl:All | Consumers Energy Co | 0 | 4600 | 1925-07-01 | 2050-12-31
[10 empty] | 4161 | Hodge Louisiana:NO 4 | Stone Container Corp | 13967 | 3000 | 1938-01-01 | 2050-12-31
[10 empty] | 4162 | Hodge Louisiana:NO 6 | Stone Container Corp | 13366 | 5000 | 1952-12-01 | 2050-12-31
[10 empty] | 4163 | Hodge Louisiana:NO 7 | Stone Container Corp | 13049 | 15600 | 1957-08-01 | 2050-12-31
[10 empty] | 4164 | Hodge Louisiana:NO 8 | Stone Container Corp | 12316 | 27500 | 1972-08-01 | 2050-12-31
[10 empty] | 4165 | Hodge Louisiana:NO 9 | Stone Container Corp | 12364 | 23300 | 1972-10-01 | 2050-12-31
[10 empty] | 4166 | Hoffer Plastics:GEN1 | Hoffer Plastics Inc | 10876 | 800 | 1992-04-01 | 2050-12-31
[10 empty] | 4167 | Hoffer Plastics:GEN2 | Hoffer Plastics Inc | 10876 | 800 | 1992-04-01 | 2050-12-31
[10 empty] | 4168 | Hoffer Plastics:GEN3 | Hoffer Plastics Inc | 10876 | 800 | 1992-04-01 | 2050-12-31
[10 empty] | 4169 | Hoffer Plastics:GEN4 | Hoffer Plastics Inc | 10876 | 800 | 1992-04-01 | 2050-12-31
[10 empty] | 4170 | Hoffer Plastics:GEN5 | Hoffer Plastics Inc | 10876 | 800 | 1992-04-01 | 2050-12-31
[10 empty] | 4171 | Hoffer Plastics:GEN6 | Hoffer Plastics Inc | 10876 | 800 | 1992-04-01 | 2050-12-31
[10 empty] | 4172 | Hoffer Plastics:GEN7 | Hoffer Plastics Inc | 10876 | 800 | 1992-04-01 | 2050-12-31
[10 empty] | 4173 | Hoffer Plastics:GEN8 | Hoffer Plastics Inc | 10876 | 800 | 1992-04-01 | 2050-12-31
[10 empty] | 4174 | Hoffer Plastics:GEN9 | Hoffer Plastics Inc | 10831 | 800 | 1995-04-01 | 2050-12-31
[10 empty] | 4175 | Hoffmann Laroche Inc:TG01 | Hoffmann La Roche Inc | 10734 | 4100 | 2004-01-01 | 2050-12-31
[10 empty] | 4176 | Hoffmann Laroche Inc:TG03 | Hoffmann La Roche Inc | 10734 | 4100 | 2004-01-01 | 2050-12-31
[10 empty] | 4177 | Hofstra Univ:GEN1 | Hofstra University | 10832 | 1100 | 1990-09-01 | 2050-12-31
[10 empty] | 4178 | Hofstra Univ:GEN2 | Hofstra University | 10832 | 1100 | 1990-09-01 | 2050-12-31
[10 empty] | 4179 | Hog Bayou Energy Center:CC01 | Mobile Energy LLC | 7567 | 230000 | 2001-07-11 | 2050-12-31
[10 empty] | 4180 | Hogansburg:1 | Brookfield Renewable Power Inc | 0 | 200 | 1930-01-01 | 2050-12-31
[10 empty] | 4181 | Hoge Lumber Co:AC3M | Hoge Lumber Co | 12756 | 1200 | 1985-12-01 | 2050-12-31
[10 empty] | 4182 | Hoge Lumber Co:W750 | Hoge Lumber Co | 14528 | 300 | 1972-01-01 | 2050-12-31
[10 empty] | 4183 | Hogg GS:1 | Brookfield Renewable Power Inc | 0 | 18500 | 2000-02-09 | 2050-12-31
[10 empty] | 4184 | Hoisington:1 | Hoisington KS (City of) | 9500 | 200 | 1940-08-01 | 2050-12-31
[10 empty] | 4185 | Hoisington:2A | Hoisington KS (City of) | 10855 | 1100 | 1996-09-01 | 2050-12-31
[10 empty] | 4186 | Hoisington:6 | Hoisington KS (City of) | 9500 | 2000 | 1961-08-01 | 2050-12-31
[10 empty] | 4187 | Hoisington:7 | Hoisington KS (City of) | 9500 | 4000 | 1966-08-01 | 2050-12-31
[10 empty] | 4188 | Hoisington:8 | Hoisington KS (City of) | 9500 | 7000 | 1981-06-01 | 2050-12-31
[10 empty] | 4189 | Hoist:All | Upper Peninsula Power Co | 0 | 2160 | 1988-02-01 | 2050-12-31
| 2017 |  |  | 2017 | 2020 |  | 2017 |  |  | 4190 | Holcomb East:1 | Sunflower Electric Power Corp | 10320 | 362000 | 1983-08-01 | 2050-12-31 | W
[10 empty] | 4191 | Holcomb Rock:All | Owens Illinois Inc | 0 | 400 | 1920-06-01 | 2050-12-31
[10 empty] | 4192 | Holcombe:All | Northern States Power Co (Wisconsin) | 0 | 35400 | 1950-01-03 | 2050-12-31
[10 empty] | 4193 | Holden:11 | Associated Electric Coop Inc | 11927 | 77600 | 2002-02-01 | 2050-12-31
[10 empty] | 4194 | Holden:12 | Associated Electric Coop Inc | 11927 | 77600 | 2002-02-01 | 2050-12-31
[10 empty] | 4195 | Holden:13 | Associated Electric Coop Inc | 11927 | 77600 | 2002-02-01 | 2050-12-31
[10 empty] | 4196 | Holiday Inn Riverhead Cogeneration:IC | Jaral Riverhead Corp | 10799 | 62 | 2008-08-01 | 2050-12-31
[10 empty] | 4197 | Holland Energy Facility:CC1 | Holland Energy LLC (HERE Coop) | 6895 | 449000 | 2002-09-01 | 2050-12-31
[10 empty] | 4198 | Hollidays Bridge:All | Northbrook Carolina Hydro LLC | 0 | 4800 | 1906-12-01 | 2050-12-31
[10 empty] | 4199 | Hollingsworth GS:1 | Brookfield Renewable Power Inc | 0 | 23000 | 1959-02-09 | 2050-12-31
[10 empty] | 4200 | Hollow Bridge:1 | Nova Scotia Power | 0 | 5200 | 1942-01-01 | 2050-12-31
[10 empty] | 4201 | Holt Dam:1 | Alabama Power Co | 0 | 45000 | 1968-08-01 | 2050-12-31
[10 empty] | 4202 | Holt Family Farm Solar:PV | Holt Family Farm Power | 1000 | 8 | 2008-03-01 | 2050-12-31
[10 empty] | 4203 | Holton:IC10 | Holton Light Dept KS (City of) | 10222 | 3000 | 2001-05-01 | 2050-12-31
[10 empty] | 4204 | Holton:All | Holton Light Dept KS (City of) | 9812 | 13400 | 1958-02-01 | 2050-12-31
[10 empty] | 4205 | Holton:IC9 | Holton Light Dept KS (City of) | 10222 | 3000 | 2001-05-01 | 2050-12-31
[10 empty] | 4206 | Holtsville:1 | National Grid Generation LLC | 14475 | 47700 | 1974-07-01 | 2050-12-31
[10 empty] | 4207 | Holtsville:10 | National Grid Generation LLC | 14931 | 55100 | 1975-07-01 | 2050-12-31
[10 empty] | 4208 | Holtsville:2 | National Grid Generation LLC | 14475 | 48800 | 1974-07-01 | 2050-12-31
[10 empty] | 4209 | Holtsville:3 | National Grid Generation LLC | 14221 | 48700 | 1974-07-01 | 2050-12-31
[10 empty] | 4210 | Holtsville:4 | National Grid Generation LLC | 14221 | 51500 | 1974-07-01 | 2050-12-31
[10 empty] | 4211 | Holtsville:5 | National Grid Generation LLC | 13740 | 51600 | 1974-07-01 | 2050-12-31
[10 empty] | 4212 | Holtsville:6 | National Grid Generation LLC | 13829 | 50100 | 1975-07-01 | 2050-12-31
[10 empty] | 4213 | Holtsville:7 | National Grid Generation LLC | 14592 | 52500 | 1975-07-01 | 2050-12-31
[10 empty] | 4214 | Holtsville:8 | National Grid Generation LLC | 14592 | 56600 | 1975-07-01 | 2050-12-31
[10 empty] | 4215 | Holtsville:9 | National Grid Generation LLC | 14102 | 57500 | 1975-07-01 | 2050-12-31
[10 empty] | 4216 | Holtwood:HY 14 | PPL Holtwood LLC | 0 | 66000 | 2013-05-31 | 2050-12-31
[10 empty] | 4217 | Holtwood:HY 15 | PPL Holtwood LLC | 0 | 66000 | 2013-05-31 | 2050-12-31
[10 empty] | 4218 | Holtwood:All | PPL Holtwood LLC | 0 | 107000 | 1911-02-01 | 2050-12-31
[10 empty] | 4219 | Holy Name Wind:WT | Robert J McManus | 1000 | 589 | 2008-08-15 | 2050-12-31
[10 empty] | 4220 | Holyoke MLS:1 | Brown Co | 0 | 3510 | 1970-01-01 | 2050-12-31
[10 empty] | 4221 | Holyrood:1 | Newfoundland & Labrador Hydro | 10590 | 170000 | 1970-01-01 | 2050-12-31
[10 empty] | 4222 | Holyrood:2 | Newfoundland & Labrador Hydro | 10590 | 170000 | 1970-01-01 | 2050-12-31
[10 empty] | 4223 | Holyrood:3 | Newfoundland & Labrador Hydro | 10648 | 150000 | 1974-01-01 | 2050-12-31
|  |  | 2016 |  | 2016 |  | 2017 | 2013 | 0.93598 | 4224 | Homer City Station:1 | Midwest Generations EME LLC | 9722 | 620000 | 1969-06-01 | 2050-12-31 | E
|  |  | 2016 |  | 2016 |  | 2017 | 2013 | 0.93598 | 4225 | Homer City Station:2 | Midwest Generations EME LLC | 9717 | 614000 | 1969-08-01 | 2050-12-31 | E
|  |  | 2016 |  | 2016 |  | 2017 | 2013 | 0.93598 | 4226 | Homer City Station:3 | Midwest Generations EME LLC | 9743 | 650000 | 1977-11-01 | 2050-12-31 | E
[10 empty] | 4227 | Honea Path:1 | Santee Cooper | 10632 | 2900 | 1980-01-01 | 2050-12-31
[10 empty] | 4228 | Honey Brook LFG:IC1 | Granger Energy of Honey Brook LLC | 9000 | 1200 | 2006-12-31 | 2050-12-31
[10 empty] | 4229 | Honeycutt Solar:PV | Travis & Andrea Honeycutt | 1000 | 2 | 2009-02-01 | 2050-12-31
[10 empty] | 4230 | Honeywell Farms Inc:1 | Honeywell Farm Inc | 10868 | 800 | 1992-10-01 | 2050-12-31
[10 empty] | 4231 | Honeywell Farms Inc:2 | Honeywell Farm Inc | 10866 | 800 | 1992-12-01 | 2050-12-31
[10 empty] | 4232 | Honeywell Farms Inc:All | Honeywell Farm Inc | 11319 | 1600 | 1974-06-01 | 2050-12-31
[10 empty] | 4233 | Honeywell Farms Inc:5 | Honeywell Farm Inc | 10904 | 800 | 1990-05-01 | 2050-12-31
[10 empty] | 4234 | Honeywell Farms Inc:6 | Honeywell Farm Inc | 10995 | 400 | 1990-05-01 | 2050-12-31
[10 empty] | 4235 | Hooksett:1 | Public Service Co of New Hampshire | 0 | 1600 | 1927-08-01 | 2050-12-31
[10 empty] | 4236 | Hoosier Wind Park:WT1 53 | Hoosier Wind Project LLC | 1000 | 106000 | 2009-11-23 | 2050-12-31
2017 | 2017 | 2017 |  | 2019 | 2021 |  | 2017 |  |  | 4237 | Hoot Lake:2 | Otter Tail Power Co | 11229 | 60300 | 1959-10-01 | 2050-12-31 | W
2017 | 2017 | 2017 |  | 2019 | 2021 |  | 2017 |  |  | 4238 | Hoot Lake:3 | Otter Tail Power Co | 11409 | 84000 | 1964-05-01 | 2050-12-31 | W
[10 empty] | 4239 | Hoot Lake:All | Otter Tail Power Co | 11617 | 500 | 1967-05-01 | 2050-12-31
[10 empty] | 4240 | Hoot Lake:H1 | Otter Tail Power Co | 0 | 750 | 1914-09-01 | 2050-12-31
[10 empty] | 4241 | Hope Creek LLC:HC30 | Northern Alternative Energy | 1000 | 1900 | 2001-01-18 | 2050-12-31
[10 empty] | 4242 | Hope Creek:1 | PSEG Nuclear LLC | 10822 | 1061000 | 1986-12-01 | 2050-12-31
[10 empty] | 4243 | Hopewell Cogeneration:CC | Suez Energy Generation NA Inc | 8412 | 348300 | 1990-03-01 | 2050-12-31
[10 empty] | 4244 | Hopewell Mill:GEN1 | Stone Container Corp | 13224 | 40700 | 1980-12-01 | 2050-12-31
2017 | 2017 | 2017 |  | 2019 | 2021 |  | 2017 |  |  | 4245 | Hopewell:1 | Virginia Electric & Power Co | 11320 | 63000 | 1992-07-01 | 2050-12-31 | W
[10 empty] | 4246 | Hopkinton Hydro:1 | Northeast Utilities | 0 | 100 | 1984-12-01 | 2050-12-31
[10 empty] | 4247 | Hopkinton:All | Hopkinton Municipal Utilities | 13413 | 4500 | 1973-09-01 | 2050-12-31
[10 empty] | 4248 | Horry LFG Site:HG1 | Santee Cooper | 9000 | 1100 | 2001-08-01 | 2050-12-31
[10 empty] | 4249 | Horry LFG Site:HG2 | Santee Cooper | 9000 | 1100 | 2001-08-01 | 2050-12-31
[10 empty] | 4250 | Horry LFG Site:HG3 | Santee Cooper | 9000 | 1100 | 2003-03-01 | 2050-12-31
[10 empty] | 4251 | Horseshoe Lake:10 | Oklahoma Gas & Electric Co | 9967 | 45500 | 2000-05-29 | 2050-12-31
[10 empty] | 4252 | Horseshoe Lake:6 | Oklahoma Gas & Electric Co | 10702 | 171700 | 1958-04-01 | 2050-12-31
[10 empty] | 4253 | Horseshoe Lake:8 | Oklahoma Gas & Electric Co | 11306 | 380500 | 1969-06-01 | 2050-12-31
[10 empty] | 4254 | Horseshoe Lake:9 | Oklahoma Gas & Electric Co | 9996 | 45500 | 2000-05-29 | 2050-12-31
[10 empty] | 4255 | Horseshoe Lake:CC7 | Oklahoma Gas & Electric Co | 10952 | 227000 | 1963-06-01 | 2050-12-31
[10 empty] | 4256 | Hospira Inc.:GEN1 | Abbott Laboratories | 10767 | 1100 | 1995-01-01 | 2050-12-31
[10 empty] | 4257 | Hospira Inc.:GEN2 | Abbott Laboratories | 10767 | 1100 | 1995-01-01 | 2050-12-31
[10 empty] | 4258 | Hot Spring Power Project:CC | Hot Spring Power Co LLC | 6924 | 641500 | 2006-05-01 | 2050-12-31
[10 empty] | 4259 | Houma:14 | Terrebonne Parish Consolidated | 14000 | 10000 | 1967-08-01 | 2050-12-31
[10 empty] | 4260 | Houma:15 | Terrebonne Parish Consolidated | 13404 | 23500 | 1972-08-01 | 2050-12-31
[10 empty] | 4261 | Houma:16 | Terrebonne Parish Consolidated | 13032 | 38600 | 1977-01-01 | 2050-12-31
[10 empty] | 4262 | Hound Chute:All | Ontario Power Generation Inc | 0 | 14110 | 1910-01-01 | 2050-12-31
[10 empty] | 4263 | Houston County Landfill:IC1 | Flint Energies | 9000 | 1600 | 2010-12-31 | 2050-12-31
[10 empty] | 4264 | Houston County Landfill:IC2 | Flint Energies | 9000 | 1600 | 2010-12-31 | 2050-12-31
[10 empty] | 4265 | Howard Bend:1 | AmerenUE | 14952 | 43000 | 1973-07-01 | 2050-12-31
[10 empty] | 4266 | Howard F Curren Awt:1 | Tampa Dept of Sanitary Sewers | 10000 | 500 | 1986-09-01 | 2050-12-31
[10 empty] | 4267 | Howard F Curren Awt:2 | Tampa Dept of Sanitary Sewers | 10000 | 500 | 1986-09-01 | 2050-12-31
[10 empty] | 4268 | Howard F Curren Awt:3 | Tampa Dept of Sanitary Sewers | 10000 | 500 | 1986-09-01 | 2050-12-31
[10 empty] | 4269 | Howard F Curren Awt:4 | Tampa Dept of Sanitary Sewers | 10000 | 500 | 1989-02-01 | 2050-12-31
[10 empty] | 4270 | Howard F Curren Awt:5 | Tampa Dept of Sanitary Sewers | 10000 | 500 | 1989-02-01 | 2050-12-31
|  |  | 2017 |  | 2017 |  | 2017 |  |  | 4271 | Howard M Down:10 | Vineland NJ (City of) | 14706 | 23000 | 1970-05-01 | 2050-12-31 | E
[10 empty] | 4272 | Howard M Down:All | Vineland NJ (City of) | 16000 | 7000 | 1942-01-03 | 2050-12-31
[10 empty] | 4273 | Howard M Down:9 | Vineland NJ (City of) | 14777 | 17000 | 1960-12-01 | 2050-12-31
[10 empty] | 4274 | Howland:All | PPL Maine LLC | 0 | 1800 | 1921-07-01 | 2029-12-31
[10 empty] | 4275 | Hudson Avenue:4 | Consolidated Edison Co of New York Inc | 18000 | 13800 | 1970-07-01 | 2050-12-31
[10 empty] | 4276 | Hudson Avenue:GT3 | Consolidated Edison Co of New York Inc | 18000 | 14900 | 1970-07-01 | 2050-12-31
[10 empty] | 4277 | Hudson Avenue:GT5 | Consolidated Edison Co of New York Inc | 18000 | 14900 | 1970-07-01 | 2050-12-31
[10 empty] | 4278 | Hudson Falls Hydro:GEN1 | Northern Electric Power Co LP | 0 | 21550 | 1995-11-01 | 2050-12-31
[10 empty] | 4279 | Hudson Falls Hydro:GEN2 | Northern Electric Power Co LP | 0 | 21550 | 1995-11-01 | 2050-12-31
[10 empty] | 4280 | Hudson Generating Station:1 | PSEG Fossil LLC | 10143 | 355000 | 1964-12-01 | 2011-09-01
| 2016 |  |  | 2016 | 2019 |  | 2017 |  |  | 4281 | Hudson Generating Station:2 | PSEG Fossil LLC | 11457 | 568000 | 1968-12-01 | 2050-12-31 | W
|  |  | 2017 |  | 2017 |  | 2017 | 2013 | 0.91105 | 4282 | Hugh L Spurlock:1 | East Kentucky Power Coop | 10014 | 325000 | 1977-09-01 | 2050-12-31 | E
|  |  | 2016 |  | 2016 |  | 2017 | 2013 | 0.91105 | 4283 | Hugh L Spurlock:2 | East Kentucky Power Coop | 9880 | 510000 | 1981-03-01 | 2050-12-31 | E
|  |  | 2017 |  | 2017 |  | 2017 | 2013 | 0.91105 | 4284 | Hugh L Spurlock:3 | East Kentucky Power Coop | 9079 | 268000 | 2005-03-01 | 2050-12-31 | E
|  |  | 2017 |  | 2017 |  | 2017 | 2013 | 0.91105 | 4285 | Hugh L Spurlock:4 | East Kentucky Power Coop | 8905 | 278000 | 2009-04-01 | 2050-12-31 | E
[10 empty] | 4286 | Hugh R Sharp Campus Wind Project:WT1 | First State Marine Wind | 1000 | 2000 | 2010-06-11 | 2050-12-31
| 2017 |  |  | 2017 | 2020 |  | 2017 |  |  | 4287 | Hugo (OK):ST 1 | Western Farmers Electric Coop | 10657 | 440000 | 1982-04-01 | 2050-12-31 | W
[10 empty] | 4288 | Hugoton 1:6 | Hugoton KS (City of) | 9700 | 1200 | 1959-01-01 | 2050-12-31
[10 empty] | 4289 | Hugoton 2:10 | Hugoton KS (City of) | 10175 | 4000 | 1983-09-01 | 2050-12-31
[10 empty] | 4290 | Hugoton 2:11 | Hugoton KS (City of) | 10423 | 2200 | 1997-06-01 | 2050-12-31
[10 empty] | 4291 | Hugoton 2:12 | Hugoton KS (City of) | 10287 | 2800 | 1997-04-01 | 2050-12-31
[10 empty] | 4292 | Hugoton 2:13 | Hugoton KS (City of) | 10788 | 500 | 1998-03-01 | 2050-12-31
[10 empty] | 4293 | Hugoton 2:7 | Hugoton KS (City of) | 11093 | 2000 | 1964-01-03 | 2050-12-31
[10 empty] | 4294 | Hugoton 2:8 | Hugoton KS (City of) | 11048 | 1800 | 1971-01-03 | 2050-12-31
[10 empty] | 4295 | Hugoton 2:9A | Hugoton KS (City of) | 8678 | 4000 | 1994-08-01 | 2050-12-31
[10 empty] | 4296 | Hull 2:All | Hydro Quebec | 0 | 19000 | 1920-09-01 | 2050-12-31
[10 empty] | 4297 | Hull Wind II:HW2 | Hull MA (Town of) | 1000 | 1800 | 2006-04-19 | 2050-12-31
[10 empty] | 4298 | Hull Wind:1 | Hull MA (Town of) | 1000 | 660 | 2001-12-27 | 2050-12-31
|  |  | 2017 |  | 2017 |  | 2017 |  |  | 4299 | Hunlock Power Station:3 | UGI Utilities Inc | 12051 | 43000 | 1959-09-01 | 2012-06-30 | E
[10 empty] | 4300 | Hunlock Power Station:4 | Allegheny Energy Supply Co LLC | 9948 | 45000 | 2001-01-04 | 2050-12-31
[10 empty] | 4301 | Hunterdon Cogeneration:1 | Hunterdon Cogeneration LP | 12332 | 4100 | 1993-11-01 | 2050-12-31
[10 empty] | 4302 | Hunterstown:1 | RRI Energy Hunterstown LLC | 14951 | 20000 | 1971-05-01 | 2050-12-31
[10 empty] | 4303 | Hunterstown:2 | RRI Energy Hunterstown LLC | 15029 | 20000 | 1971-05-01 | 2050-12-31
[10 empty] | 4304 | Hunterstown:3 | RRI Energy Hunterstown LLC | 15020 | 20000 | 1971-05-01 | 2050-12-31
[10 empty] | 4305 | Hunterstown:CC1 | RRI Energy Hunterstown LLC | 6735 | 810000 | 2003-07-15 | 2050-12-31
[10 empty] | 4306 | Huntington Resource Recovery:GEN1 | Huntington Resource Recovery | 11903 | 24600 | 1991-12-01 | 2050-12-31
2015 | 2015 | 2015 |  | 2017 | 2021 |  | 2017 |  |  | 4307 | Huntley Generating:67 | Huntley Power LLC | 9758 | 190000 | 1957-10-01 | 2050-12-31 | W
[10 empty] | 4308 | Huntley Generating:IC1 | Huntley Power LLC | 11473 | 700 | 1967-08-01 | 2050-12-31
2015 | 2015 | 2015 |  | 2017 | 2021 |  | 2017 |  |  | 4309 | Huntley Generating:S68 | Huntley Power LLC | 9798 | 190000 | 1958-11-01 | 2050-12-31 | W
[10 empty] | 4310 | Hunts Pond:1 | Massachusetts Municipal Wholesale Electric Co | 0 | 21 | 1996-08-01 | 2050-12-31
[10 empty] | 4311 | Hurd DR DW:1 | Niagara Mohawk Power Corp | 1000 | 10 | 1983-12-01 | 2050-12-31
[10 empty] | 4312 | Hurdman Hydro:1 | Algonquin Power Systems Inc | 0 | 570 | 1984-01-01 | 2050-12-31
[10 empty] | 4313 | Huron:1 | NorthWestern Corp | 15850 | 11100 | 1961-01-03 | 2050-12-31
[10 empty] | 4314 | Huron:2A | NorthWestern Corp | 12784 | 43700 | 1991-06-01 | 2050-12-31
[10 empty] | 4315 | Hurwitz Solar:PV | Herb Hurwitz | 1000 | 1 | 2008-03-01 | 2050-12-31
[10 empty] | 4316 | Hutch Plant No 1:2 | Hutchinson Utilities Commission | 10779 | 2000 | 1958-01-01 | 2050-12-31
[10 empty] | 4317 | Hutch Plant No 1:3 | Hutchinson Utilities Commission | 10460 | 3900 | 1968-01-01 | 2050-12-31
[10 empty] | 4318 | Hutch Plant No 1:4 | Hutchinson Utilities Commission | 11498 | 3900 | 1998-01-01 | 2050-12-31
[10 empty] | 4319 | Hutch Plant No 1:5 | Hutchinson Utilities Commission | 12909 | 1700 | 1941-01-01 | 2050-12-31
[10 empty] | 4320 | Hutch Plant No 1:6 | Hutchinson Utilities Commission | 10757 | 1700 | 1947-01-01 | 2050-12-31
[10 empty] | 4321 | Hutch Plant No 1:7 | Hutchinson Utilities Commission | 10464 | 4500 | 1964-01-01 | 2050-12-31
[10 empty] | 4322 | Hutch Plant No 1:8 | Hutchinson Utilities Commission | 10858 | 11000 | 1971-01-01 | 2050-12-31
[10 empty] | 4323 | Hutchinson Energy Center:GT1 | Westar Energy Inc | 12724 | 51000 | 1974-05-01 | 2050-12-31
[10 empty] | 4324 | Hutchinson Energy Center:GT2 | Westar Energy Inc | 12789 | 51000 | 1974-05-01 | 2050-12-31
[10 empty] | 4325 | Hutchinson Energy Center:GT3 | Westar Energy Inc | 12647 | 56000 | 1974-05-01 | 2050-12-31
[10 empty] | 4326 | Hutchinson Energy Center:GT4 | Westar Energy Inc | 11643 | 75000 | 1975-06-01 | 2050-12-31
[10 empty] | 4327 | Hutchinson Energy Center:H1DG | Westar Energy Inc | 10632 | 2700 | 1983-01-01 | 2050-12-31
[10 empty] | 4328 | Hutchinson Energy Center:ST1 | Westar Energy Inc | 9500 | 17000 | 1950-06-01 | 2050-12-31
[10 empty] | 4329 | Hutchinson Energy Center:ST2 | Westar Energy Inc | 9500 | 16000 | 1950-06-01 | 2050-12-31
[10 empty] | 4330 | Hutchinson Energy Center:ST3 | Westar Energy Inc | 9500 | 28000 | 1950-09-01 | 2050-12-31
[10 empty] | 4331 | Hutchinson Energy Center:ST4 | Westar Energy Inc | 10984 | 170000 | 1951-05-01 | 2050-12-31
[10 empty] | 4332 | Hutchinson Plant No 2:9 | Hutchinson Utilities Commission | 11280 | 22000 | 2001-05-01 | 2050-12-31
[10 empty] | 4333 | Hutchinson Plant No 2:CC1 | Hutchinson Utilities Commission | 9000 | 51000 | 1994-11-01 | 2050-12-31
2017 | 2017 | 2017 |  | 2019 | 2021 |  | 2017 |  |  | 4334 | Hutsonville:3 | AmerenEnergy Generating Co | 10616 | 75000 | 1953-02-01 | 2050-12-31 | W
2017 | 2017 | 2017 |  | 2019 | 2021 |  | 2017 |  |  | 4335 | Hutsonville:4 | AmerenEnergy Generating Co | 10647 | 76000 | 1954-07-01 | 2050-12-31 | W
[10 empty] | 4336 | Hutsonville:D1 | AmerenEnergy Generating Co | 10586 | 3000 | 1968-04-01 | 2050-12-31
[10 empty] | 4337 | Hutzel Hospital:TB 1 | Hutzel Hospital | 13153 | 700 | 1988-07-01 | 2050-12-31
[10 empty] | 4338 | Hyde County Wind Project:WT1 27 | FPL Energy South Dakota Wind LLC | 1000 | 40500 | 2003-10-07 | 2050-12-31
[10 empty] | 4339 | Hydraulic Race:1 | Brookfield Renewable Power Inc | 0 | 3000 | 1942-01-01 | 2050-12-31
[10 empty] | 4340 | Hydro Kennebec:All | Brookfield Renewable Power Inc | 0 | 15000 | 1989-01-01 | 2050-12-31
[10 empty] | 4341 | Hydro Plant:All | Sturgis MI (City of) | 0 | 2200 | 1911-01-03 | 2050-12-31
[10 empty] | 4342 | Hydrocarbon Allegany:1 | Niagara Mohawk Power Corp | 10595 | 0 | 1992-12-01 | 2050-12-31
[10 empty] | 4343 | Hyland Landfill:IC1 | Hyland Facility Associates | 9000 | 1200 | 2008-09-30 | 2050-12-31
[10 empty] | 4344 | Hyland Landfill:IC2 | Hyland Facility Associates | 9000 | 1200 | 2008-09-30 | 2050-12-31
[10 empty] | 4345 | Hyland Landfill:IC3 | Hyland Facility Associates | 9000 | 1200 | 2008-09-30 | 2050-12-31
[10 empty] | 4346 | Hyland Landfill:IC4 | Hyland Facility Associates | 9000 | 1200 | 2008-09-30 | 2050-12-31
[10 empty] | 4347 | I 95 Energy Resource Recovery:GEN1 | Covanta Fairfax Inc | 12000 | 49000 | 1990-03-01 | 2050-12-31
[10 empty] | 4348 | I 95 Energy Resource Recovery:GEN2 | Covanta Fairfax Inc | 12000 | 49000 | 1990-03-01 | 2050-12-31
[10 empty] | 4349 | I 95 Landfill Phase I:UNT1 | Landfill Energy Systems | 10000 | 800 | 1992-01-01 | 2050-12-31
[10 empty] | 4350 | I 95 Landfill Phase I:UNT2 | Landfill Energy Systems | 10000 | 800 | 1992-01-01 | 2050-12-31
[10 empty] | 4351 | I 95 Landfill Phase I:UNT3 | Landfill Energy Systems | 10000 | 800 | 1992-01-01 | 2050-12-31
[10 empty] | 4352 | I 95 Landfill Phase I:UNT4 | Landfill Energy Systems | 10000 | 800 | 1992-01-01 | 2050-12-31
[10 empty] | 4353 | I 95 Landfill Phase II:UNT1 | Landfill Energy Systems | 10000 | 800 | 1993-03-01 | 2050-12-31
[10 empty] | 4354 | I 95 Landfill Phase II:UNT2 | Landfill Energy Systems | 10000 | 800 | 1993-03-01 | 2050-12-31
[10 empty] | 4355 | I 95 Landfill Phase II:UNT3 | Landfill Energy Systems | 10000 | 800 | 1993-03-01 | 2050-12-31
[10 empty] | 4356 | I 95 Landfill Phase II:UNT4 | Landfill Energy Systems | 10000 | 800 | 1993-03-01 | 2050-12-31
| 2016 |  |  | 2016 | 2018 |  | 2017 |  |  | 4357 | Iatan:1 | Kansas City Power & Light Co | 9726 | 651000 | 1980-05-01 | 2050-12-31 | W
| 2015 |  |  | 2015 | 2017 |  | 2017 |  |  | 4358 | Iatan:2 | Kansas City Power & Light Co | 9500 | 850000 | 2010-10-31 | 2050-12-31 | W
[10 empty] | 4359 | IBM Peaking Diesel Generating:1 | Rochester Dept Public Utilities | 10479 | 1800 | 2005-01-01 | 2050-12-31
[10 empty] | 4360 | IBM Peaking Diesel Generating:2 | Rochester Dept Public Utilities | 10479 | 1800 | 2005-01-01 | 2050-12-31
[10 empty] | 4361 | IIt Cogeneration:GEN1 | Illinois Institute Technology | 12725 | 3500 | 1991-05-01 | 2050-12-31
[10 empty] | 4362 | IIt Cogeneration:GEN2 | Illinois Institute Technology | 12725 | 3500 | 1991-05-01 | 2050-12-31
[10 empty] | 4363 | Iles de La Madeleine 2:TOT | Hydro Quebec | 10000 | 67200 | 1980-01-01 | 2050-12-31
[10 empty] | 4364 | Ilmor Engineering Cogeneration:IC | Ilmor Engineering Inc | 9000 | 516 | 2009-02-16 | 2050-12-31
[10 empty] | 4365 | IMEA Flora:All | Illinois Municipal Electric Agency | 10554 | 9000 | 2000-12-01 | 2050-12-31
[10 empty] | 4366 | Imea Highland:All | Illinois Municipal Electric Agency | 10637 | 3600 | 1996-06-01 | 2050-12-31
[10 empty] | 4367 | Indeck Corinth Energy Center:CC | Indeck Corinth LP | 8166 | 128800 | 1995-03-01 | 2050-12-31
[10 empty] | 4368 | Indeck Jonesboro Energy Center:GEN1 | Covanta Maine LLC | 12411 | 26800 | 1987-12-01 | 2050-12-31
[10 empty] | 4369 | Indeck Olean Energy Center:CC | Indeck Olean LP | 8341 | 77600 | 1994-01-01 | 2050-12-31
[10 empty] | 4370 | Indeck Oswego Energy Center:CC | Indeck Oswego LP | 8614 | 50500 | 1990-06-01 | 2050-12-31
[10 empty] | 4371 | Indeck West Enfield:GEN1 | Covanta Maine LLC | 12411 | 25600 | 1987-12-01 | 2050-12-31
[10 empty] | 4372 | Indeck Yerkes Energy Center:CC | Indeck Yerkes LP | 8491 | 49400 | 1989-12-01 | 2050-12-31
| 2015 |  |  | 2015 | 2017 |  | 2017 |  |  | 4373 | Independence (AR):1 | Arkansas Electric Coop Corp | 10137 | 836000 | 1983-01-01 | 2050-12-31 | W
| 2015 |  |  | 2015 | 2017 |  | 2017 |  |  | 4374 | Independence (AR):2 | Arkansas Electric Coop Corp | 10190 | 842000 | 1984-12-01 | 2050-12-31 | W
[10 empty] | 4375 | Independence Station:CC1 | Sithe Energies Inc | 7465 | 471470 | 1994-10-01 | 2050-12-31
[10 empty] | 4376 | Independence Station:CC2 | Sithe Energies Inc | 7482 | 471730 | 1994-09-01 | 2050-12-31
[10 empty] | 4377 | Independence:All | Independence Light & Power | 10000 | 20700 | 1949-01-03 | 2050-12-31
[10 empty] | 4378 | Indian Chute:All | Ontario Power Generation Inc | 0 | 3000 | 1923-07-01 | 2050-12-31
2017 | 2017 | 2017 |  | 2021 | 2021 |  | 2017 |  |  | 4379 | Indian Orchard 1:TG | Solutia Inc Indian | 11927 | 5700 | 1985-05-01 | 2050-12-31 | W
[10 empty] | 4380 | Indian Orchard:All | NAEA Energy Massachusetts LLC | 0 | 3700 | 1928-01-01 | 2050-12-31
[10 empty] | 4381 | Indian Point 2:2 | Entergy Nuclear Indian PT 2 | 10117 | 1019600 | 1973-08-01 | 2050-12-31
[10 empty] | 4382 | Indian Point 2:GT1 | Entergy Nuclear Indian PT 2 | 16222 | 13400 | 1969-07-01 | 2050-12-31
[10 empty] | 4383 | Indian Point 3:3 | Entergy Nuclear Indian PT 3 | 10327 | 1025000 | 1976-08-01 | 2050-12-31
[10 empty] | 4384 | Indian River (FL):IRP1 | RRI Energy Indian River LLC | 11436 | 88000 | 1960-02-01 | 2050-12-31
[10 empty] | 4385 | Indian River (FL):IRP2 | RRI Energy Indian River LLC | 11160 | 201000 | 1964-12-01 | 2050-12-31
[10 empty] | 4386 | Indian River (FL):IRP3 | RRI Energy Indian River LLC | 10125 | 319000 | 1974-02-01 | 2050-12-31
2016 | 2016 | 2016 |  | 2019 | 2021 |  | 2017 |  |  | 4387 | Indian River Generating Station (DE):1 | Indian River Power LLC | 11233 | 91000 | 1957-10-01 | 2011-04-01 | W
[10 empty] | 4388 | Indian River Generating Station (DE):10 | Indian River Power LLC | 13892 | 17000 | 1967-06-01 | 2050-12-31
2016 | 2016 | 2016 |  | 2019 | 2021 |  | 2017 |  |  | 4389 | Indian River Generating Station (DE):2 | Indian River Power LLC | 11599 | 89000 | 1959-11-01 | 2050-12-31 | W
2016 | 2016 | 2016 |  | 2018 | 2021 |  | 2017 |  |  | 4390 | Indian River Generating Station (DE):3 | Indian River Power LLC | 10551 | 165000 | 1970-03-01 | 2013-12-31 | W
| 2017 |  |  | 2017 | 2020 |  | 2017 |  |  | 4391 | Indian River Generating Station (DE):4 | Indian River Power LLC | 9470 | 436000 | 1980-10-01 | 2050-12-31 | W
[10 empty] | 4392 | Indian River Hydro (MA):HY | Indian River Power Supply LLC | 0 | 760 | 2009-12-31 | 2050-12-31
[10 empty] | 4393 | Indian River Hydro (MA):HY 2 | Indian River Power Supply LLC | 0 | 800 | 2010-05-31 | 2050-12-31
[10 empty] | 4394 | Indian River:A | Orlando Utilities Commission | 11488 | 37000 | 1989-07-01 | 2050-12-31
[10 empty] | 4395 | Indian River:B | Orlando Utilities Commission | 11488 | 37000 | 1989-07-01 | 2050-12-31
[10 empty] | 4396 | Indian River:C | Orlando Utilities Commission | 12416 | 108000 | 1992-08-01 | 2050-12-31
[10 empty] | 4397 | Indian River:D | Orlando Utilities Commission | 12145 | 108000 | 1992-08-01 | 2050-12-31
[10 empty] | 4398 | Indian Trails Cogeneration Plant:1 | AmerenEnergy Resources Generating Co | 11521 | 10000 | 1995-06-01 | 2050-12-31
[10 empty] | 4399 | Indiana University of Pennsylvania:GEN1 | Indiana University of Pennsylvania | 9741 | 6000 | 1988-03-01 | 2050-12-31
[10 empty] | 4400 | Indiana University of Pennsylvania:GEN2 | Indiana University of Pennsylvania | 9741 | 6000 | 1988-03-01 | 2050-12-31
[10 empty] | 4401 | Indiana University of Pennsylvania:GEN3 | Indiana University of Pennsylvania | 9741 | 6000 | 1988-03-01 | 2050-12-31
[10 empty] | 4402 | Indiana University of Pennsylvania:GEN4 | Indiana University of Pennsylvania | 9741 | 6000 | 1988-03-01 | 2050-12-31
[10 empty] | 4403 | Indianola:All | Indianola Municipal Utilities | 15130 | 12100 | 1946-01-03 | 2050-12-31
[10 empty] | 4404 | Indianola:7 | Indianola Municipal Utilities | 15130 | 19400 | 1977-01-03 | 2050-12-31
[10 empty] | 4405 | Indianola:8 | Indianola Municipal Utilities | 13382 | 22800 | 2000-06-01 | 2050-12-31
2015 | 2015 | 2015 |  | 2017 | 2020 |  | 2017 |  |  | 4406 | Indiantown Cogeneration Facility:GEN1 | National Energy & Gas Transmission Inc | 11606 | 330000 | 1995-07-01 | 2050-12-31 | W
[10 empty] | 4407 | Industrial Park:All | Rock Falls Electrical Dept | 12435 | 7500 | 2001-07-01 | 2050-12-31
[10 empty] | 4408 | Infinity Wind:1 | Minnkota Power Coop | 1000 | 900 | 2002-01-01 | 2050-12-31
[10 empty] | 4409 | Inforum:BUG1 | Cousins Properties Inc | 10898 | 1270 | 1989-10-01 | 2050-12-31
[10 empty] | 4410 | Ingenco Shoosmith Facility:IC1 | INGENCO | 11000 | 300 | 2004-06-30 | 2050-12-31
[10 empty] | 4411 | Ingenco Shoosmith Facility:IC10 | INGENCO | 11000 | 300 | 2004-06-30 | 2050-12-31
[10 empty] | 4412 | Ingenco Shoosmith Facility:IC11 | INGENCO | 11000 | 300 | 2004-06-30 | 2050-12-31
[10 empty] | 4413 | Ingenco Shoosmith Facility:IC12 | INGENCO | 11000 | 300 | 2004-06-30 | 2050-12-31
[10 empty] | 4414 | Ingenco Shoosmith Facility:IC13 | INGENCO | 11000 | 300 | 2004-06-30 | 2050-12-31
[10 empty] | 4415 | Ingenco Shoosmith Facility:IC14 | INGENCO | 11000 | 300 | 2004-06-30 | 2050-12-31
[10 empty] | 4416 | Ingenco Shoosmith Facility:IC15 | INGENCO | 11000 | 300 | 2004-06-30 | 2050-12-31
[10 empty] | 4417 | Ingenco Shoosmith Facility:IC16 | INGENCO | 11000 | 300 | 2004-06-30 | 2050-12-31
[10 empty] | 4418 | Ingenco Shoosmith Facility:IC17 | INGENCO | 11000 | 300 | 2004-06-30 | 2050-12-31
[10 empty] | 4419 | Ingenco Shoosmith Facility:IC18 | INGENCO | 11000 | 300 | 2004-06-30 | 2050-12-31
[10 empty] | 4420 | Ingenco Shoosmith Facility:IC19 | INGENCO | 11000 | 300 | 2004-06-30 | 2050-12-31
[10 empty] | 4421 | Ingenco Shoosmith Facility:IC2 | INGENCO | 9000 | 300 | 2004-06-30 | 2050-12-31
[10 empty] | 4422 | Ingenco Shoosmith Facility:IC20 | INGENCO | 11000 | 300 | 2004-06-30 | 2050-12-31
[10 empty] | 4423 | Ingenco Shoosmith Facility:IC21 | INGENCO | 11000 | 300 | 2004-06-30 | 2050-12-31
[10 empty] | 4424 | Ingenco Shoosmith Facility:IC22 | INGENCO | 11000 | 300 | 2004-06-30 | 2050-12-31
[10 empty] | 4425 | Ingenco Shoosmith Facility:IC23 | INGENCO | 11000 | 300 | 2004-06-30 | 2050-12-31
[10 empty] | 4426 | Ingenco Shoosmith Facility:IC24 | INGENCO | 11000 | 300 | 2004-06-30 | 2050-12-31
[10 empty] | 4427 | Ingenco Shoosmith Facility:IC25 | INGENCO | 11000 | 300 | 2004-06-30 | 2050-12-31
[10 empty] | 4428 | Ingenco Shoosmith Facility:IC26 | INGENCO | 11000 | 300 | 2004-06-30 | 2050-12-31
[10 empty] | 4429 | Ingenco Shoosmith Facility:IC27 | INGENCO | 11000 | 300 | 2004-06-30 | 2050-12-31
[10 empty] | 4430 | Ingenco Shoosmith Facility:IC28 | INGENCO | 11000 | 300 | 2004-06-30 | 2050-12-31
[10 empty] | 4431 | Ingenco Shoosmith Facility:IC29 | INGENCO | 11000 | 300 | 2004-06-30 | 2050-12-31
[10 empty] | 4432 | Ingenco Shoosmith Facility:IC3 | INGENCO | 11000 | 300 | 2004-06-30 | 2050-12-31
[10 empty] | 4433 | Ingenco Shoosmith Facility:IC30 | INGENCO | 11000 | 300 | 2004-06-30 | 2050-12-31
[10 empty] | 4434 | Ingenco Shoosmith Facility:IC31 | INGENCO | 11000 | 300 | 2004-06-30 | 2050-12-31
[10 empty] | 4435 | Ingenco Shoosmith Facility:IC32 | INGENCO | 11000 | 300 | 2004-06-30 | 2050-12-31
[10 empty] | 4436 | Ingenco Shoosmith Facility:IC33 | INGENCO | 11000 | 300 | 2004-06-30 | 2050-12-31
[10 empty] | 4437 | Ingenco Shoosmith Facility:IC34 | INGENCO | 11000 | 300 | 2004-06-30 | 2050-12-31
[10 empty] | 4438 | Ingenco Shoosmith Facility:IC35 | INGENCO | 11000 | 300 | 2004-06-30 | 2050-12-31
[10 empty] | 4439 | Ingenco Shoosmith Facility:IC36 | INGENCO | 11000 | 300 | 2004-06-30 | 2050-12-31
[10 empty] | 4440 | Ingenco Shoosmith Facility:IC37 | INGENCO | 11000 | 300 | 2004-06-30 | 2050-12-31
[10 empty] | 4441 | Ingenco Shoosmith Facility:IC38 | INGENCO | 11000 | 300 | 2004-06-30 | 2050-12-31
[10 empty] | 4442 | Ingenco Shoosmith Facility:IC39 | INGENCO | 11000 | 300 | 2004-06-30 | 2050-12-31
[10 empty] | 4443 | Ingenco Shoosmith Facility:IC4 | INGENCO | 11000 | 300 | 2004-06-30 | 2050-12-31
[10 empty] | 4444 | Ingenco Shoosmith Facility:IC40 | INGENCO | 11000 | 300 | 2004-06-30 | 2050-12-31
[10 empty] | 4445 | Ingenco Shoosmith Facility:IC41 | INGENCO | 11000 | 300 | 2004-06-30 | 2050-12-31
[10 empty] | 4446 | Ingenco Shoosmith Facility:IC42 | INGENCO | 11000 | 300 | 2004-06-30 | 2050-12-31
[10 empty] | 4447 | Ingenco Shoosmith Facility:IC43 | INGENCO | 11000 | 300 | 2004-06-30 | 2050-12-31
[10 empty] | 4448 | Ingenco Shoosmith Facility:IC44 | INGENCO | 11000 | 300 | 2004-06-30 | 2050-12-31
[10 empty] | 4449 | Ingenco Shoosmith Facility:IC45 | INGENCO | 11000 | 300 | 2004-06-30 | 2050-12-31
[10 empty] | 4450 | Ingenco Shoosmith Facility:IC46 | INGENCO | 11000 | 300 | 2004-06-30 | 2050-12-31
[10 empty] | 4451 | Ingenco Shoosmith Facility:IC47 | INGENCO | 11000 | 300 | 2004-06-30 | 2050-12-31
[10 empty] | 4452 | Ingenco Shoosmith Facility:IC48 | INGENCO | 11000 | 300 | 2004-06-30 | 2050-12-31
[10 empty] | 4453 | Ingenco Shoosmith Facility:IC5 | INGENCO | 11000 | 300 | 2004-06-30 | 2050-12-31
[10 empty] | 4454 | Ingenco Shoosmith Facility:IC6 | INGENCO | 11000 | 300 | 2004-06-30 | 2050-12-31
[10 empty] | 4455 | Ingenco Shoosmith Facility:IC7 | INGENCO | 11000 | 300 | 2004-06-30 | 2050-12-31
[10 empty] | 4456 | Ingenco Shoosmith Facility:IC8 | INGENCO | 11000 | 300 | 2004-06-30 | 2050-12-31
[10 empty] | 4457 | Ingenco Shoosmith Facility:IC9 | INGENCO | 11000 | 300 | 2004-06-30 | 2050-12-31
[10 empty] | 4458 | Ingersoll Milling Machine Co:71 | Ingersoll Milling Machine Co (The) | 13152 | 600 | 1988-07-01 | 2050-12-31
[10 empty] | 4459 | Ingersoll Milling Machine Co:72 | Ingersoll Milling Machine Co (The) | 13152 | 600 | 1988-07-01 | 2050-12-31
[10 empty] | 4460 | Ingersoll Milling Machine Co:73 | Ingersoll Milling Machine Co (The) | 13152 | 600 | 1988-07-01 | 2050-12-31
[10 empty] | 4461 | Ingersoll Milling Machine Co:74 | Ingersoll Milling Machine Co (The) | 13152 | 600 | 1988-07-01 | 2050-12-31
[10 empty] | 4462 | Ingersoll Milling Machine Co:75 | Ingersoll Milling Machine Co (The) | 13152 | 600 | 1988-07-01 | 2050-12-31
[10 empty] | 4463 | Ingersoll Milling Machine Co:76 | Ingersoll Milling Machine Co (The) | 13153 | 700 | 1988-07-01 | 2050-12-31
[10 empty] | 4464 | Ingersoll Milling Machine Co:77 | Ingersoll Milling Machine Co (The) | 13153 | 700 | 1988-07-01 | 2050-12-31
[10 empty] | 4465 | Ingrams Mill Farm:PV1 | Aqua Pennsylvania Inc | 1000 | 1000 | 2010-09-30 | 2050-12-31
[10 empty] | 4466 | Inland Paperboard & Packaging:TG | Inland Container Corp | 14882 | 36800 | 1967-11-01 | 2050-12-31
[10 empty] | 4467 | Inner Harbor East Heating:1 | Tri Generating Cinergy Solutions Baltimore | 10456 | 2100 | 2000-10-01 | 2050-12-31
[10 empty] | 4468 | Intercession City:P1 | Progress Energy Florida | 12810 | 48000 | 1974-05-01 | 2050-12-31
[10 empty] | 4469 | Intercession City:P10 | Progress Energy Florida | 12882 | 82000 | 1993-10-01 | 2050-12-31
[10 empty] | 4470 | Intercession City:P11 | Progress Energy Florida | 11147 | 143000 | 1997-01-01 | 2050-12-31
[10 empty] | 4471 | Intercession City:P12 | Progress Energy Florida | 12122 | 76000 | 2000-12-01 | 2050-12-31
[10 empty] | 4472 | Intercession City:P13 | Progress Energy Florida | 12753 | 76000 | 2000-12-01 | 2050-12-31
[10 empty] | 4473 | Intercession City:P14 | Progress Energy Florida | 12725 | 80000 | 2000-12-01 | 2050-12-31
[10 empty] | 4474 | Intercession City:P2 | Progress Energy Florida | 12839 | 48000 | 1974-05-01 | 2050-12-31
[10 empty] | 4475 | Intercession City:P3 | Progress Energy Florida | 12860 | 47000 | 1974-05-01 | 2050-12-31
[10 empty] | 4476 | Intercession City:P4 | Progress Energy Florida | 12970 | 47000 | 1974-05-01 | 2050-12-31
[10 empty] | 4477 | Intercession City:P5 | Progress Energy Florida | 12541 | 47000 | 1974-05-01 | 2050-12-31
[10 empty] | 4478 | Intercession City:P6 | Progress Energy Florida | 12910 | 47000 | 1974-05-01 | 2050-12-31
[10 empty] | 4479 | Intercession City:P7 | Progress Energy Florida | 12210 | 83000 | 1993-10-01 | 2050-12-31
[10 empty] | 4480 | Intercession City:P8 | Progress Energy Florida | 12310 | 81000 | 1993-10-01 | 2050-12-31
[10 empty] | 4481 | Intercession City:P9 | Progress Energy Florida | 12230 | 82000 | 1993-10-01 | 2050-12-31
[10 empty] | 4482 | International Falls Power Co:All | Boise Cascade Corp International Falls | 0 | 14200 | 1946-01-01 | 2050-12-31
2017 | 2017 | 2017 |  | 2019 | 2021 |  | 2017 |  |  | 4483 | International Paper Co Savannah:GE10 | International Paper Co | 11156 | 82700 | 1998-04-01 | 2050-12-31 | W
2017 | 2017 | 2017 |  | 2019 | 2021 |  | 2017 |  |  | 4484 | International Paper Co Savannah:GEN9 | International Paper Co | 11456 | 71200 | 1981-06-01 | 2050-12-31 | W
[10 empty] | 4485 | International Paper Livermore:All | International Paper Co | 0 | 9200 | 1910-01-01 | 2050-12-31
[10 empty] | 4486 | International Paper Riegelwood:NO 1 | International Paper Co | 12000 | 7800 | 1951-12-01 | 2050-12-31
[10 empty] | 4487 | International Paper Riegelwood:NO 2 | International Paper Co | 12000 | 8300 | 1955-12-01 | 2050-12-31
[10 empty] | 4488 | International Paper Riegelwood:NO3 | International Paper Co | 13744 | 44500 | 1976-12-01 | 2050-12-31
[10 empty] | 4489 | Interstate:1 | Springfield Water Light & Power Dept | 12091 | 128000 | 1997-09-01 | 2050-12-31
[10 empty] | 4490 | Intrepid Wind Project:WT1 107 | MidAmerican Energy Co | 1000 | 175500 | 2004-12-31 | 2050-12-31
[10 empty] | 4491 | Intrepid Wind Project:WT108 122 | MidAmerican Energy Co | 1000 | 15000 | 2005-12-13 | 2050-12-31
[10 empty] | 4492 | Inver Hills:1 | Northern States Power Co (Minnesota) | 12744 | 58500 | 1972-04-01 | 2050-12-31
[10 empty] | 4493 | Inver Hills:2 | Northern States Power Co (Minnesota) | 12863 | 56000 | 1972-04-01 | 2050-12-31
[10 empty] | 4494 | Inver Hills:3 | Northern States Power Co (Minnesota) | 11671 | 58000 | 1972-04-01 | 2050-12-31
[10 empty] | 4495 | Inver Hills:4 | Northern States Power Co (Minnesota) | 12829 | 58000 | 1972-01-03 | 2050-12-31
[10 empty] | 4496 | Inver Hills:5 | Northern States Power Co (Minnesota) | 11664 | 58500 | 1972-04-01 | 2050-12-31
[10 empty] | 4497 | Inver Hills:6 | Northern States Power Co (Minnesota) | 12762 | 61000 | 1972-04-01 | 2050-12-31
[10 empty] | 4498 | Inver Hills:All | Northern States Power Co (Minnesota) | 13002 | 3600 | 1997-06-01 | 2050-12-31
[10 empty] | 4499 | Iola:1 | Iola Electric Dept | 9834 | 5000 | 1998-08-01 | 2050-12-31
[10 empty] | 4500 | Iola:All | Iola Electric Dept | 10000 | 9000 | 1981-06-01 | 2050-12-31
[10 empty] | 4501 | Iola:2 | Iola Electric Dept | 9807 | 5000 | 2000-06-01 | 2050-12-31
[10 empty] | 4502 | Iola:4 | Iola Electric Dept | 12000 | 4300 | 1949-06-01 | 2050-12-31
[10 empty] | 4503 | Iola:5 | Iola Electric Dept | 12000 | 5300 | 1957-01-01 | 2050-12-31
[10 empty] | 4504 | Iola:All | Iola Electric Dept | 10000 | 11600 | 1969-01-03 | 2050-12-31
[10 empty] | 4505 | Iowa Distributed Wind Generation Project:WT4 | Cedar Falls Utilities | 1000 | 2300 | 2000-06-01 | 2050-12-31
[10 empty] | 4506 | Iowa Falls:1 | North American Hydro Inc | 0 | 500 | 1926-01-01 | 2050-12-31
[10 empty] | 4507 | Iowa Lakes Lakota Wind:WT1 7 | Iowa Lakes Electric Coop | 1000 | 10500 | 2009-03-06 | 2050-12-31
[10 empty] | 4508 | Iowa Lakes Superior Wind:WT1 7 | Iowa Lakes Electric Coop | 1000 | 10500 | 2009-03-06 | 2050-12-31
[10 empty] | 4509 | Iowa Methodist Medical Center:1 | Iowa Methodist Medical Center | 10787 | 1500 | 1987-08-01 | 2050-12-31
[10 empty] | 4510 | Iowa Methodist Medical Center:2 | Iowa Methodist Medical Center | 10787 | 1500 | 1987-08-01 | 2050-12-31
[10 empty] | 4511 | Iowa Methodist Medical Center:3 | Iowa Methodist Medical Center | 11013 | 500 | 1987-08-01 | 2050-12-31
[10 empty] | 4512 | Iowa State Fair Wind Project:WT | MidAmerican Energy Co | 1000 | 500 | 2007-08-17 | 2050-12-31
2017 | 2017 | 2017 |  | 2021 | 2021 |  | 2017 |  |  | 4513 | Iowa State Univ:GEN3 | Iowa State University | 11950 | 13280 | 1978-09-01 | 2050-12-31 | W
2017 | 2017 | 2017 |  | 2021 | 2021 |  | 2017 |  |  | 4514 | Iowa State Univ:GEN4 | Iowa State University | 12227 | 6250 | 1960-10-01 | 2050-12-31 | W
2017 | 2017 | 2017 |  | 2021 | 2021 |  | 2017 |  |  | 4515 | Iowa State Univ:GEN5 | Iowa State University | 12069 | 11500 | 1970-03-01 | 2050-12-31 | W
2017 | 2017 | 2017 |  | 2021 | 2021 |  | 2017 |  |  | 4516 | Iowa State Univ:GEN6 | Iowa State University | 10000 | 15100 | 2005-05-01 | 2050-12-31 | W
[10 empty] | 4517 | Ipc Pine Bluff Mill:1TG1 | International Paper Co | 12000 | 32000 | 1958-05-01 | 2050-12-31
[10 empty] | 4518 | Ipc Pine Bluff Mill:2TG1 | International Paper Co | 12000 | 15000 | 1958-05-01 | 2050-12-31
[10 empty] | 4519 | Ipc Pine Bluff Mill:3TG1 | International Paper Co | 12000 | 13000 | 1962-11-01 | 2050-12-31
[10 empty] | 4520 | Ironside Energy Project:ST | Ironside Energy LLC | 10850 | 45000 | 2002-12-30 | 2050-12-31
[10 empty] | 4521 | Iroquios Falls:4 | Abitibi Consolidated Co of Canada | 0 | 70000 | 1949-02-09 | 2050-12-31
[10 empty] | 4522 | Iroquois Falls Power:123 | Iroquois Falls Power Corp | 7481 | 131000 | 1996-09-01 | 2050-12-31
[10 empty] | 4523 | ISG Indiana Harbor Works:GEN5 | ISG Indiana Harbor Inc | 13776 | 5400 | 1939-10-01 | 2050-12-31
[10 empty] | 4524 | ISG Indiana Harbor Works:GEN6 | ISG Indiana Harbor Inc | 13253 | 5400 | 1953-05-01 | 2050-12-31
[10 empty] | 4525 | ISG Indiana Harbor Works:GEN7 | ISG Indiana Harbor Inc | 12768 | 5000 | 1959-05-01 | 2050-12-31
[10 empty] | 4526 | ISG Indiana Harbor Works:GEN8 | ISG Indiana Harbor Inc | 12583 | 11800 | 1961-06-01 | 2050-12-31
[10 empty] | 4527 | ISG Indiana Harbor Works:GEN9 | ISG Indiana Harbor Inc | 10792 | 25500 | 2002-11-01 | 2050-12-31
[10 empty] | 4528 | Island Falls:All | Saskatchewan Power Corp | 0 | 101000 | 1930-01-01 | 2050-12-31
[10 empty] | 4529 | Island Street Peaking Plant:FT81 | WPPI Energy | 10433 | 53800 | 2004-07-01 | 2050-12-31
[10 empty] | 4530 | Isle Maligne:1 | Alcan Aluminum Corp | 0 | 28000 | 1926-01-01 | 2050-12-31
[10 empty] | 4531 | Isle Maligne:10 | Alcan Aluminum Corp | 0 | 28000 | 1926-01-01 | 2050-12-31
[10 empty] | 4532 | Isle Maligne:11 | Alcan Aluminum Corp | 0 | 28000 | 1926-01-01 | 2050-12-31
[10 empty] | 4533 | Isle Maligne:12 | Alcan Aluminum Corp | 0 | 28000 | 1926-01-01 | 2050-12-31
[10 empty] | 4534 | Isle Maligne:2 | Alcan Aluminum Corp | 0 | 28000 | 1926-01-01 | 2050-12-31
[10 empty] | 4535 | Isle Maligne:3 | Alcan Aluminum Corp | 0 | 28000 | 1926-01-01 | 2050-12-31
[10 empty] | 4536 | Isle Maligne:4 | Alcan Aluminum Corp | 0 | 28000 | 1926-01-01 | 2050-12-31
[10 empty] | 4537 | Isle Maligne:5 | Alcan Aluminum Corp | 0 | 28000 | 1926-01-01 | 2050-12-31
[10 empty] | 4538 | Isle Maligne:6 | Alcan Aluminum Corp | 0 | 28000 | 1926-01-01 | 2050-12-31
[10 empty] | 4539 | Isle Maligne:7 | Alcan Aluminum Corp | 0 | 28000 | 1926-01-01 | 2050-12-31
[10 empty] | 4540 | Isle Maligne:8 | Alcan Aluminum Corp | 0 | 28000 | 1926-01-01 | 2050-12-31
[10 empty] | 4541 | Isle Maligne:9 | Alcan Aluminum Corp | 0 | 28000 | 1926-01-01 | 2050-12-31
[10 empty] | 4542 | Islip Resource Recovery:GEN1 | Islip Resource Recovery Agency | 12183 | 8400 | 1990-03-01 | 2050-12-31
[10 empty] | 4543 | Ivex Packaging Corp:1 | Ivex Packaging Corp | 13145 | 3500 | 1988-09-01 | 2050-12-31
|  |  | 2017 |  | 2017 |  | 2017 |  |  | 4544 | Ivorydale:GEN1 | Procter & Gamble Co | 12114 | 11710 | 1965-11-01 | 2050-12-31 | E
[10 empty] | 4545 | Ivy River Hydro:All | Madison Hydro Partners | 0 | 1200 | 1985-11-01 | 2050-12-31
[10 empty] | 4546 | J & L Electric:1 | J & L Electric | 13439 | 350 | 1980-08-01 | 2050-12-31
[10 empty] | 4547 | J & L Electric:2 | J & L Electric | 10377 | 500 | 2004-10-01 | 2050-12-31
2017 | 2017 | 2017 |  | 2019 | 2021 |  | 2017 |  |  | 4548 | J B Simms:3 | Grand Haven Light & Power | 10729 | 70300 | 1983-08-01 | 2050-12-31 | W
[10 empty] | 4549 | J C McNeil:1 | Burlington VT (City of) | 13500 | 52000 | 1984-06-01 | 2050-12-31
2016 | 2016 | 2016 |  | 2018 | 2021 |  | 2017 |  |  | 4550 | J C Weadock:7 | Consumers Energy Co | 9433 | 155000 | 1955-05-01 | 2017-12-31 | W
2016 | 2016 | 2016 |  | 2018 | 2021 |  | 2017 |  |  | 4551 | J C Weadock:8 | Consumers Energy Co | 9538 | 151000 | 1958-01-01 | 2017-12-31 | W
[10 empty] | 4552 | J C Weadock:A | Consumers Energy Co | 13040 | 13000 | 1968-05-01 | 2050-12-31
[10 empty] | 4553 | J D Kennedy:GT3 | JEA | 12766 | 54000 | 1973-08-01 | 2050-12-31
[10 empty] | 4554 | J D Kennedy:GT37 | JEA | 10598 | 158600 | 2000-06-01 | 2050-12-31
[10 empty] | 4555 | J D Kennedy:GT4 | JEA | 12699 | 54000 | 1973-07-01 | 2050-12-31
[10 empty] | 4556 | J D Kennedy:GT5 | JEA | 13978 | 54000 | 1973-11-01 | 2050-12-31
[10 empty] | 4557 | J D Kennedy:GT8 | JEA | 10598 | 158600 | 2009-06-01 | 2050-12-31
2015 | 2015 | 2015 |  | 2017 | 2020 |  | 2017 |  |  | 4558 | J H Campbell:1 | Consumers Energy Co | 9854 | 260000 | 1962-10-01 | 2050-12-31 | W
2015 | 2015 | 2015 |  | 2017 | 2020 |  | 2017 |  |  | 4559 | J H Campbell:2 | Consumers Energy Co | 9717 | 355000 | 1967-07-01 | 2050-12-31 | W
| 2015 |  |  | 2015 | 2017 |  | 2017 |  |  | 4560 | J H Campbell:3 | Consumers Energy Co | 9309 | 825001 | 1980-09-01 | 2050-12-31 | W
[10 empty] | 4561 | J H Campbell:A | Consumers Energy Co | 13217 | 13000 | 1968-12-01 | 2050-12-31
[10 empty] | 4562 | J K Smith:GT1 | East Kentucky Power Coop | 11884 | 104000 | 1999-03-01 | 2050-12-31
[10 empty] | 4563 | J K Smith:GT2 | East Kentucky Power Coop | 12310 | 104000 | 1999-01-01 | 2050-12-31
[10 empty] | 4564 | J K Smith:GT3 | East Kentucky Power Coop | 12539 | 104000 | 1999-04-01 | 2050-12-31
[10 empty] | 4565 | J K Smith:GT4 | East Kentucky Power Coop | 12985 | 74000 | 2001-11-15 | 2050-12-31
[10 empty] | 4566 | J K Smith:GT5 | East Kentucky Power Coop | 12953 | 74000 | 2001-11-15 | 2050-12-31
[10 empty] | 4567 | J K Smith:GT6 | East Kentucky Power Coop | 12999 | 74000 | 2005-01-14 | 2050-12-31
[10 empty] | 4568 | J K Smith:GT7 | East Kentucky Power Coop | 13053 | 74000 | 2005-01-14 | 2050-12-31
[10 empty] | 4569 | J K Smith:GT8 | East Kentucky Power Coop | 8752 | 74000 | 2010-01-31 | 2050-12-31
[10 empty] | 4570 | J K Smith:GT9 | East Kentucky Power Coop | 8752 | 74000 | 2010-01-31 | 2050-12-31
|  |  | 2016 |  | 2016 |  | 2017 | 2013 | 0.90162 | 4571 | J M Stuart:1 | Duke Energy Ohio | 9817 | 585000 | 1971-05-01 | 2050-12-31 | E
|  |  | 2016 |  | 2016 |  | 2017 | 2013 | 0.90162 | 4572 | J M Stuart:2 | Duke Energy Ohio | 9571 | 585000 | 1970-10-01 | 2050-12-31 | E
|  |  | 2016 |  | 2016 |  | 2017 | 2013 | 0.90162 | 4573 | J M Stuart:3 | Duke Energy Ohio | 10058 | 585000 | 1972-05-01 | 2050-12-31 | E
|  |  | 2016 |  | 2016 |  | 2017 | 2013 | 0.90162 | 4574 | J M Stuart:4 | Duke Energy Ohio | 9883 | 585000 | 1974-06-01 | 2050-12-31 | E
[10 empty] | 4575 | J M Stuart:All | Duke Energy Ohio | 10876 | 8800 | 1969-10-01 | 2050-12-31
[10 empty] | 4576 | J P Priest (TN):1 | USACE Nashville District | 0 | 30000 | 1970-02-01 | 2050-12-31
2016 | 2016 | 2016 |  | 2019 | 2021 |  | 2017 |  |  | 4577 | J R Whiting:1 | Consumers Energy Co | 10096 | 102000 | 1952-07-01 | 2017-12-31 | W
2016 | 2016 | 2016 |  | 2019 | 2021 |  | 2017 |  |  | 4578 | J R Whiting:2 | Consumers Energy Co | 11153 | 102000 | 1952-12-01 | 2017-12-31 | W
2016 | 2016 | 2016 |  | 2018 | 2021 |  | 2017 |  |  | 4579 | J R Whiting:3 | Consumers Energy Co | 10916 | 124000 | 1953-11-01 | 2017-12-31 | W
[10 empty] | 4580 | J R Whiting:A | Consumers Energy Co | 13631 | 13000 | 1968-05-01 | 2050-12-31
[10 empty] | 4581 | J Robert Massengale:CC | Lubbock Power & Light Dept | 7982 | 81999 | 2000-09-01 | 2050-12-31
|  |  | 2017 |  | 2017 |  | 2017 |  |  | 4582 | J Sherman Cooper:1 | East Kentucky Power Coop | 9890 | 116000 | 1965-02-01 | 2050-12-31 | E
|  |  | 2017 |  | 2017 |  | 2017 |  |  | 4583 | J Sherman Cooper:2 | East Kentucky Power Coop | 9987 | 225000 | 1969-10-01 | 2050-12-31 | E
[10 empty] | 4584 | J Street:1 | Lincoln Electric System | 12600 | 27100 | 1972-02-01 | 2050-12-31
[10 empty] | 4585 | J Strom Thurmond:1 | USACE Savannah District | 0 | 48000 | 1953-01-01 | 2050-12-31
[10 empty] | 4586 | J Strom Thurmond:3 | USACE Savannah District | 0 | 48000 | 1953-01-01 | 2050-12-31
[10 empty] | 4587 | J Strom Thurmond:4 | USACE Savannah District | 0 | 48000 | 1953-01-01 | 2050-12-31
[10 empty] | 4588 | J Strom Thurmond:5 | USACE Savannah District | 0 | 48000 | 1954-01-01 | 2050-12-31
[10 empty] | 4589 | J Strom Thurmond:6 | USACE Savannah District | 0 | 48000 | 1954-01-01 | 2050-12-31
[10 empty] | 4590 | J Strom Thurmond:7 | USACE Savannah District | 0 | 48000 | 1954-01-01 | 2050-12-31
[10 empty] | 4591 | J Woodruff:All | USACE Mobile District | 0 | 43500 | 2003-02-01 | 2050-12-31
[10 empty] | 4592 | Jacinto Peaking Power Facility:GT1 | East Texas Electric Coop Inc | 11793 | 78000 | 2009-07-01 | 2050-12-31
[10 empty] | 4593 | Jacinto Peaking Power Facility:GT2 | East Texas Electric Coop Inc | 11793 | 78000 | 2009-07-01 | 2050-12-31
|  |  | 2017 |  | 2017 |  | 2017 |  |  | 4594 | Jack McDonough:1 | Georgia Power Co | 9416 | 251000 | 1963-08-01 | 2012-02-29 | E
|  |  | 2017 |  | 2017 |  | 2017 |  |  | 4595 | Jack McDonough:2 | Georgia Power Co | 9460 | 252000 | 1964-06-01 | 2011-09-30 | E
[10 empty] | 4596 | Jack McDonough:3A | Georgia Power Co | 13034 | 32000 | 1971-05-01 | 2050-12-31
[10 empty] | 4597 | Jack McDonough:3B | Georgia Power Co | 13034 | 32000 | 1971-05-01 | 2050-12-31
[10 empty] | 4598 | Jack River LLC:JR30 | Northern Alternative Energy | 1000 | 1900 | 2001-02-17 | 2050-12-31
[10 empty] | 4599 | Jack Watson:1 | Mississippi Power Co | 10279 | 76000 | 1957-06-01 | 2050-12-31
[10 empty] | 4600 | Jack Watson:2 | Mississippi Power Co | 10279 | 76000 | 1960-05-01 | 2050-12-31
[10 empty] | 4601 | Jack Watson:3 | Mississippi Power Co | 10029 | 107000 | 1962-06-01 | 2050-12-31
|  |  | 2017 |  | 2017 |  | 2017 |  |  | 4602 | Jack Watson:4 | Mississippi Power Co | 10040 | 230000 | 1968-06-01 | 2050-12-31 | E
|  |  | 2017 |  | 2017 |  | 2017 |  |  | 4603 | Jack Watson:5 | Mississippi Power Co | 9861 | 476000 | 1973-05-01 | 2050-12-31 | E
[10 empty] | 4604 | Jack Watson:A | Mississippi Power Co | 15621 | 33000 | 1970-06-01 | 2050-12-31
[10 empty] | 4605 | Jackman:1 | Public Service Co of New Hampshire | 0 | 3460 | 1926-02-01 | 2050-12-31
[10 empty] | 4606 | Jackson (MO):All | Jackson Power & Light | 10393 | 25300 | 2006-09-01 | 2050-12-31
[10 empty] | 4607 | Jackson CNTR Peaking:1 | Ohio Municipal Electric Agency Joint Venture 2 | 10582 | 1800 | 1999-06-01 | 2050-12-31
[10 empty] | 4608 | Jackson County Resource Rcvry:1 | Jackson County Resource Recovery | 12511 | 3000 | 1987-11-01 | 2050-12-31
[10 empty] | 4609 | Jackson Square:1 | Independence Power & Light | 12724 | 15000 | 1969-06-01 | 2050-12-31
[10 empty] | 4610 | Jackson Square:2 | Independence Power & Light | 12724 | 15000 | 1969-06-01 | 2050-12-31
[10 empty] | 4611 | Jackson:12 | American Municipal Power Inc | 10236 | 3600 | 1990-12-01 | 2050-12-31
[10 empty] | 4612 | Jacksonville Solar:PV1 | PSEG Solar Source LLC | 1000 | 15000 | 2010-07-30 | 2050-12-31
[10 empty] | 4613 | Jamaica Bay:1 | Jamaica Bay Peaking Facility LLC | 10495 | 53500 | 2003-07-07 | 2050-12-31
[10 empty] | 4614 | James A Fitzpatrick:1 | Entergy Nuclear Fitzpatrick LLC | 9964 | 852200 | 1975-08-01 | 2050-12-31
[10 empty] | 4615 | James A Vann Jr:CCVAN | PowerSouth Energy Coop | 7285 | 501000 | 2002-01-01 | 2050-12-31
2017 | 2017 | 2017 |  | 2021 | 2021 |  | 2017 |  |  | 4616 | James de Young:3 | Holland Board of Public Works | 12500 | 10500 | 1951-04-01 | 2012-01-01 | W
2017 | 2017 | 2017 |  | 2020 | 2021 |  | 2017 |  |  | 4617 | James de Young:4 | Holland Board of Public Works | 12500 | 20500 | 1962-05-01 | 2050-12-31 | W
2017 | 2017 | 2017 |  | 2020 | 2021 |  | 2017 |  |  | 4618 | James de Young:5 | Holland Board of Public Works | 15053 | 27000 | 1969-06-01 | 2050-12-31 | W
| 2016 |  |  | 2016 | 2018 |  | 2017 |  |  | 4619 | James H Miller Jr:1 | Alabama Power Co | 10295 | 684000 | 1978-10-01 | 2050-12-31 | W
| 2016 |  |  | 2016 | 2018 |  | 2017 |  |  | 4620 | James H Miller Jr:2 | Alabama Power Co | 9894 | 686200 | 1985-05-01 | 2050-12-31 | W
| 2016 |  |  | 2016 | 2018 |  | 2017 |  |  | 4621 | James H Miller Jr:3 | Alabama Power Co | 9768 | 690300 | 1989-05-01 | 2050-12-31 | W
| 2016 |  |  | 2016 | 2018 |  | 2017 |  |  | 4622 | James H Miller Jr:4 | Alabama Power Co | 9442 | 691300 | 1991-03-01 | 2050-12-31 | W
2016 | 2016 | 2016 |  | 2018 | 2021 |  | 2017 |  |  | 4623 | James M Barry Electric Generating Plant:1 | Alabama Power Co | 9829 | 138000 | 1954-02-01 | 2050-12-31 | W
2016 | 2016 | 2016 |  | 2018 | 2021 |  | 2017 |  |  | 4624 | James M Barry Electric Generating Plant:2 | Alabama Power Co | 9831 | 137000 | 1954-07-01 | 2050-12-31 | W
2015 | 2015 | 2015 |  | 2017 | 2020 |  | 2017 |  |  | 4625 | James M Barry Electric Generating Plant:3 | Alabama Power Co | 9722 | 249000 | 1959-07-01 | 2050-12-31 | W
| 2017 |  |  | 2017 | 2020 |  | 2017 |  |  | 4626 | James M Barry Electric Generating Plant:4 | Alabama Power Co | 9372 | 362000 | 1969-12-01 | 2050-12-31 | W
| 2016 |  |  | 2016 | 2018 |  | 2017 |  |  | 4627 | James M Barry Electric Generating Plant:5 | Alabama Power Co | 9462 | 734000 | 1971-10-01 | 2050-12-31 | W
[10 empty] | 4628 | James M Barry Electric Generating Plant:A1 | Alabama Power Co | 7069 | 479000 | 2000-05-30 | 2050-12-31
[10 empty] | 4629 | James M Barry Electric Generating Plant:A2 | Alabama Power Co | 6981 | 479000 | 2001-06-01 | 2050-12-31
[10 empty] | 4630 | James R Smith:All | Marquette Board of Light & Power | 0 | 3200 | 1919-01-03 | 2050-12-31
2017 | 2017 | 2017 |  | 2020 | 2021 |  | 2017 |  |  | 4631 | James River Power St:1 | Springfield MO (City of) | 11922 | 21000 | 1957-08-01 | 2050-12-31 | W
2017 | 2017 | 2017 |  | 2020 | 2021 |  | 2017 |  |  | 4632 | James River Power St:2 | Springfield MO (City of) | 11931 | 21000 | 1957-06-01 | 2050-12-31 | W
2017 | 2017 | 2017 |  | 2020 | 2021 |  | 2017 |  |  | 4633 | James River Power St:3 | Springfield MO (City of) | 11508 | 41000 | 1960-02-01 | 2050-12-31 | W
2017 | 2017 | 2017 |  | 2020 | 2021 |  | 2017 |  |  | 4634 | James River Power St:4 | Springfield MO (City of) | 9817 | 56000 | 1964-05-01 | 2050-12-31 | W
2016 | 2016 | 2016 |  | 2019 | 2021 |  | 2017 |  |  | 4635 | James River Power St:5 | Springfield MO (City of) | 10455 | 97000 | 1970-05-01 | 2050-12-31 | W
[10 empty] | 4636 | James River Power St:GT1 | Springfield MO (City of) | 12790 | 75000 | 1989-04-01 | 2050-12-31
[10 empty] | 4637 | James River Power St:GT2 | Springfield MO (City of) | 11674 | 80000 | 1992-06-01 | 2050-12-31
[10 empty] | 4638 | Jamestown:1 | Otter Tail Power Co | 14000 | 23800 | 1976-05-01 | 2050-12-31
[10 empty] | 4639 | Jamestown:2 | Otter Tail Power Co | 14000 | 24000 | 1978-12-01 | 2050-12-31
[10 empty] | 4640 | Jancal Saugeen Power:1 | Ontario Power Generation Inc | 0 | 200 | 1990-01-01 | 2050-12-31
[10 empty] | 4641 | Janesville (MN):All | Janesville MN (City of) | 11403 | 4300 | 1965-05-01 | 2050-12-31
[10 empty] | 4642 | Janesville Landfill:OT1 | Ameresco Janesville LLC | 10000 | 1000 | 2004-10-06 | 2050-12-31
[10 empty] | 4643 | Janesville Landfill:OT2 | Ameresco Janesville LLC | 10000 | 1000 | 2004-10-06 | 2050-12-31
[10 empty] | 4644 | Janesville Landfill:OT3 | Ameresco Janesville LLC | 10000 | 1000 | 2004-10-06 | 2050-12-31
[10 empty] | 4645 | Jardin D Eole:WT1 85 | Northland Power Inc | 1000 | 127500 | 2009-11-20 | 2050-12-31
[10 empty] | 4646 | Jarvis (HINCKLEY):All | New York Power Authority | 0 | 3200 | 1991-07-01 | 2050-12-31
2017 | 2017 | 2017 |  | 2021 | 2021 |  | 2017 |  |  | 4647 | Jasper 2:1 | Jasper Municipal Electric Utility | 15026 | 13600 | 1968-09-01 | 2050-12-31 | W
[10 empty] | 4648 | Jasper:CC | South Carolina Electric & Gas Co | 7098 | 852000 | 2004-05-01 | 2050-12-31
[10 empty] | 4649 | Jay County Landfill:IC1 | Wabash Valley Power Association Inc | 9000 | 800 | 2005-12-31 | 2050-12-31
[10 empty] | 4650 | Jay County Landfill:IC2 | Wabash Valley Power Association Inc | 9000 | 800 | 2005-12-31 | 2050-12-31
[10 empty] | 4651 | Jay County Landfill:IC3 | Wabash Valley Power Association Inc | 9000 | 800 | 2005-12-31 | 2050-12-31
[10 empty] | 4652 | Jay County Landfill:IC4 | Wabash Valley Power Association Inc | 9000 | 800 | 2005-12-31 | 2050-12-31
[10 empty] | 4653 | Jay Hydro:All | International Paper Co | 0 | 3100 | 1912-01-01 | 2050-12-31
[10 empty] | 4654 | Jco Oxides Olefins Plant:GCG1 | Huntsman Corp | 12733 | 30500 | 1992-09-01 | 2050-12-31
[10 empty] | 4655 | Jco Oxides Olefins Plant:GCG2 | Huntsman Corp | 12733 | 30500 | 1992-09-01 | 2050-12-31
[10 empty] | 4656 | JD Wind 1:All | JD Wind 1 LLC | 1000 | 50000 | 2005-12-31 | 2050-12-31
[10 empty] | 4657 | JD Wind 4:WT1 38 | JD Wind 4 LLC | 1000 | 80000 | 2006-12-15 | 2050-12-31
[10 empty] | 4658 | JD Wind 5:All | JD Wind 5 LLC | 1000 | 50000 | 2005-10-04 | 2050-12-31
[10 empty] | 4659 | Jefferies:1 | Santee Cooper | 13489 | 46000 | 1954-01-01 | 2050-12-31
[10 empty] | 4660 | Jefferies:2 | Santee Cooper | 13960 | 46000 | 1954-01-01 | 2050-12-31
|  |  | 2017 |  | 2017 |  | 2017 |  |  | 4661 | Jefferies:3 | Santee Cooper | 11227 | 153000 | 1970-01-01 | 2050-12-31 | E
|  |  | 2017 |  | 2017 |  | 2017 |  |  | 4662 | Jefferies:4 | Santee Cooper | 12035 | 153000 | 1970-01-01 | 2050-12-31 | E
[10 empty] | 4663 | Jefferies:H1 | Santee Cooper | 0 | 29300 | 1942-12-01 | 2050-12-31
[10 empty] | 4664 | Jefferies:H2 | Santee Cooper | 0 | 29300 | 1942-12-01 | 2050-12-31
[10 empty] | 4665 | Jefferies:H3 | Santee Cooper | 0 | 29300 | 1942-12-01 | 2050-12-31
[10 empty] | 4666 | Jefferies:H4 | Santee Cooper | 0 | 29300 | 1942-12-01 | 2050-12-31
[10 empty] | 4667 | Jefferies:H6 | Santee Cooper | 0 | 11000 | 1942-12-01 | 2050-12-31
[10 empty] | 4668 | Jefferson City Landfill (MO):IC1 | Ameresco Jefferson City LLC | 9000 | 900 | 2009-04-01 | 2050-12-31
[10 empty] | 4669 | Jefferson City Landfill (MO):IC2 | Ameresco Jefferson City LLC | 9000 | 900 | 2009-04-01 | 2050-12-31
[10 empty] | 4670 | Jefferson City Landfill (MO):IC3 | Ameresco Jefferson City LLC | 9000 | 900 | 2009-04-01 | 2050-12-31
[10 empty] | 4671 | Jefferson Ferry Cogeneration North:GT | Jefferson Ferry Healthcare Center North Building | 9897 | 75 | 2009-02-01 | 2050-12-31
[10 empty] | 4672 | Jefferson Ferry Cogeneration:GT | Jefferson Ferry Healthcare Center South Building | 10069 | 75 | 2007-12-31 | 2050-12-31
[10 empty] | 4673 | Jefferson Power LLC:GEN1 | K & M Energy Inc | 12148 | 7500 | 1990-08-01 | 2050-12-31
[10 empty] | 4674 | Jefferson Smurfit Corp (FL):GEN5 | Jefferson Smurfit Corp | 12340 | 30000 | 1988-01-01 | 2050-12-31
|  |  | 2017 |  | 2017 |  | 2017 |  |  | 4675 | Jefferson Smurfit Corp (FL):GEN6 | Jefferson Smurfit Corp | 11415 | 50000 | 1982-09-01 | 2050-12-31 | E
[10 empty] | 4676 | Jeffery Pardue Solar:PV | Jeffery Pardue | 1000 | 3 | 2009-03-15 | 2050-12-31
| 2016 |  |  | 2016 | 2018 |  | 2017 |  |  | 4677 | Jeffrey Energy Center:1 | Westar Energy Inc | 10933 | 720000 | 1978-07-01 | 2050-12-31 | W
| 2016 |  |  | 2016 | 2018 |  | 2017 |  |  | 4678 | Jeffrey Energy Center:2 | Westar Energy Inc | 10625 | 730000 | 1980-05-01 | 2050-12-31 | W
| 2016 |  |  | 2016 | 2018 |  | 2017 |  |  | 4679 | Jeffrey Energy Center:3 | Westar Energy Inc | 10363 | 720000 | 1983-05-01 | 2050-12-31 | W
[10 empty] | 4680 | Jeffrey:All | Central Nebraska Public Power & Irrigation District | 0 | 21000 | 1941-01-01 | 2050-12-31
[10 empty] | 4681 | Jenkins:CTG1 | PPL Martins Creek LLC | 14000 | 14000 | 1969-08-01 | 2050-12-31
[10 empty] | 4682 | Jenkins:CTG2 | PPL Martins Creek LLC | 14000 | 14000 | 1969-07-01 | 2050-12-31
[10 empty] | 4683 | Jenpeg:1 | Manitoba Hydro Electric | 0 | 17742 | 1979-10-01 | 2050-12-31
[10 empty] | 4684 | Jenpeg:2 | Manitoba Hydro Electric | 0 | 17742 | 1979-02-01 | 2050-12-31
[10 empty] | 4685 | Jenpeg:3 | Manitoba Hydro Electric | 0 | 17742 | 1978-11-01 | 2050-12-31
[10 empty] | 4686 | Jenpeg:4 | Manitoba Hydro Electric | 0 | 17742 | 1978-08-01 | 2050-12-31
[10 empty] | 4687 | Jenpeg:5 | Manitoba Hydro Electric | 0 | 17742 | 1978-03-01 | 2050-12-31
[10 empty] | 4688 | Jenpeg:6 | Manitoba Hydro Electric | 0 | 17742 | 1977-05-01 | 2050-12-31
[10 empty] | 4689 | Jensen Solar:PV | Julie Jensen | 1000 | 23 | 2008-12-15 | 2050-12-31
[10 empty] | 4690 | Jericho Mountain:WT1 3 | Jericho Mountain Wind Co | 1000 | 1400 | 2006-04-06 | 2050-12-31
[10 empty] | 4691 | Jersey Atlantic Wind Farm:PV1 | Atlantic County Utilities Authority | 1000 | 277 | 2005-12-19 | 2050-12-31
[10 empty] | 4692 | Jersey Atlantic Wind Farm:PV2 | Atlantic County Utilities Authority | 1000 | 223 | 2006-07-01 | 2050-12-31
[10 empty] | 4693 | Jersey Atlantic Wind Farm:WT 1 5 | Jersey Atlantic Wind LLC | 1000 | 7500 | 2006-01-08 | 2050-12-31
[10 empty] | 4694 | Jersey:All | Wisconsin Public Service Corp | 0 | 300 | 1923-08-01 | 2050-12-31
[10 empty] | 4695 | Jessica Mills LLC:JM30 | Northern Alternative Energy | 1000 | 1900 | 2001-02-21 | 2050-12-31
[10 empty] | 4696 | Jetmore:All | Jetmore KS (City of) | 11870 | 6000 | 1960-01-03 | 2050-12-31
[10 empty] | 4697 | Jewish Home & Hospital Cogeneration (Bronx Division):IC1 3 | Jewish Home & Hospital Life Care Center System | 10735 | 375 | 2008-03-01 | 2050-12-31
[10 empty] | 4698 | Jim Barkley Toyota Solar:PV | Barkley Sexton Energy LLC | 1000 | 75 | 2008-12-31 | 2050-12-31
[10 empty] | 4699 | Jim Falls:1 | Northern States Power Co (Wisconsin) | 0 | 28000 | 1988-08-01 | 2050-12-31
[10 empty] | 4700 | Jim Falls:2 | Northern States Power Co (Wisconsin) | 0 | 28300 | 1988-08-01 | 2050-12-31
[10 empty] | 4701 | Jim Falls:4 | Northern States Power Co (Wisconsin) | 0 | 500 | 1988-07-01 | 2050-12-31
[10 empty] | 4702 | Jim Gray:TOT | Abitibi Consolidated Co of Canada | 0 | 51000 | 1980-01-01 | 2050-12-31
[10 empty] | 4703 | Jiminy Peak Wind:WT1 | Jiminy Peak | 1000 | 1500 | 2007-08-15 | 2050-12-31
[10 empty] | 4704 | Jocassee:1 | Duke Energy Carolinas | 0 | 170000 | 1973-12-01 | 2050-12-31
[10 empty] | 4705 | Jocassee:2 | Duke Energy Carolinas | 0 | 170000 | 1973-12-01 | 2050-12-31
[10 empty] | 4706 | Jocassee:3 | Duke Energy Carolinas | 0 | 170000 | 1975-05-01 | 2050-12-31
[10 empty] | 4707 | Jocassee:4 | Duke Energy Carolinas | 0 | 170000 | 1975-05-01 | 2050-12-31
[10 empty] | 4708 | Joel King Solar:PV | Joel King | 1000 | 3 | 2008-10-31 | 2050-12-31
|  |  | 2017 |  | 2017 |  | 2017 |  |  | 4709 | John B Rich Memorial:GEN1 | Gilberton Power Co | 11238 | 80000 | 1988-02-01 | 2050-12-31 | E
2017 | 2017 | 2017 |  | 2021 | 2021 |  | 2017 |  |  | 4710 | John Deere Dubuque Works:GEN2 | John Deere Dubuque Works | 12388 | 3500 | 1949-06-01 | 2050-12-31 | W
2017 | 2017 | 2017 |  | 2021 | 2021 |  | 2017 |  |  | 4711 | John Deere Dubuque Works:GEN3 | John Deere Dubuque Works | 11893 | 1500 | 1989-11-01 | 2050-12-31 | W
2017 | 2017 | 2017 |  | 2021 | 2021 |  | 2017 |  |  | 4712 | John Deere Dubuque Works:GEN4 | John Deere Dubuque Works | 12176 | 7500 | 1964-02-01 | 2050-12-31 | W
[10 empty] | 4713 | John Deere Dubuque Works:All | John Deere Dubuque Works | 10757 | 8400 | 1994-06-01 | 2050-12-31
2017 | 2017 | 2017 |  | 2021 | 2021 |  | 2017 |  |  | 4714 | John Deere Harvester Works:GEN2 | John Deere Harvester Works Co | 12508 | 2000 | 1940-10-01 | 2050-12-31 | W
2017 | 2017 | 2017 |  | 2021 | 2021 |  | 2017 |  |  | 4715 | John Deere Harvester Works:GEN4 | John Deere Harvester Works Co | 12399 | 2500 | 1949-04-01 | 2050-12-31 | W
2017 | 2017 | 2017 |  | 2021 | 2021 |  | 2017 |  |  | 4716 | John Deere Harvester Works:GEN5 | John Deere Harvester Works Co | 12363 | 3000 | 1951-11-01 | 2050-12-31 | W
[10 empty] | 4717 | John Diliberti Solar Project:PV | John Diliberti | 1000 | 76 | 2008-02-01 | 2050-12-31
|  |  | 2015 |  | 2015 |  | 2017 | 2013 | 0.86113 | 4718 | John E Amos:1 | Appalachian Power Co | 9102 | 800000 | 1971-09-01 | 2050-12-31 | E
|  |  | 2015 |  | 2015 |  | 2017 | 2013 | 0.86113 | 4719 | John E Amos:2 | Appalachian Power Co | 9136 | 800000 | 1972-06-01 | 2050-12-31 | E
|  |  | 2015 |  | 2015 |  | 2017 | 2013 | 0.86113 | 4720 | John E Amos:3 | Appalachian Power Co | 9485 | 1300000 | 1973-10-01 | 2050-12-31 | E
[10 empty] | 4721 | John Gaul Solar:PV | John Gaul | 1000 | 3 | 2009-04-01 | 2050-12-31
[10 empty] | 4722 | John H Kerr:1 | USACE Wilmington District | 0 | 47000 | 1952-11-01 | 2050-12-31
[10 empty] | 4723 | John H Kerr:2 | USACE Wilmington District | 0 | 13800 | 1952-12-01 | 2050-12-31
[10 empty] | 4724 | John H Kerr:3 | USACE Wilmington District | 0 | 47000 | 1953-01-01 | 2050-12-31
[10 empty] | 4725 | John H Kerr:4 | USACE Wilmington District | 0 | 47000 | 1953-03-01 | 2050-12-31
[10 empty] | 4726 | John H Kerr:5 | USACE Wilmington District | 0 | 47000 | 1953-09-01 | 2050-12-31
[10 empty] | 4727 | John H Kerr:6 | USACE Wilmington District | 0 | 37000 | 1953-10-01 | 2050-12-31
[10 empty] | 4728 | John H Kerr:7 | USACE Wilmington District | 0 | 37000 | 1953-12-01 | 2050-12-31
[10 empty] | 4729 | John H Warden:1 | Lanse Warden Electric Co | 13600 | 18810 | 1959-08-01 | 2050-12-31
[10 empty] | 4730 | John Harmon Generating:JH 1 | Utility Commission Fort Valley | 10555 | 3000 | 1980-06-01 | 2050-12-31
[10 empty] | 4731 | John Horton Road Solar:PV | Landmark Renovations & Building Co Inc | 1000 | 2 | 2007-12-12 | 2050-12-31
| 2017 |  |  | 2017 | 2020 |  | 2017 |  |  | 4732 | John P Madgett:1 | Dairyland Power Coop | 10550 | 392500 | 1979-11-01 | 2050-12-31 | W
[10 empty] | 4733 | John R Kelly:7 | Gainesville Regional Utilities | 14931 | 23200 | 1961-08-01 | 2050-12-31
[10 empty] | 4734 | John R Kelly:CC | Gainesville Regional Utilities | 8000 | 112000 | 2001-05-07 | 2050-12-31
[10 empty] | 4735 | John R Kelly:GT1 | Gainesville Regional Utilities | 16571 | 14000 | 1968-02-01 | 2050-12-31
[10 empty] | 4736 | John R Kelly:GT2 | Gainesville Regional Utilities | 16571 | 14000 | 1968-02-01 | 2050-12-31
[10 empty] | 4737 | John R Kelly:GT3 | Gainesville Regional Utilities | 16571 | 14000 | 1969-02-01 | 2050-12-31
[10 empty] | 4738 | John S Rainey:CC | Santee Cooper | 7794 | 452000 | 2002-01-01 | 2050-12-31
[10 empty] | 4739 | John S Rainey:CT2A | Santee Cooper | 10999 | 146000 | 2002-05-01 | 2050-12-31
[10 empty] | 4740 | John S Rainey:CT2B | Santee Cooper | 10346 | 146000 | 2002-05-01 | 2050-12-31
[10 empty] | 4741 | John S Rainey:GT 3 | Santee Cooper | 12706 | 71400 | 2004-01-01 | 2050-12-31
[10 empty] | 4742 | John S Rainey:GT 4 | Santee Cooper | 12140 | 71400 | 2004-01-01 | 2050-12-31
[10 empty] | 4743 | John S Rainey:GT 5 | Santee Cooper | 12140 | 71400 | 2004-01-01 | 2050-12-31
[10 empty] | 4744 | John Sevier Combined Cycle Plant:CC1 | Tennessee Valley Authority | 6800 | 880000 | 2012-01-01 | 2050-12-31
2016 | 2016 | 2016 |  | 2017 | 2021 |  | 2017 |  |  | 4745 | John Sevier:1 | Tennessee Valley Authority | 9885 | 176000 | 1955-07-01 | 2012-12-31 | W
2016 | 2016 | 2016 |  | 2017 | 2021 |  | 2017 |  |  | 4746 | John Sevier:2 | Tennessee Valley Authority | 9941 | 176000 | 1955-09-01 | 2012-12-31 | W
2016 | 2016 | 2016 |  | 2017 | 2021 |  | 2017 |  |  | 4747 | John Sevier:3 | Tennessee Valley Authority | 9633 | 176000 | 1956-02-01 | 2050-12-31 | W
2016 | 2016 | 2016 |  | 2018 | 2021 |  | 2017 |  |  | 4748 | John Sevier:4 | Tennessee Valley Authority | 9749 | 176000 | 1957-10-01 | 2050-12-31 | W
[10 empty] | 4749 | John Street:All | Connecticut Municipal Electric Energy Coop | 10479 | 8000 | 2005-01-01 | 2050-12-31
| 2016 |  |  | 2016 | 2018 |  | 2017 |  |  | 4750 | John W Turk Jr Power Plant:ST1 | Southwestern Electric Power Co | 8077 | 609001 | 2012-10-31 | 2050-12-31 | W
[10 empty] | 4751 | John Yearwood Solar:PV | John Yearwood | 1000 | 3 | 2008-08-14 | 2050-12-31
[10 empty] | 4752 | Johnson 1:All | Central Nebraska Public Power & Irrigation District | 0 | 20000 | 1941-04-01 | 2050-12-31
[10 empty] | 4753 | Johnson 2:1 | Central Nebraska Public Power & Irrigation District | 0 | 22500 | 1941-04-01 | 2050-12-31
[10 empty] | 4754 | Johnson Falls:All | Wisconsin Public Service Corp | 0 | 1600 | 1923-08-01 | 2050-12-31
[10 empty] | 4755 | Johnson:1 | Johnson KS (City of) | 11409 | 600 | 1959-06-01 | 2050-12-31
[10 empty] | 4756 | Johnson:2 | Johnson KS (City of) | 11218 | 700 | 1963-06-01 | 2050-12-31
[10 empty] | 4757 | Johnson:4 | Johnson KS (City of) | 10127 | 500 | 1954-05-01 | 2050-12-31
[10 empty] | 4758 | Johnson:5 | Johnson KS (City of) | 12600 | 300 | 1950-03-01 | 2050-12-31
[10 empty] | 4759 | Johnson:7 | Johnson KS (City of) | 10849 | 1200 | 1983-06-01 | 2050-12-31
[10 empty] | 4760 | Johnson:8 | Johnson KS (City of) | 10672 | 1100 | 1993-04-01 | 2050-12-31
[10 empty] | 4761 | Johnson:IC6 | Johnson KS (City of) | 10798 | 1200 | 1986-11-01 | 2050-12-31
[10 empty] | 4762 | Johnsonburg Mill:PT1 | Domtar LLC | 11658 | 49000 | 1993-02-01 | 2050-12-31
[10 empty] | 4763 | Johnsonville (NY):All | Brookfield Renewable Power Inc | 0 | 1350 | 1909-01-01 | 2050-12-31
2016 | 2016 | 2016 |  | 2019 | 2021 |  | 2017 |  |  | 4764 | Johnsonville (TN):1 | Tennessee Valley Authority | 10572 | 107000 | 1951-10-01 | 2050-12-31 | W
2016 | 2016 | 2016 |  | 2018 | 2021 |  | 2017 |  |  | 4765 | Johnsonville (TN):10 | Tennessee Valley Authority | 10357 | 141000 | 1959-08-01 | 2050-12-31 | W
2016 | 2016 | 2016 |  | 2019 | 2021 |  | 2017 |  |  | 4766 | Johnsonville (TN):2 | Tennessee Valley Authority | 10557 | 107000 | 1951-11-01 | 2050-12-31 | W
2016 | 2016 | 2016 |  | 2019 | 2021 |  | 2017 |  |  | 4767 | Johnsonville (TN):3 | Tennessee Valley Authority | 10504 | 107000 | 1952-02-01 | 2050-12-31 | W
2016 | 2016 | 2016 |  | 2019 | 2021 |  | 2017 |  |  | 4768 | Johnsonville (TN):4 | Tennessee Valley Authority | 10504 | 107000 | 1952-04-01 | 2050-12-31 | W
2016 | 2016 | 2016 |  | 2019 | 2021 |  | 2017 |  |  | 4769 | Johnsonville (TN):5 | Tennessee Valley Authority | 10488 | 107000 | 1952-11-01 | 2050-12-31 | W
2016 | 2016 | 2016 |  | 2019 | 2021 |  | 2017 |  |  | 4770 | Johnsonville (TN):6 | Tennessee Valley Authority | 10446 | 107000 | 1953-02-01 | 2050-12-31 | W
2016 | 2016 | 2016 |  | 2018 | 2021 |  | 2017 |  |  | 4771 | Johnsonville (TN):7 | Tennessee Valley Authority | 10270 | 141000 | 1958-11-01 | 2050-12-31 | W
2016 | 2016 | 2016 |  | 2018 | 2021 |  | 2017 |  |  | 4772 | Johnsonville (TN):8 | Tennessee Valley Authority | 10280 | 141000 | 1959-01-01 | 2050-12-31 | W
2016 | 2016 | 2016 |  | 2018 | 2021 |  | 2017 |  |  | 4773 | Johnsonville (TN):9 | Tennessee Valley Authority | 10132 | 141000 | 1959-06-01 | 2050-12-31 | W
[10 empty] | 4774 | Johnsonville (TN):G10 | Tennessee Valley Authority | 12386 | 51500 | 1975-06-01 | 2050-12-31
[10 empty] | 4775 | Johnsonville (TN):G11 | Tennessee Valley Authority | 12386 | 51500 | 1975-06-01 | 2050-12-31
[10 empty] | 4776 | Johnsonville (TN):G12 | Tennessee Valley Authority | 12386 | 51500 | 1975-06-01 | 2050-12-31
[10 empty] | 4777 | Johnsonville (TN):G13 | Tennessee Valley Authority | 12386 | 51500 | 1975-06-01 | 2050-12-31
[10 empty] | 4778 | Johnsonville (TN):G14 | Tennessee Valley Authority | 12386 | 51500 | 1975-06-01 | 2050-12-31
[10 empty] | 4779 | Johnsonville (TN):G15 | Tennessee Valley Authority | 12386 | 51500 | 1975-06-01 | 2050-12-31
[10 empty] | 4780 | Johnsonville (TN):G16 | Tennessee Valley Authority | 12386 | 51500 | 1975-06-01 | 2050-12-31
[10 empty] | 4781 | Johnsonville (TN):G17 | Tennessee Valley Authority | 11993 | 77800 | 2000-07-01 | 2050-12-31
[10 empty] | 4782 | Johnsonville (TN):G18 | Tennessee Valley Authority | 11397 | 77800 | 2000-07-01 | 2050-12-31
[10 empty] | 4783 | Johnsonville (TN):G19 | Tennessee Valley Authority | 11584 | 77800 | 2000-07-01 | 2050-12-31
[10 empty] | 4784 | Johnsonville (TN):G20 | Tennessee Valley Authority | 12115 | 77800 | 2000-07-01 | 2050-12-31
[10 empty] | 4785 | Johnsonville (TN):GT1 | Tennessee Valley Authority | 12386 | 51500 | 1975-06-01 | 2050-12-31
[10 empty] | 4786 | Johnsonville (TN):GT2 | Tennessee Valley Authority | 12386 | 51500 | 1975-06-01 | 2050-12-31
[10 empty] | 4787 | Johnsonville (TN):GT3 | Tennessee Valley Authority | 12386 | 51500 | 1975-06-01 | 2050-12-31
[10 empty] | 4788 | Johnsonville (TN):GT4 | Tennessee Valley Authority | 12386 | 51500 | 1975-06-01 | 2050-12-31
[10 empty] | 4789 | Johnsonville (TN):GT5 | Tennessee Valley Authority | 12386 | 51500 | 1975-06-01 | 2050-12-31
[10 empty] | 4790 | Johnsonville (TN):GT6 | Tennessee Valley Authority | 12386 | 51500 | 1975-06-01 | 2050-12-31
[10 empty] | 4791 | Johnsonville (TN):GT7 | Tennessee Valley Authority | 12386 | 51500 | 1975-06-01 | 2050-12-31
[10 empty] | 4792 | Johnsonville (TN):GT8 | Tennessee Valley Authority | 12386 | 51500 | 1975-06-01 | 2050-12-31
[10 empty] | 4793 | Johnsonville (TN):GT9 | Tennessee Valley Authority | 12386 | 51500 | 1975-06-01 | 2050-12-31
| 2016 |  |  | 2016 | 2019 |  | 2017 |  |  | 4794 | Joliet 29:7 | Midwest Generations EME LLC | 10431 | 518000 | 1965-04-01 | 2050-12-31 | W
| 2016 |  |  | 2016 | 2019 |  | 2017 |  |  | 4795 | Joliet 29:8 | Midwest Generations EME LLC | 10496 | 518000 | 1966-03-01 | 2050-12-31 | W
2015 | 2015 | 2015 |  | 2017 | 2020 |  | 2017 |  |  | 4796 | Joliet 9:6 | Midwest Generations EME LLC | 10519 | 314000 | 1959-06-01 | 2050-12-31 | W
[10 empty] | 4797 | Joliet 9:UNIT 9 | Midwest Generations EME LLC | 10000 | 11000 | 1980-01-01 | 2050-12-31
[10 empty] | 4798 | Joliet Refinery:CC | ExxonMobil Oil Corp | 8211 | 39700 | 1987-11-01 | 2050-12-31
[10 empty] | 4799 | Jones Bluff:2 | USACE Mobile District | 0 | 20500 | 1975-07-01 | 2050-12-31
[10 empty] | 4800 | Jones Bluff:4 | USACE Mobile District | 0 | 20500 | 1975-10-01 | 2050-12-31
[10 empty] | 4801 | Jones Falls:All | Eastern Ontario Power | 0 | 2250 | 1949-01-01 | 2050-12-31
[10 empty] | 4802 | Jones Generating Station:1 | Southwestern Public Service Co | 10163 | 243000 | 1971-01-01 | 2050-12-31
[10 empty] | 4803 | Jones Generating Station:2 | Southwestern Public Service Co | 10425 | 243000 | 1974-01-01 | 2050-12-31
[10 empty] | 4804 | Jones St:1 | Omaha Public Power District | 12498 | 59200 | 1973-06-01 | 2050-12-31
[10 empty] | 4805 | Jones St:2 | Omaha Public Power District | 12498 | 59200 | 1973-06-01 | 2050-12-31
2016 | 2016 | 2016 |  | 2018 | 2021 |  | 2017 |  |  | 4806 | Joppa Steam:1 | Electric Energy Inc | 10496 | 167000 | 1953-08-01 | 2050-12-31 | W
2016 | 2016 | 2016 |  | 2018 | 2021 |  | 2017 |  |  | 4807 | Joppa Steam:2 | Electric Energy Inc | 10522 | 167000 | 1953-09-01 | 2050-12-31 | W
2016 | 2016 | 2016 |  | 2018 | 2021 |  | 2017 |  |  | 4808 | Joppa Steam:3 | Electric Energy Inc | 10090 | 167000 | 1954-05-01 | 2050-12-31 | W
2016 | 2016 | 2016 |  | 2018 | 2021 |  | 2017 |  |  | 4809 | Joppa Steam:4 | Electric Energy Inc | 10293 | 167000 | 1954-08-01 | 2050-12-31 | W
2016 | 2016 | 2016 |  | 2018 | 2021 |  | 2017 |  |  | 4810 | Joppa Steam:5 | Electric Energy Inc | 10643 | 167000 | 1955-06-01 | 2050-12-31 | W
2016 | 2016 | 2016 |  | 2018 | 2021 |  | 2017 |  |  | 4811 | Joppa Steam:6 | Electric Energy Inc | 10219 | 167000 | 1955-08-01 | 2050-12-31 | W
[10 empty] | 4812 | Jordan Dam:1 | Alabama Power Co | 0 | 25000 | 1929-01-01 | 2050-12-31
[10 empty] | 4813 | Jordan Dam:2 | Alabama Power Co | 0 | 25000 | 1929-01-01 | 2050-12-31
[10 empty] | 4814 | Jordan Dam:3 | Alabama Power Co | 0 | 25000 | 1929-01-01 | 2050-12-31
[10 empty] | 4815 | Jordan Dam:4 | Alabama Power Co | 0 | 25000 | 1929-01-01 | 2050-12-31
[10 empty] | 4816 | Jordan Hydroelectric Project:All | Jordan Hydroelectric LP | 0 | 4400 | 2011-06-25 | 2050-12-31
[10 empty] | 4817 | Joseph J. Seymour Power Project:1 | New York Power Authority | 10450 | 40000 | 2001-07-01 | 2050-12-31
[10 empty] | 4818 | Joseph J. Seymour Power Project:2 | New York Power Authority | 10450 | 40200 | 2001-07-01 | 2050-12-31
[10 empty] | 4819 | Joseph M Farley:1 | Alabama Power Co | 11000 | 851000 | 1977-12-01 | 2050-12-31
[10 empty] | 4820 | Joseph M Farley:2 | Alabama Power Co | 11000 | 860000 | 1981-07-01 | 2050-12-31
[10 empty] | 4821 | Judas Wind:WT | Richard & Patty Judas | 1000 | 2 | 2008-09-23 | 2050-12-31
[10 empty] | 4822 | Julia Hills LLC:JH30 | Northern Alternative Energy | 1000 | 1900 | 2001-02-20 | 2050-12-31
[10 empty] | 4823 | Junction:1 | River Falls WI (City of) | 0 | 200 | 1948-01-03 | 2050-12-31
[10 empty] | 4824 | Junction:10 | River Falls WI (City of) | 10249 | 3100 | 2001-01-01 | 2050-12-31
[10 empty] | 4825 | Junction:All | River Falls WI (City of) | 10503 | 15900 | 1965-01-01 | 2050-12-31
[10 empty] | 4826 | Juneau:31 | Wisconsin River Power Co | 11749 | 13000 | 2003-01-01 | 2050-12-31
|  |  | 2017 |  | 2017 |  | 2017 |  |  | 4827 | Juniata Locomotive Shop:GEN1 | Norfolk Southern Corp | 12324 | 400 | 1955-08-01 | 2050-12-31 | E
|  |  | 2017 |  | 2017 |  | 2017 |  |  | 4828 | Juniata Locomotive Shop:GEN2 | Norfolk Southern Corp | 12324 | 500 | 1955-08-01 | 2050-12-31 | E
[10 empty] | 4829 | Jyro Hydro:1 | Ypsilanti Community Utilities Authority | 0 | 1920 | 1970-01-01 | 2050-12-31
[10 empty] | 4830 | K Brink Windfarm LLC:WT 1-2 | K Brink Windfarm LLC | 1000 | 2000 | 2003-02-13 | 2050-12-31
[10 empty] | 4831 | Kagawong:1 | Kagawong Power Inc | 0 | 700 | 1999-01-01 | 2050-12-31
[10 empty] | 4832 | Kahoka:All | Kahoka MO (City of) | 10775 | 4200 | 1999-07-01 | 2050-12-31
[10 empty] | 4833 | Kahoka:7 | Kahoka MO (City of) | 11150 | 700 | 1956-01-03 | 2050-12-31
[10 empty] | 4834 | Kahoka:8 | Kahoka MO (City of) | 10520 | 1400 | 1969-09-01 | 2050-12-31
[10 empty] | 4835 | Kahoka:9 | Kahoka MO (City of) | 12000 | 800 | 1982-07-01 | 2050-12-31
[10 empty] | 4836 | Kakabeka Falls:1234 | Ontario Power Generation Inc | 0 | 24000 | 1906-01-01 | 2050-12-31
[10 empty] | 4837 | Kalamazoo River Generating Sta:1 | CMS Generation MI Power LLC | 12111 | 65000 | 1999-06-01 | 2050-12-31
[10 empty] | 4838 | Kalkaska CT No 1:1 | Michigan Public Power Agency | 10433 | 46800 | 2002-12-01 | 2050-12-31
[10 empty] | 4839 | Kamargo:All | Brookfield Renewable Power Inc | 0 | 4800 | 1921-01-01 | 2050-12-31
[10 empty] | 4840 | Kamin LLC Wrens Mine:All | KaMin LLC | 11014 | 1960 | 1988-01-01 | 2050-12-31
[10 empty] | 4841 | Kamin LLC Wrens Plant:SDT1 | KaMin LLC | 10964 | 1700 | 2002-06-01 | 2050-12-31
[10 empty] | 4842 | Kamin LLC Wrens Plant:SDT2 | KaMin LLC | 10964 | 1700 | 2002-06-01 | 2050-12-31
[10 empty] | 4843 | Kamin LLC Wrens Plant:SDT3 | KaMin LLC | 10964 | 1700 | 2002-06-01 | 2050-12-31
[10 empty] | 4844 | Kamin LLC Wrens Plant:All | KaMin LLC | 10986 | 4290 | 1988-01-01 | 2050-12-31
|  |  | 2017 |  | 2017 |  | 2017 |  |  | 4845 | Kammer:1 | Ohio Power Co | 9597 | 200000 | 1958-07-01 | 2014-12-31 | E
|  |  | 2017 |  | 2017 |  | 2017 |  |  | 4846 | Kammer:2 | Ohio Power Co | 9558 | 200000 | 1958-11-01 | 2014-12-31 | E
|  |  | 2017 |  | 2017 |  | 2017 |  |  | 4847 | Kammer:3 | Ohio Power Co | 9563 | 200000 | 1959-03-01 | 2014-12-31 | E
2015 | 2015 | 2015 |  | 2017 | 2020 |  | 2017 |  |  | 4848 | Kanawha River:1 | Appalachian Power Co | 9335 | 200000 | 1953-07-01 | 2014-12-31 | W
2015 | 2015 | 2015 |  | 2017 | 2020 |  | 2017 |  |  | 4849 | Kanawha River:2 | Appalachian Power Co | 9602 | 200000 | 1953-12-01 | 2014-12-31 | W
[10 empty] | 4850 | Kankakee Gas Recovery:GEN1 | Bio Energy Partners | 10000 | 800 | 1992-06-01 | 2050-12-31
[10 empty] | 4851 | Kankakee Gas Recovery:GEN2 | Bio Energy Partners | 10000 | 800 | 1992-06-01 | 2050-12-31
[10 empty] | 4852 | Kankakee Hydro:All | Kankakee (City of) | 0 | 1200 | 1991-07-01 | 2050-12-31
[10 empty] | 4853 | Kansas City Intl:1 | KCP&L Greater Missouri Operations Co | 19000 | 16700 | 1977-04-01 | 2050-12-31
[10 empty] | 4854 | Kansas City Intl:2 | KCP&L Greater Missouri Operations Co | 18500 | 16900 | 1977-04-01 | 2050-12-31
[10 empty] | 4855 | Kansas River:All | Bowersock Mills & Power Co | 0 | 2190 | 1920-01-01 | 2050-12-31
[10 empty] | 4856 | Kansas State Univ Utilit:2 | Kansas State University | 13550 | 2330 | 1949-01-01 | 2050-12-31
[10 empty] | 4857 | Kansas State Univ Utilit:3 | Kansas State University | 13910 | 1400 | 1940-01-01 | 2050-12-31
[10 empty] | 4858 | Kapuskasing Hydro:GEN1 | Spruce Falls Inc | 0 | 2750 | 1923-01-01 | 2050-12-31
[10 empty] | 4859 | Kapuskasing:CC | EPCOR Power LP | 7100 | 60400 | 1997-03-01 | 2050-12-31
[10 empty] | 4860 | Kas Brothers Windfarm:G1 | Kas Brothers Windfarm LLC | 1000 | 1500 | 2001-12-02 | 2050-12-31
[10 empty] | 4861 | Kasabonika First Nation:All | Hydro One Networks Inc | 10904 | 3000 | 1994-01-01 | 2050-12-31
[10 empty] | 4862 | Kathy Roggenkamp Solar:PV | Kathy Roggenkamp | 1000 | 1 | 2008-01-01 | 2050-12-31
[10 empty] | 4863 | Kaukauna City:All | Kaukauna WI (City of) | 0 | 4800 | 1940-12-01 | 2050-12-31
[10 empty] | 4864 | Kaukauna Diesels & Gas Turbine:GT1 | Kaukauna WI (City of) | 16700 | 15810 | 1969-05-01 | 2050-12-31
[10 empty] | 4865 | Kaul/Smith Wind:WT | Nikki Kaul & Claud Smith | 1000 | 2 | 2008-06-05 | 2050-12-31
[10 empty] | 4866 | Kaw Hydro:1 | Oklahoma Municipal Power Authority | 0 | 29600 | 1989-08-01 | 2050-12-31
[10 empty] | 4867 | Kearney:1 | Nebraska Public Power District | 0 | 1000 | 1921-01-01 | 2050-12-31
[10 empty] | 4868 | Kearny Generating Station:10 | PSEG Fossil LLC | 16110 | 122000 | 1970-05-01 | 2012-06-01
[10 empty] | 4869 | Kearny Generating Station:11 | PSEG Fossil LLC | 16097 | 128000 | 1969-12-01 | 2012-06-01
[10 empty] | 4870 | Kearny Generating Station:9 | PSEG Fossil LLC | 19166 | 21000 | 1967-05-01 | 2013-06-01
[10 empty] | 4871 | Kearny Generating Station:N121 | PSEG Fossil LLC | 9184 | 43800 | 2001-08-01 | 2050-12-31
[10 empty] | 4872 | Kearny Generating Station:N122 | PSEG Fossil LLC | 9412 | 43700 | 2001-08-01 | 2050-12-31
[10 empty] | 4873 | Kearny Generating Station:N123 | PSEG Fossil LLC | 9184 | 43800 | 2001-08-01 | 2050-12-31
[10 empty] | 4874 | Kearny Generating Station:N124 | PSEG Fossil LLC | 9495 | 43700 | 2001-08-01 | 2050-12-31
[10 empty] | 4875 | Keele Valley:1 | Eastern Power Ltd | 11496 | 32500 | 1995-01-01 | 2050-12-31
[10 empty] | 4876 | Keenan Wind Farm II:WT1 66 | CPV Keenan II Renewable Energy Co LLC | 1000 | 151800 | 2011-02-28 | 2050-12-31
[10 empty] | 4877 | Kelleys Falls:1 | Chi Power Marketing Inc | 0 | 200 | 1989-06-01 | 2050-12-31
[10 empty] | 4878 | Kelsey:1 | Manitoba Hydro Electric | 0 | 31840 | 1960-05-01 | 2050-12-31
[10 empty] | 4879 | Kelsey:2 | Manitoba Hydro Electric | 0 | 31620 | 1960-05-01 | 2050-12-31
[10 empty] | 4880 | Kelsey:3 | Manitoba Hydro Electric | 0 | 31370 | 1960-07-01 | 2050-12-31
[10 empty] | 4881 | Kelsey:4 | Manitoba Hydro Electric | 0 | 31540 | 1960-09-01 | 2050-12-31
[10 empty] | 4882 | Kelsey:5 | Manitoba Hydro Electric | 0 | 50000 | 1961-01-01 | 2050-12-31
[10 empty] | 4883 | Kelsey:6 | Manitoba Hydro Electric | 0 | 32060 | 1969-05-01 | 2050-12-31
[10 empty] | 4884 | Kelsey:7 | Manitoba Hydro Electric | 0 | 31430 | 1972-09-01 | 2050-12-31
[10 empty] | 4885 | Kemper County:GT1 | Tennessee Valley Authority | 11793 | 78200 | 2002-07-30 | 2050-12-31
[10 empty] | 4886 | Kemper County:GT2 | Tennessee Valley Authority | 11793 | 78200 | 2002-07-30 | 2050-12-31
[10 empty] | 4887 | Kemper County:GT3 | Tennessee Valley Authority | 11793 | 78200 | 2002-07-30 | 2050-12-31
[10 empty] | 4888 | Kemper County:GT4 | Tennessee Valley Authority | 11793 | 78200 | 2002-07-30 | 2050-12-31
[10 empty] | 4889 | Kenansville Biomass:GEN1 | Coastal Carolina Clean Power | 12562 | 32400 | 1986-04-01 | 2050-12-31
[10 empty] | 4890 | Kendall County Generation:CC1 | Dynegy Kendall Energy LLC | 7282 | 285000 | 2002-03-01 | 2050-12-31
[10 empty] | 4891 | Kendall County Generation:CC2 | Dynegy Kendall Energy LLC | 7309 | 285000 | 2002-04-01 | 2050-12-31
[10 empty] | 4892 | Kendall County Generation:CC3 | Dynegy Kendall Energy LLC | 7287 | 285000 | 2002-04-01 | 2050-12-31
[10 empty] | 4893 | Kendall County Generation:CC4 | Dynegy Kendall Energy LLC | 7241 | 285000 | 2002-05-01 | 2050-12-31
[10 empty] | 4894 | Kendall Square Station:CC | Mirant Kendall LLC | 6895 | 217700 | 2002-12-18 | 2050-12-31
[10 empty] | 4895 | Kendall Square Station:JET1 | Mirant Kendall LLC | 13726 | 20000 | 1970-09-01 | 2050-12-31
[10 empty] | 4896 | Kendall:HY2 | Enosburg Falls Water & Light Dept | 0 | 400 | 1992-06-01 | 2050-12-31
[10 empty] | 4897 | Kenilworth Energy:CC | E F Kenilworth | 8435 | 28800 | 1989-04-01 | 2050-12-31
[10 empty] | 4898 | Kennebago Hydro:1 | Kennebago Hydro Corp | 0 | 400 | 1988-04-01 | 2050-12-31
[10 empty] | 4899 | Kennebec Water:1 | PPL Maine LLC | 0 | 400 | 2000-05-01 | 2050-12-31
[10 empty] | 4900 | Kennebunk:1 | Kennebunk Light & Power District | 0 | 150 | 1970-01-01 | 2050-12-31
[10 empty] | 4901 | Kennedy International Airport:CC | Calpine Corp | 8165 | 114800 | 1995-01-01 | 2050-12-31
[10 empty] | 4902 | Kennedy Space Coast Next Generation Solar Energy Center:PV1 | Florida Power & Light Co | 1000 | 10000 | 2010-04-08 | 2050-12-31
|  |  | 2017 |  | 2017 |  | 2017 | 2013 | 0.93423 | 4903 | Kenneth Coleman:GEN1 | Big Rivers Electric Corp | 11356 | 148600 | 1969-09-01 | 2050-12-31 | E
|  |  | 2017 |  | 2017 |  | 2017 | 2013 | 0.93423 | 4904 | Kenneth Coleman:GEN2 | Big Rivers Electric Corp | 11546 | 137000 | 1970-07-01 | 2050-12-31 | E
|  |  | 2017 |  | 2017 |  | 2017 | 2013 | 0.93423 | 4905 | Kenneth Coleman:GEN3 | Big Rivers Electric Corp | 11547 | 154000 | 1971-12-01 | 2050-12-31 | E
[10 empty] | 4906 | Kennett:1 | Kennett MO (City of) | 11000 | 400 | 1942-01-03 | 2050-12-31
[10 empty] | 4907 | Kennett:10 | Kennett MO (City of) | 10000 | 6200 | 1971-01-03 | 2050-12-31
[10 empty] | 4908 | Kennett:11 | Kennett MO (City of) | 10000 | 6200 | 1975-01-03 | 2050-12-31
[10 empty] | 4909 | Kennett:12 | Kennett MO (City of) | 9474 | 6400 | 2001-08-01 | 2050-12-31
[10 empty] | 4910 | Kennett:13 | Kennett MO (City of) | 9474 | 6400 | 2001-08-01 | 2050-12-31
[10 empty] | 4911 | Kennett:2 | Kennett MO (City of) | 11000 | 400 | 1942-01-03 | 2050-12-31
[10 empty] | 4912 | Kennett:3 | Kennett MO (City of) | 11000 | 800 | 1942-01-03 | 2050-12-31
[10 empty] | 4913 | Kennett:4 | Kennett MO (City of) | 10000 | 2500 | 1975-01-03 | 2050-12-31
[10 empty] | 4914 | Kennett:5 | Kennett MO (City of) | 11000 | 1400 | 1949-01-03 | 2050-12-31
[10 empty] | 4915 | Kennett:6 | Kennett MO (City of) | 10000 | 2000 | 1951-01-03 | 2050-12-31
[10 empty] | 4916 | Kennett:7 | Kennett MO (City of) | 10000 | 2500 | 1960-01-03 | 2050-12-31
[10 empty] | 4917 | Kennett:8 | Kennett MO (City of) | 9800 | 3100 | 1962-01-03 | 2050-12-31
[10 empty] | 4918 | Kennett:9 | Kennett MO (City of) | 10000 | 6200 | 1965-01-03 | 2050-12-31
[10 empty] | 4919 | Kenora GS:1 | Abitibi Consolidated Co of Canada | 0 | 15000 | 1960-02-09 | 2050-12-31
[10 empty] | 4920 | Kensico:All | New York Power Authority | 0 | 1800 | 1983-07-01 | 2050-12-31
[10 empty] | 4921 | Kent Avenue:N01 | New York Power Authority | 10202 | 46200 | 2001-08-01 | 2050-12-31
[10 empty] | 4922 | Kent County Waste To Energy:GEN1 | Kent County | 12215 | 15700 | 1989-10-01 | 2050-12-31
[10 empty] | 4923 | Kent Falls:All | New York State Electric & Gas Corp | 0 | 6500 | 1928-08-01 | 2050-12-31
[10 empty] | 4924 | Kent Hills Wind Farm:WT1 32 | TransAlta Corp | 1000 | 96000 | 2008-12-31 | 2050-12-31
[10 empty] | 4925 | Kentuck:GEN1 | Danville Power & Light Dept | 10470 | 1200 | 2005-07-01 | 2050-12-31
[10 empty] | 4926 | Kentucky Mills:1 | Weyerhaeuser Co | 10476 | 44000 | 2001-06-01 | 2050-12-31
[10 empty] | 4927 | Kentucky:1 | Tennessee Valley Authority | 0 | 44000 | 1945-04-01 | 2050-12-31
[10 empty] | 4928 | Kentucky:2 | Tennessee Valley Authority | 0 | 45400 | 1944-11-01 | 2050-12-31
[10 empty] | 4929 | Kentucky:3 | Tennessee Valley Authority | 0 | 44900 | 1944-09-01 | 2050-12-31
[10 empty] | 4930 | Kentucky:4 | Tennessee Valley Authority | 0 | 45000 | 1945-12-01 | 2050-12-31
[10 empty] | 4931 | Kentucky:5 | Tennessee Valley Authority | 0 | 45300 | 1948-01-01 | 2050-12-31
[10 empty] | 4932 | Kenyon Municipal:All | Kenyon Municipal Utilities | 10615 | 5400 | 1997-08-01 | 2050-12-31
[10 empty] | 4933 | Keokuk:All | AmerenUE | 0 | 125930 | 1913-08-01 | 2050-12-31
[10 empty] | 4934 | Keowee:1 | Duke Energy Carolinas | 0 | 76000 | 1971-04-01 | 2050-12-31
[10 empty] | 4935 | Keowee:2 | Duke Energy Carolinas | 0 | 76000 | 1971-04-01 | 2050-12-31
[10 empty] | 4936 | Kerrobert Heat Recovery:ST | NRGreen Power Limited Partnership | 10000 | 5000 | 2006-12-29 | 2050-12-31
[10 empty] | 4937 | Kessel Solar:PV | Elton Kessel | 1000 | 7 | 2009-02-28 | 2050-12-31
[10 empty] | 4938 | Kesslen:1 | Kennebunk Light & Power District | 0 | 100 | 1977-12-01 | 2050-12-31
[10 empty] | 4939 | Kettle:1 | Manitoba Hydro Electric | 0 | 102340 | 1970-11-01 | 2050-12-31
[10 empty] | 4940 | Kettle:10 | Manitoba Hydro Electric | 0 | 100650 | 1974-04-01 | 2050-12-31
[10 empty] | 4941 | Kettle:11 | Manitoba Hydro Electric | 0 | 101840 | 1974-08-01 | 2050-12-31
[10 empty] | 4942 | Kettle:12 | Manitoba Hydro Electric | 0 | 101120 | 1974-10-01 | 2050-12-31
[10 empty] | 4943 | Kettle:2 | Manitoba Hydro Electric | 0 | 103340 | 1971-02-01 | 2050-12-31
[10 empty] | 4944 | Kettle:3 | Manitoba Hydro Electric | 0 | 102670 | 1971-03-01 | 2050-12-31
[10 empty] | 4945 | Kettle:4 | Manitoba Hydro Electric | 0 | 101880 | 1971-04-01 | 2050-12-31
[10 empty] | 4946 | Kettle:5 | Manitoba Hydro Electric | 0 | 102860 | 1972-01-01 | 2050-12-31
[10 empty] | 4947 | Kettle:6 | Manitoba Hydro Electric | 0 | 102060 | 1972-05-01 | 2050-12-31
[10 empty] | 4948 | Kettle:7 | Manitoba Hydro Electric | 0 | 102550 | 1973-01-01 | 2050-12-31
[10 empty] | 4949 | Kettle:8 | Manitoba Hydro Electric | 0 | 102520 | 1973-08-01 | 2050-12-31
[10 empty] | 4950 | Kettle:9 | Manitoba Hydro Electric | 0 | 101770 | 1973-11-01 | 2050-12-31
[10 empty] | 4951 | Kewaunee:1 | Dominion Energy Kewaunee Inc | 11004 | 556000 | 1974-06-01 | 2050-12-31
[10 empty] | 4952 | Key City:1 | Northern States Power Co (Minnesota) | 14571 | 15000 | 1970-05-01 | 2050-12-31
[10 empty] | 4953 | Key City:3 | Northern States Power Co (Minnesota) | 14618 | 15000 | 1970-05-01 | 2050-12-31
[10 empty] | 4954 | Key City:4 | Northern States Power Co (Minnesota) | 14618 | 16000 | 1970-05-01 | 2050-12-31
[10 empty] | 4955 | Keystone (OK):1 | USACE Tulsa District | 0 | 40000 | 1968-05-01 | 2050-12-31
[10 empty] | 4956 | Keystone (OK):2 | USACE Tulsa District | 0 | 40000 | 1968-05-01 | 2050-12-31
|  |  | 2015 |  | 2015 |  | 2017 | 2013 | 0.94471 | 4957 | Keystone (PA):1 | PSEG Fossil LLC | 9125 | 850000 | 1967-08-01 | 2050-12-31 | E
|  |  | 2015 |  | 2015 |  | 2017 | 2013 | 0.94471 | 4958 | Keystone (PA):2 | PSEG Fossil LLC | 9364 | 850000 | 1968-07-01 | 2050-12-31 | E
[10 empty] | 4959 | Keystone (PA):All | PSEG Fossil LLC | 11550 | 12000 | 1968-11-01 | 2050-12-31
[10 empty] | 4960 | Keystone Landfill (PA):NO 1 | Keystone Recovery Inc | 10000 | 700 | 1995-01-01 | 2050-12-31
[10 empty] | 4961 | Keystone Landfill (PA):NO 2 | Keystone Recovery Inc | 10000 | 700 | 1995-01-01 | 2050-12-31
[10 empty] | 4962 | Keystone Landfill (PA):NO 3 | Keystone Recovery Inc | 10000 | 700 | 1995-01-01 | 2050-12-31
[10 empty] | 4963 | Keystone Landfill (PA):NO 4 | Keystone Recovery Inc | 10000 | 700 | 1995-01-01 | 2050-12-31
[10 empty] | 4964 | Keystone Landfill (PA):NO 5 | Keystone Recovery Inc | 10000 | 700 | 1996-03-01 | 2050-12-31
[10 empty] | 4965 | Keystone Landfill (PA):NO 6 | Keystone Recovery Inc | 10000 | 700 | 1996-03-01 | 2050-12-31
[10 empty] | 4966 | Keystone Landfill (PA):NO 7 | Keystone Recovery Inc | 10000 | 700 | 1996-03-01 | 2050-12-31
[10 empty] | 4967 | Kezar Falls:All | FPL Energy Maine Hydro LLC | 0 | 560 | 1995-01-01 | 2050-12-31
[10 empty] | 4968 | KGen Hot Spring:CC1 | KGen Hot Springs LLC | 7670 | 651600 | 2002-06-28 | 2050-12-31
[10 empty] | 4969 | Kibby Wind Power:WT1 22 | TransCanada Maine Wind Development Inc | 1000 | 66000 | 2009-10-30 | 2050-12-31
[10 empty] | 4970 | Kibby Wind Power:WT23 44 | TransCanada Maine Wind Development Inc | 1000 | 66000 | 2010-11-30 | 2050-12-31
[10 empty] | 4971 | Kilbourn:All | Wisconsin Power & Light Co | 0 | 3001 | 1939-01-03 | 2050-12-31
[10 empty] | 4972 | Killdeer Heat Recovery:ST | Ormat Technologies Inc | 10000 | 5500 | 2008-12-31 | 2050-12-31
|  |  | 2016 |  | 2016 |  | 2017 | 2013 | 0.93561 | 4973 | Killen Station:2 | Dayton Power & Light Co (The) | 10197 | 600000 | 1982-06-01 | 2050-12-31 | E
[10 empty] | 4974 | Killen Station:GT1 | Dayton Power & Light Co (The) | 13820 | 18000 | 1982-04-01 | 2050-12-31
[10 empty] | 4975 | Killington:1 | Vermont Group | 0 | 100 | 1995-11-01 | 2050-12-31
[10 empty] | 4976 | Kimballton:5 | Kimballton IA (City of) | 11484 | 400 | 1970-01-01 | 2050-12-31
2017 | 2017 | 2017 |  | 2021 | 2021 |  | 2017 |  |  | 4977 | Kimberly Clark Corp Munising M:M387 | Neenah Paper Michigan Inc | 12607 | 5810 | 1930-01-01 | 2050-12-31 | W
[10 empty] | 4978 | Kimberly Mill:All | Kaukauna WI (City of) | 0 | 2100 | 1926-01-01 | 2050-12-31
[10 empty] | 4979 | Kimberly Mill:3TB | Kaukauna WI (City of) | 12181 | 15900 | 1980-01-01 | 2050-12-31
[10 empty] | 4980 | Kimberly Mill:4TB | Kaukauna WI (City of) | 12599 | 19300 | 1968-01-01 | 2050-12-31
| 2016 |  |  | 2016 | 2019 |  | 2017 |  |  | 4981 | Kincaid Generation LLC:1 | Kincaid Generation LLC | 10659 | 579000 | 1967-06-01 | 2050-12-31 | W
| 2016 |  |  | 2016 | 2019 |  | 2017 |  |  | 4982 | Kincaid Generation LLC:2 | Kincaid Generation LLC | 10652 | 579000 | 1968-06-01 | 2050-12-31 | W
[10 empty] | 4983 | Kinder Morgan Power Jackson Facility:CC1 | AlphaGen Power LLC | 7925 | 564000 | 2002-07-01 | 2050-12-31
[10 empty] | 4984 | Kindred School:IC | Otter Tail Power Co | 10464 | 2000 | 2001-10-01 | 2050-12-31
[10 empty] | 4985 | King & Queen County Landfill:IC1 | INGENCO | 9000 | 300 | 2008-01-15 | 2050-12-31
[10 empty] | 4986 | King & Queen County Landfill:IC10 | INGENCO | 9000 | 300 | 2008-01-15 | 2050-12-31
[10 empty] | 4987 | King & Queen County Landfill:IC11 | INGENCO | 9000 | 300 | 2008-01-15 | 2050-12-31
[10 empty] | 4988 | King & Queen County Landfill:IC12 | INGENCO | 9000 | 300 | 2008-01-15 | 2050-12-31
[10 empty] | 4989 | King & Queen County Landfill:IC13 | INGENCO | 9000 | 300 | 2008-01-15 | 2050-12-31
[10 empty] | 4990 | King & Queen County Landfill:IC14 | INGENCO | 9000 | 300 | 2008-01-15 | 2050-12-31
[10 empty] | 4991 | King & Queen County Landfill:IC15 | INGENCO | 9000 | 300 | 2008-01-15 | 2050-12-31
[10 empty] | 4992 | King & Queen County Landfill:IC16 | INGENCO | 9000 | 300 | 2008-01-15 | 2050-12-31
[10 empty] | 4993 | King & Queen County Landfill:IC17 | INGENCO | 9000 | 300 | 2008-01-15 | 2050-12-31
[10 empty] | 4994 | King & Queen County Landfill:IC18 | INGENCO | 9000 | 300 | 2008-01-15 | 2050-12-31
[10 empty] | 4995 | King & Queen County Landfill:IC19 | INGENCO | 9000 | 300 | 2008-01-15 | 2050-12-31
[10 empty] | 4996 | King & Queen County Landfill:IC2 | INGENCO | 9000 | 300 | 2008-01-15 | 2050-12-31
[10 empty] | 4997 | King & Queen County Landfill:IC20 | INGENCO | 9000 | 300 | 2008-01-15 | 2050-12-31
[10 empty] | 4998 | King & Queen County Landfill:IC21 | INGENCO | 9000 | 300 | 2008-01-15 | 2050-12-31
[10 empty] | 4999 | King & Queen County Landfill:IC22 | INGENCO | 9000 | 300 | 2008-01-15 | 2050-12-31
[10 empty] | 5000 | King & Queen County Landfill:IC23 | INGENCO | 9000 | 300 | 2008-01-15 | 2050-12-31
[10 empty] | 5001 | King & Queen County Landfill:IC24 | INGENCO | 9000 | 300 | 2008-01-15 | 2050-12-31
[10 empty] | 5002 | King & Queen County Landfill:IC25 | INGENCO | 9000 | 300 | 2008-01-15 | 2050-12-31
[10 empty] | 5003 | King & Queen County Landfill:IC26 | INGENCO | 9000 | 300 | 2008-01-15 | 2050-12-31
[10 empty] | 5004 | King & Queen County Landfill:IC27 | INGENCO | 9000 | 300 | 2008-01-15 | 2050-12-31
[10 empty] | 5005 | King & Queen County Landfill:IC28 | INGENCO | 9000 | 300 | 2008-01-15 | 2050-12-31
[10 empty] | 5006 | King & Queen County Landfill:IC29 | INGENCO | 9000 | 300 | 2008-01-15 | 2050-12-31
[10 empty] | 5007 | King & Queen County Landfill:IC3 | INGENCO | 9000 | 300 | 2008-01-15 | 2050-12-31
[10 empty] | 5008 | King & Queen County Landfill:IC30 | INGENCO | 9000 | 300 | 2008-01-15 | 2050-12-31
[10 empty] | 5009 | King & Queen County Landfill:IC31 | INGENCO | 9000 | 300 | 2008-01-15 | 2050-12-31
[10 empty] | 5010 | King & Queen County Landfill:IC32 | INGENCO | 9000 | 300 | 2008-01-15 | 2050-12-31
[10 empty] | 5011 | King & Queen County Landfill:IC33 | INGENCO | 9000 | 300 | 2008-01-15 | 2050-12-31
[10 empty] | 5012 | King & Queen County Landfill:IC34 | INGENCO | 9000 | 300 | 2008-01-15 | 2050-12-31
[10 empty] | 5013 | King & Queen County Landfill:IC35 | INGENCO | 9000 | 300 | 2008-01-15 | 2050-12-31
[10 empty] | 5014 | King & Queen County Landfill:IC36 | INGENCO | 9000 | 300 | 2008-01-15 | 2050-12-31
[10 empty] | 5015 | King & Queen County Landfill:IC4 | INGENCO | 9000 | 300 | 2008-01-15 | 2050-12-31
[10 empty] | 5016 | King & Queen County Landfill:IC5 | INGENCO | 9000 | 300 | 2008-01-15 | 2050-12-31
[10 empty] | 5017 | King & Queen County Landfill:IC6 | INGENCO | 9000 | 300 | 2008-01-15 | 2050-12-31
[10 empty] | 5018 | King & Queen County Landfill:IC7 | INGENCO | 9000 | 300 | 2008-01-15 | 2050-12-31
[10 empty] | 5019 | King & Queen County Landfill:IC8 | INGENCO | 9000 | 300 | 2008-01-15 | 2050-12-31
[10 empty] | 5020 | King & Queen County Landfill:IC9 | INGENCO | 9000 | 300 | 2008-01-15 | 2050-12-31
[10 empty] | 5021 | King George County Landfill:IC1 | Waste Management Inc | 9000 | 2900 | 2010-05-17 | 2050-12-31
[10 empty] | 5022 | King George County Landfill:IC2 | Waste Management Inc | 9000 | 2900 | 2010-05-17 | 2050-12-31
[10 empty] | 5023 | King George County Landfill:IC3 | Waste Management Inc | 9000 | 3100 | 2010-05-17 | 2050-12-31
[10 empty] | 5024 | Kingfisher First Nation:GEN3 | Hydro One Networks Inc | 10742 | 1000 | 1999-01-01 | 2050-12-31
[10 empty] | 5025 | Kingfisher:3 | Kingfisher OK (City of) | 10830 | 2800 | 1965-01-01 | 2050-12-31
[10 empty] | 5026 | Kingfisher:4 | Kingfisher OK (City of) | 11257 | 1200 | 1959-01-01 | 2050-12-31
[10 empty] | 5027 | Kingfisher:5 | Kingfisher OK (City of) | 10688 | 3000 | 1970-01-01 | 2050-12-31
[10 empty] | 5028 | Kingfisher:IC1 | Kingfisher OK (City of) | 11377 | 1000 | 1954-01-01 | 2050-12-31
[10 empty] | 5029 | Kingfisher:IC2 | Kingfisher OK (City of) | 11445 | 600 | 1954-01-01 | 2050-12-31
[10 empty] | 5030 | Kingman:1 | Kingman Municipal Electric Dept | 13429 | 1200 | 1955-09-01 | 2050-12-31
[10 empty] | 5031 | Kingman:2 | Kingman Municipal Electric Dept | 12742 | 1900 | 1962-04-01 | 2050-12-31
[10 empty] | 5032 | Kingman:4 | Kingman Municipal Electric Dept | 11689 | 1900 | 1977-06-01 | 2050-12-31
[10 empty] | 5033 | Kingman:5 | Kingman Municipal Electric Dept | 10453 | 800 | 1953-05-01 | 2050-12-31
[10 empty] | 5034 | Kingman:6 | Kingman Municipal Electric Dept | 10634 | 3400 | 1969-09-01 | 2050-12-31
[10 empty] | 5035 | Kingman:7 | Kingman Municipal Electric Dept | 11162 | 2100 | 1979-11-01 | 2050-12-31
[10 empty] | 5036 | Kingman:8 | Kingman Municipal Electric Dept | 11858 | 2400 | 1984-06-01 | 2050-12-31
[10 empty] | 5037 | Kingman:9 | Kingman Municipal Electric Dept | 8520 | 6300 | 1993-12-01 | 2050-12-31
[10 empty] | 5038 | Kings Falls Hydroelectric:1 | Algonquin Power Systems Inc | 0 | 200 | 1988-10-01 | 2050-12-31
[10 empty] | 5039 | Kings Plaza Shopping Mall Cogeneration:1 | Kings Plaza JV LLC | 10188 | 3200 | 2005-03-21 | 2050-12-31
[10 empty] | 5040 | Kings Plaza Shopping Mall Cogeneration:2 | Kings Plaza JV LLC | 10188 | 3200 | 2005-03-21 | 2050-12-31
[10 empty] | 5041 | Kings Plaza Shopping Mall Cogeneration:3 | Kings Plaza JV LLC | 10188 | 3200 | 2005-03-21 | 2050-12-31
[10 empty] | 5042 | Kings Plaza Shopping Mall Cogeneration:4 | Kings Plaza JV LLC | 10188 | 3200 | 2005-03-21 | 2050-12-31
[10 empty] | 5043 | Kingsbridge Wind:WT 1-22 | EPCOR Generation Inc | 1000 | 39600 | 2006-02-01 | 2050-12-31
[10 empty] | 5044 | Kingsbury:1 | Vermont Group | 0 | 100 | 1984-03-01 | 2050-12-31
[10 empty] | 5045 | Kingsey Falls:GEN1 | Boralex Inc | 13012 | 16000 | 1990-01-01 | 2050-12-31
[10 empty] | 5046 | Kingsey Falls:GEN2 | Boralex Inc | 13012 | 16000 | 1990-01-01 | 2050-12-31
[10 empty] | 5047 | Kingsford:All | Wisconsin Electric Power Co | 0 | 4000 | 1924-05-01 | 2050-12-31
[10 empty] | 5048 | Kingsley:1 | Central Nebraska Public Power & Irrigation District | 0 | 38000 | 1984-11-01 | 2050-12-31
[10 empty] | 5049 | Kingsport Mill:NO1 | Domtar Paper Co LLC Kingsport Mill | 9942 | 46500 | 2006-10-01 | 2050-12-31
[10 empty] | 5050 | Kingston Cogeneration GS:CC | Kingston Cogeneration LP | 7285 | 140000 | 1997-02-09 | 2050-12-31
2016 | 2016 | 2016 |  | 2018 | 2021 |  | 2017 |  |  | 5051 | Kingston:1 | Tennessee Valley Authority | 10501 | 135000 | 1954-02-01 | 2050-12-31 | W
2016 | 2016 | 2016 |  | 2018 | 2021 |  | 2017 |  |  | 5052 | Kingston:2 | Tennessee Valley Authority | 10438 | 135000 | 1954-04-01 | 2050-12-31 | W
2016 | 2016 | 2016 |  | 2018 | 2021 |  | 2017 |  |  | 5053 | Kingston:3 | Tennessee Valley Authority | 10465 | 135000 | 1954-06-01 | 2050-12-31 | W
2016 | 2016 | 2016 |  | 2018 | 2021 |  | 2017 |  |  | 5054 | Kingston:4 | Tennessee Valley Authority | 10461 | 135000 | 1954-07-01 | 2050-12-31 | W
2015 | 2015 | 2015 |  | 2017 | 2021 |  | 2017 |  |  | 5055 | Kingston:5 | Tennessee Valley Authority | 10434 | 177000 | 1955-01-01 | 2050-12-31 | W
2015 | 2015 | 2015 |  | 2017 | 2021 |  | 2017 |  |  | 5056 | Kingston:6 | Tennessee Valley Authority | 10519 | 177000 | 1955-03-01 | 2050-12-31 | W
2016 | 2016 | 2016 |  | 2017 | 2021 |  | 2017 |  |  | 5057 | Kingston:7 | Tennessee Valley Authority | 10528 | 177000 | 1955-05-01 | 2050-12-31 | W
2016 | 2016 | 2016 |  | 2017 | 2021 |  | 2017 |  |  | 5058 | Kingston:8 | Tennessee Valley Authority | 10541 | 177000 | 1955-08-01 | 2050-12-31 | W
2016 | 2016 | 2016 |  | 2017 | 2021 |  | 2017 |  |  | 5059 | Kingston:9 | Tennessee Valley Authority | 10519 | 177000 | 1955-12-01 | 2050-12-31 | W
[10 empty] | 5060 | Kinmundy:1 | AmerenUE | 10918 | 116000 | 2001-04-10 | 2050-12-31
[10 empty] | 5061 | Kinmundy:2 | AmerenUE | 10918 | 116000 | 2001-06-01 | 2050-12-31
[10 empty] | 5062 | Kinneytown New Old:All | Kinneytown Hydro Co Inc | 0 | 2190 | 1986-11-01 | 2050-12-31
[10 empty] | 5063 | Kinsleys Landfill Inc:11 | Kinsleys Landfill Inc | 10000 | 500 | 1985-07-01 | 2050-12-31
[10 empty] | 5064 | Kinsleys Landfill Inc:12 | Kinsleys Landfill Inc | 10000 | 500 | 1985-07-01 | 2050-12-31
[10 empty] | 5065 | Kinsleys Landfill Inc:13 | Kinsleys Landfill Inc | 10000 | 500 | 1985-07-01 | 2050-12-31
[10 empty] | 5066 | Kinsleys Landfill Inc:14 | Kinsleys Landfill Inc | 10000 | 500 | 1985-07-01 | 2050-12-31
|  |  | 2017 |  | 2017 |  | 2017 |  |  | 5067 | Kinston North Carolina Plant:GEN1 | E I DuPont de Nemours & Co | 12325 | 8000 | 1952-01-01 | 2050-12-31 | E
|  |  | 2017 |  | 2017 |  | 2017 |  |  | 5068 | Kinston North Carolina Plant:GEN2 | E I DuPont de Nemours & Co | 12325 | 8000 | 1952-01-01 | 2050-12-31 | E
[10 empty] | 5069 | Kipling GS:HY 1-2 | Ontario Power Generation Inc | 0 | 142000 | 1966-01-01 | 2050-12-31
[10 empty] | 5070 | Kirkland Lake:CC | Kirkland Lake Power Corp | 7981 | 111000 | 1990-02-09 | 2050-12-31
[10 empty] | 5071 | Kirkland Lake:GT6 | Northland Resources Co | 9500 | 30000 | 2004-08-18 | 2050-12-31
[10 empty] | 5072 | Kirksville:1 | AmerenUE | 14952 | 13000 | 1967-12-01 | 2050-12-31
[10 empty] | 5073 | Kitty Hawk:GT1 | Virginia Electric & Power Co | 16974 | 15000 | 1971-03-01 | 2050-12-31
[10 empty] | 5074 | Kitty Hawk:GT2 | Virginia Electric & Power Co | 16974 | 16000 | 1971-06-01 | 2050-12-31
[10 empty] | 5075 | Kleber:All | Tower Kleber LP | 0 | 1200 | 1949-01-01 | 2050-12-31
[10 empty] | 5076 | Kleen Energy Project:CC | Kleen Energy Systems LLC | 6900 | 560000 | 2011-04-01 | 2050-12-31
[10 empty] | 5077 | Klein Tools Inc Chicago:17 | Klein Tools Inc | 10895 | 1500 | 1986-12-01 | 2050-12-31
|  |  | 2017 |  | 2017 |  | 2017 |  |  | 5078 | Kline Township Cogeneration Facility:GEN1 | Northeastern Power Co | 10000 | 50000 | 1989-07-01 | 2050-12-31 | E
[10 empty] | 5079 | KMS Crossroads:DG 1 | KMS Crossroads Inc | 10871 | 230 | 1988-01-01 | 2050-12-31
[10 empty] | 5080 | KMS Crossroads:DG 3 | KMS Crossroads Inc | 10871 | 1700 | 1988-01-01 | 2050-12-31
[10 empty] | 5081 | KMS Crossroads:TG 4 | KMS Crossroads Inc | 11942 | 7000 | 1996-06-01 | 2050-12-31
[10 empty] | 5082 | Knife Falls:All | ALLETE Inc | 0 | 1900 | 1922-01-01 | 2050-12-31
[10 empty] | 5083 | Knight Solar:PV | Rod Knight | 1000 | 5 | 2008-02-18 | 2050-12-31
[10 empty] | 5084 | Knox Lee:2 | Southwestern Electric Power Co | 12588 | 31000 | 1950-12-01 | 2050-12-31
[10 empty] | 5085 | Knox Lee:3 | Southwestern Electric Power Co | 12588 | 32000 | 1952-06-01 | 2050-12-31
[10 empty] | 5086 | Knox Lee:4 | Southwestern Electric Power Co | 12182 | 79000 | 1956-03-01 | 2050-12-31
[10 empty] | 5087 | Knox Lee:5 | Southwestern Electric Power Co | 10290 | 346000 | 1974-04-01 | 2050-12-31
[10 empty] | 5088 | Knox Worde Solar:PV | Knox Worde | 1000 | 2 | 2008-10-15 | 2050-12-31
[10 empty] | 5089 | Knoxville Industrial:All | MidAmerican Energy Co | 10510 | 16000 | 2000-04-18 | 2050-12-31
[10 empty] | 5090 | Koda Energy:ST | Koda Energy | 11000 | 20300 | 2009-02-23 | 2050-12-31
|  |  | 2017 |  | 2017 |  | 2017 |  |  | 5091 | Kodak Park Site:13TG | Eastman Kodak Co | 12347 | 10400 | 1948-05-01 | 2050-12-31 | E
|  |  | 2017 |  | 2017 |  | 2017 |  |  | 5092 | Kodak Park Site:14TG | Eastman Kodak Co | 12345 | 10400 | 1948-07-01 | 2050-12-31 | E
|  |  | 2017 |  | 2017 |  | 2017 |  |  | 5093 | Kodak Park Site:15TG | Eastman Kodak Co | 12187 | 17500 | 1956-10-01 | 2050-12-31 | E
[10 empty] | 5094 | Kodak Park Site:16TG | Eastman Kodak Co | 12744 | 25600 | 1972-10-01 | 2050-12-31
|  |  | 2017 |  | 2017 |  | 2017 |  |  | 5095 | Kodak Park Site:17TG | Eastman Kodak Co | 12056 | 15000 | 1968-12-01 | 2050-12-31 | E
|  |  | 2017 |  | 2017 |  | 2017 |  |  | 5096 | Kodak Park Site:22TG | Eastman Kodak Co | 12253 | 12500 | 1954-08-01 | 2050-12-31 | E
|  |  | 2017 |  | 2017 |  | 2017 |  |  | 5097 | Kodak Park Site:41TG | Eastman Kodak Co | 12029 | 25600 | 1964-05-01 | 2050-12-31 | E
|  |  | 2017 |  | 2017 |  | 2017 |  |  | 5098 | Kodak Park Site:42TG | Eastman Kodak Co | 11989 | 25600 | 1967-08-01 | 2050-12-31 | E
|  |  | 2017 |  | 2017 |  | 2017 |  |  | 5099 | Kodak Park Site:43TG | Eastman Kodak Co | 11968 | 25600 | 1969-04-01 | 2050-12-31 | E
|  |  | 2017 |  | 2017 |  | 2017 |  |  | 5100 | Kodak Park Site:44TG | Eastman Kodak Co | 11742 | 25600 | 1987-08-01 | 2050-12-31 | E
[10 empty] | 5101 | Kodak Park Site:KPR1 | Eastman Kodak Co | 0 | 400 | 1957-06-01 | 2050-12-31
[10 empty] | 5102 | Koopers Susquehanna Plant (PA):GEN1 | Koppers Inc (Susquehanna) | 12404 | 12000 | 1988-06-01 | 2050-12-31
[10 empty] | 5103 | Kosterville Power Plant:All | Northbrook Lyons Falls LLC | 0 | 1000 | 1955-05-01 | 2050-12-31
|  |  | 2017 |  | 2017 |  | 2017 |  |  | 5104 | Kraft:2 | Georgia Power Co | 10242 | 52000 | 1961-05-01 | 2050-12-31 | E
|  |  | 2017 |  | 2017 |  | 2017 |  |  | 5105 | Kraft:3 | Georgia Power Co | 10317 | 101000 | 1965-05-01 | 2050-12-31 | E
|  |  | 2017 |  | 2017 |  | 2017 |  |  | 5106 | Kraft:4 | Georgia Power Co | 9164 | 115000 | 1972-03-01 | 2050-12-31 | E
[10 empty] | 5107 | Kraft:PWA | Georgia Power Co | 14224 | 17000 | 1969-06-01 | 2050-12-31
|  |  | 2017 |  | 2017 |  | 2017 |  |  | 5108 | Kraft:ST1 | Georgia Power Co | 10182 | 48000 | 1958-07-01 | 2050-12-31 | E
[10 empty] | 5109 | Kruger Brompton Mill:ST | Kruger Inc | 9946 | 23000 | 2007-07-01 | 2050-12-31
[10 empty] | 5110 | Kruger Energy Chatham Wind Project:WT1 40 | Kruger Inc | 1000 | 103400 | 2008-09-23 | 2050-12-31
[10 empty] | 5111 | Kruger Energy Chatham Wind Project:WT45 84 | Kruger Inc | 1000 | 92000 | 2010-10-31 | 2050-12-31
[10 empty] | 5112 | Kruger Energy Chatham Wind Project:WT85 88 | Kruger Inc | 1000 | 9200 | 2010-10-31 | 2050-12-31
[10 empty] | 5113 | Kuehne Solar:PV | Herbert J Kuehne | 1000 | 4 | 2008-06-01 | 2050-12-31
[10 empty] | 5114 | Kuiper GS:1 | Ontario Power Generation Inc | 0 | 900 | 1990-01-01 | 2050-12-31
|  |  | 2017 |  | 2017 |  | 2017 |  |  | 5115 | Kyger Creek:1 | Ohio Valley Electric Corp | 9594 | 200000 | 1955-02-01 | 2050-12-31 | E
|  |  | 2017 |  | 2017 |  | 2017 |  |  | 5116 | Kyger Creek:2 | Ohio Valley Electric Corp | 9595 | 198200 | 1955-06-01 | 2050-12-31 | E
|  |  | 2017 |  | 2017 |  | 2017 |  |  | 5117 | Kyger Creek:3 | Ohio Valley Electric Corp | 9539 | 198200 | 1955-09-01 | 2050-12-31 | E
|  |  | 2017 |  | 2017 |  | 2017 |  |  | 5118 | Kyger Creek:4 | Ohio Valley Electric Corp | 9608 | 198200 | 1955-11-01 | 2050-12-31 | E
|  |  | 2017 |  | 2017 |  | 2017 |  |  | 5119 | Kyger Creek:5 | Ohio Valley Electric Corp | 9588 | 198200 | 1955-12-01 | 2050-12-31 | E
[10 empty] | 5120 | L Energia Facility:CC | Lowell Power LLC | 7566 | 74638 | 1992-10-01 | 2050-12-31
[10 empty] | 5121 | L J Trust:WT1 | LJ Trust LLC | 1000 | 1800 | 2003-12-01 | 2050-12-31
[10 empty] | 5122 | L L Wilkins:7 | Clarksdale Water & Light Dept | 15000 | 7500 | 1961-10-01 | 2050-12-31
[10 empty] | 5123 | L L Wilkins:9 | Clarksdale Water & Light Dept | 9100 | 22000 | 1971-10-01 | 2050-12-31
[10 empty] | 5124 | L L Wilkins:CC | Clarksdale Water & Light Dept | 7972 | 20000 | 1996-10-01 | 2050-12-31
[10 empty] | 5125 | L Street:GT1 | Sithe New England Holdings LLC | 13620 | 11850 | 1966-09-01 | 2050-12-31
|  |  | 2017 |  | 2017 |  | 2017 |  |  | 5126 | L V Sutton:1 | Progress Energy Carolinas | 11177 | 93000 | 1954-08-01 | 2013-12-31 | E
|  |  | 2017 |  | 2017 |  | 2017 |  |  | 5127 | L V Sutton:2 | Progress Energy Carolinas | 11107 | 104000 | 1955-05-01 | 2013-12-31 | E
|  |  | 2017 |  | 2017 |  | 2017 |  |  | 5128 | L V Sutton:3 | Progress Energy Carolinas | 9302 | 403000 | 1972-06-01 | 2013-12-31 | E
[10 empty] | 5129 | L V Sutton:GT1 | Progress Energy Carolinas | 15971 | 11000 | 1968-02-01 | 2050-12-31
[10 empty] | 5130 | L V Sutton:GTA | Progress Energy Carolinas | 16092 | 24000 | 1969-06-01 | 2050-12-31
[10 empty] | 5131 | L V Sutton:GTB | Progress Energy Carolinas | 13560 | 24000 | 1969-05-01 | 2050-12-31
[10 empty] | 5132 | La Citiere:51 | Hydro Quebec | 12991 | 65000 | 1980-01-01 | 2050-12-31
[10 empty] | 5133 | La Citiere:52 | Hydro Quebec | 13014 | 65000 | 1979-11-01 | 2050-12-31
[10 empty] | 5134 | La Citiere:53 | Hydro Quebec | 13024 | 65000 | 1979-10-01 | 2050-12-31
[10 empty] | 5135 | La Citiere:54 | Hydro Quebec | 13024 | 65000 | 1979-10-01 | 2050-12-31
[10 empty] | 5136 | La Crosse:All | La Crosse KS (City of) | 13100 | 4600 | 1962-11-01 | 2050-12-31
| 2016 |  |  | 2016 | 2017 |  | 2017 |  |  | 5137 | La Cygne:1 | Kansas Gas & Electric Co | 9888 | 736000 | 1973-06-01 | 2050-12-31 | W
| 2016 |  |  | 2016 | 2018 |  | 2017 |  |  | 5138 | La Cygne:2 | Kansas Gas & Electric Co | 10561 | 682000 | 1977-05-01 | 2050-12-31 | W
[10 empty] | 5139 | La Farge:2A | La Farge Municipal Electric Co | 10824 | 1500 | 1990-10-01 | 2050-12-31
[10 empty] | 5140 | La Gabelle:1 | Hydro Quebec | 0 | 25680 | 1972-05-01 | 2050-12-31
[10 empty] | 5141 | La Gabelle:2 | Hydro Quebec | 0 | 25680 | 1975-04-01 | 2050-12-31
[10 empty] | 5142 | La Gabelle:3 | Hydro Quebec | 0 | 25680 | 1970-04-01 | 2050-12-31
[10 empty] | 5143 | La Gabelle:4 | Hydro Quebec | 0 | 25680 | 1973-02-01 | 2050-12-31
[10 empty] | 5144 | La Gabelle:5 | Hydro Quebec | 0 | 25680 | 1971-04-01 | 2050-12-31
[10 empty] | 5145 | La Grande 1:1 | Hydro Quebec | 0 | 110100 | 1994-03-01 | 2050-12-31
[10 empty] | 5146 | La Grande 1:10 | Hydro Quebec | 0 | 110100 | 1995-06-01 | 2050-12-31
[10 empty] | 5147 | La Grande 1:11 | Hydro Quebec | 0 | 110100 | 1995-08-01 | 2050-12-31
[10 empty] | 5148 | La Grande 1:12 | Hydro Quebec | 0 | 110100 | 1995-09-01 | 2050-12-31
[10 empty] | 5149 | La Grande 1:2 | Hydro Quebec | 0 | 110100 | 1994-05-01 | 2050-12-31
[10 empty] | 5150 | La Grande 1:3 | Hydro Quebec | 0 | 110100 | 1994-07-01 | 2050-12-31
[10 empty] | 5151 | La Grande 1:4 | Hydro Quebec | 0 | 110100 | 1994-09-01 | 2050-12-31
[10 empty] | 5152 | La Grande 1:5 | Hydro Quebec | 0 | 110100 | 1994-10-01 | 2050-12-31
[10 empty] | 5153 | La Grande 1:6 | Hydro Quebec | 0 | 110100 | 1994-12-01 | 2050-12-31
[10 empty] | 5154 | La Grande 1:7 | Hydro Quebec | 0 | 110100 | 1995-02-01 | 2050-12-31
[10 empty] | 5155 | La Grande 1:8 | Hydro Quebec | 0 | 110100 | 1995-03-01 | 2050-12-31
[10 empty] | 5156 | La Grande 1:9 | Hydro Quebec | 0 | 110100 | 1995-05-01 | 2050-12-31
[10 empty] | 5157 | La Grande 2A:21 | Hydro Quebec | 0 | 328560 | 1991-11-01 | 2050-12-31
[10 empty] | 5158 | La Grande 2A:22 | Hydro Quebec | 0 | 328560 | 1991-12-01 | 2050-12-31
[10 empty] | 5159 | La Grande 2A:23 | Hydro Quebec | 0 | 328560 | 1992-02-01 | 2050-12-31
[10 empty] | 5160 | La Grande 2A:24 | Hydro Quebec | 0 | 328560 | 1992-03-01 | 2050-12-31
[10 empty] | 5161 | La Grande 2A:25 | Hydro Quebec | 0 | 328560 | 1992-08-01 | 2050-12-31
[10 empty] | 5162 | La Grande 2A:26 | Hydro Quebec | 0 | 328560 | 1992-11-01 | 2050-12-31
[10 empty] | 5163 | La Grande 3:1 | Hydro Quebec | 0 | 201780 | 1982-09-01 | 2050-12-31
[10 empty] | 5164 | La Grande 3:10 | Hydro Quebec | 0 | 201780 | 1983-12-01 | 2050-12-31
[10 empty] | 5165 | La Grande 3:11 | Hydro Quebec | 0 | 201780 | 1984-03-01 | 2050-12-31
[10 empty] | 5166 | La Grande 3:12 | Hydro Quebec | 0 | 201780 | 1984-01-01 | 2050-12-31
[10 empty] | 5167 | La Grande 3:2 | Hydro Quebec | 0 | 201780 | 1982-08-01 | 2050-12-31
[10 empty] | 5168 | La Grande 3:3 | Hydro Quebec | 0 | 201780 | 1982-12-01 | 2050-12-31
[10 empty] | 5169 | La Grande 3:4 | Hydro Quebec | 0 | 201780 | 1983-03-01 | 2050-12-31
[10 empty] | 5170 | La Grande 3:5 | Hydro Quebec | 0 | 201780 | 1983-03-01 | 2050-12-31
[10 empty] | 5171 | La Grande 3:6 | Hydro Quebec | 0 | 201780 | 1983-07-01 | 2050-12-31
[10 empty] | 5172 | La Grande 3:7 | Hydro Quebec | 0 | 201780 | 1983-09-01 | 2050-12-31
[10 empty] | 5173 | La Grande 3:8 | Hydro Quebec | 0 | 201780 | 1983-11-01 | 2050-12-31
[10 empty] | 5174 | La Grande 3:9 | Hydro Quebec | 0 | 201780 | 1983-12-01 | 2050-12-31
[10 empty] | 5175 | La Grande 4:1 | Hydro Quebec | 0 | 294110 | 1984-04-01 | 2050-12-31
[10 empty] | 5176 | La Grande 4:2 | Hydro Quebec | 0 | 294110 | 1984-06-01 | 2050-12-31
[10 empty] | 5177 | La Grande 4:3 | Hydro Quebec | 0 | 294110 | 1984-07-01 | 2050-12-31
[10 empty] | 5178 | La Grande 4:4 | Hydro Quebec | 0 | 294110 | 1984-09-01 | 2050-12-31
[10 empty] | 5179 | La Grande 4:5 | Hydro Quebec | 0 | 294110 | 1984-10-01 | 2050-12-31
[10 empty] | 5180 | La Grande 4:6 | Hydro Quebec | 0 | 294110 | 1984-11-01 | 2050-12-31
[10 empty] | 5181 | La Grande 4:7 | Hydro Quebec | 0 | 294110 | 1986-01-01 | 2050-12-31
[10 empty] | 5182 | La Grande 4:8 | Hydro Quebec | 0 | 294110 | 1986-01-01 | 2050-12-31
[10 empty] | 5183 | La Grande 4:9 | Hydro Quebec | 0 | 294110 | 1986-03-01 | 2050-12-31
[10 empty] | 5184 | La Plata:All | La Plata MO (City of) | 12500 | 3500 | 1990-04-01 | 2050-12-31
[10 empty] | 5185 | La Porte:All | La Porte City Utilities | 10000 | 5300 | 1963-10-01 | 2050-12-31
[10 empty] | 5186 | La Romaine:HY2 | Hydro Quebec | 0 | 640000 | 2014-12-31 | 2050-12-31
[10 empty] | 5187 | La Tuque:1 | Hydro Quebec | 0 | 38800 | 1992-10-01 | 2050-12-31
[10 empty] | 5188 | La Tuque:2 | Hydro Quebec | 0 | 38800 | 1940-09-01 | 2050-12-31
[10 empty] | 5189 | La Tuque:3 | Hydro Quebec | 0 | 38800 | 1984-08-01 | 2050-12-31
[10 empty] | 5190 | La Tuque:4 | Hydro Quebec | 0 | 38800 | 1985-08-01 | 2050-12-31
[10 empty] | 5191 | La Tuque:5 | Hydro Quebec | 0 | 38800 | 1993-11-01 | 2050-12-31
[10 empty] | 5192 | La Tuque:6 | Hydro Quebec | 0 | 38800 | 1955-08-01 | 2050-12-31
| 2016 |  |  | 2016 | 2018 |  | 2017 |  |  | 5193 | Labadie:1 | AmerenUE | 9845 | 605000 | 1970-06-01 | 2050-12-31 | W
| 2016 |  |  | 2016 | 2019 |  | 2017 |  |  | 5194 | Labadie:2 | AmerenUE | 9734 | 594000 | 1971-06-01 | 2050-12-31 | W
| 2016 |  |  | 2016 | 2018 |  | 2017 |  |  | 5195 | Labadie:3 | AmerenUE | 9377 | 603000 | 1972-08-01 | 2050-12-31 | W
| 2016 |  |  | 2016 | 2018 |  | 2017 |  |  | 5196 | Labadie:4 | AmerenUE | 10001 | 604000 | 1973-08-01 | 2050-12-31 | W
[10 empty] | 5197 | Labarge:All | Cameron Gas & Electric Co | 0 | 800 | 1980-01-01 | 2050-12-31
[10 empty] | 5198 | Lac Brochet Station:All | Manitoba Hydro Electric | 10961 | 1450 | 1999-08-02 | 2050-12-31
[10 empty] | 5199 | Lac Courte Oreilles Hydro:U2 | Lco Hydro | 0 | 1520 | 1986-12-01 | 2050-12-31
[10 empty] | 5200 | Lac Qui Parle Valley:1 | Lac Qui Parle High School | 1000 | 230 | 1997-01-01 | 2050-12-31
[10 empty] | 5201 | Lac Robertson:1 | Hydro Quebec | 0 | 21000 | 1995-01-01 | 2050-12-31
[10 empty] | 5202 | Lachanaie:GEN1 | Bfi Canada Inc | 10000 | 925 | 1996-01-01 | 2050-12-31
[10 empty] | 5203 | Lachanaie:GEN2 | Bfi Canada Inc | 10000 | 925 | 1996-01-01 | 2050-12-31
[10 empty] | 5204 | Lachanaie:GEN3 | Bfi Canada Inc | 10000 | 925 | 1996-01-01 | 2050-12-31
[10 empty] | 5205 | Lachanaie:GEN4 | Bfi Canada Inc | 10000 | 925 | 1996-01-01 | 2050-12-31
[10 empty] | 5206 | Lachute Landfill:IC1 | Lidya Energy Inc | 9000 | 1425 | 2008-03-01 | 2050-12-31
[10 empty] | 5207 | Lachute Landfill:IC2 | Lidya Energy Inc | 9000 | 1425 | 2008-03-01 | 2050-12-31
[10 empty] | 5208 | Lachute Landfill:IC3 | Lidya Energy Inc | 9000 | 1425 | 2008-03-01 | 2050-12-31
[10 empty] | 5209 | Lachute Landfill:IC4 | Lidya Energy Inc | 9000 | 1425 | 2008-03-01 | 2050-12-31
[10 empty] | 5210 | Lachute Landfill:IC5 | Lidya Energy Inc | 9000 | 1425 | 2008-03-01 | 2050-12-31
[10 empty] | 5211 | Lachute Landfill:IC6 | Lidya Energy Inc | 9000 | 1425 | 2008-03-01 | 2050-12-31
[10 empty] | 5212 | Lachute Landfill:IC7 | Lidya Energy Inc | 9000 | 1425 | 2008-03-01 | 2050-12-31
[10 empty] | 5213 | Ladds Mill:1 | Vermont Group | 0 | 200 | 1986-10-01 | 2050-12-31
[10 empty] | 5214 | Ladysmith Hydro:All | Northern States Power Co (Wisconsin) | 0 | 2860 | 1940-01-03 | 2050-12-31
[10 empty] | 5215 | Ladysmith:1 | Virginia Electric & Power Co | 10598 | 151000 | 2001-05-31 | 2050-12-31
[10 empty] | 5216 | Ladysmith:2 | Virginia Electric & Power Co | 10598 | 151000 | 2001-05-31 | 2050-12-31
[10 empty] | 5217 | Ladysmith:3 | Virginia Electric & Power Co | 10689 | 161000 | 2008-08-13 | 2050-12-31
[10 empty] | 5218 | Ladysmith:4 | Virginia Electric & Power Co | 10740 | 160000 | 2008-08-13 | 2050-12-31
[10 empty] | 5219 | Ladysmith:5 | Virginia Electric & Power Co | 10598 | 160000 | 2009-04-30 | 2050-12-31
2017 | 2017 | 2017 |  | 2021 | 2021 |  | 2017 |  |  | 5220 | Lafarge Corp Alpena:GE10 | Lafarge North America Inc | 11777 | 3200 | 1999-02-01 | 2050-12-31 | W
2017 | 2017 | 2017 |  | 2021 | 2021 |  | 2017 |  |  | 5221 | Lafarge Corp Alpena:GEN6 | Lafarge North America Inc | 12289 | 12000 | 1952-01-01 | 2050-12-31 | W
2017 | 2017 | 2017 |  | 2021 | 2021 |  | 2017 |  |  | 5222 | Lafarge Corp Alpena:GEN7 | Lafarge North America Inc | 12268 | 10000 | 1955-01-01 | 2050-12-31 | W
2017 | 2017 | 2017 |  | 2021 | 2021 |  | 2017 |  |  | 5223 | Lafarge Corp Alpena:GEN8 | Lafarge North America Inc | 11812 | 11000 | 1991-04-01 | 2050-12-31 | W
2017 | 2017 | 2017 |  | 2021 | 2021 |  | 2017 |  |  | 5224 | Lafarge Corp Alpena:GEN9 | Lafarge North America Inc | 11775 | 11000 | 1994-04-01 | 2050-12-31 | W
[10 empty] | 5225 | Lafayette Energy Partners LP:HA1 | Lafayette Energy Partners LP | 10000 | 500 | 1990-07-01 | 2050-12-31
[10 empty] | 5226 | Lafayette Energy Partners LP:HA2 | Lafayette Energy Partners LP | 10000 | 500 | 1990-07-01 | 2050-12-31
[10 empty] | 5227 | Laforge 1:11 | Hydro Quebec | 0 | 138360 | 1993-10-01 | 2050-12-31
[10 empty] | 5228 | Laforge 1:12 | Hydro Quebec | 0 | 138360 | 1993-12-01 | 2050-12-31
[10 empty] | 5229 | Laforge 1:13 | Hydro Quebec | 0 | 138360 | 1994-06-01 | 2050-12-31
[10 empty] | 5230 | Laforge 1:14 | Hydro Quebec | 0 | 138360 | 1994-08-01 | 2050-12-31
[10 empty] | 5231 | Laforge 1:15 | Hydro Quebec | 0 | 138360 | 1994-09-01 | 2050-12-31
[10 empty] | 5232 | Laforge 1:16 | Hydro Quebec | 0 | 138360 | 1994-11-01 | 2050-12-31
[10 empty] | 5233 | Laforge 2:1 | Hydro Quebec | 0 | 150300 | 1996-09-01 | 2050-12-31
[10 empty] | 5234 | Laforge 2:2 | Hydro Quebec | 0 | 150300 | 1996-09-01 | 2050-12-31
[10 empty] | 5235 | Lagoon Creek:CC | Tennessee Valley Authority | 7098 | 600000 | 2010-09-01 | 2050-12-31
[10 empty] | 5236 | Lagoon Creek:GT1 | Tennessee Valley Authority | 11793 | 78800 | 2001-07-01 | 2050-12-31
[10 empty] | 5237 | Lagoon Creek:GT10 | Tennessee Valley Authority | 11807 | 77600 | 2002-07-30 | 2050-12-31
[10 empty] | 5238 | Lagoon Creek:GT11 | Tennessee Valley Authority | 11793 | 77600 | 2002-07-30 | 2050-12-31
[10 empty] | 5239 | Lagoon Creek:GT12 | Tennessee Valley Authority | 11865 | 77600 | 2002-07-30 | 2050-12-31
[10 empty] | 5240 | Lagoon Creek:GT2 | Tennessee Valley Authority | 11793 | 78800 | 2001-07-01 | 2050-12-31
[10 empty] | 5241 | Lagoon Creek:GT3 | Tennessee Valley Authority | 12158 | 78800 | 2001-07-01 | 2050-12-31
[10 empty] | 5242 | Lagoon Creek:GT4 | Tennessee Valley Authority | 11831 | 78800 | 2001-07-01 | 2050-12-31
[10 empty] | 5243 | Lagoon Creek:GT5 | Tennessee Valley Authority | 11810 | 78800 | 2001-07-01 | 2050-12-31
[10 empty] | 5244 | Lagoon Creek:GT6 | Tennessee Valley Authority | 11964 | 78800 | 2001-07-01 | 2050-12-31
[10 empty] | 5245 | Lagoon Creek:GT7 | Tennessee Valley Authority | 11943 | 78800 | 2001-07-01 | 2050-12-31
[10 empty] | 5246 | Lagoon Creek:GT8 | Tennessee Valley Authority | 11793 | 78800 | 2001-07-01 | 2050-12-31
[10 empty] | 5247 | Lagoon Creek:GT9 | Tennessee Valley Authority | 11793 | 77600 | 2002-07-30 | 2050-12-31
[10 empty] | 5248 | Lake Benton I:WT1 143 | AES Corp (The) | 1000 | 107200 | 1998-02-01 | 2050-12-31
[10 empty] | 5249 | Lake Benton II:EXIS | Lake Benton Power Partners II LLC | 1000 | 103500 | 1999-06-30 | 2050-12-31
[10 empty] | 5250 | Lake Catherine:1 | Entergy Arkansas Inc | 10000 | 47000 | 1950-04-01 | 2050-12-31
[10 empty] | 5251 | Lake Catherine:2 | Entergy Arkansas Inc | 10000 | 45000 | 1950-08-01 | 2050-12-31
[10 empty] | 5252 | Lake Catherine:3 | Entergy Arkansas Inc | 12208 | 96000 | 1953-04-01 | 2050-12-31
[10 empty] | 5253 | Lake Catherine:4 | Entergy Arkansas Inc | 9983 | 532000 | 1970-04-01 | 2050-12-31
[10 empty] | 5254 | Lake Cogeneration Ltd:CC | Lake Cogeneration Ltd | 8595 | 121000 | 1993-04-01 | 2050-12-31
[10 empty] | 5255 | Lake County:GEN1 | Covanta Lake Inc | 12107 | 12500 | 1990-09-01 | 2050-12-31
[10 empty] | 5256 | Lake Crystal:All | Lake Crystal MN (City of) | 14002 | 5800 | 1952-05-01 | 2050-12-31
[10 empty] | 5257 | Lake Flower:1 | Saranac Lake NY (City of) | 0 | 20 | 1996-12-01 | 2050-12-31
[10 empty] | 5258 | Lake Gas Recovery:GEN1 | Bio Energy Partners | 13000 | 2900 | 1988-08-01 | 2050-12-31
[10 empty] | 5259 | Lake Gas Recovery:GEN2 | Bio Energy Partners | 10000 | 2900 | 1993-08-01 | 2050-12-31
[10 empty] | 5260 | Lake Gas Recovery:GEN3 | Bio Energy Partners | 10000 | 2900 | 1993-08-01 | 2050-12-31
[10 empty] | 5261 | Lake Huron Wind Project:WT1 5 | Huron Wind | 1000 | 9000 | 2002-11-29 | 2050-12-31
[10 empty] | 5262 | Lake Lure:All | Lake Lure (Town of) | 0 | 3600 | 1927-01-03 | 2050-12-31
[10 empty] | 5263 | Lake Lynn:All | Allegheny Energy Supply Co LLC | 0 | 52000 | 1926-09-01 | 2050-12-31
[10 empty] | 5264 | Lake Mills Gas Recovery:IC1 | Waste Management Inc | 9000 | 800 | 2006-03-23 | 2050-12-31
[10 empty] | 5265 | Lake Mills Gas Recovery:IC2 | Waste Management Inc | 9000 | 800 | 2006-03-23 | 2050-12-31
[10 empty] | 5266 | Lake Mills Gas Recovery:IC3 | Waste Management Inc | 9000 | 800 | 2006-03-23 | 2050-12-31
[10 empty] | 5267 | Lake Mills Gas Recovery:IC4 | Waste Management Inc | 9000 | 800 | 2006-03-23 | 2050-12-31
[10 empty] | 5268 | Lake Mills Gas Recovery:IC5 | Waste Management Inc | 9000 | 800 | 2006-03-23 | 2050-12-31
[10 empty] | 5269 | Lake Mills Gas Recovery:IC6 | Waste Management Inc | 9000 | 800 | 2006-03-23 | 2050-12-31
[10 empty] | 5270 | Lake Mills:All | Lake Mills IA (City of) | 10806 | 18500 | 1969-01-01 | 2050-12-31
[10 empty] | 5271 | Lake Park:3 | Lake Park Municipal Utilities | 10419 | 2000 | 2005-04-01 | 2050-12-31
[10 empty] | 5272 | Lake Park:G2 | Lake Park Municipal Utilities | 10417 | 2000 | 2005-05-01 | 2050-12-31
[10 empty] | 5273 | Lake Preston:1A | Otter Tail Power Co | 14000 | 21900 | 1978-06-01 | 2050-12-31
[10 empty] | 5274 | Lake Road (MO):1 | KCP&L Greater Missouri Operations Co | 11900 | 21700 | 1950-07-01 | 2050-12-31
[10 empty] | 5275 | Lake Road (MO):2 | KCP&L Greater Missouri Operations Co | 16200 | 27300 | 1958-08-01 | 2050-12-31
[10 empty] | 5276 | Lake Road (MO):3 | KCP&L Greater Missouri Operations Co | 12903 | 11200 | 1962-06-01 | 2050-12-31
2016 | 2016 | 2016 |  | 2019 | 2021 |  | 2017 |  |  | 5277 | Lake Road (MO):4 | KCP&L Greater Missouri Operations Co | 11108 | 97400 | 1966-08-01 | 2050-12-31 | W
[10 empty] | 5278 | Lake Road (MO):5 | KCP&L Greater Missouri Operations Co | 14000 | 68500 | 1974-03-01 | 2050-12-31
[10 empty] | 5279 | Lake Road (MO):6 | KCP&L Greater Missouri Operations Co | 13595 | 21000 | 1989-05-01 | 2050-12-31
[10 empty] | 5280 | Lake Road (MO):7 | KCP&L Greater Missouri Operations Co | 13595 | 21700 | 1990-12-01 | 2050-12-31
[10 empty] | 5281 | Lake Road Generating Plant:U1 | Lake Road Generating Co LP | 7674 | 245792 | 2002-03-01 | 2050-12-31
[10 empty] | 5282 | Lake Road Generating Plant:U2 | Lake Road Generating Co LP | 7674 | 251213 | 2002-03-01 | 2050-12-31
[10 empty] | 5283 | Lake Road Generating Plant:U3 | Lake Road Generating Co LP | 7674 | 248198 | 2002-06-14 | 2050-12-31
2015 | 2015 | 2015 |  | 2017 | 2020 |  | 2017 |  |  | 5284 | Lake Shore:18 | FirstEnergy Generation Corp | 10791 | 245000 | 1962-06-01 | 2050-12-31 | W
[10 empty] | 5285 | Lake Shore:All | FirstEnergy Generation Corp | 10500 | 4000 | 1966-06-01 | 2050-12-31
[10 empty] | 5286 | Lake Superior Power:CC | Lake Superior Power | 7481 | 120100 | 1994-12-01 | 2050-12-31
[10 empty] | 5287 | Lake Zumbro Hydro:All | Rochester Dept Public Utilities | 0 | 2600 | 1984-09-01 | 2050-12-31
[10 empty] | 5288 | Lakefield Generating Station:1 | Ontario Power Generation Inc | 0 | 1900 | 1928-06-01 | 2050-12-31
[10 empty] | 5289 | Lakefield Junction:1 | Great River Energy | 11866 | 84300 | 2001-07-18 | 2050-12-31
[10 empty] | 5290 | Lakefield Junction:2 | Great River Energy | 11866 | 83400 | 2001-07-18 | 2050-12-31
[10 empty] | 5291 | Lakefield Junction:3 | Great River Energy | 11866 | 82700 | 2001-07-18 | 2050-12-31
[10 empty] | 5292 | Lakefield Junction:4 | Great River Energy | 11866 | 81300 | 2001-07-18 | 2050-12-31
[10 empty] | 5293 | Lakefield Junction:5 | Great River Energy | 11866 | 83000 | 2001-07-18 | 2050-12-31
[10 empty] | 5294 | Lakefield Junction:6 | Great River Energy | 11866 | 84900 | 2001-07-18 | 2050-12-31
[10 empty] | 5295 | Lakefield Junction:7 | Great River Energy | 10474 | 2000 | 2002-04-01 | 2050-12-31
[10 empty] | 5296 | Lakefield Utilities:All | Lakefield MN (City of) | 11012 | 3000 | 1985-02-01 | 2050-12-31
[10 empty] | 5297 | Lakefield Wind Project:WT1 134 | Lakefield Wind Project LLC | 1000 | 201000 | 2010-12-31 | 2050-12-31
[10 empty] | 5298 | Lakeland Center:PV1 | SunE Lakeland Center LLC | 1000 | 200 | 2010-03-31 | 2050-12-31
[10 empty] | 5299 | Lakeport Dam:1 | Northeast Utilities | 0 | 300 | 1983-12-01 | 2050-12-31
[10 empty] | 5300 | Lakes Region Pellets:ST | Lakes Region Pellets LLC | 10583 | 5000 | 2003-01-01 | 2050-12-31
[10 empty] | 5301 | Lakeside:All | Springfield Water Light & Power Dept | 10527 | 6000 | 2002-06-01 | 2050-12-31
[10 empty] | 5302 | Lakeview Gas Recovery:GEN1 | Bio Energy Partners | 10000 | 3000 | 1997-05-01 | 2050-12-31
[10 empty] | 5303 | Lakeview Gas Recovery:GEN2 | Bio Energy Partners | 10000 | 3000 | 1997-06-01 | 2050-12-31
[10 empty] | 5304 | Lakeview Hydro:1 | Synergics Inc | 0 | 100 | 1988-12-01 | 2050-12-31
[10 empty] | 5305 | Lakewood Cogeneration LP:CC | NAEA Lakewood Cogeneration LP | 9000 | 218100 | 1994-04-01 | 2050-12-31
[10 empty] | 5306 | Lakin Municipal:LK1 | Lakin KS (City of) | 12000 | 4100 | 1990-01-01 | 2050-12-31
[10 empty] | 5307 | Lakota Ridge:NMO1 | Wind Energy America Inc | 1000 | 11200 | 1999-04-01 | 2050-12-31
|  |  | 2017 |  | 2017 |  | 2017 |  |  | 5308 | Lambton GS:1 | Ontario Power Generation Inc | 9336 | 485000 | 1969-01-01 | 2050-12-31 | E
|  |  | 2017 |  | 2017 |  | 2017 |  |  | 5309 | Lambton GS:2 | Ontario Power Generation Inc | 9336 | 485000 | 1969-01-01 | 2050-12-31 | E
|  |  | 2017 |  | 2017 |  | 2017 |  |  | 5310 | Lambton GS:3 | Ontario Power Generation Inc | 9336 | 489000 | 1969-01-01 | 2050-12-31 | E
|  |  | 2017 |  | 2017 |  | 2017 |  |  | 5311 | Lambton GS:4 | Ontario Power Generation Inc | 9336 | 502000 | 1969-01-01 | 2050-12-31 | E
[10 empty] | 5312 | Lambton GS:CG1 | Ontario Power Generation Inc | 16620 | 6900 | 1969-01-01 | 2050-12-31
[10 empty] | 5313 | Lambton GS:CG2 | Ontario Power Generation Inc | 16620 | 6900 | 1969-01-01 | 2050-12-31
[10 empty] | 5314 | Lamoni:All | Lamoni Municipal Utilities | 11131 | 5360 | 1973-06-01 | 2050-12-31
[10 empty] | 5315 | Lancaster County Resource Recovery:GEN1 | Lancaster County Solid Waste Management Authority Board | 12001 | 32400 | 1990-12-01 | 2050-12-31
[10 empty] | 5316 | Lancaster LF PH1:1 | New York State Electric & Gas Corp | 10000 | 1400 | 1990-01-01 | 2050-12-31
[10 empty] | 5317 | Lancaster LF PH2:1 | New York State Electric & Gas Corp | 10000 | 1400 | 1990-11-01 | 2050-12-31
[10 empty] | 5318 | Landis:1 | Saskatchewan Power Corp | 15779 | 63000 | 1975-01-01 | 2050-12-31
[10 empty] | 5319 | Lanesboro:2 | Lanesboro Public Utility Commission | 0 | 200 | 1923-08-01 | 2050-12-31
[10 empty] | 5320 | Lanesboro:3 | Lanesboro Public Utility Commission | 9539 | 800 | 1928-01-01 | 2050-12-31
[10 empty] | 5321 | Lanesboro:6 | Lanesboro Public Utility Commission | 10350 | 2100 | 2004-06-01 | 2050-12-31
[10 empty] | 5322 | Langdale:All | Georgia Power Co | 0 | 500 | 1924-12-01 | 2050-12-31
[10 empty] | 5323 | Langdon Wind Energy Center:WT1 106 | Langdon Wind LLC | 1000 | 159000 | 2007-12-01 | 2050-12-31
[10 empty] | 5324 | Langdon Wind Energy Center:WT107 133 | Otter Tail Power Co | 1000 | 40500 | 2007-12-01 | 2050-12-31
[10 empty] | 5325 | Langdon Wind Energy Center:WT134 161 | Otter Tail Power Co | 1000 | 40500 | 2008-09-01 | 2050-12-31
[10 empty] | 5326 | Lansing LFG:IC1 | Granger Electric of Lansing LLC | 9000 | 1600 | 2009-01-12 | 2050-12-31
[10 empty] | 5327 | Lansing LFG:IC2 | Granger Electric of Lansing LLC | 9000 | 1600 | 2009-01-12 | 2050-12-31
[10 empty] | 5328 | Lansing LFG:IC3 | Granger Electric of Lansing LLC | 9000 | 1600 | 2009-01-12 | 2050-12-31
2016 | 2016 | 2016 |  | 2018 | 2021 |  | 2017 |  |  | 5329 | Lansing Smith:1 | Gulf Power Co | 10200 | 162000 | 1965-06-01 | 2050-12-31 | W
2015 | 2015 | 2015 |  | 2017 | 2020 |  | 2017 |  |  | 5330 | Lansing Smith:2 | Gulf Power Co | 10378 | 195000 | 1967-06-01 | 2050-12-31 | W
[10 empty] | 5331 | Lansing Smith:CC | Gulf Power Co | 6924 | 481000 | 2002-04-22 | 2050-12-31
[10 empty] | 5332 | Lansing Smith:CT1 | Gulf Power Co | 14100 | 32000 | 1971-05-01 | 2050-12-31
2017 | 2017 | 2017 |  | 2021 | 2021 |  | 2017 |  |  | 5333 | Lansing:2 | Interstate Power & Light Co | 12000 | 11100 | 1949-01-01 | 2050-12-31 | W
2017 | 2017 | 2017 |  | 2020 | 2021 |  | 2017 |  |  | 5334 | Lansing:3 | Interstate Power & Light Co | 12025 | 32600 | 1957-01-01 | 2050-12-31 | W
2015 | 2015 | 2015 |  | 2017 | 2020 |  | 2017 |  |  | 5335 | Lansing:4 | Interstate Power & Light Co | 11619 | 262100 | 1977-05-01 | 2050-12-31 | W
[10 empty] | 5336 | Lansing:IC1 | Interstate Power & Light Co | 11500 | 1000 | 1970-01-01 | 2050-12-31
[10 empty] | 5337 | Lansing:IC2 | Interstate Power & Light Co | 11500 | 1000 | 1971-01-01 | 2050-12-31
[10 empty] | 5338 | Laredo Ridge Wind:WT1 54 | Laredo Ridge Wind LLC | 1000 | 81000 | 2010-12-16 | 2050-12-31
[10 empty] | 5339 | Larned:All | Larned KS (City of) | 10437 | 10000 | 2004-04-01 | 2050-12-31
[10 empty] | 5340 | Larned:IC5 | Larned KS (City of) | 11178 | 6000 | 1976-12-01 | 2050-12-31
[10 empty] | 5341 | Larsen Memorial:2 | Lakeland Dept of Electric Water Utilities | 20295 | 10000 | 1962-11-01 | 2050-12-31
[10 empty] | 5342 | Larsen Memorial:3 | Lakeland Dept of Electric Water Utilities | 20295 | 9000 | 1962-12-01 | 2050-12-31
[10 empty] | 5343 | Larsen Memorial:CC | Lakeland Dept of Electric Water Utilities | 9000 | 102000 | 1992-07-01 | 2050-12-31
[10 empty] | 5344 | LaSalle:1 | Exelon Generation Co LLC | 10585 | 1118000 | 1982-08-01 | 2050-12-31
[10 empty] | 5345 | LaSalle:2 | Exelon Generation Co LLC | 10716 | 1120000 | 1984-04-01 | 2050-12-31
[10 empty] | 5346 | Lassen Trail Solar:PV | DR Suzanne Kirby | 1000 | 2 | 2007-09-01 | 2050-12-31
[10 empty] | 5347 | Lauderdale:1 | Florida Power & Light Co | 11758 | 35000 | 1970-08-01 | 2050-12-31
[10 empty] | 5348 | Lauderdale:10 | Florida Power & Light Co | 11916 | 35000 | 1970-08-01 | 2050-12-31
[10 empty] | 5349 | Lauderdale:11 | Florida Power & Light Co | 12440 | 35000 | 1970-08-01 | 2050-12-31
[10 empty] | 5350 | Lauderdale:12 | Florida Power & Light Co | 12083 | 35000 | 1970-08-01 | 2050-12-31
[10 empty] | 5351 | Lauderdale:13 | Florida Power & Light Co | 16277 | 35000 | 1972-08-01 | 2050-12-31
[10 empty] | 5352 | Lauderdale:14 | Florida Power & Light Co | 16277 | 35000 | 1972-08-01 | 2050-12-31
[10 empty] | 5353 | Lauderdale:15 | Florida Power & Light Co | 16277 | 35000 | 1972-08-01 | 2050-12-31
[10 empty] | 5354 | Lauderdale:16 | Florida Power & Light Co | 12682 | 35000 | 1972-08-01 | 2050-12-31
[10 empty] | 5355 | Lauderdale:17 | Florida Power & Light Co | 16277 | 35000 | 1972-08-01 | 2050-12-31
[10 empty] | 5356 | Lauderdale:18 | Florida Power & Light Co | 12850 | 35000 | 1972-08-01 | 2050-12-31
[10 empty] | 5357 | Lauderdale:19 | Florida Power & Light Co | 12608 | 35000 | 1972-08-01 | 2050-12-31
[10 empty] | 5358 | Lauderdale:2 | Florida Power & Light Co | 11504 | 35000 | 1970-08-01 | 2050-12-31
[10 empty] | 5359 | Lauderdale:20 | Florida Power & Light Co | 16277 | 35000 | 1972-08-01 | 2050-12-31
[10 empty] | 5360 | Lauderdale:21 | Florida Power & Light Co | 16277 | 35000 | 1972-08-01 | 2050-12-31
[10 empty] | 5361 | Lauderdale:22 | Florida Power & Light Co | 12259 | 35000 | 1972-08-01 | 2050-12-31
[10 empty] | 5362 | Lauderdale:23 | Florida Power & Light Co | 16277 | 35000 | 1972-08-01 | 2050-12-31
[10 empty] | 5363 | Lauderdale:24 | Florida Power & Light Co | 16277 | 35000 | 1972-08-01 | 2050-12-31
[10 empty] | 5364 | Lauderdale:3 | Florida Power & Light Co | 11409 | 35000 | 1970-08-01 | 2050-12-31
[10 empty] | 5365 | Lauderdale:6 | Florida Power & Light Co | 11755 | 35000 | 1970-08-01 | 2050-12-31
[10 empty] | 5366 | Lauderdale:7 | Florida Power & Light Co | 11867 | 35000 | 1970-08-01 | 2050-12-31
[10 empty] | 5367 | Lauderdale:8 | Florida Power & Light Co | 11868 | 35000 | 1970-08-01 | 2050-12-31
[10 empty] | 5368 | Lauderdale:9 | Florida Power & Light Co | 11642 | 35000 | 1970-08-01 | 2050-12-31
[10 empty] | 5369 | Lauderdale:CC4 | Florida Power & Light Co | 7831 | 436000 | 1993-05-01 | 2050-12-31
[10 empty] | 5370 | Lauderdale:CC5 | Florida Power & Light Co | 7817 | 436000 | 1993-06-01 | 2050-12-31
[10 empty] | 5371 | Lauderdale:GT4 | Florida Power & Light Co | 12121 | 35000 | 1970-08-01 | 2050-12-31
[10 empty] | 5372 | Lauderdale:GT5 | Florida Power & Light Co | 11234 | 35000 | 1970-08-01 | 2050-12-31
[10 empty] | 5373 | Laurel (KY):1 | East Kentucky Power Coop | 0 | 61000 | 1977-11-01 | 2050-12-31
[10 empty] | 5374 | Laurel (NE):1 | Laurel Municipal Electric Dept | 11023 | 1100 | 1974-10-01 | 2050-12-31
[10 empty] | 5375 | Laurel (NE):2 | Laurel Municipal Electric Dept | 11184 | 700 | 1970-01-03 | 2050-12-31
[10 empty] | 5376 | Laurel (NE):3 | Laurel Municipal Electric Dept | 11326 | 500 | 1965-01-03 | 2050-12-31
[10 empty] | 5377 | Laurel (NE):4 | Laurel Municipal Electric Dept | 11445 | 300 | 1960-01-03 | 2050-12-31
[10 empty] | 5378 | Laurel (NE):6 | Laurel Municipal Electric Dept | 11550 | 200 | 1956-01-03 | 2050-12-31
[10 empty] | 5379 | Laurel (NE):7 | Laurel Municipal Electric Dept | 10756 | 1100 | 1992-10-01 | 2050-12-31
[10 empty] | 5380 | Laurel Ridge Landfill:1 | East Kentucky Power Coop | 10000 | 800 | 2003-11-14 | 2050-12-31
[10 empty] | 5381 | Laurel Ridge Landfill:2 | East Kentucky Power Coop | 10000 | 800 | 2003-11-14 | 2050-12-31
[10 empty] | 5382 | Laurel Ridge Landfill:3 | East Kentucky Power Coop | 10000 | 800 | 2003-11-14 | 2050-12-31
[10 empty] | 5383 | Laurel Ridge Landfill:4 | East Kentucky Power Coop | 10000 | 800 | 2003-11-14 | 2050-12-31
[10 empty] | 5384 | Laurel Ridge Landfill:5 | East Kentucky Power Coop | 9000 | 800 | 2005-12-01 | 2050-12-31
[10 empty] | 5385 | Laurens:3 | Laurens IA (City of) | 11254 | 700 | 1952-01-03 | 2050-12-31
[10 empty] | 5386 | Laurens:4 | Laurens IA (City of) | 10618 | 700 | 1951-01-03 | 2050-12-31
[10 empty] | 5387 | Laurie River I:All | Manitoba Hydro Electric | 0 | 10530 | 1952-08-01 | 2050-12-31
[10 empty] | 5388 | Lavalley Lumber LLC:1500 | Lavalley Lumber LLC | 12329 | 1200 | 1989-05-01 | 2050-12-31
[10 empty] | 5389 | Lavalley Lumber LLC:350 | Lavalley Lumber LLC | 11247 | 300 | 1984-06-01 | 2050-12-31
[10 empty] | 5390 | Laverne Diesel Generators:All | Laverne OK (Town of) | 10405 | 4000 | 2005-12-23 | 2050-12-31
[10 empty] | 5391 | Lawrence Ashe Solar:PV | Lawrence Ashe | 1000 | 3 | 2008-09-15 | 2050-12-31
2017 | 2017 | 2017 |  | 2020 | 2021 |  | 2017 |  |  | 5392 | Lawrence Energy Center (KS):3 | Westar Energy Inc | 11033 | 49000 | 1955-01-01 | 2050-12-31 | W
2016 | 2016 | 2016 |  | 2018 | 2021 |  | 2017 |  |  | 5393 | Lawrence Energy Center (KS):4 | Westar Energy Inc | 10903 | 110000 | 1960-03-01 | 2050-12-31 | W
| 2017 |  |  | 2017 | 2020 |  | 2017 |  |  | 5394 | Lawrence Energy Center (KS):5 | Westar Energy Inc | 9983 | 373000 | 1971-05-01 | 2050-12-31 | W
[10 empty] | 5395 | Lawrence Generating Station:GT1 | Hoosier Energy Rural Electric Coop Inc | 10074 | 43500 | 2005-05-01 | 2050-12-31
[10 empty] | 5396 | Lawrence Generating Station:GT2 | Hoosier Energy Rural Electric Coop Inc | 9938 | 43500 | 2005-05-01 | 2050-12-31
[10 empty] | 5397 | Lawrence Generating Station:GT3 | Hoosier Energy Rural Electric Coop Inc | 9788 | 43500 | 2005-05-01 | 2050-12-31
[10 empty] | 5398 | Lawrence Generating Station:GT4 | Hoosier Energy Rural Electric Coop Inc | 9768 | 43500 | 2005-05-01 | 2050-12-31
[10 empty] | 5399 | Lawrence Generating Station:GT5 | Wabash Valley Power Association Inc | 9784 | 43500 | 2005-05-01 | 2050-12-31
[10 empty] | 5400 | Lawrence Generating Station:GT6 | Wabash Valley Power Association Inc | 10179 | 43500 | 2005-05-01 | 2050-12-31
[10 empty] | 5401 | Lawrence Hydro Associates:All | Lawrence Hydroelectric Associates | 0 | 14060 | 1981-07-01 | 2050-12-31
[10 empty] | 5402 | Lay Dam:1 | Alabama Power Co | 0 | 29800 | 1968-04-01 | 2050-12-31
[10 empty] | 5403 | Lay Dam:2 | Alabama Power Co | 0 | 29800 | 1968-04-01 | 2050-12-31
[10 empty] | 5404 | Lay Dam:3 | Alabama Power Co | 0 | 29800 | 1967-12-01 | 2050-12-31
[10 empty] | 5405 | Lay Dam:4 | Alabama Power Co | 0 | 29800 | 1967-10-01 | 2050-12-31
[10 empty] | 5406 | Lay Dam:5 | Alabama Power Co | 0 | 29800 | 1967-05-01 | 2050-12-31
[10 empty] | 5407 | Lay Dam:6 | Alabama Power Co | 0 | 29800 | 1967-02-01 | 2050-12-31
[10 empty] | 5408 | Le Nordais (Phase 1 Cap Chat):WT1 76 | Canadian Hydro Developers Inc | 1000 | 57000 | 1999-03-01 | 2050-12-31
[10 empty] | 5409 | Le Nordais (Phase 2 Matane):WT1 57 | Canadian Hydro Developers Inc | 1000 | 42750 | 1999-09-01 | 2050-12-31
[10 empty] | 5410 | Lead Plant:1 | Homestake Mining Co | 0 | 8200 | 1970-01-01 | 2050-12-31
[10 empty] | 5411 | Leaf River:GEN1 | Leaf River Cellulose LLC | 12854 | 25000 | 1984-07-01 | 2050-12-31
[10 empty] | 5412 | Leaf River:GEN2 | Leaf River Cellulose LLC | 12854 | 25000 | 1984-07-01 | 2050-12-31
[10 empty] | 5413 | Lebanon Methane Recovery:GEN3 | PPL Renewable Energy | 9000 | 1600 | 2007-09-20 | 2050-12-31
[10 empty] | 5414 | Lebanon Methane Recovery:GEN4 | PPL Renewable Energy | 9000 | 1600 | 2007-09-20 | 2050-12-31
[10 empty] | 5415 | Lebanon:All | Lebanon Municipal Electric Utility | 10000 | 19900 | 1940-01-01 | 2050-12-31
[10 empty] | 5416 | Lebanon:9 | Lebanon Municipal Electric Utility | 13986 | 14000 | 1986-11-01 | 2050-12-31
[10 empty] | 5417 | Lebel sur Quevillon:1 | Domtar Industries Inc | 11183 | 48500 | 1997-01-01 | 2050-12-31
[10 empty] | 5418 | Lederle Laboratories:CC | Wyeth | 7902 | 23400 | 1998-12-01 | 2050-12-31
[10 empty] | 5419 | Ledgemere:1 | FPL Energy Maine Hydro LLC | 0 | 400 | 1984-01-01 | 2050-12-31
[10 empty] | 5420 | Ledgeview LFG Plant:IC | Brown County (WI) | 9000 | 1800 | 2009-04-01 | 2050-12-31
[10 empty] | 5421 | Lee County (AL):GT1 | South Eastern Electric Development Corp | 10450 | 50000 | 1999-06-01 | 2050-12-31
[10 empty] | 5422 | Lee County (AL):GT2 | South Eastern Electric Development Corp | 10450 | 50000 | 1999-06-01 | 2050-12-31
[10 empty] | 5423 | Lee County (IA):CC | Roquette America Inc | 8000 | 50000 | 2004-08-05 | 2050-12-31
[10 empty] | 5424 | Lee County Landfill:IC1 | Santee Cooper | 11000 | 1900 | 2005-01-01 | 2050-12-31
[10 empty] | 5425 | Lee County Landfill:IC2 | Santee Cooper | 11000 | 1900 | 2005-01-01 | 2050-12-31
[10 empty] | 5426 | Lee County Landfill:IC3 | Santee Cooper | 11000 | 1900 | 2005-01-01 | 2050-12-31
[10 empty] | 5427 | Lee County Landfill:IC4 | Santee Cooper | 11000 | 5000 | 2009-07-01 | 2050-12-31
[10 empty] | 5428 | Lee County Solid Waste Energy:GEN1 | Lee County Board Commissioners | 11513 | 39000 | 1994-09-01 | 2050-12-31
[10 empty] | 5429 | Lee County Solid Waste Energy:GEN2 | Lee County Board Commissioners | 9940 | 16000 | 2007-08-22 | 2050-12-31
[10 empty] | 5430 | Lee Creek Water Treatment:209 | Fort Smith (City of) | 0 | 1300 | 1992-11-01 | 2050-12-31
[10 empty] | 5431 | Lee Energy Facility:CT1 | Duke Energy Ohio | 12798 | 78500 | 2001-06-15 | 2050-12-31
[10 empty] | 5432 | Lee Energy Facility:CT2 | Duke Energy Ohio | 12686 | 78600 | 2001-06-15 | 2050-12-31
[10 empty] | 5433 | Lee Energy Facility:CT3 | Duke Energy Ohio | 12701 | 77200 | 2001-06-15 | 2050-12-31
[10 empty] | 5434 | Lee Energy Facility:CT4 | Duke Energy Ohio | 12622 | 77100 | 2001-06-15 | 2050-12-31
[10 empty] | 5435 | Lee Energy Facility:CT5 | Duke Energy Ohio | 12140 | 79100 | 2001-05-01 | 2050-12-31
[10 empty] | 5436 | Lee Energy Facility:CT6 | Duke Energy Ohio | 12749 | 78700 | 2001-05-01 | 2050-12-31
[10 empty] | 5437 | Lee Energy Facility:CT7 | Duke Energy Ohio | 12540 | 77200 | 2001-06-15 | 2050-12-31
[10 empty] | 5438 | Lee Energy Facility:CT8 | Duke Energy Ohio | 12793 | 77100 | 2001-06-15 | 2050-12-31
2017 | 2017 | 2017 |  | 2019 | 2021 |  | 2017 |  |  | 5439 | Lee:1 | Progress Energy Carolinas | 10644 | 74000 | 1952-06-01 | 2012-12-31 | W
2017 | 2017 | 2017 |  | 2019 | 2021 |  | 2017 |  |  | 5440 | Lee:2 | Progress Energy Carolinas | 10764 | 77000 | 1951-05-01 | 2012-12-31 | W
2015 | 2015 | 2015 |  | 2017 | 2020 |  | 2017 |  |  | 5441 | Lee:3 | Progress Energy Carolinas | 9440 | 246000 | 1962-08-01 | 2012-12-31 | W
[10 empty] | 5442 | Lee:GT1 | Progress Energy Carolinas | 16460 | 12000 | 1968-03-01 | 2050-12-31
[10 empty] | 5443 | Lee:GT2 | Progress Energy Carolinas | 16355 | 21000 | 1971-05-01 | 2050-12-31
[10 empty] | 5444 | Lee:GT3 | Progress Energy Carolinas | 14877 | 21000 | 1971-08-01 | 2050-12-31
[10 empty] | 5445 | Lee:GT4 | Progress Energy Carolinas | 14676 | 21000 | 1971-08-01 | 2050-12-31
[10 empty] | 5446 | Leesville:All | Appalachian Power Co | 0 | 6750 | 1964-02-01 | 2050-12-31
|  |  | 2017 |  | 2017 |  | 2017 |  |  | 5447 | Leland Olds 1 & 2:1 | Basin Electric Power Coop | 10897 | 221000 | 1966-01-01 | 2050-12-31 | E
|  |  | 2017 |  | 2017 |  | 2017 |  |  | 5448 | Leland Olds 1 & 2:2 | Basin Electric Power Coop | 9942 | 448000 | 1975-12-01 | 2050-12-31 | E
[10 empty] | 5449 | Lempster Mountain Wind:WT1 12 | Lempster Wind LLC | 1000 | 24000 | 2009-02-02 | 2050-12-31
[10 empty] | 5450 | Lennox GS:1NG | Ontario Power Generation Inc | 10000 | 525000 | 1976-01-01 | 2050-12-31
[10 empty] | 5451 | Lennox GS:2NG | Ontario Power Generation Inc | 10000 | 525000 | 1976-01-01 | 2050-12-31
[10 empty] | 5452 | Lennox GS:3NG | Ontario Power Generation Inc | 10000 | 525000 | 1977-01-01 | 2050-12-31
[10 empty] | 5453 | Lennox GS:4NG | Ontario Power Generation Inc | 10000 | 525000 | 1977-01-01 | 2050-12-31
[10 empty] | 5454 | Lennox GS:CTG1 | Ontario Power Generation Inc | 15813 | 2600 | 1976-02-09 | 2050-12-31
[10 empty] | 5455 | Lennox GS:CTG2 | Ontario Power Generation Inc | 15813 | 2600 | 1976-02-09 | 2050-12-31
[10 empty] | 5456 | Lenox China Cogeneration:IC1 | Kinston NC (City of) | 10503 | 1384 | 2009-12-31 | 2050-12-31
[10 empty] | 5457 | Lenox:All | Lenox IA (City of) | 12500 | 4000 | 1948-09-01 | 2050-12-31
[10 empty] | 5458 | Leonard Solar:PV | James Leonard | 1000 | 2 | 2008-04-25 | 2050-12-31
[10 empty] | 5459 | Lequille:1 | Nova Scotia Power | 0 | 13100 | 1968-01-01 | 2050-12-31
[10 empty] | 5460 | Les Cedres:All | Hydro Quebec | 0 | 30250 | 1916-04-01 | 2050-12-31
[10 empty] | 5461 | Lesueur County Wind Farm (MMPA):WT | Minnesota Municipal Power Agency | 1000 | 160 | 2010-02-28 | 2050-12-31
[10 empty] | 5462 | Levit Solar:PV | Jerome M Levit | 1000 | 2 | 2008-06-15 | 2050-12-31
[10 empty] | 5463 | Lewandowski Paul:1 | Niagara Mohawk Power Corp | 1000 | 5 | 1984-12-01 | 2050-12-31
|  |  | 2017 |  | 2017 |  | 2017 |  |  | 5464 | Lewis & Clark:1 | MDU Resources Group Inc | 13217 | 52300 | 1958-10-01 | 2050-12-31 | E
[10 empty] | 5465 | Lewis Creek:1 | Entergy Texas Inc | 10501 | 230000 | 1970-12-01 | 2050-12-31
[10 empty] | 5466 | Lewis Creek:2 | Entergy Texas Inc | 11211 | 230000 | 1971-05-01 | 2050-12-31
[10 empty] | 5467 | Lewis Smith Dam:1 | Alabama Power Co | 0 | 90000 | 1961-09-01 | 2050-12-31
[10 empty] | 5468 | Lewis Smith Dam:2 | Alabama Power Co | 0 | 90000 | 1962-07-01 | 2050-12-31
[10 empty] | 5469 | Lewiston (ME):1 | Bates Manufacturing Co | 0 | 0 | 1970-01-01 | 2050-12-31
[10 empty] | 5470 | Lewiston Niagara (NY):1 | New York Power Authority | 0 | 20000 | 1961-10-01 | 2050-12-31
[10 empty] | 5471 | Lewiston Niagara (NY):10 | New York Power Authority | 0 | 20000 | 1962-07-01 | 2050-12-31
[10 empty] | 5472 | Lewiston Niagara (NY):11 | New York Power Authority | 0 | 20000 | 1962-08-01 | 2050-12-31
[10 empty] | 5473 | Lewiston Niagara (NY):12 | New York Power Authority | 0 | 20000 | 1962-10-01 | 2050-12-31
[10 empty] | 5474 | Lewiston Niagara (NY):2 | New York Power Authority | 0 | 20000 | 1961-11-01 | 2050-12-31
[10 empty] | 5475 | Lewiston Niagara (NY):3 | New York Power Authority | 0 | 20000 | 1961-11-01 | 2050-12-31
[10 empty] | 5476 | Lewiston Niagara (NY):4 | New York Power Authority | 0 | 20000 | 1962-01-01 | 2050-12-31
[10 empty] | 5477 | Lewiston Niagara (NY):5 | New York Power Authority | 0 | 20000 | 1962-02-01 | 2050-12-31
[10 empty] | 5478 | Lewiston Niagara (NY):6 | New York Power Authority | 0 | 20000 | 1962-02-01 | 2050-12-31
[10 empty] | 5479 | Lewiston Niagara (NY):7 | New York Power Authority | 0 | 20000 | 1962-04-01 | 2050-12-31
[10 empty] | 5480 | Lewiston Niagara (NY):8 | New York Power Authority | 0 | 20000 | 1962-05-01 | 2050-12-31
[10 empty] | 5481 | Lewiston Niagara (NY):9 | New York Power Authority | 0 | 20000 | 1962-06-01 | 2050-12-31
[10 empty] | 5482 | Lexington (NC):All | North Carolina Municipal Power Agency No 1 | 10468 | 3600 | 2005-08-01 | 2050-12-31
[10 empty] | 5483 | Lexington Health Center:1 | North Carolina Municipal Power Agency No 1 | 10527 | 1800 | 2002-06-01 | 2050-12-31
[10 empty] | 5484 | Lexington Hickory Street:1 | North Carolina Municipal Power Agency No 1 | 10527 | 1800 | 2002-06-01 | 2050-12-31
[10 empty] | 5485 | LFC Madison:1 | Unknown | 11699 | 8500 | 1995-01-01 | 2050-12-31
[10 empty] | 5486 | Liberty Electric Power LLC:CC | Liberty Electric Power LLC | 7098 | 521000 | 2002-02-01 | 2050-12-31
[10 empty] | 5487 | Liberty Landfill:IC1 | Wabash Valley Power Association Inc | 9000 | 800 | 2005-07-01 | 2050-12-31
[10 empty] | 5488 | Liberty Landfill:IC2 | Wabash Valley Power Association Inc | 9000 | 800 | 2005-07-01 | 2050-12-31
[10 empty] | 5489 | Liberty Landfill:IC3 | Wabash Valley Power Association Inc | 9000 | 800 | 2005-07-01 | 2050-12-31
[10 empty] | 5490 | Liberty Landfill:IC4 | Wabash Valley Power Association Inc | 9000 | 800 | 2005-07-01 | 2050-12-31
[10 empty] | 5491 | Lieberman:1 | Southwestern Electric Power Co | 12197 | 25000 | 1947-07-01 | 2050-12-31
[10 empty] | 5492 | Lieberman:2 | Southwestern Electric Power Co | 13069 | 26000 | 1949-04-01 | 2050-12-31
[10 empty] | 5493 | Lieberman:3 | Southwestern Electric Power Co | 10730 | 109000 | 1957-06-01 | 2050-12-31
[10 empty] | 5494 | Lieberman:4 | Southwestern Electric Power Co | 10554 | 108000 | 1959-05-01 | 2050-12-31
[10 empty] | 5495 | Lighthouse Hill:All | Brookfield Renewable Power Inc | 0 | 3600 | 1930-01-01 | 2050-12-31
[10 empty] | 5496 | Lime Creek:1 | Interstate Power & Light Co | 12544 | 35100 | 1991-05-01 | 2050-12-31
[10 empty] | 5497 | Lime Creek:2 | Interstate Power & Light Co | 12083 | 35400 | 1991-05-01 | 2050-12-31
[10 empty] | 5498 | Limerick:1 | Exelon Generation Co LLC | 10614 | 1134000 | 1986-02-01 | 2050-12-31
[10 empty] | 5499 | Limerick:2 | Exelon Generation Co LLC | 10507 | 1134000 | 1990-01-01 | 2050-12-31
[10 empty] | 5500 | Limestone:1 | Manitoba Hydro Electric | 0 | 136770 | 1990-08-01 | 2050-12-31
[10 empty] | 5501 | Limestone:10 | Manitoba Hydro Electric | 0 | 134380 | 1992-08-01 | 2050-12-31
[10 empty] | 5502 | Limestone:2 | Manitoba Hydro Electric | 0 | 135030 | 1990-09-01 | 2050-12-31
[10 empty] | 5503 | Limestone:3 | Manitoba Hydro Electric | 0 | 136190 | 1990-11-01 | 2050-12-31
[10 empty] | 5504 | Limestone:4 | Manitoba Hydro Electric | 0 | 135030 | 1991-02-01 | 2050-12-31
[10 empty] | 5505 | Limestone:5 | Manitoba Hydro Electric | 0 | 133360 | 1991-05-01 | 2050-12-31
[10 empty] | 5506 | Limestone:6 | Manitoba Hydro Electric | 0 | 135330 | 1991-08-01 | 2050-12-31
[10 empty] | 5507 | Limestone:7 | Manitoba Hydro Electric | 0 | 135910 | 1991-11-01 | 2050-12-31
[10 empty] | 5508 | Limestone:8 | Manitoba Hydro Electric | 0 | 132640 | 1992-02-01 | 2050-12-31
[10 empty] | 5509 | Limestone:9 | Manitoba Hydro Electric | 0 | 133410 | 1992-05-01 | 2050-12-31
[10 empty] | 5510 | Lincoln (KS):1 | Lincoln KS (City of) | 9775 | 1100 | 1964-01-03 | 2050-12-31
[10 empty] | 5511 | Lincoln (KS):2 | Lincoln KS (City of) | 9775 | 1100 | 1964-01-03 | 2050-12-31
[10 empty] | 5512 | Lincoln (KS):4 | Lincoln KS (City of) | 9775 | 600 | 1958-01-01 | 2050-12-31
[10 empty] | 5513 | Lincoln (KS):5 | Lincoln KS (City of) | 9775 | 1100 | 1960-01-01 | 2050-12-31
[10 empty] | 5514 | Lincoln (KS):6 | Lincoln KS (City of) | 9775 | 2200 | 1979-01-03 | 2050-12-31
[10 empty] | 5515 | Lincoln (KS):7 | Lincoln KS (City of) | 9775 | 3000 | 1974-01-03 | 2050-12-31
2017 | 2017 | 2017 |  | 2021 | 2021 |  | 2017 |  |  | 5516 | Lincoln (NE):GEN1 | Archer Daniels Midland Co | 11871 | 7900 | 1988-07-01 | 2050-12-31 | W
[10 empty] | 5517 | Lincoln Combustion:1 | Duke Energy Carolinas | 12229 | 79200 | 1995-01-01 | 2050-12-31
[10 empty] | 5518 | Lincoln Combustion:10 | Duke Energy Carolinas | 12118 | 79200 | 1995-11-01 | 2050-12-31
[10 empty] | 5519 | Lincoln Combustion:11 | Duke Energy Carolinas | 12110 | 79200 | 1995-12-01 | 2050-12-31
[10 empty] | 5520 | Lincoln Combustion:12 | Duke Energy Carolinas | 12005 | 79200 | 1995-12-01 | 2050-12-31
[10 empty] | 5521 | Lincoln Combustion:13 | Duke Energy Carolinas | 12635 | 79200 | 1996-02-01 | 2050-12-31
[10 empty] | 5522 | Lincoln Combustion:14 | Duke Energy Carolinas | 12275 | 79200 | 1996-02-01 | 2050-12-31
[10 empty] | 5523 | Lincoln Combustion:15 | Duke Energy Carolinas | 12468 | 79200 | 1996-03-01 | 2050-12-31
[10 empty] | 5524 | Lincoln Combustion:16 | Duke Energy Carolinas | 12900 | 79200 | 1996-03-01 | 2050-12-31
[10 empty] | 5525 | Lincoln Combustion:2 | Duke Energy Carolinas | 12766 | 79200 | 1995-01-01 | 2050-12-31
[10 empty] | 5526 | Lincoln Combustion:3 | Duke Energy Carolinas | 12349 | 79200 | 1995-06-01 | 2050-12-31
[10 empty] | 5527 | Lincoln Combustion:4 | Duke Energy Carolinas | 12311 | 79200 | 1995-06-01 | 2050-12-31
[10 empty] | 5528 | Lincoln Combustion:5 | Duke Energy Carolinas | 12896 | 79200 | 1995-07-01 | 2050-12-31
[10 empty] | 5529 | Lincoln Combustion:6 | Duke Energy Carolinas | 12497 | 79200 | 1995-07-01 | 2050-12-31
[10 empty] | 5530 | Lincoln Combustion:7 | Duke Energy Carolinas | 12986 | 79200 | 1995-09-01 | 2050-12-31
[10 empty] | 5531 | Lincoln Combustion:8 | Duke Energy Carolinas | 12664 | 79200 | 1995-09-01 | 2050-12-31
[10 empty] | 5532 | Lincoln Combustion:9 | Duke Energy Carolinas | 12324 | 79200 | 1995-11-01 | 2050-12-31
[10 empty] | 5533 | Lincoln Energy Center:CTG1 | Lincoln Generating Facility LLC | 12140 | 78200 | 2000-06-01 | 2050-12-31
[10 empty] | 5534 | Lincoln Energy Center:CTG2 | Lincoln Generating Facility LLC | 12140 | 77900 | 2000-06-01 | 2050-12-31
[10 empty] | 5535 | Lincoln Energy Center:CTG3 | Lincoln Generating Facility LLC | 12140 | 77600 | 2000-06-01 | 2050-12-31
[10 empty] | 5536 | Lincoln Energy Center:CTG4 | Lincoln Generating Facility LLC | 12140 | 79100 | 2000-06-01 | 2050-12-31
[10 empty] | 5537 | Lincoln Energy Center:CTG5 | Lincoln Generating Facility LLC | 12140 | 78700 | 2000-06-01 | 2050-12-31
[10 empty] | 5538 | Lincoln Energy Center:CTG6 | Lincoln Generating Facility LLC | 12140 | 78800 | 2000-06-01 | 2050-12-31
[10 empty] | 5539 | Lincoln Energy Center:CTG7 | Lincoln Generating Facility LLC | 12140 | 77100 | 2000-06-01 | 2050-12-31
[10 empty] | 5540 | Lincoln Energy Center:CTG8 | Lincoln Generating Facility LLC | 12140 | 77500 | 2000-06-01 | 2050-12-31
[10 empty] | 5541 | Lincoln Wind Energy Facility:WT1 14 | Wisconsin Public Service Corp | 1000 | 9200 | 1999-06-26 | 2050-12-31
[10 empty] | 5542 | Lincolnton High School:IC | North Carolina Municipal Power Agency No 1 | 10450 | 1800 | 2006-08-01 | 2050-12-31
[10 empty] | 5543 | Linden Cogen Plant:CC1 | General Electric Capital Corp | 7155 | 269000 | 1992-03-01 | 2050-12-31
[10 empty] | 5544 | Linden Cogen Plant:CC2 | General Electric Capital Corp | 7160 | 225467 | 1992-03-01 | 2050-12-31
[10 empty] | 5545 | Linden Cogen Plant:CC3 | General Electric Capital Corp | 7100 | 179000 | 1992-04-01 | 2050-12-31
[10 empty] | 5546 | Linden Cogen Plant:GTG6 | General Electric Capital Corp | 10910 | 182800 | 2002-01-20 | 2050-12-31
[10 empty] | 5547 | Lindig Wind:WT | David Lindig | 1000 | 2 | 2008-07-01 | 2050-12-31
[10 empty] | 5548 | Lindsay Hill:CC | Tenaska Alabama Partners LP | 7394 | 857900 | 2002-05-01 | 2050-12-31
2016 | 2016 | 2016 |  | 2018 | 2021 |  | 2017 |  |  | 5549 | Lingan:1 | Nova Scotia Power | 10858 | 153000 | 1979-01-01 | 2050-12-31 | W
2016 | 2016 | 2016 |  | 2018 | 2021 |  | 2017 |  |  | 5550 | Lingan:2 | Nova Scotia Power | 10846 | 153000 | 1980-01-01 | 2050-12-31 | W
2016 | 2016 | 2016 |  | 2018 | 2021 |  | 2017 |  |  | 5551 | Lingan:3 | Nova Scotia Power | 10809 | 158000 | 1983-01-01 | 2050-12-31 | W
2016 | 2016 | 2016 |  | 2018 | 2021 |  | 2017 |  |  | 5552 | Lingan:4 | Nova Scotia Power | 10796 | 153000 | 1984-01-01 | 2050-12-31 | W
[10 empty] | 5553 | Linweave Hydro:1 | Harris Energy & Realty Corp | 0 | 3000 | 1981-12-01 | 2050-12-31
[10 empty] | 5554 | LIPA Temp 2004 Holtsville:1 24 | Long Island Power Authority | 9000 | 40000 | 2004-07-01 | 2050-12-31
[10 empty] | 5555 | LIPA Temp 2004 Misc:IC | Long Island Power Authority | 9000 | 12000 | 2004-07-01 | 2050-12-31
[10 empty] | 5556 | Lisbon Hydro:1 | Northeast Utilities | 0 | 200 | 1986-12-01 | 2050-12-31
[10 empty] | 5557 | Lisbon:GEN1 | Eastern Connecticut Resources Recovery Authority | 11467 | 13000 | 1995-10-01 | 2050-12-31
[10 empty] | 5558 | Litchfield:5 | Litchfield Public Utility Commission | 11000 | 2100 | 1963-09-01 | 2050-12-31
[10 empty] | 5559 | Litchfield:6 | Litchfield Public Utility Commission | 11000 | 2100 | 1963-10-01 | 2050-12-31
[10 empty] | 5560 | Little Brook:WT1 | Nova Scotia Power | 1000 | 600 | 2002-09-26 | 2050-12-31
[10 empty] | 5561 | Little Chute:All | Kaukauna WI (City of) | 0 | 3300 | 1948-06-01 | 2050-12-31
[10 empty] | 5562 | Little Co of Mary Hospital:GEN1 | Little Co of Mary Hospital | 13014 | 3200 | 1989-07-01 | 2050-12-31
[10 empty] | 5563 | Little Falls (MN):All | ALLETE Inc | 0 | 4400 | 1919-01-01 | 2050-12-31
[10 empty] | 5564 | Little Falls Hydro:All | Little Falls Hydroelec Associates | 0 | 13000 | 1987-01-01 | 2050-12-31
[10 empty] | 5565 | Little Gypsy:1 | Entergy Louisiana Inc | 10111 | 238000 | 1961-03-01 | 2050-12-31
[10 empty] | 5566 | Little Gypsy:2 | Entergy Louisiana Inc | 10457 | 415000 | 1966-04-01 | 2050-12-31
[10 empty] | 5567 | Little Gypsy:3 | Entergy Louisiana Inc | 10718 | 525000 | 1969-03-01 | 2050-12-31
[10 empty] | 5568 | Little Long GS:HY 1-2 | Ontario Power Generation Inc | 0 | 137000 | 1963-01-01 | 2050-12-31
[10 empty] | 5569 | Little Pringle Wind Farm:WT1 5 | Dewind Swi Wind Farms LLC | 1000 | 10000 | 2010-08-20 | 2050-12-31
[10 empty] | 5570 | Little Pringle Wind Farm:WT6 10 | Dewind Swi Wind Farms LLC | 1000 | 10000 | 2010-08-20 | 2050-12-31
[10 empty] | 5571 | Livingston Generating Station:1 | CMS Generation MI Power LLC | 13200 | 33000 | 1999-06-01 | 2050-12-31
[10 empty] | 5572 | Livingston Generating Station:2 | CMS Generation MI Power LLC | 13200 | 33000 | 1999-06-01 | 2050-12-31
[10 empty] | 5573 | Livingston Generating Station:3 | CMS Generation MI Power LLC | 13200 | 33000 | 1999-06-01 | 2050-12-31
[10 empty] | 5574 | Livingston Generating Station:4 | CMS Generation MI Power LLC | 13200 | 33000 | 1999-06-01 | 2050-12-31
[10 empty] | 5575 | Llano Estacado Wind Ranch (TX TXWIND):WT 1-80 | Llano Estacado Wind LLC | 1000 | 80000 | 2001-12-28 | 2050-12-31
[10 empty] | 5576 | Lloyd Shoals:All | Georgia Power Co | 0 | 22200 | 1911-02-01 | 2050-12-31
[10 empty] | 5577 | Lochmere Hydro:All | Hdi Associates I | 0 | 400 | 1984-12-01 | 2050-12-31
[10 empty] | 5578 | Lock Haven (PENNPOW):CTG | PPL Martins Creek LLC | 13500 | 14000 | 1969-11-01 | 2050-12-31
[10 empty] | 5579 | Lockhart:2 | Lockhart Power Co | 0 | 4200 | 1921-01-03 | 2050-12-31
[10 empty] | 5580 | Lockhart:All | Lockhart Power Co | 0 | 13800 | 1921-01-03 | 2050-12-31
[10 empty] | 5581 | Lockport Cogeneration:CC | Lockport Energy Associates LP | 8391 | 197300 | 1992-09-01 | 2050-12-31
[10 empty] | 5582 | Lockport Powerhouse:All | Metro Water Reclamation District Greater Chicago | 0 | 12000 | 1999-02-01 | 2050-12-31
[10 empty] | 5583 | Lockwood Hydro:All | Merimil LP | 0 | 6947 | 1985-10-01 | 2050-12-31
[10 empty] | 5584 | Locust Ridge Wind Farm:WT1 13 | Locust Ridge Wind Farm LLC | 1000 | 26000 | 2006-12-31 | 2050-12-31
[10 empty] | 5585 | Locust Ridge Wind Farm:WT14 64 | Locust Ridge Wind Farm II LLC | 1000 | 102000 | 2009-07-15 | 2050-12-31
[10 empty] | 5586 | Lodgepole:1 | Lodgepole NE (City of) | 12188 | 148 | 1937-01-03 | 2050-12-31
[10 empty] | 5587 | Lodgepole:2 | Lodgepole NE (City of) | 11982 | 97 | 1949-01-03 | 2050-12-31
[10 empty] | 5588 | Loess Hills Wind Farm:WT1 4 | Loess Hills Wind Farm LLC | 1000 | 5000 | 2008-04-19 | 2050-12-31
|  |  | 2017 |  | 2017 |  | 2017 |  |  | 5589 | Logan Generating Plant:GEN1 | Logan Generating Co LP | 9935 | 219000 | 1994-10-01 | 2050-12-31 | E
[10 empty] | 5590 | Logan Martin Dam:1 | Alabama Power Co | 0 | 45000 | 1964-08-01 | 2050-12-31
[10 empty] | 5591 | Logan Martin Dam:2 | Alabama Power Co | 0 | 45000 | 1964-08-01 | 2050-12-31
[10 empty] | 5592 | Logan Martin Dam:3 | Alabama Power Co | 0 | 45000 | 1964-08-01 | 2050-12-31
2017 | 2017 | 2017 |  | 2021 | 2021 |  | 2017 |  |  | 5593 | Logansport:4 | Logansport Municipal Utilities | 13827 | 16500 | 1958-01-03 | 2050-12-31 | W
2017 | 2017 | 2017 |  | 2020 | 2021 |  | 2017 |  |  | 5594 | Logansport:5 | Logansport Municipal Utilities | 13480 | 22000 | 1964-01-03 | 2050-12-31 | W
[10 empty] | 5595 | Logansport:6 | Logansport Municipal Utilities | 20289 | 15000 | 1969-01-03 | 2050-12-31
[10 empty] | 5596 | Lon Wright:5OT | Fremont Dept of Public Utilities | 10980 | 40000 | 2003-11-01 | 2050-12-31
2017 | 2017 | 2017 |  | 2021 | 2021 |  | 2017 |  |  | 5597 | Lon Wright:6 | Fremont Dept of Public Utilities | 12350 | 15000 | 1957-08-01 | 2050-12-31 | W
2017 | 2017 | 2017 |  | 2020 | 2021 |  | 2017 |  |  | 5598 | Lon Wright:7 | Fremont Dept of Public Utilities | 13833 | 20000 | 1963-08-01 | 2050-12-31 | W
2017 | 2017 | 2017 |  | 2019 | 2021 |  | 2017 |  |  | 5599 | Lon Wright:8 | Fremont Dept of Public Utilities | 11314 | 85000 | 1977-01-01 | 2050-12-31 | W
[10 empty] | 5600 | London:All | Appalachian Power Co | 0 | 15900 | 1935-12-01 | 2050-12-31
[10 empty] | 5601 | Lone Star:1 | Southwestern Electric Power Co | 11455 | 50000 | 1954-03-01 | 2050-12-31
[10 empty] | 5602 | Long Beach Resource Recovery Facility:1 | Long Beach Recycling & Recovery Corp | 11000 | 3000 | 1980-01-01 | 2050-12-31
[10 empty] | 5603 | Long Sault:All | Long Sault Joint Venture | 0 | 20000 | 1960-02-09 | 2050-12-31
[10 empty] | 5604 | Long Shoals:1 | Steve Mason Enterprises Inc | 0 | 900 | 1985-06-01 | 2050-12-31
[10 empty] | 5605 | Long Side:1 | Ontario Power Generation Inc | 0 | 400 | 1990-01-01 | 2050-12-31
[10 empty] | 5606 | Long Spruce:1 | Manitoba Hydro Electric | 0 | 100220 | 1977-09-01 | 2050-12-31
[10 empty] | 5607 | Long Spruce:10 | Manitoba Hydro Electric | 0 | 99630 | 1979-07-01 | 2050-12-31
[10 empty] | 5608 | Long Spruce:2 | Manitoba Hydro Electric | 0 | 100810 | 1977-11-01 | 2050-12-31
[10 empty] | 5609 | Long Spruce:3 | Manitoba Hydro Electric | 0 | 101010 | 1978-03-01 | 2050-12-31
[10 empty] | 5610 | Long Spruce:4 | Manitoba Hydro Electric | 0 | 100610 | 1978-07-01 | 2050-12-31
[10 empty] | 5611 | Long Spruce:5 | Manitoba Hydro Electric | 0 | 101410 | 1978-09-01 | 2050-12-31
[10 empty] | 5612 | Long Spruce:6 | Manitoba Hydro Electric | 0 | 100020 | 1978-11-01 | 2050-12-31
[10 empty] | 5613 | Long Spruce:7 | Manitoba Hydro Electric | 0 | 100020 | 1979-03-01 | 2050-12-31
[10 empty] | 5614 | Long Spruce:8 | Manitoba Hydro Electric | 0 | 101800 | 1979-04-01 | 2050-12-31
[10 empty] | 5615 | Long Spruce:9 | Manitoba Hydro Electric | 0 | 100220 | 1979-06-01 | 2050-12-31
|  |  | 2015 |  | 2015 |  | 2017 |  |  | 5616 | Longview Power:AB1 | Longview Power LLC | 8300 | 700000 | 2011-03-01 | 2050-12-31 | E
[10 empty] | 5617 | Lookout Shoals:All | Duke Energy Carolinas | 0 | 27900 | 1915-12-01 | 2050-12-31
[10 empty] | 5618 | Lookout Windpower:WT1 18 | Lookout Windpower LLC | 1000 | 37800 | 2008-12-31 | 2050-12-31
[10 empty] | 5619 | Loreburn Heat Recovery:ST | NRGreen Power Limited Partnership | 10000 | 5100 | 2008-05-31 | 2050-12-31
[10 empty] | 5620 | Lost Creek Ridge Wind Farm:WT1 100 | Lost Creek Wind LLC | 1000 | 150000 | 2010-05-31 | 2050-12-31
[10 empty] | 5621 | Lost Lakes Wind Farm:WT1 61 | Lost Lakes Wind Farm LLC | 1000 | 100650 | 2009-12-28 | 2050-12-31
[10 empty] | 5622 | Lost Nation:GT1 | Public Service Co of New Hampshire | 14444 | 14100 | 1969-09-01 | 2050-12-31
[10 empty] | 5623 | Lotus Engineering Inc:1 | Lotus Engineering Inc | 10541 | 2500 | 1991-01-01 | 2050-12-31
[10 empty] | 5624 | Loud:All | Consumers Energy Co | 0 | 4400 | 1913-01-01 | 2050-12-31
[10 empty] | 5625 | Louis Doc Bonin:1 | Lafayette Utilities System | 11988 | 45000 | 1965-04-01 | 2050-12-31
[10 empty] | 5626 | Louis Doc Bonin:2 | Lafayette Utilities System | 11005 | 84000 | 1970-06-01 | 2050-12-31
[10 empty] | 5627 | Louis Doc Bonin:3 | Lafayette Utilities System | 10677 | 173000 | 1977-01-01 | 2050-12-31
[10 empty] | 5628 | Louisa Generating:1 | Old Dominion Electric Coop | 11950 | 75500 | 2003-08-29 | 2050-12-31
[10 empty] | 5629 | Louisa Generating:2 | Old Dominion Electric Coop | 11793 | 75500 | 2003-08-29 | 2050-12-31
[10 empty] | 5630 | Louisa Generating:3 | Old Dominion Electric Coop | 11793 | 75500 | 2003-08-29 | 2050-12-31
[10 empty] | 5631 | Louisa Generating:4 | Old Dominion Electric Coop | 11793 | 75500 | 2003-08-29 | 2050-12-31
[10 empty] | 5632 | Louisa Generating:5 | Old Dominion Electric Coop | 11284 | 156500 | 2003-08-29 | 2050-12-31
| 2016 |  |  | 2016 | 2017 |  | 2017 |  |  | 5633 | Louisa:1 | MidAmerican Energy Co | 9303 | 745000 | 1983-10-01 | 2050-12-31 | W
[10 empty] | 5634 | Louisiana 1:1A | Entergy Gulf States Inc | 13177 | 18000 | 1951-10-01 | 2050-12-31
[10 empty] | 5635 | Louisiana 1:2A | Entergy Gulf States Inc | 12540 | 55000 | 1954-12-01 | 2050-12-31
[10 empty] | 5636 | Louisiana 1:3A | Entergy Gulf States Inc | 12543 | 55000 | 1954-09-01 | 2050-12-31
[10 empty] | 5637 | Louisiana 1:4A | Entergy Gulf States Inc | 14707 | 100000 | 1982-09-01 | 2050-12-31
[10 empty] | 5638 | Louisiana 1:5A | Entergy Gulf States Inc | 11305 | 148800 | 1954-01-01 | 2050-12-31
[10 empty] | 5639 | Louisiana 2:7 | Entergy Gulf States Louisiana LLC | 11447 | 40000 | 1950-01-01 | 2050-12-31
[10 empty] | 5640 | Louisiana 2:8 | Entergy Gulf States Louisiana LLC | 11447 | 40000 | 1950-11-01 | 2050-12-31
[10 empty] | 5641 | Louisiana 2:9 | Entergy Gulf States Louisiana LLC | 11000 | 58000 | 1953-05-01 | 2050-12-31
[10 empty] | 5642 | Louisiana Mill:GEN3 | International Paper Co | 12839 | 25000 | 1960-12-01 | 2050-12-31
[10 empty] | 5643 | Louisiana Mill:GEN4 | International Paper Co | 14921 | 37500 | 1967-11-01 | 2050-12-31
2017 | 2017 | 2017 |  | 2021 | 2021 |  | 2017 |  |  | 5644 | Louisiana Pacific Corp:GEN1 | Decorative Panels Intl Inc | 12253 | 6800 | 1957-11-01 | 2050-12-31 | W
[10 empty] | 5645 | Louisiana Tech Univ Power:GT1 | Louisiana Tech University | 11772 | 6400 | 2004-06-02 | 2050-12-31
[10 empty] | 5646 | Louisiana Tech Univ Power:ST2 | Louisiana Tech University | 12198 | 4600 | 1983-04-01 | 2050-12-31
[10 empty] | 5647 | Love Box:GEN1 | Love Box Co Inc | 13561 | 680 | 1985-12-01 | 2050-12-31
[10 empty] | 5648 | Love Box:GEN2 | Love Box Co Inc | 11038 | 490 | 1985-12-01 | 2050-12-31
[10 empty] | 5649 | Love Box:GEN3 | Love Box Co Inc | 10757 | 780 | 2000-04-01 | 2050-12-31
[10 empty] | 5650 | Lovejoy Dam:HY | Siemens Power Generation Inc | 0 | 150 | 1987-11-01 | 2050-12-31
[10 empty] | 5651 | Low Moor:GT1 | Virginia Electric & Power Co | 16213 | 12000 | 1971-07-01 | 2050-12-31
[10 empty] | 5652 | Low Moor:GT2 | Virginia Electric & Power Co | 16213 | 12000 | 1971-07-01 | 2050-12-31
[10 empty] | 5653 | Low Moor:GT3 | Virginia Electric & Power Co | 16213 | 12000 | 1971-08-01 | 2050-12-31
[10 empty] | 5654 | Low Moor:GT4 | Virginia Electric & Power Co | 16213 | 12000 | 1971-08-01 | 2050-12-31
[10 empty] | 5655 | Lowbanks Wind Farm:WT1 6 | International Power Canada Inc | 1000 | 9900 | 2010-03-17 | 2050-12-31
[10 empty] | 5656 | Lowell (MI):5 | Lowell Light & Power | 10650 | 1100 | 1965-01-01 | 2050-12-31
[10 empty] | 5657 | Lowell (MI):6 | Lowell Light & Power | 10650 | 1100 | 1956-01-01 | 2050-12-31
[10 empty] | 5658 | Lowell (MI):7 | Lowell Light & Power | 10650 | 1400 | 1973-01-01 | 2050-12-31
[10 empty] | 5659 | Lowell Cogeneration:CC | Lowell Cogeneration Co LP | 10000 | 28500 | 1988-09-01 | 2050-12-31
[10 empty] | 5660 | Lowell Landfill:UNT1 | MM Lowell Energy LLC | 10000 | 780 | 1997-08-01 | 2050-12-31
[10 empty] | 5661 | Lowell Landfill:UNT2 | MM Lowell Energy LLC | 10000 | 780 | 1997-08-01 | 2050-12-31
[10 empty] | 5662 | Lowellville:IC1 | Energy Developments Ltd | 9000 | 1400 | 2001-12-14 | 2050-12-31
[10 empty] | 5663 | Lowellville:IC10 | Energy Developments Ltd | 10000 | 1400 | 2001-12-14 | 2050-12-31
[10 empty] | 5664 | Lowellville:IC11 | Energy Developments Ltd | 10000 | 1400 | 2001-12-14 | 2050-12-31
[10 empty] | 5665 | Lowellville:IC12 | Energy Developments Ltd | 10000 | 1400 | 2001-12-14 | 2050-12-31
[10 empty] | 5666 | Lowellville:IC13 | Energy Developments Ltd | 10000 | 1400 | 2001-12-14 | 2050-12-31
[10 empty] | 5667 | Lowellville:IC14 | Energy Developments Ltd | 10000 | 1400 | 2001-12-14 | 2050-12-31
[10 empty] | 5668 | Lowellville:IC2 | Energy Developments Ltd | 10000 | 1400 | 2001-12-14 | 2050-12-31
[10 empty] | 5669 | Lowellville:IC3 | Energy Developments Ltd | 10000 | 1400 | 2001-12-14 | 2050-12-31
[10 empty] | 5670 | Lowellville:IC4 | Energy Developments Ltd | 10000 | 1400 | 2001-12-14 | 2050-12-31
[10 empty] | 5671 | Lowellville:IC5 | Energy Developments Ltd | 10000 | 1400 | 2001-12-14 | 2050-12-31
[10 empty] | 5672 | Lowellville:IC6 | Energy Developments Ltd | 10000 | 1400 | 2001-12-14 | 2050-12-31
[10 empty] | 5673 | Lowellville:IC7 | Energy Developments Ltd | 10000 | 1400 | 2001-12-14 | 2050-12-31
[10 empty] | 5674 | Lowellville:IC8 | Energy Developments Ltd | 10000 | 1400 | 2001-12-14 | 2050-12-31
[10 empty] | 5675 | Lowellville:IC9 | Energy Developments Ltd | 10000 | 1400 | 2001-12-14 | 2050-12-31
[10 empty] | 5676 | Lower Great Brook:7 | Nova Scotia Power | 0 | 2000 | 1955-01-01 | 2050-12-31
[10 empty] | 5677 | Lower Great Brook:8 | Nova Scotia Power | 0 | 1900 | 1955-01-01 | 2050-12-31
[10 empty] | 5678 | Lower Lake Falls:All | Nova Scotia Power | 0 | 7200 | 1929-01-01 | 2050-12-31
[10 empty] | 5679 | Lower Middlebury:All | Central Vermont Public Service Corp | 0 | 2000 | 1917-08-01 | 2050-12-31
[10 empty] | 5680 | Lower Mount Bethel Energy:CC1 | Lower Mount Bethel Energy LLC | 7078 | 593800 | 2004-05-20 | 2050-12-31
[10 empty] | 5681 | Lower Notch GS:12 | Ontario Power Generation Inc | 0 | 269000 | 1971-01-01 | 2050-12-31
[10 empty] | 5682 | Lower Paint:1 | Wisconsin Electric Power Co | 0 | 100 | 1952-05-01 | 2050-12-31
[10 empty] | 5683 | Lower Robertson Dam:1 | Northeast Utilities | 0 | 400 | 1987-05-01 | 2050-12-31
[10 empty] | 5684 | Lower Saranac Hydro:All | Tifd III P Inc | 0 | 6370 | 1990-10-01 | 2050-12-31
[10 empty] | 5685 | Lower St Anthony Falls Hydroelectric Project (MN):HY 1-16 | Saf Hydroelectric LLC | 0 | 9000 | 2011-12-31 | 2050-12-31
[10 empty] | 5686 | Lower Sturgeon Generating Station:All | Ontario Power Generation Inc | 0 | 19300 | 1923-01-01 | 2050-12-31
[10 empty] | 5687 | Lower Valley Hydro (NH):HY | Sweetwater Hydroelectric Inc | 0 | 860 | 1991-06-01 | 2050-12-31
[10 empty] | 5688 | Lower Village Water:All | Marlborough Hydro Corp | 0 | 62 | 1995-05-01 | 2050-12-31
[10 empty] | 5689 | Lower Weed:All | Gresham WI (Village of) | 0 | 420 | 1967-01-03 | 2050-12-31
[10 empty] | 5690 | Lowes Tarboro:IC | Lowes Home Improvement Centers Inc | 10769 | 500 | 2008-12-01 | 2050-12-31
[10 empty] | 5691 | LP Athol QF:1 | New England Power Co | 0 | 30 | 1931-01-01 | 2050-12-31
[10 empty] | 5692 | LSU Audubon Sugar Factory:GT1 | Louisiana State University | 9700 | 13000 | 2004-12-20 | 2050-12-31
[10 empty] | 5693 | Lucky Wind:WT | Lucky Wind LLC | 1000 | 1700 | 2004-01-01 | 2050-12-31
[10 empty] | 5694 | Ludington:1 | Consumers Energy Co | 0 | 312000 | 1973-01-01 | 2050-12-31
[10 empty] | 5695 | Ludington:2 | Consumers Energy Co | 0 | 312000 | 1973-03-01 | 2050-12-31
[10 empty] | 5696 | Ludington:3 | Consumers Energy Co | 0 | 312000 | 1973-04-01 | 2050-12-31
[10 empty] | 5697 | Ludington:4 | Consumers Energy Co | 0 | 312000 | 1973-06-01 | 2050-12-31
[10 empty] | 5698 | Ludington:5 | Consumers Energy Co | 0 | 312000 | 1973-08-01 | 2050-12-31
[10 empty] | 5699 | Ludington:6 | Consumers Energy Co | 0 | 312000 | 1973-10-01 | 2050-12-31
|  |  | 2017 |  | 2017 |  | 2017 |  |  | 5700 | Luke Mill:GEN1 | MeadWestvaco Corp | 12033 | 35000 | 1958-01-01 | 2050-12-31 | E
|  |  | 2017 |  | 2017 |  | 2017 |  |  | 5701 | Luke Mill:GEN2 | MeadWestvaco Corp | 11813 | 30000 | 1979-01-01 | 2050-12-31 | E
|  |  | 2017 |  | 2017 |  | 2017 |  |  | 5702 | Lumberton:GEN1 | Lumberton Energy LLC | 11690 | 32000 | 1985-12-01 | 2050-12-31 | E
[10 empty] | 5703 | Lumsden:1 | Nova Scotia Power | 0 | 2800 | 1940-01-01 | 2050-12-31
[10 empty] | 5704 | Luray:All | Shenandoah Valley Electric Coop | 0 | 1375 | 1927-01-01 | 2050-12-31
[10 empty] | 5705 | Lutheran Medical Center:GEN1 | Lutheran Medical Center | 10850 | 780 | 1994-01-01 | 2050-12-31
[10 empty] | 5706 | Lutheran Medical Center:GEN2 | Lutheran Medical Center | 10850 | 780 | 1994-01-01 | 2050-12-31
[10 empty] | 5707 | Luverne Wind Farm:WT1 33 | Otter Tail Power Co | 1000 | 49500 | 2009-09-01 | 2050-12-31
[10 empty] | 5708 | Luverne:4C | Luverne MN (City of) | 10000 | 3500 | 1967-05-01 | 2050-12-31
[10 empty] | 5709 | Lyme Hydroelectric:1 | Connecticut Light & Power Co (The) | 0 | 15 | 1980-01-01 | 2050-12-31
[10 empty] | 5710 | Lynn Cove Road Solar:2PV | Mark & Cindy Blessington | 1000 | 4 | 2007-10-01 | 2050-12-31
[10 empty] | 5711 | Lynn Energy Center:IC1 | Lynn Energy Center LLC | 10359 | 2020 | 2007-11-21 | 2050-12-31
[10 empty] | 5712 | Lyon Development:1 | Gas Recovery Systems Inc | 10000 | 900 | 1993-05-01 | 2050-12-31
[10 empty] | 5713 | Lyon Development:2 | Gas Recovery Systems Inc | 10000 | 900 | 1993-05-01 | 2050-12-31
[10 empty] | 5714 | Lyon Development:3 | Gas Recovery Systems Inc | 10000 | 900 | 1993-05-01 | 2050-12-31
[10 empty] | 5715 | Lyon Development:4 | Gas Recovery Systems Inc | 10000 | 900 | 1993-05-01 | 2050-12-31
[10 empty] | 5716 | Lyon Development:5 | Gas Recovery Systems Inc | 10000 | 900 | 1993-05-01 | 2050-12-31
[10 empty] | 5717 | Lyons Falls:All | Northbrook Lyons Falls LLC | 0 | 5500 | 1923-12-01 | 2050-12-31
[10 empty] | 5718 | Lyons:2 | Lyons NE (City of) | 11667 | 200 | 1953-01-01 | 2050-12-31
[10 empty] | 5719 | Lyons:3 | Lyons NE (City of) | 11667 | 300 | 1960-01-01 | 2050-12-31
[10 empty] | 5720 | Lyons:4A | Lyons NE (City of) | 11344 | 600 | 1967-01-01 | 2050-12-31
[10 empty] | 5721 | Lyonsdale Associates:GEN1 | Lyonsdale Associates LLC | 0 | 1430 | 1984-07-01 | 2050-12-31
[10 empty] | 5722 | Lyonsdale Associates:GEN2 | Lyonsdale Associates LLC | 0 | 1430 | 1984-07-01 | 2050-12-31
[10 empty] | 5723 | Lyonsdale Power Co LLC:STG | Primary Power International | 15000 | 19700 | 1992-08-01 | 2050-12-31
[10 empty] | 5724 | M & M Mars Chicago:1 | M & M Mars Inc | 13355 | 3000 | 1987-05-01 | 2050-12-31
[10 empty] | 5725 | M A Patout Son Ltd:1000 | M A Patout & Sons Ltd | 13291 | 1000 | 1981-10-01 | 2050-12-31
[10 empty] | 5726 | M A Patout Son Ltd:2000 | M A Patout & Sons Ltd | 13288 | 2000 | 1981-10-01 | 2050-12-31
[10 empty] | 5727 | M C Dixon Lumber Co Inc:GEN1 | M C Dixon Lumber Co Inc | 13634 | 2050 | 1979-01-01 | 2050-12-31
[10 empty] | 5728 | M L Hibbard:3 | ALLETE Inc | 14500 | 33200 | 1949-01-01 | 2050-12-31
[10 empty] | 5729 | M L Hibbard:4 | ALLETE Inc | 12000 | 25800 | 1951-01-03 | 2050-12-31
2015 | 2015 | 2015 |  | 2017 | 2020 |  | 2017 |  |  | 5730 | M L Kapp:2 | Interstate Power & Light Co | 10745 | 212400 | 1967-01-01 | 2050-12-31 | W
[10 empty] | 5731 | M M Nashville:UNT1 | Generation II Locomotives Inc | 9000 | 800 | 2000-04-01 | 2050-12-31
[10 empty] | 5732 | M M Nashville:UNT2 | Neo Corp | 9000 | 800 | 2000-04-01 | 2050-12-31
[10 empty] | 5733 | M Street Jet:NO6 | Massachusetts Bay Transportation Authority | 12878 | 50000 | 1979-05-01 | 2050-12-31
[10 empty] | 5734 | Mabelvale:1 | Entergy Arkansas Inc | 13880 | 14000 | 1970-12-01 | 2050-12-31
[10 empty] | 5735 | Mabelvale:2 | Entergy Arkansas Inc | 13880 | 14000 | 1970-12-01 | 2050-12-31
[10 empty] | 5736 | Mabelvale:3 | Entergy Arkansas Inc | 13999 | 14000 | 1970-12-01 | 2050-12-31
[10 empty] | 5737 | Mabelvale:4 | Entergy Arkansas Inc | 13880 | 14000 | 1970-12-01 | 2050-12-31
[10 empty] | 5738 | Mackay GS:12 | Brookfield Renewable Power Inc | 0 | 26000 | 1998-02-09 | 2050-12-31
[10 empty] | 5739 | Mackay GS:3 | Brookfield Renewable Power Inc | 0 | 32000 | 2000-02-09 | 2050-12-31
[10 empty] | 5740 | Macomb:1 | Brookfield Renewable Power Inc | 0 | 900 | 1940-01-01 | 2050-12-31
[10 empty] | 5741 | Macon (MO):All | Macon MO (City of) | 10192 | 10100 | 1968-01-03 | 2050-12-31
[10 empty] | 5742 | Macon Energy Center:1 | Macon MO (City of) | 10921 | 8500 | 2003-01-01 | 2050-12-31
[10 empty] | 5743 | Macon Mill:1 | Riverwood Internationall Inc (Macon) | 12000 | 6980 | 1948-06-01 | 2050-12-31
[10 empty] | 5744 | Macon Mill:2 | Riverwood Internationall Inc (Macon) | 12000 | 4650 | 1948-06-01 | 2050-12-31
[10 empty] | 5745 | Macon Mill:3 | Riverwood Internationall Inc (Macon) | 12000 | 4650 | 1948-06-01 | 2050-12-31
[10 empty] | 5746 | Macon Mill:4 | Riverwood Internationall Inc (Macon) | 13278 | 14790 | 1981-06-01 | 2050-12-31
[10 empty] | 5747 | Mactaquac:1 | Énergie NB Power | 0 | 110000 | 1968-01-01 | 2050-12-31
[10 empty] | 5748 | Mactaquac:2 | Énergie NB Power | 0 | 110000 | 1968-01-01 | 2050-12-31
[10 empty] | 5749 | Mactaquac:3 | Énergie NB Power | 0 | 110000 | 1968-01-01 | 2050-12-31
[10 empty] | 5750 | Mactaquac:4 | Énergie NB Power | 0 | 116000 | 1972-01-01 | 2050-12-31
[10 empty] | 5751 | Mactaquac:5 | Énergie NB Power | 0 | 113000 | 1979-01-01 | 2050-12-31
[10 empty] | 5752 | Mactaquac:6 | Énergie NB Power | 0 | 113000 | 1980-01-01 | 2050-12-31
[10 empty] | 5753 | Mad River:CTA | FirstEnergy Generation Corp | 14150 | 25000 | 1972-08-01 | 2050-12-31
[10 empty] | 5754 | Mad River:CTB | FirstEnergy Generation Corp | 14150 | 25000 | 1972-09-01 | 2050-12-31
[10 empty] | 5755 | Maddox:1 | Southwestern Public Service Co | 10596 | 118000 | 1967-01-01 | 2050-12-31
[10 empty] | 5756 | Maddox:2 | Southwestern Public Service Co | 12748 | 60000 | 1976-01-01 | 2050-12-31
[10 empty] | 5757 | Maddox:3 | Southwestern Public Service Co | 13500 | 10000 | 1963-01-01 | 2050-12-31
[10 empty] | 5758 | Madelia:1 | Madelia MN (City of) | 10184 | 3000 | 2001-05-01 | 2050-12-31
[10 empty] | 5759 | Madelia:2 | Madelia MN (City of) | 11004 | 1500 | 1965-06-01 | 2050-12-31
[10 empty] | 5760 | Madelia:3 | Madelia MN (City of) | 9525 | 900 | 1959-01-01 | 2050-12-31
[10 empty] | 5761 | Madelia:4 | Madelia MN (City of) | 9525 | 3700 | 1973-06-01 | 2050-12-31
[10 empty] | 5762 | Madelia:5 | Madelia MN (City of) | 11329 | 1100 | 1954-03-01 | 2050-12-31
[10 empty] | 5763 | Madison (NE):1 | Madison NE (City of) | 11958 | 1700 | 1969-01-01 | 2050-12-31
[10 empty] | 5764 | Madison (NE):2 | Madison NE (City of) | 11958 | 950 | 1959-01-01 | 2050-12-31
[10 empty] | 5765 | Madison (NE):3 | Madison NE (City of) | 11958 | 850 | 1953-01-01 | 2050-12-31
[10 empty] | 5766 | Madison (NE):4 | Madison NE (City of) | 11958 | 500 | 1946-01-01 | 2050-12-31
[10 empty] | 5767 | Madison (OH):CT1 | Duke Energy Indiana | 12140 | 72000 | 2000-04-01 | 2050-12-31
[10 empty] | 5768 | Madison (OH):CT2 | Duke Energy Indiana | 12769 | 72000 | 2000-04-01 | 2050-12-31
[10 empty] | 5769 | Madison (OH):CT3 | Duke Energy Indiana | 12646 | 72000 | 2000-04-01 | 2050-12-31
[10 empty] | 5770 | Madison (OH):CT4 | Duke Energy Indiana | 12840 | 72000 | 2000-04-01 | 2050-12-31
[10 empty] | 5771 | Madison (OH):CT5 | Duke Energy Indiana | 12776 | 72000 | 2000-04-01 | 2050-12-31
[10 empty] | 5772 | Madison (OH):CT6 | Duke Energy Indiana | 12785 | 72000 | 2000-04-01 | 2050-12-31
[10 empty] | 5773 | Madison (OH):CT7 | Duke Energy Indiana | 12368 | 72000 | 2000-04-01 | 2050-12-31
[10 empty] | 5774 | Madison (OH):CT8 | Duke Energy Indiana | 12820 | 72000 | 2000-04-01 | 2050-12-31
[10 empty] | 5775 | Madison County Landfill (NY):IC | WM Renewable Energy LLC | 9000 | 1500 | 2009-03-15 | 2050-12-31
[10 empty] | 5776 | Madison Peaking Station:All | Madison SD (City of) | 11000 | 10000 | 2005-03-29 | 2050-12-31
[10 empty] | 5777 | Madison Utilities:All | Madison NE (City of) | 13800 | 4600 | 1959-12-01 | 2050-12-31
[10 empty] | 5778 | Madison Windpower LLC:MADW | Madison Windpower LLC | 1000 | 11500 | 2000-09-01 | 2050-12-31
[10 empty] | 5779 | Magnolia Power Plant:CC1 | Magnolia Energy LP | 7712 | 287700 | 2003-08-25 | 2050-12-31
[10 empty] | 5780 | Magnolia Power Plant:CC2 | Magnolia Energy LP | 7732 | 287700 | 2003-08-25 | 2050-12-31
[10 empty] | 5781 | Magnolia Power Plant:CC3 | Magnolia Energy LP | 7706 | 287700 | 2003-08-25 | 2050-12-31
[10 empty] | 5782 | Magnolia Solar:PV | SunE WGJN1 LLC | 1000 | 53 | 2007-02-04 | 2050-12-31
[10 empty] | 5783 | Magpie Dam:HY1 | Hydromega Services Inc | 0 | 20300 | 2007-12-14 | 2050-12-31
[10 empty] | 5784 | Magpie Dam:HY2 | Hydromega Services Inc | 0 | 20300 | 2007-12-14 | 2050-12-31
[10 empty] | 5785 | Maiden Community Center:IC | North Carolina Municipal Power Agency No 1 | 10448 | 1800 | 2006-09-01 | 2050-12-31
[10 empty] | 5786 | Maiden Finger Street:1 | North Carolina Municipal Power Agency No 1 | 10527 | 1800 | 2002-06-01 | 2050-12-31
[10 empty] | 5787 | Main Street (MI):1 | Sebewaing Light & Water Dept | 10000 | 900 | 1961-03-01 | 2050-12-31
[10 empty] | 5788 | Main Street (MI):2 | Sebewaing Light & Water Dept | 11000 | 800 | 1947-06-01 | 2050-12-31
[10 empty] | 5789 | Main Street (MI):3 | Sebewaing Light & Water Dept | 10000 | 1100 | 1966-08-01 | 2050-12-31
[10 empty] | 5790 | Main Street (MI):4 | Sebewaing Light & Water Dept | 9800 | 1200 | 1966-10-01 | 2050-12-31
[10 empty] | 5791 | Main Street (MI):5 | Sebewaing Light & Water Dept | 9800 | 1000 | 1979-09-01 | 2050-12-31
[10 empty] | 5792 | Main Street (MI):6 | Sebewaing Light & Water Dept | 9800 | 600 | 1967-04-01 | 2050-12-31
[10 empty] | 5793 | Main Street (MO):1 | Springfield MO (City of) | 14085 | 12000 | 1968-01-01 | 2050-12-31
[10 empty] | 5794 | Maine Energy Recovery Co:MERC | Kti Environmental Group Inc | 12496 | 18000 | 1987-06-01 | 2050-12-31
[10 empty] | 5795 | Maine Independence Station:CC | Casco Bay Energy Co LLC | 6895 | 490000 | 2000-05-01 | 2050-12-31
[10 empty] | 5796 | Maitland:1 | DuPont Canada Inc | 14733 | 38300 | 1980-01-01 | 2050-12-31
[10 empty] | 5797 | Majestic Wind Farm:WT1 53 | High Majestic Wind Energy Center LLC | 1000 | 79500 | 2009-01-28 | 2050-12-31
[10 empty] | 5798 | Malay Falls:All | Nova Scotia Power | 0 | 3000 | 1924-01-01 | 2050-12-31
[10 empty] | 5799 | Malden:1 | Malden MO (City of) | 10017 | 1200 | 1951-01-03 | 2050-12-31
[10 empty] | 5800 | Malden:2A | Malden MO (City of) | 10643 | 1800 | 1996-02-01 | 2050-12-31
[10 empty] | 5801 | Malden:3A | Malden MO (City of) | 10643 | 1800 | 1996-02-01 | 2050-12-31
[10 empty] | 5802 | Malden:4A | Malden MO (City of) | 10643 | 1800 | 1996-02-01 | 2050-12-31
[10 empty] | 5803 | Malden:5 | Malden MO (City of) | 10794 | 1200 | 1957-01-01 | 2050-12-31
[10 empty] | 5804 | Malden:6 | Malden MO (City of) | 10223 | 1800 | 1963-01-03 | 2050-12-31
[10 empty] | 5805 | Malden:7 | Malden MO (City of) | 9845 | 2500 | 1973-01-03 | 2050-12-31
[10 empty] | 5806 | Malden:8 | Malden MO (City of) | 10372 | 3800 | 1973-01-03 | 2050-12-31
[10 empty] | 5807 | Malette Kraft GS:3 | Tembec Pulp Group | 12000 | 15000 | 1960-02-09 | 2050-12-31
[10 empty] | 5808 | Malette Kraft GS:4 | Tembec Pulp Group | 12000 | 12500 | 1960-02-09 | 2050-12-31
[10 empty] | 5809 | Mallard Lake Electric:CC | Gas Recovery Services IL Inc | 7800 | 19000 | 1997-10-01 | 2050-12-31
[10 empty] | 5810 | Mallard Ridge Gas Recovery:GEN1 | Modern Mallard Energy LLC | 10000 | 800 | 1996-10-01 | 2050-12-31
[10 empty] | 5811 | Mallard Ridge Gas Recovery:GEN2 | Modern Mallard Energy LLC | 10000 | 800 | 1996-10-01 | 2050-12-31
[10 empty] | 5812 | Mallard Ridge Gas Recovery:GEN3 | Modern Mallard Energy LLC | 10000 | 800 | 1997-06-01 | 2050-12-31
[10 empty] | 5813 | Manatee (FPL):1 | Florida Power & Light Co | 10118 | 819000 | 1976-10-01 | 2050-12-31
[10 empty] | 5814 | Manatee (FPL):2 | Florida Power & Light Co | 10083 | 819000 | 1977-12-01 | 2050-12-31
[10 empty] | 5815 | Manatee (FPL):3 | Florida Power & Light Co | 6850 | 1104000 | 2005-06-30 | 2050-12-31
[10 empty] | 5816 | Manchester Street:GE10 | Dominion Energy Manchester Street LLC | 7936 | 149000 | 1995-11-01 | 2050-12-31
[10 empty] | 5817 | Manchester Street:GE11 | Dominion Energy Manchester Street LLC | 7939 | 149000 | 1995-09-01 | 2050-12-31
[10 empty] | 5818 | Manchester Street:GEN9 | Dominion Energy Manchester Street LLC | 7915 | 149000 | 1995-11-01 | 2050-12-31
[10 empty] | 5819 | Mandan Refinery:GEN1 | Tesoro Petroleum Corp | 13328 | 2800 | 1954-10-01 | 2050-12-31
[10 empty] | 5820 | Mandan Refinery:GEN2 | Tesoro Petroleum Corp | 13328 | 2800 | 1954-10-01 | 2050-12-31
[10 empty] | 5821 | Mandan Refinery:GEN3 | Tesoro Petroleum Corp | 13190 | 2800 | 1958-05-01 | 2050-12-31
[10 empty] | 5822 | Mangum:1 | Mangum Utility Authority | 12939 | 900 | 1946-01-01 | 2050-12-31
[10 empty] | 5823 | Mangum:2 | Mangum Utility Authority | 12939 | 600 | 1939-01-03 | 2050-12-31
[10 empty] | 5824 | Mangum:4 | Mangum Utility Authority | 12939 | 1200 | 1956-01-03 | 2050-12-31
[10 empty] | 5825 | Mangum:5 | Mangum Utility Authority | 12939 | 1700 | 1963-07-01 | 2050-12-31
[10 empty] | 5826 | Mangum:6 | Mangum Utility Authority | 12939 | 1700 | 1969-11-01 | 2050-12-31
[10 empty] | 5827 | Manic 1:11 | Hydro Quebec | 0 | 60910 | 1966-11-01 | 2050-12-31
[10 empty] | 5828 | Manic 1:12 | Hydro Quebec | 0 | 60910 | 1966-11-01 | 2050-12-31
[10 empty] | 5829 | Manic 1:13 | Hydro Quebec | 0 | 60910 | 1967-02-01 | 2050-12-31
[10 empty] | 5830 | Manic 2:21 | Hydro Quebec | 0 | 125910 | 1965-06-01 | 2050-12-31
[10 empty] | 5831 | Manic 2:22 | Hydro Quebec | 0 | 125910 | 1965-07-01 | 2050-12-31
[10 empty] | 5832 | Manic 2:23 | Hydro Quebec | 0 | 125910 | 1965-09-01 | 2050-12-31
[10 empty] | 5833 | Manic 2:24 | Hydro Quebec | 0 | 125910 | 1965-10-01 | 2050-12-31
[10 empty] | 5834 | Manic 2:25 | Hydro Quebec | 0 | 125910 | 1965-11-01 | 2050-12-31
[10 empty] | 5835 | Manic 2:26 | Hydro Quebec | 0 | 125910 | 1966-07-01 | 2050-12-31
[10 empty] | 5836 | Manic 2:27 | Hydro Quebec | 0 | 125910 | 1966-11-01 | 2050-12-31
[10 empty] | 5837 | Manic 2:28 | Hydro Quebec | 0 | 125910 | 1967-03-01 | 2050-12-31
[10 empty] | 5838 | Manic 3:31 | Hydro Quebec | 0 | 196100 | 1976-10-01 | 2050-12-31
[10 empty] | 5839 | Manic 3:32 | Hydro Quebec | 0 | 196100 | 1976-09-01 | 2050-12-31
[10 empty] | 5840 | Manic 3:33 | Hydro Quebec | 0 | 196100 | 1976-08-01 | 2050-12-31
[10 empty] | 5841 | Manic 3:34 | Hydro Quebec | 0 | 196100 | 1976-06-01 | 2050-12-31
[10 empty] | 5842 | Manic 3:35 | Hydro Quebec | 0 | 196100 | 1976-04-01 | 2050-12-31
[10 empty] | 5843 | Manic 3:36 | Hydro Quebec | 0 | 196100 | 1975-12-01 | 2050-12-31
[10 empty] | 5844 | Manic 5 PA:41 | Hydro Quebec | 0 | 205640 | 1990-09-01 | 2050-12-31
[10 empty] | 5845 | Manic 5 PA:42 | Hydro Quebec | 0 | 205640 | 1990-03-01 | 2050-12-31
[10 empty] | 5846 | Manic 5 PA:43 | Hydro Quebec | 0 | 205640 | 1989-12-01 | 2050-12-31
[10 empty] | 5847 | Manic 5 PA:44 | Hydro Quebec | 0 | 205640 | 1989-05-01 | 2050-12-31
[10 empty] | 5848 | Manic 5:51 | Hydro Quebec | 0 | 205640 | 1994-12-01 | 2050-12-31
[10 empty] | 5849 | Manic 5:52 | Hydro Quebec | 0 | 205640 | 1994-12-01 | 2050-12-31
[10 empty] | 5850 | Manic 5:53 | Hydro Quebec | 0 | 205640 | 1993-11-01 | 2050-12-31
[10 empty] | 5851 | Manic 5:54 | Hydro Quebec | 0 | 205640 | 1993-10-01 | 2050-12-31
[10 empty] | 5852 | Manic 5:55 | Hydro Quebec | 0 | 205640 | 1992-11-01 | 2050-12-31
[10 empty] | 5853 | Manic 5:56 | Hydro Quebec | 0 | 205640 | 1992-11-01 | 2050-12-31
[10 empty] | 5854 | Manic 5:57 | Hydro Quebec | 0 | 205640 | 1991-12-01 | 2050-12-31
[10 empty] | 5855 | Manic 5:58 | Hydro Quebec | 0 | 205640 | 1991-11-01 | 2050-12-31
[10 empty] | 5856 | Manistique:1 | Edison Sault Electric Co | 11250 | 2000 | 1960-01-03 | 2050-12-31
[10 empty] | 5857 | Manistique:2 | Edison Sault Electric Co | 10806 | 2800 | 1972-01-03 | 2050-12-31
[10 empty] | 5858 | Manitou Falls GS:1 5 | Ontario Power Generation Inc | 0 | 74000 | 1956-01-01 | 2050-12-31
[10 empty] | 5859 | Manitouwadge GS:12 | Twin Falls LP | 0 | 5500 | 1960-02-09 | 2050-12-31
[10 empty] | 5860 | Mankato Energy Center:CC | Mankato Energy Center LLC | 6781 | 300000 | 2006-07-01 | 2050-12-31
[10 empty] | 5861 | Manning Muncipal Light Plant:All | Manning IA (City of) | 12336 | 1000 | 1928-03-01 | 2050-12-31
[10 empty] | 5862 | Mansfield (MA):GEN1 | Archer Daniels Midland Co | 10807 | 1000 | 1993-11-01 | 2050-12-31
[10 empty] | 5863 | Mansfield (MA):GEN2 | Archer Daniels Midland Co | 10807 | 1000 | 1993-11-01 | 2050-12-31
[10 empty] | 5864 | Mansfield Mill:GEN1 | International Paper Co | 13147 | 27400 | 1981-10-01 | 2050-12-31
[10 empty] | 5865 | Mansfield Mill:GEN2 | International Paper Co | 13126 | 29800 | 1981-12-01 | 2050-12-31
[10 empty] | 5866 | Mansfield Mill:GEN3 | International Paper Co | 13163 | 22400 | 1981-12-01 | 2050-12-31
[10 empty] | 5867 | Mansfield Mill:GEN4 | International Paper Co | 12188 | 21370 | 1995-08-01 | 2050-12-31
[10 empty] | 5868 | Maple Hill:1 3 | Serpent River Power Corp | 0 | 400 | 1989-01-01 | 2050-12-31
[10 empty] | 5869 | Maple Lake:5A | Great River Energy | 14550 | 19100 | 1978-05-01 | 2050-12-31
[10 empty] | 5870 | Maple Ridge Windfarm:WT 121-140 | Flat Rock Windpower LLC | 1000 | 33000 | 2006-07-05 | 2050-12-31
[10 empty] | 5871 | Maple Ridge Windfarm:WT 141 195 | Flat Rock Windpower II LLC | 1000 | 91000 | 2006-11-30 | 2050-12-31
[10 empty] | 5872 | Maple Ridge Windfarm:WT 1-83 | Flat Rock Windpower LLC | 1000 | 137000 | 2005-12-01 | 2050-12-31
[10 empty] | 5873 | Maple Ridge Windfarm:WT 84 120 | Flat Rock Windpower LLC | 1000 | 61000 | 2006-01-01 | 2050-12-31
[10 empty] | 5874 | Maquoketa (IA IPL):All | North American Hydro Inc | 0 | 1200 | 1924-01-01 | 2050-12-31
[10 empty] | 5875 | Maquoketa 1:1A | Maquoketa Municipal Electric Utility | 10176 | 3000 | 2004-06-01 | 2050-12-31
[10 empty] | 5876 | Maquoketa 1:2A | Maquoketa Municipal Electric Utility | 10176 | 3000 | 2004-06-01 | 2050-12-31
[10 empty] | 5877 | Maquoketa 1:3 | Maquoketa Municipal Electric Utility | 10802 | 2000 | 1969-10-01 | 2050-12-31
[10 empty] | 5878 | Maquoketa 1:5 | Maquoketa Municipal Electric Utility | 10501 | 1500 | 1956-06-01 | 2050-12-31
[10 empty] | 5879 | Maquoketa 1:6 | Maquoketa Municipal Electric Utility | 10308 | 2400 | 1962-11-01 | 2050-12-31
[10 empty] | 5880 | Maquoketa 1:7 | Maquoketa Municipal Electric Utility | 10211 | 6500 | 1982-09-01 | 2050-12-31
[10 empty] | 5881 | Maquoketa 1:All | Maquoketa Municipal Electric Utility | 10632 | 13000 | 1996-09-01 | 2050-12-31
[10 empty] | 5882 | Marathon County Landfill:IC1 | Fiber Recovery Inc | 9000 | 815 | 2008-01-21 | 2050-12-31
[10 empty] | 5883 | Marathon County Landfill:IC2 | Fiber Recovery Inc | 9000 | 815 | 2008-01-21 | 2050-12-31
[10 empty] | 5884 | Marathon County Landfill:IC3 | Fiber Recovery Inc | 9000 | 815 | 2008-01-21 | 2050-12-31
[10 empty] | 5885 | Marathon:All | Florida Keys Electric Coop Association Inc | 10682 | 22000 | 1998-01-01 | 2050-12-31
[10 empty] | 5886 | Marceline (City of):All | Marceline MO (City of) | 13333 | 8000 | 1989-08-01 | 2050-12-31
[10 empty] | 5887 | Marcus Hook Refinery Cogeneration:CC | FPL Energy Marcus Hook LP | 7808 | 717500 | 2005-01-01 | 2050-12-31
[10 empty] | 5888 | Marcus Hook Refinery Cogeneration:GEN1 | FPL Energy Marcus Hook 50 LP | 10274 | 50000 | 1987-11-01 | 2050-12-31
|  |  | 2017 |  | 2017 |  | 2017 |  |  | 5889 | Marcus Hook:1 | FMC Corp | 12023 | 17500 | 1970-01-01 | 2050-12-31 | E
[10 empty] | 5890 | Margaret Bennett Solar:PV | Margaret Bennett | 1000 | 3 | 2008-11-15 | 2050-12-31
[10 empty] | 5891 | Marilyn M Norfork Solar:PV | Marilyn M Norfork | 1000 | 4 | 2009-01-01 | 2050-12-31
|  |  | 2017 |  | 2017 |  | 2017 | 2013 | 0.94201 | 5892 | Marion:1 | Southern Illinois Power Coop | 13105 | 40000 | 1963-06-01 | 2050-12-31 | E
|  |  | 2017 |  | 2017 |  | 2017 | 2013 | 0.94201 | 5893 | Marion:2 | Southern Illinois Power Coop | 13105 | 40000 | 1963-08-01 | 2050-12-31 | E
|  |  | 2017 |  | 2017 |  | 2017 | 2013 | 0.94201 | 5894 | Marion:3 | Southern Illinois Power Coop | 13105 | 40000 | 1963-09-01 | 2050-12-31 | E
|  |  | 2017 |  | 2017 |  | 2017 | 2013 | 0.94201 | 5895 | Marion:4 | Southern Illinois Power Coop | 12136 | 170000 | 1978-10-01 | 2050-12-31 | E
[10 empty] | 5896 | Marion:5 | Southern Illinois Power Coop | 12140 | 70000 | 2003-05-16 | 2050-12-31
[10 empty] | 5897 | Marion:6 | Southern Illinois Power Coop | 12140 | 70000 | 2003-05-16 | 2050-12-31
[10 empty] | 5898 | Mark Doman Wind:WT | Mark Doman (WT) | 1000 | 2 | 2007-11-13 | 2050-12-31
[10 empty] | 5899 | Markham:1 | Grand River Dam Authority | 0 | 28000 | 1964-05-01 | 2050-12-31
[10 empty] | 5900 | Markham:2 | Grand River Dam Authority | 0 | 28000 | 1964-05-01 | 2050-12-31
[10 empty] | 5901 | Markham:3 | Grand River Dam Authority | 0 | 29000 | 1964-05-01 | 2050-12-31
[10 empty] | 5902 | Markham:4 | Grand River Dam Authority | 0 | 29000 | 1964-05-01 | 2050-12-31
[10 empty] | 5903 | Markland:1 | Duke Energy Indiana | 0 | 21600 | 1967-04-01 | 2050-12-31
[10 empty] | 5904 | Markland:2 | Duke Energy Indiana | 0 | 21600 | 1967-01-01 | 2050-12-31
[10 empty] | 5905 | Markland:3 | Duke Energy Indiana | 0 | 21600 | 1967-02-01 | 2050-12-31
[10 empty] | 5906 | Marmet:All | Appalachian Power Co | 0 | 15900 | 1935-12-01 | 2050-12-31
[10 empty] | 5907 | Marmora Hydro:All | Consolidated Hydro Ltd | 0 | 1000 | 1992-01-01 | 2050-12-31
[10 empty] | 5908 | Marquette 4:GT1 | Marquette Board of Light & Power | 12504 | 20000 | 1979-05-01 | 2050-12-31
[10 empty] | 5909 | Marquette Hydroelectric Project:All | Marquette Board of Light & Power | 0 | 3900 | 1988-01-01 | 2050-12-31
[10 empty] | 5910 | Mars Hill:WT1 28 | Evergreen Wind Power LLC | 1000 | 42000 | 2007-03-15 | 2050-12-31
[10 empty] | 5911 | Mars Solar Garden:PV1 | PSEG Solar Source LLC | 1000 | 2200 | 2009-11-09 | 2050-12-31
[10 empty] | 5912 | Marsden Russel:1 | Niagara Mohawk Power Corp | 1000 | 2 | 1994-01-01 | 2050-12-31
[10 empty] | 5913 | Marsh Line Wind Farm:WT1 5 | Boralex Inc | 1000 | 10000 | 2010-01-29 | 2050-12-31
[10 empty] | 5914 | Marsh Power:1 | PPL Maine LLC | 0 | 200 | 2000-04-01 | 2050-12-31
[10 empty] | 5915 | Marsh Run Generating:GT1 | Old Dominion Electric Coop | 10903 | 156500 | 2004-09-15 | 2050-12-31
[10 empty] | 5916 | Marsh Run Generating:GT2 | Old Dominion Electric Coop | 10970 | 156500 | 2004-09-15 | 2050-12-31
[10 empty] | 5917 | Marsh Run Generating:GT3 | Old Dominion Electric Coop | 11105 | 156500 | 2004-09-15 | 2050-12-31
[10 empty] | 5918 | Marshall (IL):All | Marshall IL (City of) | 10529 | 16900 | 2002-04-01 | 2050-12-31
[10 empty] | 5919 | Marshall (MI):All | Marshall Electric Utility MI (City of) | 0 | 200 | 1928-01-03 | 2050-12-31
[10 empty] | 5920 | Marshall (MI):IC2 | Marshall Electric Utility MI (City of) | 10279 | 900 | 1953-01-03 | 2050-12-31
[10 empty] | 5921 | Marshall (MI):IC3 | Marshall Electric Utility MI (City of) | 11000 | 1900 | 1973-01-03 | 2050-12-31
[10 empty] | 5922 | Marshall (MI):IC4 | Marshall Electric Utility MI (City of) | 10774 | 700 | 1942-01-03 | 2050-12-31
[10 empty] | 5923 | Marshall (MI):IC5 | Marshall Electric Utility MI (City of) | 11034 | 1400 | 1948-01-03 | 2050-12-31
[10 empty] | 5924 | Marshall (MI):IC6 | Marshall Electric Utility MI (City of) | 11317 | 5600 | 1978-01-03 | 2050-12-31
[10 empty] | 5925 | Marshall (MN):6 | Marshall Municipal Utilities | 14400 | 15700 | 1969-07-01 | 2050-12-31
[10 empty] | 5926 | Marshall (MO):10 | Marshall MO (City of) | 8800 | 6300 | 1990-06-01 | 2050-12-31
[10 empty] | 5927 | Marshall (MO):11 | Marshall MO (City of) | 8700 | 6300 | 1994-01-01 | 2050-12-31
[10 empty] | 5928 | Marshall (MO):3 | Marshall MO (City of) | 17000 | 3900 | 1948-06-01 | 2050-12-31
|  |  | 2017 |  | 2017 |  | 2017 |  |  | 5929 | Marshall (MO):4 | Marshall MO (City of) | 12281 | 5800 | 1956-07-01 | 2050-12-31 | E
|  |  | 2017 |  | 2017 |  | 2017 |  |  | 5930 | Marshall (MO):5 | Marshall MO (City of) | 12760 | 16000 | 1967-07-01 | 2050-12-31 | E
[10 empty] | 5931 | Marshall (MO):All | Marshall MO (City of) | 13000 | 2700 | 1988-06-01 | 2050-12-31
[10 empty] | 5932 | Marshall (MO):GT1 | Marshall MO (City of) | 18000 | 14000 | 1972-05-01 | 2050-12-31
[10 empty] | 5933 | Marshall (NC CPL):All | Progress Energy Carolinas | 0 | 5000 | 1985-01-01 | 2050-12-31
|  |  | 2017 |  | 2017 |  | 2017 |  |  | 5934 | Marshall (NC DUKE):1 | Duke Energy Carolinas | 9233 | 385000 | 1965-03-01 | 2050-12-31 | E
|  |  | 2017 |  | 2017 |  | 2017 |  |  | 5935 | Marshall (NC DUKE):2 | Duke Energy Carolinas | 9265 | 385000 | 1966-04-01 | 2050-12-31 | E
|  |  | 2016 |  | 2016 |  | 2017 |  |  | 5936 | Marshall (NC DUKE):3 | Duke Energy Carolinas | 8756 | 670000 | 1969-05-01 | 2050-12-31 | E
|  |  | 2016 |  | 2016 |  | 2017 |  |  | 5937 | Marshall (NC DUKE):4 | Duke Energy Carolinas | 9369 | 670000 | 1970-05-01 | 2050-12-31 | E
2017 | 2017 | 2017 |  | 2021 | 2021 |  | 2017 |  |  | 5938 | Marshall (TX):8511 | Norit Americas Inc | 12752 | 2000 | 1921-01-01 | 2050-12-31 | W
[10 empty] | 5939 | Marshall County:CT1 | Tennessee Valley Authority | 11793 | 75000 | 2002-06-01 | 2050-12-31
[10 empty] | 5940 | Marshall County:CT2 | Tennessee Valley Authority | 11793 | 75000 | 2002-06-01 | 2050-12-31
[10 empty] | 5941 | Marshall County:CT3 | Tennessee Valley Authority | 11793 | 77600 | 2002-06-01 | 2050-12-31
[10 empty] | 5942 | Marshall County:CT4 | Tennessee Valley Authority | 11816 | 77600 | 2002-06-01 | 2050-12-31
[10 empty] | 5943 | Marshall County:CT5 | Tennessee Valley Authority | 11793 | 75000 | 2002-06-01 | 2050-12-31
[10 empty] | 5944 | Marshall County:CT6 | Tennessee Valley Authority | 11793 | 75000 | 2002-07-31 | 2050-12-31
[10 empty] | 5945 | Marshall County:CT7 | Tennessee Valley Authority | 11902 | 77600 | 2002-09-13 | 2050-12-31
[10 empty] | 5946 | Marshall County:CT8 | Tennessee Valley Authority | 11793 | 75000 | 2002-09-13 | 2050-12-31
[10 empty] | 5947 | Marshall Wind 1:All | Marshall Wind 1 LLC | 1000 | 18900 | 2008-05-30 | 2050-12-31
[10 empty] | 5948 | Marshalltown:1 | Interstate Power & Light Co | 12522 | 55200 | 1978-06-01 | 2050-12-31
[10 empty] | 5949 | Marshalltown:2 | Interstate Power & Light Co | 12534 | 54700 | 1978-06-01 | 2050-12-31
[10 empty] | 5950 | Marshalltown:3 | Interstate Power & Light Co | 12256 | 54400 | 1978-07-01 | 2050-12-31
[10 empty] | 5951 | Marshfield 6:1 | Green Mountain Power Corp | 0 | 4750 | 1927-01-03 | 2050-12-31
[10 empty] | 5952 | Martin (FL):1 | Florida Power & Light Co | 10099 | 839000 | 1980-12-01 | 2050-12-31
[10 empty] | 5953 | Martin (FL):2 | Florida Power & Light Co | 9897 | 839000 | 1981-06-01 | 2050-12-31
[10 empty] | 5954 | Martin (FL):CC3 | Florida Power & Light Co | 7256 | 478000 | 1994-02-01 | 2050-12-31
[10 empty] | 5955 | Martin (FL):CC4 | Florida Power & Light Co | 7256 | 478000 | 1994-04-01 | 2050-12-31
[10 empty] | 5956 | Martin (FL):CC5 | Florida Power & Light Co | 6867 | 1180000 | 2005-06-30 | 2050-12-31
[10 empty] | 5957 | Martin Dam:1 | Alabama Power Co | 0 | 46500 | 1927-01-01 | 2050-12-31
[10 empty] | 5958 | Martin Dam:2 | Alabama Power Co | 0 | 46500 | 1927-01-01 | 2050-12-31
[10 empty] | 5959 | Martin Dam:3 | Alabama Power Co | 0 | 46500 | 1927-01-01 | 2050-12-31
[10 empty] | 5960 | Martin Dam:4 | Alabama Power Co | 0 | 46500 | 1952-07-01 | 2050-12-31
[10 empty] | 5961 | Martin Solar:PV | Tim Martin | 1000 | 2 | 2008-08-01 | 2050-12-31
[10 empty] | 5962 | Martins Creek:CTG1 | PPL Martins Creek LLC | 14000 | 18000 | 1971-06-01 | 2050-12-31
[10 empty] | 5963 | Martins Creek:CTG2 | PPL Martins Creek LLC | 14000 | 18000 | 1971-06-01 | 2050-12-31
[10 empty] | 5964 | Martins Creek:CTG3 | PPL Martins Creek LLC | 14000 | 18000 | 1971-06-01 | 2050-12-31
[10 empty] | 5965 | Martins Creek:CTG4 | PPL Martins Creek LLC | 14000 | 18000 | 1971-06-01 | 2050-12-31
[10 empty] | 5966 | Martins Creek:MC3 | PPL Martins Creek LLC | 9630 | 850000 | 1975-10-01 | 2050-12-31
[10 empty] | 5967 | Martins Creek:MC4 | PPL Martins Creek LLC | 10458 | 820000 | 1977-03-01 | 2050-12-31
[10 empty] | 5968 | Martins Store Genset:All | Central Virginia Electric Coop | 10755 | 4800 | 1993-01-01 | 2050-12-31
[10 empty] | 5969 | Martinsville W & P:1 | Vermont Group | 0 | 100 | 1986-12-01 | 2050-12-31
[10 empty] | 5970 | Martinsville:1 | Martinsville VA (City of) | 0 | 1300 | 1924-01-03 | 2050-12-31
[10 empty] | 5971 | Mary Ann Gas Plant:6202 | Mobil Oil Exploration & Producing Southeast Inc | 11973 | 2300 | 1990-01-01 | 2050-12-31
[10 empty] | 5972 | Maryvale:WT 1 4 | Nova Scotia Power | 1000 | 6000 | 2010-04-09 | 2050-12-31
[10 empty] | 5973 | Mascoma Hydro Corp:All | Mascoma Hydro Corp | 0 | 1046 | 1988-12-01 | 2050-12-31
[10 empty] | 5974 | Mascoutah:All | Mascoutah Light & Power Dept | 11886 | 6300 | 1946-08-01 | 2050-12-31
[10 empty] | 5975 | Mashantucket Pequot Tribal Cogeneration:GT1 | Mashantucket Pequot Tribal Nation | 9730 | 7500 | 2010-06-09 | 2050-12-31
[10 empty] | 5976 | Mashantucket Pequot Tribal Cogeneration:GT2 | Mashantucket Pequot Tribal Nation | 9730 | 7500 | 2010-06-09 | 2050-12-31
[10 empty] | 5977 | Mason Solar:PV | Gary & Leslie Mason | 1000 | 1 | 2008-10-01 | 2050-12-31
[10 empty] | 5978 | Mass Institute of Tech Central:CTG1 | Massachusetts Institute of Technology | 14616 | 19000 | 1995-06-01 | 2050-12-31
[10 empty] | 5979 | Massena Power Plant:CC | Power City Partners LP | 8790 | 82600 | 1992-07-01 | 2050-12-31
[10 empty] | 5980 | Masson:1 | Brookfield Renewable Power Inc | 0 | 28000 | 1933-01-01 | 2050-12-31
[10 empty] | 5981 | Masson:2 | Brookfield Renewable Power Inc | 0 | 28000 | 1933-01-01 | 2050-12-31
[10 empty] | 5982 | Masson:3 | Brookfield Renewable Power Inc | 0 | 28000 | 1933-01-01 | 2050-12-31
[10 empty] | 5983 | Masson:4 | Brookfield Renewable Power Inc | 0 | 28000 | 1933-01-01 | 2050-12-31
[10 empty] | 5984 | Masspower:CC | MassPower | 7971 | 238300 | 1993-07-01 | 2050-12-31
[10 empty] | 5985 | Masterfoods USA:CC | M & M Mars Inc | 8230 | 10700 | 1989-05-01 | 2050-12-31
[10 empty] | 5986 | Matabitchuan:All | Ontario Power Generation Inc | 0 | 10000 | 1910-01-01 | 2050-12-31
[10 empty] | 5987 | Matthew Keil Project:IC | Matthew Keil | 9000 | 2 | 2009-11-30 | 2050-12-31
|  |  | 2017 |  | 2017 |  | 2017 |  |  | 5988 | May Plant:GEN1 | E I DuPont de Nemours & Co | 12341 | 5500 | 1952-01-01 | 2050-12-31 | E
|  |  | 2017 |  | 2017 |  | 2017 |  |  | 5989 | May Plant:GEN2 | E I DuPont de Nemours & Co | 12341 | 5500 | 1952-01-01 | 2050-12-31 | E
|  |  | 2017 |  | 2017 |  | 2017 |  |  | 5990 | May Plant:GEN3 | E I DuPont de Nemours & Co | 11721 | 17500 | 1993-07-01 | 2050-12-31 | E
|  |  | 2015 |  | 2015 |  | 2017 |  |  | 5991 | Mayo:1 | Progress Energy Carolinas | 9556 | 742000 | 1983-03-01 | 2050-12-31 | E
[10 empty] | 5992 | Mays Solar:PV | Daniel & Elizabeth Mays | 1000 | 3 | 2008-02-29 | 2050-12-31
[10 empty] | 5993 | Maysville Mason County Landfill (EKPC):IC | East Kentucky Power Coop | 9000 | 1600 | 2010-04-14 | 2050-12-31
[10 empty] | 5994 | McAdenville:1 | Stowe Pharr Mills Inc | 0 | 1000 | 1984-12-01 | 2050-12-31
[10 empty] | 5995 | McArthur:All | Manitoba Hydro Electric | 0 | 54260 | 1954-10-01 | 2050-12-31
[10 empty] | 5996 | McCallum Enterprises:1 | Mc Callum Enterprises I LP | 0 | 300 | 1988-05-01 | 2050-12-31
[10 empty] | 5997 | McCartney:MGS1 | Springfield MO (City of) | 11182 | 50000 | 2002-07-31 | 2050-12-31
[10 empty] | 5998 | McCartney:MGS2 | Springfield MO (City of) | 11049 | 50000 | 2002-07-31 | 2050-12-31
[10 empty] | 5999 | McClain Energy:CC | Oklahoma Gas & Electric Co | 7098 | 470000 | 2001-06-15 | 2050-12-31
[10 empty] | 6000 | McClellan (AR):1 | Arkansas Electric Coop Corp | 10559 | 134000 | 1972-05-01 | 2050-12-31
[10 empty] | 6001 | McCook:1 | Nebraska Public Power District | 12612 | 50000 | 1973-06-01 | 2050-12-31
[10 empty] | 6002 | McCormick Hunt Valley Solar:PV1 | Constellation Energy Group | 1000 | 1000 | 2009-01-21 | 2050-12-31
[10 empty] | 6003 | McCormick:1 | Hydro Quebec | 0 | 50100 | 1991-10-01 | 2050-12-31
[10 empty] | 6004 | McCormick:2 | Hydro Quebec | 0 | 50100 | 1992-10-01 | 2050-12-31
[10 empty] | 6005 | McCormick:3 | Hydro Quebec | 0 | 50100 | 1957-01-01 | 2050-12-31
[10 empty] | 6006 | McCormick:4 | Hydro Quebec | 0 | 50100 | 1957-01-01 | 2050-12-31
[10 empty] | 6007 | McCormick:5 | Hydro Quebec | 0 | 50100 | 1958-01-01 | 2050-12-31
[10 empty] | 6008 | McCormick:6 | Hydro Quebec | 0 | 50100 | 1965-10-01 | 2050-12-31
[10 empty] | 6009 | McCormick:7 | Hydro Quebec | 0 | 50100 | 1965-10-01 | 2050-12-31
[10 empty] | 6010 | Mccrosky & Walens (PV):PV | Mccrosky & Walens | 1000 | 3 | 2007-12-01 | 2050-12-31
[10 empty] | 6011 | McGregor:All | McGregor Municipal Utilities | 11500 | 2000 | 1977-10-01 | 2050-12-31
[10 empty] | 6012 | McGuire:1 | Duke Energy Carolinas | 10213 | 1100000 | 1981-09-01 | 2050-12-31
[10 empty] | 6013 | McGuire:2 | Duke Energy Carolinas | 10137 | 1100000 | 1984-03-01 | 2050-12-31
[10 empty] | 6014 | McIndoes:All | TransCanada Hydro Northeast Inc | 0 | 13000 | 1931-01-01 | 2050-12-31
|  |  | 2017 |  | 2017 |  | 2017 |  |  | 6015 | McIntosh (GA SAVNAH):1 | Georgia Power Co | 11040 | 156500 | 1979-02-01 | 2050-12-31 | E
[10 empty] | 6016 | McIntosh (GA SAVNAH):CT1 | Georgia Power Co | 13296 | 82200 | 1995-05-01 | 2050-12-31
[10 empty] | 6017 | McIntosh (GA SAVNAH):CT2 | Georgia Power Co | 13771 | 82200 | 1995-04-01 | 2050-12-31
[10 empty] | 6018 | McIntosh (GA SAVNAH):CT3 | Georgia Power Co | 13628 | 82200 | 1994-06-01 | 2050-12-31
[10 empty] | 6019 | McIntosh (GA SAVNAH):CT4 | Georgia Power Co | 13296 | 82200 | 1994-05-01 | 2050-12-31
[10 empty] | 6020 | McIntosh (GA SAVNAH):CT5 | Georgia Power Co | 13647 | 82200 | 1994-04-01 | 2050-12-31
[10 empty] | 6021 | McIntosh (GA SAVNAH):CT6 | Georgia Power Co | 13331 | 82200 | 1994-05-01 | 2050-12-31
[10 empty] | 6022 | McIntosh (GA SAVNAH):CT7 | Georgia Power Co | 13706 | 82200 | 1994-04-01 | 2050-12-31
[10 empty] | 6023 | McIntosh (GA SAVNAH):CT8 | Georgia Power Co | 13595 | 82200 | 1994-02-01 | 2050-12-31
[10 empty] | 6024 | McIntosh Caes:2 | PowerSouth Energy Coop | 9625 | 114000 | 1998-06-01 | 2050-12-31
[10 empty] | 6025 | McIntosh Caes:3 | PowerSouth Energy Coop | 11369 | 114000 | 1998-06-01 | 2050-12-31
[10 empty] | 6026 | McIntosh Caes:4 | PowerSouth Energy Coop | 10500 | 185000 | 2010-12-31 | 2050-12-31
[10 empty] | 6027 | McIntosh Caes:5 | PowerSouth Energy Coop | 10500 | 185000 | 2010-12-31 | 2050-12-31
[10 empty] | 6028 | McIntosh Combined Cycle Facility:CC1 | Georgia Power Co | 7098 | 592000 | 2005-06-01 | 2050-12-31
[10 empty] | 6029 | McIntosh Combined Cycle Facility:CC2 | Georgia Power Co | 7098 | 592000 | 2005-06-01 | 2050-12-31
[10 empty] | 6030 | McKay Bay:GEN1 | Tampa (City of) | 12748 | 18000 | 1985-06-01 | 2050-12-31
[10 empty] | 6031 | McKee Run:1 | Dover DE (City of) | 13335 | 17000 | 1962-01-01 | 2050-12-31
[10 empty] | 6032 | McKee Run:2 | Dover DE (City of) | 13854 | 17000 | 1962-03-01 | 2050-12-31
[10 empty] | 6033 | McKee Run:3 | Dover DE (City of) | 11036 | 102000 | 1975-05-01 | 2050-12-31
[10 empty] | 6034 | McKenzie Falls:1 | Clean Power Operating Trust | 0 | 1120 | 1938-01-01 | 2050-12-31
[10 empty] | 6035 | McLean County Wind Farm (Agriwind):1 | AgriWind LLC | 1000 | 8400 | 2007-07-01 | 2050-12-31
[10 empty] | 6036 | McLeansboro:All | McLeansboro IL (City of) | 12500 | 8400 | 1950-12-01 | 2050-12-31
[10 empty] | 6037 | McLeod County Wind Farm (MMPA):WT | Minnesota Municipal Power Agency | 1000 | 160 | 2010-02-28 | 2050-12-31
[10 empty] | 6038 | McManus:1 | Georgia Power Co | 13638 | 43000 | 1952-11-01 | 2050-12-31
[10 empty] | 6039 | McManus:2 | Georgia Power Co | 11949 | 79000 | 1959-06-01 | 2050-12-31
[10 empty] | 6040 | McManus:3A | Georgia Power Co | 13786 | 46000 | 1972-01-01 | 2050-12-31
[10 empty] | 6041 | McManus:3B | Georgia Power Co | 13786 | 46000 | 1972-01-01 | 2050-12-31
[10 empty] | 6042 | McManus:3C | Georgia Power Co | 13786 | 46000 | 1972-01-01 | 2050-12-31
[10 empty] | 6043 | McManus:4A | Georgia Power Co | 13786 | 46000 | 1972-12-01 | 2050-12-31
[10 empty] | 6044 | McManus:4B | Georgia Power Co | 13786 | 46000 | 1972-12-01 | 2050-12-31
[10 empty] | 6045 | McManus:4C | Georgia Power Co | 13786 | 46000 | 1972-12-01 | 2050-12-31
[10 empty] | 6046 | McManus:4D | Georgia Power Co | 13786 | 46000 | 1972-12-01 | 2050-12-31
[10 empty] | 6047 | McManus:4E | Georgia Power Co | 13786 | 46000 | 1972-12-01 | 2050-12-31
[10 empty] | 6048 | McManus:4F | Georgia Power Co | 13786 | 46000 | 1972-12-01 | 2050-12-31
[10 empty] | 6049 | McManus:IC1 | Georgia Power Co | 10000 | 2000 | 1964-12-01 | 2050-12-31
|  |  | 2017 |  | 2017 |  | 2017 |  |  | 6050 | McMeekin:1 | South Carolina Electric & Gas Co | 9400 | 125000 | 1958-07-01 | 2050-12-31 | E
|  |  | 2017 |  | 2017 |  | 2017 |  |  | 6051 | McMeekin:2 | South Carolina Electric & Gas Co | 9006 | 125000 | 1958-12-01 | 2050-12-31 | E
[10 empty] | 6052 | McMinnville:All | McMinnville Electric System | 10489 | 21600 | 2001-06-01 | 2050-12-31
[10 empty] | 6053 | McPhail GS:All | Brookfield Renewable Power Inc | 0 | 11400 | 1954-02-09 | 2050-12-31
[10 empty] | 6054 | McPherson 3:NA1 | McPherson Board of Public Utilities | 11862 | 80500 | 1998-10-01 | 2050-12-31
[10 empty] | 6055 | McPherson:GT1 | McPherson Board of Public Utilities | 13000 | 52900 | 1973-06-01 | 2050-12-31
[10 empty] | 6056 | McPherson:GT2 | McPherson Board of Public Utilities | 13000 | 50900 | 1976-06-01 | 2050-12-31
[10 empty] | 6057 | McPherson:GT3 | McPherson Board of Public Utilities | 13000 | 52000 | 1979-06-01 | 2050-12-31
[10 empty] | 6058 | Mcvittie Generating Station:All | Ontario Power Generation Inc | 0 | 2300 | 1912-01-01 | 2050-12-31
[10 empty] | 6059 | McWilliams:CC | PowerSouth Energy Coop | 8614 | 149000 | 1996-10-01 | 2050-12-31
[10 empty] | 6060 | Mead Coated Board Inc:GEN1 | Mead Coated Board Inc | 12000 | 32000 | 1966-11-01 | 2050-12-31
[10 empty] | 6061 | Mead Coated Board Inc:GEN2 | Mead Coated Board Inc | 12024 | 55500 | 1990-03-01 | 2050-12-31
[10 empty] | 6062 | Mead Coated Board Inc:GEN3 | Mead Coated Board Inc | 15500 | 21000 | 1998-01-01 | 2050-12-31
[10 empty] | 6063 | Mead Paper:NO7 | Mead Paper Corp | 14810 | 32000 | 1969-01-01 | 2050-12-31
[10 empty] | 6064 | Mead Paper:NO8 | Mead Paper Corp | 14449 | 23000 | 1972-01-01 | 2050-12-31
[10 empty] | 6065 | Mead Paper:NO9 | Mead Paper Corp | 13064 | 45000 | 1982-01-01 | 2050-12-31
[10 empty] | 6066 | Mead Rumford Cogeneration:GEN1 | Rumfold Cogeneration Inc | 11870 | 85001 | 1990-01-01 | 2050-12-31
[10 empty] | 6067 | Meade:2 | Meade KS (City of) | 10870 | 800 | 1951-01-03 | 2050-12-31
[10 empty] | 6068 | Meade:3 | Meade KS (City of) | 10500 | 1100 | 1957-01-01 | 2050-12-31
[10 empty] | 6069 | Meade:All | Meade KS (City of) | 10600 | 4900 | 1961-01-03 | 2050-12-31
[10 empty] | 6070 | Meadow Lake Wind Farm:WT1 121 | Meadow Lake Wind Farm LLC | 1000 | 199650 | 2009-10-01 | 2050-12-31
[10 empty] | 6071 | Meadow Lake Wind Farm:WT122 187 | Meadow Lake Wind Farm II LLC | 1000 | 99000 | 2010-06-11 | 2050-12-31
[10 empty] | 6072 | Meadow Lake:1 | Saskatchewan Power Corp | 14006 | 36900 | 1984-11-01 | 2050-12-31
[10 empty] | 6073 | Meadowlands Solar:PV1 | New Jersey Meadowlands Commission | 1000 | 412 | 2009-02-23 | 2050-12-31
[10 empty] | 6074 | Mechanic Falls:GEN1 | Ridgewood Maine Hydro Partnership LP | 0 | 1240 | 1986-04-01 | 2050-12-31
[10 empty] | 6075 | Mechanicsville Hydro:1 | Northeast Utilities | 0 | 100 | 1995-08-01 | 2050-12-31
[10 empty] | 6076 | Mechanicville (CT):HY1 | Saywatt Hydro Asscociates | 0 | 300 | 1989-06-01 | 2050-12-31
|  |  | 2017 |  | 2017 |  | 2017 |  |  | 6077 | Mecklenburg Cogeneration Facil:GEN1 | Virginia Electric & Power Co | 11329 | 69000 | 1992-08-01 | 2050-12-31 | E
|  |  | 2017 |  | 2017 |  | 2017 |  |  | 6078 | Mecklenburg Cogeneration Facil:GEN2 | Virginia Electric & Power Co | 11329 | 69000 | 1992-08-01 | 2050-12-31 | E
[10 empty] | 6079 | Medford Wind:WT | Medford (City of) | 1000 | 100 | 2009-01-28 | 2050-12-31
[10 empty] | 6080 | Medical Area Total Energy Plant:CT1 | Medical Area Total Energy Plant Inc | 11868 | 12500 | 2003-01-01 | 2050-12-31
[10 empty] | 6081 | Medical Area Total Energy Plant:CT2 | Medical Area Total Energy Plant Inc | 11868 | 12500 | 2003-01-01 | 2050-12-31
[10 empty] | 6082 | Medical Area Total Energy Plant:DEG1 | Medical Area Total Energy Plant Inc | 10000 | 6000 | 1985-06-01 | 2050-12-31
[10 empty] | 6083 | Medical Area Total Energy Plant:DEG2 | Medical Area Total Energy Plant Inc | 10000 | 6000 | 1985-07-01 | 2050-12-31
[10 empty] | 6084 | Medical Area Total Energy Plant:DEG3 | Medical Area Total Energy Plant Inc | 10000 | 6000 | 1985-10-01 | 2050-12-31
[10 empty] | 6085 | Medical Area Total Energy Plant:DEG4 | Medical Area Total Energy Plant Inc | 10000 | 6000 | 1985-10-01 | 2050-12-31
[10 empty] | 6086 | Medical Area Total Energy Plant:DEG5 | Medical Area Total Energy Plant Inc | 10000 | 6000 | 1985-11-01 | 2050-12-31
[10 empty] | 6087 | Medical Area Total Energy Plant:DEG6 | Medical Area Total Energy Plant Inc | 10000 | 6000 | 1986-02-01 | 2050-12-31
[10 empty] | 6088 | Medical Area Total Energy Plant:STG2 | Medical Area Total Energy Plant Inc | 12245 | 11000 | 1980-01-01 | 2050-12-31
[10 empty] | 6089 | Medical Area Total Energy Plant:STG3 | Medical Area Total Energy Plant Inc | 12245 | 11000 | 1980-01-01 | 2050-12-31
[10 empty] | 6090 | Medina Valley:CC | Ameren Energy Medina Valley Cogeneration LLC | 8000 | 34960 | 2001-09-01 | 2050-12-31
[10 empty] | 6091 | Medway Hydro:All | PPL Maine LLC | 10060 | 8000 | 1960-01-03 | 2050-12-31
[10 empty] | 6092 | Medway Hydro:All | PPL Maine LLC | 0 | 3200 | 1923-01-01 | 2050-12-31
[10 empty] | 6093 | Mehoopany:GEN1 | Procter & Gamble Paper Products Co (The) | 11601 | 53600 | 1985-06-01 | 2050-12-31
[10 empty] | 6094 | Mehoopany:GEN2 | Procter & Gamble Paper Products Co (The) | 12181 | 900 | 1984-07-01 | 2050-12-31
[10 empty] | 6095 | Meisner Hoffman Solar:PV | Gerald Meisner & Harol Hoffman | 1000 | 4 | 2008-09-01 | 2050-12-31
[10 empty] | 6096 | Melancthon Wind Project:WT1 45 | Canadian Hydro Developers Inc | 1000 | 67500 | 2006-03-04 | 2050-12-31
[10 empty] | 6097 | Melancthon Wind Project:WT46 133 | Canadian Hydro Developers Inc | 1000 | 132000 | 2008-10-30 | 2050-12-31
[10 empty] | 6098 | Meldahl Hydroelectric Project:HY | Hamilton Dept of Public Utilities | 0 | 105000 | 2014-12-31 | 2050-12-31
[10 empty] | 6099 | Melrose Wastewater Plant:CC1 | Middlesex Generating Co LLC | 7100 | 18800 | 2001-10-01 | 2050-12-31
[10 empty] | 6100 | Melrose:All | Melrose Public Utilities | 11500 | 8100 | 1945-07-01 | 2050-12-31
[10 empty] | 6101 | Melton Hill:1 | Tennessee Valley Authority | 0 | 39500 | 1964-07-01 | 2050-12-31
[10 empty] | 6102 | Melton Hill:2 | Tennessee Valley Authority | 0 | 39740 | 1964-11-01 | 2050-12-31
[10 empty] | 6103 | Memphis:All | Memphis Light Plant MO (City of) | 13020 | 8800 | 1972-01-03 | 2050-12-31
[10 empty] | 6104 | Memphremagog:All | Hydro Sherbrooke | 0 | 2200 | 1920-01-01 | 2050-12-31
2017 | 2017 | 2017 |  | 2021 | 2021 |  | 2017 |  |  | 6105 | Menasha (MNSHA):3 | Menasha Electric & Water Utility | 12300 | 7500 | 1954-01-03 | 2050-12-31 | W
2017 | 2017 | 2017 |  | 2021 | 2021 |  | 2017 |  |  | 6106 | Menasha (MNSHA):4 | Menasha Electric & Water Utility | 12128 | 12500 | 1964-01-03 | 2050-12-31 | W
2017 | 2017 | 2017 |  | 2021 | 2021 |  | 2017 |  |  | 6107 | Menasha (MNSHA):5 | Menasha Electric & Water Utility | 10000 | 6900 | 2006-10-01 | 2050-12-31 | W
[10 empty] | 6108 | Mendota Hills LLC:WT1 63 | Infigen Wind Partners US LLC | 1000 | 50400 | 2003-11-24 | 2050-12-31
[10 empty] | 6109 | Menihek Dam:All | Newfoundland & Labrador Hydro | 0 | 18600 | 1952-01-01 | 2050-12-31
2017 | 2017 | 2017 |  | 2021 | 2021 |  | 2017 |  |  | 6110 | Menominee Aquisition Corp:ST2 | Cellu Tissue Holdings Inc | 12384 | 2500 | 1950-06-01 | 2050-12-31 | W
[10 empty] | 6111 | Menominee Mill Marinette:All | N E W Hydro Inc | 0 | 1800 | 1924-01-01 | 2050-12-31
[10 empty] | 6112 | Menomonie:All | Northern States Power Co (Wisconsin) | 0 | 5380 | 1958-01-03 | 2050-12-31
[10 empty] | 6113 | Mepi GT Facility:1 | AmerenEnergy Generating Co | 13195 | 55000 | 1974-10-01 | 2050-12-31
[10 empty] | 6114 | Mepi GT Facility:2 | AmerenEnergy Generating Co | 13527 | 55000 | 1974-10-01 | 2050-12-31
[10 empty] | 6115 | Mepi GT Facility:3 | AmerenEnergy Generating Co | 14088 | 55000 | 1974-10-01 | 2050-12-31
[10 empty] | 6116 | Mepi GT Facility:4 | Midwest Electric Power Inc | 12404 | 37000 | 2000-07-01 | 2050-12-31
[10 empty] | 6117 | Mepi GT Facility:5 | Midwest Electric Power Inc | 12404 | 37000 | 2000-07-01 | 2050-12-31
2016 | 2016 | 2016 |  | 2018 | 2021 |  | 2017 |  |  | 6118 | Meramec:1 | AmerenUE | 10852 | 119000 | 1953-05-01 | 2050-12-31 | W
2016 | 2016 | 2016 |  | 2018 | 2021 |  | 2017 |  |  | 6119 | Meramec:2 | AmerenUE | 10852 | 120000 | 1954-07-01 | 2050-12-31 | W
2015 | 2015 | 2015 |  | 2017 | 2020 |  | 2017 |  |  | 6120 | Meramec:3 | AmerenUE | 9665 | 261000 | 1959-01-01 | 2050-12-31 | W
2015 | 2015 | 2015 |  | 2017 | 2020 |  | 2017 |  |  | 6121 | Meramec:4 | AmerenUE | 10726 | 342000 | 1961-07-01 | 2050-12-31 | W
[10 empty] | 6122 | Meramec:GT1 | AmerenUE | 14014 | 55000 | 1974-06-01 | 2050-12-31
[10 empty] | 6123 | Meramec:GT2 | AmerenUE | 11416 | 53000 | 2000-06-01 | 2050-12-31
2015 | 2015 | 2015 |  | 2017 | 2020 |  | 2017 |  |  | 6124 | Mercer Generating Station:1 | PSEG Fossil LLC | 10082 | 324000 | 1960-12-01 | 2050-12-31 | W
2015 | 2015 | 2015 |  | 2017 | 2020 |  | 2017 |  |  | 6125 | Mercer Generating Station:2 | PSEG Fossil LLC | 10244 | 324000 | 1961-06-01 | 2050-12-31 | W
[10 empty] | 6126 | Mercer Generating Station:3 | PSEG Fossil LLC | 13081 | 129000 | 1967-11-01 | 2050-12-31
[10 empty] | 6127 | Mercier:HY1 | Hydro Quebec | 0 | 50500 | 2007-09-30 | 2050-12-31
[10 empty] | 6128 | Merck Rahway Power Plant:GEN8 | Merck & Co Inc | 12795 | 4800 | 1977-01-01 | 2050-12-31
[10 empty] | 6129 | Merck Rahway Power Plant:GEN9 | Merck & Co Inc | 10910 | 10000 | 2004-01-01 | 2050-12-31
2015 | 2015 | 2015 |  | 2017 | 2020 |  | 2017 |  |  | 6130 | Meredosia:3 | AmerenEnergy Generating Co | 10828 | 203000 | 1960-07-01 | 2050-12-31 | W
[10 empty] | 6131 | Meredosia:4 | AmerenEnergy Generating Co | 9919 | 156000 | 1975-09-01 | 2050-12-31
[10 empty] | 6132 | Meridian (SK):CC1 | Meridian Cogeneration LP | 7925 | 202000 | 1999-12-20 | 2050-12-31
[10 empty] | 6133 | Meridian Way Wind Farm:WT 1 34 | Cloud County Wind Farm LLC | 1000 | 102000 | 2008-12-01 | 2050-12-31
[10 empty] | 6134 | Meridian Way Wind Farm:WT 35 67 | Cloud County Wind Farm LLC | 1000 | 99000 | 2008-12-15 | 2050-12-31
[10 empty] | 6135 | Meridian:All | Tennessee Valley Authority | 10600 | 9000 | 1998-06-01 | 2050-12-31
[10 empty] | 6136 | Merle Parr:1 | MidAmerican Energy Co | 14090 | 16000 | 1969-05-01 | 2050-12-31
[10 empty] | 6137 | Merle Parr:2 | MidAmerican Energy Co | 14090 | 16000 | 1969-05-01 | 2050-12-31
|  |  | 2017 |  | 2017 |  | 2017 | 2013 | 0.93179 | 6138 | Merom:1 | Hoosier Energy Rural Electric Coop Inc | 10310 | 476000 | 1983-09-01 | 2050-12-31 | E
|  |  | 2017 |  | 2017 |  | 2017 | 2013 | 0.93179 | 6139 | Merom:2 | Hoosier Energy Rural Electric Coop Inc | 10374 | 479000 | 1982-02-01 | 2050-12-31 | E
[10 empty] | 6140 | Merrickville:All | Ontario Power Generation Inc | 0 | 1780 | 1915-01-01 | 2050-12-31
[10 empty] | 6141 | Merrill:All | Wisconsin Public Service Corp | 0 | 2100 | 1917-01-03 | 2050-12-31
[10 empty] | 6142 | Merrillan:1 | Merrillan Municipal Electric Utility | 11896 | 800 | 1943-01-03 | 2050-12-31
[10 empty] | 6143 | Merrillan:2 | Merrillan Municipal Electric Utility | 0 | 100 | 1992-06-01 | 2050-12-31
|  |  | 2017 |  | 2017 |  | 2017 |  |  | 6144 | Merrimack:1 | Public Service Co of New Hampshire | 10969 | 112500 | 1960-12-01 | 2050-12-31 | E
|  |  | 2017 |  | 2017 |  | 2017 |  |  | 6145 | Merrimack:2 | Public Service Co of New Hampshire | 10326 | 320000 | 1968-05-01 | 2050-12-31 | E
[10 empty] | 6146 | Merrimack:GT1 | Public Service Co of New Hampshire | 12877 | 16826 | 1968-08-01 | 2050-12-31
[10 empty] | 6147 | Merrimack:GT2 | Public Service Co of New Hampshire | 12813 | 16804 | 1969-08-01 | 2050-12-31
[10 empty] | 6148 | Mesalands Community College:WT1 | Mesalands Community College | 1000 | 1500 | 2008-12-11 | 2050-12-31
[10 empty] | 6149 | Messalonskee 2:All | Maine Renewables LLC | 0 | 4400 | 1924-01-01 | 2050-12-31
[10 empty] | 6150 | Methals:1 | Nova Scotia Power | 0 | 3000 | 1949-01-01 | 2050-12-31
[10 empty] | 6151 | Methuen Hydro:1 | Massachusetts Municipal Wholesale Electric Co | 0 | 100 | 1988-08-01 | 2050-12-31
[10 empty] | 6152 | Metro Airport:GT1 | Metro Energy LLC | 11127 | 17000 | 2001-12-31 | 2050-12-31
[10 empty] | 6153 | Metro Gas Recovery:GEN1 | Bio Energy Partners | 13000 | 2900 | 1985-12-01 | 2050-12-31
[10 empty] | 6154 | Metro Gas Recovery:GEN2 | Bio Energy Partners | 13000 | 2900 | 1985-12-01 | 2050-12-31
[10 empty] | 6155 | Metro Gas Recovery:GEN3 | Bio Energy Partners | 9000 | 800 | 2000-02-01 | 2050-12-31
[10 empty] | 6156 | Metro Gas Recovery:GEN4 | Bio Energy Partners | 9000 | 800 | 2000-02-01 | 2050-12-31
[10 empty] | 6157 | Metro Gas Recovery:GEN5 | Bio Energy Partners | 9000 | 800 | 2000-02-01 | 2050-12-31
[10 empty] | 6158 | Metro Gas Recovery:GEN6 | Bio Energy Partners | 9000 | 800 | 2000-02-01 | 2050-12-31
[10 empty] | 6159 | Metro Methane Recovery Facilit:GEN1 | Bio Energy Partners | 10000 | 800 | 1998-01-01 | 2050-12-31
[10 empty] | 6160 | Metro Methane Recovery Facilit:GEN2 | Bio Energy Partners | 10000 | 800 | 1998-01-01 | 2050-12-31
[10 empty] | 6161 | Metro Methane Recovery Facilit:GEN3 | Bio Energy Partners | 10000 | 800 | 1998-01-01 | 2050-12-31
[10 empty] | 6162 | Metro Methane Recovery Facilit:GEN4 | Bio Energy Partners | 10000 | 800 | 1998-01-01 | 2050-12-31
[10 empty] | 6163 | Metro Methane Recovery Facilit:GEN5 | Bio Energy Partners | 10000 | 800 | 1998-01-01 | 2050-12-31
[10 empty] | 6164 | Metro Methane Recovery Facilit:GEN6 | Bio Energy Partners | 10000 | 800 | 1998-01-01 | 2050-12-31
[10 empty] | 6165 | Metro Methane Recovery Facilit:GEN7 | Bio Energy Partners | 10000 | 800 | 1998-01-01 | 2050-12-31
[10 empty] | 6166 | Metro Methane Recovery Facilit:GEN8 | Bio Energy Partners | 10000 | 800 | 1998-01-01 | 2050-12-31
[10 empty] | 6167 | Metropolitan Sewerage District:All | Metropolitan Sewerage District | 0 | 2400 | 1988-09-01 | 2050-12-31
[10 empty] | 6168 | Mexico:1 | AmerenUE | 14952 | 55000 | 1978-09-01 | 2050-12-31
[10 empty] | 6169 | Meyer Wind:WT | Louis M Meyer | 1000 | 2 | 2008-09-30 | 2050-12-31
[10 empty] | 6170 | Meyersburg Generating Station:All | Ontario Power Generation Inc | 0 | 5000 | 1924-01-01 | 2050-12-31
[10 empty] | 6171 | Meyersdale Wind Energy Center:WT 1 20 | Meyersdale Windpower LLC | 1000 | 30000 | 2003-12-31 | 2050-12-31
[10 empty] | 6172 | Miami Dade County Resources:GEN1 | Metro Dade County | 9830 | 35810 | 1981-12-01 | 2050-12-31
[10 empty] | 6173 | Miami Dade County Resources:GEN2 | Metro Dade County | 10500 | 35810 | 1981-12-01 | 2050-12-31
|  |  | 2017 |  | 2017 |  | 2017 | 2013 | 0.92872 | 6174 | Miami Fort:5 | Duke Energy Kentucky | 10000 | 80000 | 1949-12-01 | 2050-12-31 | E
|  |  | 2017 |  | 2017 |  | 2017 | 2013 | 0.92872 | 6175 | Miami Fort:6 | Duke Energy Kentucky | 9798 | 163000 | 1960-11-01 | 2050-12-31 | E
|  |  | 2017 |  | 2017 |  | 2017 | 2013 | 0.92872 | 6176 | Miami Fort:7 | Duke Energy Ohio | 9727 | 500000 | 1975-05-01 | 2050-12-31 | E
|  |  | 2017 |  | 2017 |  | 2017 | 2013 | 0.92872 | 6177 | Miami Fort:8 | Duke Energy Ohio | 9154 | 500000 | 1978-02-01 | 2050-12-31 | E
[10 empty] | 6178 | Miami Fort:GT3 | Duke Energy Ohio | 13424 | 14200 | 1971-07-01 | 2050-12-31
[10 empty] | 6179 | Miami Fort:GT4 | Duke Energy Ohio | 13424 | 14200 | 1971-08-01 | 2050-12-31
[10 empty] | 6180 | Miami Fort:GT5 | Duke Energy Ohio | 13424 | 14200 | 1971-09-01 | 2050-12-31
[10 empty] | 6181 | Miami Fort:GT6 | Duke Energy Ohio | 13424 | 14200 | 1971-10-01 | 2050-12-31
[10 empty] | 6182 | Miami Wabash:1 | Duke Energy Indiana | 17318 | 16000 | 1968-06-01 | 2050-12-31
[10 empty] | 6183 | Miami Wabash:2 | Duke Energy Indiana | 17318 | 16000 | 1968-06-01 | 2050-12-31
[10 empty] | 6184 | Miami Wabash:3 | Duke Energy Indiana | 17318 | 16000 | 1968-06-01 | 2050-12-31
[10 empty] | 6185 | Miami Wabash:4 | Duke Energy Indiana | 17318 | 16000 | 1968-06-01 | 2050-12-31
[10 empty] | 6186 | Miami Wabash:5 | Duke Energy Indiana | 17186 | 16000 | 1969-08-01 | 2050-12-31
[10 empty] | 6187 | Miami Wabash:6 | Duke Energy Indiana | 17186 | 16000 | 1969-07-01 | 2050-12-31
[10 empty] | 6188 | Michael Solar:PV | Bruce Michael | 1000 | 2 | 2008-05-01 | 2050-12-31
[10 empty] | 6189 | Michigamme Falls:All | Wisconsin Electric Power Co | 0 | 4000 | 1953-06-01 | 2050-12-31
| 2017 |  |  | 2017 | 2020 |  | 2017 |  |  | 6190 | Michigan City:12 | Northern Indiana Public Service Co | 10364 | 469000 | 1974-05-01 | 2050-12-31 | W
[10 empty] | 6191 | Michigan Power LP:CC | Delta Power Co LLC | 7708 | 154100 | 1995-10-01 | 2050-12-31
[10 empty] | 6192 | Michigan Wind:WT1 46 | Noble Thumb Windpark I LLC | 1000 | 69000 | 2008-12-16 | 2050-12-31
[10 empty] | 6193 | Michoud:2 | Entergy New Orleans Inc | 11151 | 230000 | 1963-02-01 | 2050-12-31
[10 empty] | 6194 | Michoud:3 | Entergy New Orleans Inc | 11038 | 530000 | 1967-08-01 | 2050-12-31
[10 empty] | 6195 | Mickleton Station:MICK | Calpine New Jersey Generation LLC | 14945 | 59000 | 1974-06-01 | 2050-12-31
[10 empty] | 6196 | Mid Connecticut:NO 5 | Covanta Mid Connecticut Inc | 12273 | 25596 | 1988-07-01 | 2050-12-31
[10 empty] | 6197 | Mid Connecticut:NO 6 | Covanta Mid Connecticut Inc | 12273 | 27113 | 1988-07-01 | 2050-12-31
[10 empty] | 6198 | Mid Georgia Cogeneration:CC | Mid Georgia Cogeneration LP | 7643 | 316000 | 1997-12-01 | 2050-12-31
[10 empty] | 6199 | Middle Falls Hydro:All | Middle Falls LP | 0 | 2800 | 1989-09-01 | 2050-12-31
[10 empty] | 6200 | Middle Musquodobit:1 | Nova Scotia Power | 11434 | 500 | 1996-06-01 | 2050-12-31
[10 empty] | 6201 | Middle Peninsula Landfill:IC1 | WM Renewable Energy LLC | 9000 | 750 | 2009-10-23 | 2050-12-31
[10 empty] | 6202 | Middle Peninsula Landfill:IC2 | WM Renewable Energy LLC | 9000 | 750 | 2009-10-23 | 2050-12-31
[10 empty] | 6203 | Middle Peninsula Landfill:IC3 | WM Renewable Energy LLC | 9000 | 750 | 2009-10-23 | 2050-12-31
[10 empty] | 6204 | Middle Peninsula Landfill:IC4 | WM Renewable Energy LLC | 9000 | 750 | 2009-10-23 | 2050-12-31
[10 empty] | 6205 | Middle Peninsula Landfill:IC5 | WM Renewable Energy LLC | 9000 | 750 | 2009-10-23 | 2050-12-31
[10 empty] | 6206 | Middle Peninsula Landfill:IC6 | WM Renewable Energy LLC | 9000 | 750 | 2009-10-23 | 2050-12-31
[10 empty] | 6207 | Middle Peninsula Landfill:IC7 | WM Renewable Energy LLC | 9000 | 750 | 2009-10-23 | 2050-12-31
[10 empty] | 6208 | Middle Peninsula Landfill:IC8 | WM Renewable Energy LLC | 9000 | 750 | 2009-10-23 | 2050-12-31
[10 empty] | 6209 | Middle Station:MID1 | Calpine New Jersey Generation LLC | 16218 | 20000 | 1970-06-01 | 2050-12-31
[10 empty] | 6210 | Middle Station:MID2 | Calpine New Jersey Generation LLC | 13816 | 20000 | 1970-06-01 | 2050-12-31
[10 empty] | 6211 | Middle Station:MID3 | Calpine New Jersey Generation LLC | 15484 | 37000 | 1971-05-01 | 2050-12-31
[10 empty] | 6212 | Middlepoint:1 | Energy Developments Inc | 9000 | 1400 | 2000-06-01 | 2050-12-31
[10 empty] | 6213 | Middlepoint:2 | Energy Developments Inc | 9000 | 1400 | 2000-06-01 | 2050-12-31
[10 empty] | 6214 | Middlesex 2:All | Green Mountain Power Corp | 0 | 3200 | 1928-01-03 | 2050-12-31
[10 empty] | 6215 | Middletown (CT):10 | NRG Middletown Operations Inc | 13523 | 17123 | 1966-08-01 | 2050-12-31
[10 empty] | 6216 | Middletown (CT):12 | GenConn Middletown LLC | 9500 | 48500 | 2011-06-01 | 2050-12-31
[10 empty] | 6217 | Middletown (CT):13 | GenConn Middletown LLC | 9500 | 48500 | 2011-06-01 | 2050-12-31
[10 empty] | 6218 | Middletown (CT):14 | GenConn Middletown LLC | 9500 | 48500 | 2011-06-01 | 2050-12-31
[10 empty] | 6219 | Middletown (CT):2 | NRG Middletown Operations Inc | 12876 | 117000 | 1958-10-01 | 2050-12-31
[10 empty] | 6220 | Middletown (CT):3 | NRG Middletown Operations Inc | 11172 | 236000 | 1964-01-01 | 2050-12-31
[10 empty] | 6221 | Middletown (CT):4 | NRG Middletown Operations Inc | 10831 | 400000 | 1973-05-01 | 2050-12-31
[10 empty] | 6222 | Midland Cogeneration Venture:1G12 | Midland Cogeneration Venture LP | 9806 | 5200 | 1990-02-01 | 2050-12-31
[10 empty] | 6223 | Midland Cogeneration Venture:CC | Midland Cogeneration Venture LP | 8935 | 1451400 | 1990-02-01 | 2050-12-31
[10 empty] | 6224 | Mike Branley:FC1 | Mike Branley | 0 | 1 | 2008-02-01 | 2050-12-31
[10 empty] | 6225 | Milam Gas Recovery:GEN1 | Bio Energy Partners | 10000 | 800 | 1991-04-01 | 2050-12-31
[10 empty] | 6226 | Milam Gas Recovery:GEN2 | Bio Energy Partners | 10000 | 800 | 1991-04-01 | 2050-12-31
[10 empty] | 6227 | Milam Gas Recovery:GEN3 | Bio Energy Partners | 10000 | 800 | 1993-03-01 | 2050-12-31
[10 empty] | 6228 | Milburnie:1 | H & H Properties | 0 | 9500 | 1980-01-01 | 2050-12-31
[10 empty] | 6229 | Miles City GT:1 | MDU Resources Group Inc | 12400 | 22300 | 1972-05-01 | 2050-12-31
[10 empty] | 6230 | Milford (IA):All | Milford Municipal Utilities | 10200 | 6500 | 1954-01-03 | 2050-12-31
[10 empty] | 6231 | Milford Power LP (MA):CC | Milford Power LP | 8032 | 148000 | 1993-03-01 | 2050-12-31
[10 empty] | 6232 | Milford Power Project:CA01 | Milford Power Co LLC | 6947 | 261000 | 2004-02-12 | 2050-12-31
[10 empty] | 6233 | Milford Power Project:CA02 | Milford Power Co LLC | 7107 | 261000 | 2004-05-05 | 2050-12-31
[10 empty] | 6234 | Mill C:All | New York State Electric & Gas Corp | 0 | 3960 | 1944-08-01 | 2050-12-31
|  |  | 2017 |  | 2017 |  | 2017 |  |  | 6235 | Mill Creek (KY):1 | Louisville Gas & Electric Co | 10151 | 303000 | 1972-08-01 | 2050-12-31 | E
|  |  | 2017 |  | 2017 |  | 2017 |  |  | 6236 | Mill Creek (KY):2 | Louisville Gas & Electric Co | 9359 | 301000 | 1974-07-01 | 2050-12-31 | E
|  |  | 2017 |  | 2017 |  | 2017 |  |  | 6237 | Mill Creek (KY):3 | Louisville Gas & Electric Co | 9578 | 391000 | 1978-08-01 | 2050-12-31 | E
|  |  | 2017 |  | 2017 |  | 2017 |  |  | 6238 | Mill Creek (KY):4 | Louisville Gas & Electric Co | 9787 | 477000 | 1982-09-01 | 2050-12-31 | E
[10 empty] | 6239 | Mill Creek (SC):1 | Duke Energy Carolinas | 11793 | 74420 | 2002-12-01 | 2050-12-31
[10 empty] | 6240 | Mill Creek (SC):2 | Duke Energy Carolinas | 11793 | 74420 | 2002-12-01 | 2050-12-31
[10 empty] | 6241 | Mill Creek (SC):3 | Duke Energy Carolinas | 11793 | 74420 | 2002-12-01 | 2050-12-31
[10 empty] | 6242 | Mill Creek (SC):4 | Duke Energy Carolinas | 11793 | 74420 | 2002-12-01 | 2050-12-31
[10 empty] | 6243 | Mill Creek (SC):5 | Duke Energy Carolinas | 11793 | 74420 | 2003-05-23 | 2050-12-31
[10 empty] | 6244 | Mill Creek (SC):6 | Duke Energy Carolinas | 11793 | 74420 | 2003-05-23 | 2050-12-31
[10 empty] | 6245 | Mill Creek (SC):7 | Duke Energy Carolinas | 11793 | 74420 | 2003-05-23 | 2050-12-31
[10 empty] | 6246 | Mill Creek (SC):8 | Duke Energy Carolinas | 11793 | 74420 | 2003-05-31 | 2050-12-31
[10 empty] | 6247 | Mill Lake:All | Nova Scotia Power | 0 | 2200 | 1922-01-01 | 2050-12-31
[10 empty] | 6248 | Mill Run Windpower:WT1 10 | Mill Run Windpower LLC | 1000 | 15000 | 2001-10-24 | 2050-12-31
[10 empty] | 6249 | Mill Seat Landfill:IC1 6 | Waste Management Inc | 9000 | 4700 | 2007-07-21 | 2050-12-31
[10 empty] | 6250 | Mill Seat Landfill:IC7 | Waste Management Inc | 9000 | 800 | 2008-12-31 | 2050-12-31
[10 empty] | 6251 | Mill Seat Landfill:IC8 | Waste Management Inc | 9000 | 800 | 2008-12-31 | 2050-12-31
[10 empty] | 6252 | Millbank:1 | Énergie NB Power | 10164 | 90000 | 1991-01-01 | 2050-12-31
[10 empty] | 6253 | Millbank:2 | Énergie NB Power | 10164 | 90000 | 1991-01-01 | 2050-12-31
[10 empty] | 6254 | Millennium Hawkins Point:1A | Tri Generating Cinergy Solutions Baltimore | 11289 | 1100 | 2000-05-01 | 2050-12-31
[10 empty] | 6255 | Millennium Hawkins Point:1B | Tri Generating Cinergy Solutions Baltimore | 11289 | 1100 | 2000-05-01 | 2050-12-31
[10 empty] | 6256 | Millennium Hawkins Point:2A | Tri Generating Cinergy Solutions Baltimore | 11289 | 1100 | 2000-05-01 | 2050-12-31
[10 empty] | 6257 | Millennium Hawkins Point:2B | Tri Generating Cinergy Solutions Baltimore | 11289 | 1100 | 2000-05-01 | 2050-12-31
[10 empty] | 6258 | Millennium Hawkins Point:3A | Tri Generating Cinergy Solutions Baltimore | 11289 | 1100 | 2000-05-01 | 2050-12-31
[10 empty] | 6259 | Millennium Hawkins Point:3B | Tri Generating Cinergy Solutions Baltimore | 10973 | 1100 | 2002-05-01 | 2050-12-31
[10 empty] | 6260 | Millennium Hawkins Point:ST1 | Tri Generating Cinergy Solutions Baltimore | 11575 | 500 | 2000-08-01 | 2050-12-31
[10 empty] | 6261 | Millennium Power:CC01 | Millennium Power Partners LP | 6812 | 325100 | 2001-04-12 | 2050-12-31
[10 empty] | 6262 | Miller Mountain Wind:WT1 30 | Northland Power Inc | 1000 | 54000 | 2005-06-09 | 2050-12-31
[10 empty] | 6263 | Millers Ferry:1 | USACE Mobile District | 0 | 30000 | 1970-04-01 | 2050-12-31
[10 empty] | 6264 | Millers Ferry:2 | USACE Mobile District | 0 | 30000 | 1970-04-01 | 2050-12-31
[10 empty] | 6265 | Millers Ferry:3 | USACE Mobile District | 0 | 30000 | 1970-05-01 | 2050-12-31
[10 empty] | 6266 | Millinocket:M1S2 | Great Lakes Hydro America LLC | 13918 | 14510 | 1957-07-01 | 2050-12-31
[10 empty] | 6267 | Millinocket:M1S3 | Great Lakes Hydro America LLC | 12931 | 29300 | 1968-07-01 | 2050-12-31
[10 empty] | 6268 | Millinocket:M1S4 | Great Lakes Hydro America LLC | 12531 | 44640 | 1970-07-01 | 2050-12-31
[10 empty] | 6269 | Mills Pride:2058 | Mills Pride LP | 12448 | 500 | 1988-06-01 | 2050-12-31
[10 empty] | 6270 | Mills Pride:2076 | Mills Pride LP | 12121 | 500 | 1991-01-01 | 2050-12-31
[10 empty] | 6271 | Millstone:2 | Dominion Nuclear Connecticut Inc | 10152 | 876923 | 1975-12-01 | 2050-12-31
[10 empty] | 6272 | Millstone:3 | Dominion Nuclear Connecticut Inc | 9963 | 1233398 | 1986-04-01 | 2050-12-31
[10 empty] | 6273 | Milltown:All | Énergie NB Power | 0 | 3700 | 1920-01-01 | 2050-12-31
[10 empty] | 6274 | Millville:All | Potomac Edison Co (The) | 0 | 2400 | 1913-01-01 | 2050-12-31
[10 empty] | 6275 | Milstead:GEN1 | Mill Shoals Hydro Co Inc | 0 | 1000 | 1994-07-01 | 2050-12-31
[10 empty] | 6276 | Milton Hydro:All | SFR Hydro Corp | 0 | 647 | 1914-01-01 | 2050-12-31
|  |  | 2017 |  | 2017 |  | 2017 |  |  | 6277 | Milton R Young:ST1 | Minnkota Power Coop | 10506 | 250000 | 1970-10-01 | 2050-12-31 | E
|  |  | 2017 |  | 2017 |  | 2017 |  |  | 6278 | Milton R Young:ST2 | Square Butte Electric Coop | 10545 | 447000 | 1977-04-01 | 2050-12-31 | E
[10 empty] | 6279 | Milton:All | Central Vermont Public Service Corp | 0 | 7000 | 1929-02-01 | 2050-12-31
|  |  | 2017 |  | 2017 |  | 2017 |  |  | 6280 | Milwaukee County:NA | Wisconsin Electric Power Co | 11751 | 10000 | 1996-03-01 | 2050-12-31 | E
[10 empty] | 6281 | Minashtuk:All | Hydro Quebec | 0 | 10000 | 2000-01-01 | 2050-12-31
[10 empty] | 6282 | Minco Wind Farm:WT1 62 | Minco Wind LLC | 1000 | 99000 | 2010-12-31 | 2050-12-31
[10 empty] | 6283 | Minden:1 | Minden LA (City of) | 15000 | 12500 | 1966-01-03 | 2050-12-31
[10 empty] | 6284 | Minden:2 | Minden LA (City of) | 15000 | 12500 | 1968-01-03 | 2050-12-31
[10 empty] | 6285 | Minden:3 | Minden LA (City of) | 15000 | 2000 | 1965-01-03 | 2050-12-31
[10 empty] | 6286 | Minden:4 | Minden LA (City of) | 10883 | 2000 | 1966-01-03 | 2050-12-31
[10 empty] | 6287 | Minden:5 | Minden LA (City of) | 11190 | 1300 | 1962-01-01 | 2050-12-31
[10 empty] | 6288 | Minden:6 | Minden LA (City of) | 11055 | 1800 | 1962-01-01 | 2050-12-31
[10 empty] | 6289 | Minden:7 | Minden LA (City of) | 11055 | 1800 | 1962-01-01 | 2050-12-31
[10 empty] | 6290 | Mine Falls GS:All | Mine Falls LP | 0 | 3440 | 1985-12-01 | 2050-12-31
[10 empty] | 6291 | Minetto:All | Brookfield Renewable Power Inc | 0 | 7500 | 1915-01-01 | 2050-12-31
[10 empty] | 6292 | Mingo Junction:GEN1 | Ae Operations LLC | 11255 | 30000 | 1998-08-01 | 2050-12-31
[10 empty] | 6293 | MinnDakota Wind Project:WT1 100 | MinnDakota Wind LLC | 1000 | 150000 | 2007-12-31 | 2050-12-31
[10 empty] | 6294 | Minneapolis:1 | Minneapolis KS (City of) | 13412 | 400 | 1936-01-03 | 2050-12-31
[10 empty] | 6295 | Minneapolis:2 | Minneapolis KS (City of) | 13412 | 500 | 1947-01-03 | 2050-12-31
[10 empty] | 6296 | Minneapolis:3 | Minneapolis KS (City of) | 13412 | 1200 | 1961-01-03 | 2050-12-31
[10 empty] | 6297 | Minneapolis:4 | Minneapolis KS (City of) | 13412 | 500 | 1955-01-03 | 2050-12-31
[10 empty] | 6298 | Minneapolis:5 | Minneapolis KS (City of) | 13412 | 1800 | 1966-01-03 | 2050-12-31
[10 empty] | 6299 | Minneapolis:6 | Minneapolis KS (City of) | 13412 | 2700 | 1972-01-03 | 2050-12-31
[10 empty] | 6300 | Minneapolis:7 | Minneapolis KS (City of) | 13755 | 1800 | 1989-05-01 | 2050-12-31
[10 empty] | 6301 | Minneawawa Hydro:1 | Marlborough Hydro Corp | 0 | 0 | 1992-04-01 | 2050-12-31
[10 empty] | 6302 | Minnesota River:UOO1 | Chaska Public Utilities | 11331 | 41600 | 2001-03-01 | 2050-12-31
[10 empty] | 6303 | Minot Wind Project:WT1 2 | Basin Electric Power Coop | 1000 | 2600 | 2002-11-06 | 2050-12-31
[10 empty] | 6304 | Minot Wind Project:WT3 5 | Basin Electric Power Coop | 1000 | 4500 | 2009-12-06 | 2050-12-31
[10 empty] | 6305 | Minturn:All | Swans Island Electric Coop Inc | 11947 | 400 | 1950-11-01 | 2050-12-31
[10 empty] | 6306 | Minwind I:All | Minwind I LLC | 1000 | 17250 | 2002-10-08 | 2050-12-31
[10 empty] | 6307 | Mio:All | Consumers Energy Co | 0 | 1600 | 1916-01-01 | 2050-12-31
[10 empty] | 6308 | Miramichi City:NO 3 | Miramichi Pulp & Paper Inc | 11000 | 42000 | 1980-01-01 | 2050-12-31
[10 empty] | 6309 | Miscellaneous Diesel:1 | Hydro Quebec | 10000 | 38000 | 1960-02-09 | 2050-12-31
[10 empty] | 6310 | Miscellaneous Hydro:1 | Hydro Quebec | 0 | 106000 | 1900-12-01 | 2050-12-31
[10 empty] | 6311 | Misema:All | Canadian Hydro Developers Inc | 0 | 6100 | 2003-04-08 | 2050-12-31
[10 empty] | 6312 | Misschem Nitrogen LLC:EXIS | Misschem Nitrogen LLC | 13938 | 21250 | 1984-07-01 | 2050-12-31
[10 empty] | 6313 | Mission Falls GS:1 | Brookfield Renewable Power Inc | 0 | 15000 | 1990-02-09 | 2050-12-31
[10 empty] | 6314 | Mission:All | Duke Energy Carolinas | 0 | 1800 | 1924-12-01 | 2050-12-31
[10 empty] | 6315 | Mississauga (TransAlta):CC | TransAlta Cogeneration LP | 7924 | 110000 | 1992-01-01 | 2050-12-31
[10 empty] | 6316 | Mississippi Baptist Medical:A | Mississippi Baptist Medical | 12780 | 4000 | 1991-01-01 | 2050-12-31
[10 empty] | 6317 | Missouri Avenue:MISB | Calpine New Jersey Generation LLC | 15541 | 20000 | 1969-05-01 | 2050-12-31
[10 empty] | 6318 | Missouri Avenue:MISC | Calpine New Jersey Generation LLC | 13300 | 20000 | 1969-01-01 | 2050-12-31
[10 empty] | 6319 | Missouri Avenue:MISD | Calpine New Jersey Generation LLC | 13500 | 20000 | 1969-02-01 | 2050-12-31
2017 | 2017 | 2017 |  | 2021 | 2021 |  | 2017 |  |  | 6320 | Missouri Chemical Works:GEN1 | Hercules Inc | 12427 | 8600 | 1943-01-01 | 2050-12-31 | W
2017 | 2017 | 2017 |  | 2021 | 2021 |  | 2017 |  |  | 6321 | Missouri Chemical Works:GEN2 | Hercules Inc | 12427 | 8600 | 1943-01-01 | 2050-12-31 | W
2017 | 2017 | 2017 |  | 2020 | 2021 |  | 2017 |  |  | 6322 | Missouri City:1 | Independence Power & Light | 12659 | 19000 | 1954-06-01 | 2050-12-31 | W
2017 | 2017 | 2017 |  | 2020 | 2021 |  | 2017 |  |  | 6323 | Missouri City:2 | Independence Power & Light | 12659 | 19000 | 1954-06-01 | 2050-12-31 | W
[10 empty] | 6324 | Missouri River Wastewater:6013 | Omaha (City of) | 9000 | 1000 | 2001-07-01 | 2050-12-31
[10 empty] | 6325 | Missouri River Wastewater:6101 | Omaha (City of) | 10000 | 1000 | 1985-04-01 | 2050-12-31
[10 empty] | 6326 | Missouri River Wastewater:6102 | Omaha (City of) | 10000 | 1000 | 1985-04-01 | 2050-12-31
[10 empty] | 6327 | Mistersky:5 | Detroit Public Lighting | 14816 | 44000 | 1950-08-01 | 2050-12-31
[10 empty] | 6328 | Mistersky:6 | Detroit Public Lighting | 13480 | 50000 | 1958-08-01 | 2050-12-31
[10 empty] | 6329 | Mistersky:7 | Detroit Public Lighting | 11825 | 60000 | 1979-01-01 | 2050-12-31
[10 empty] | 6330 | Mistersky:GT1 | Detroit Public Lighting | 14995 | 25000 | 1974-12-01 | 2050-12-31
|  |  | 2017 |  | 2017 |  | 2017 |  |  | 6331 | Mitchell (GA):3 | Georgia Power Co | 10129 | 155000 | 1964-05-01 | 2012-12-31 | E
[10 empty] | 6332 | Mitchell (GA):4A | Georgia Power Co | 13475 | 31000 | 1971-05-01 | 2050-12-31
[10 empty] | 6333 | Mitchell (GA):4B | Georgia Power Co | 13475 | 31000 | 1971-06-01 | 2050-12-31
[10 empty] | 6334 | Mitchell (GA):4C | Georgia Power Co | 13475 | 31000 | 1971-05-01 | 2050-12-31
|  |  | 2015 |  | 2015 |  | 2017 | 2013 | 0.91591 | 6335 | Mitchell (WV):1 | Ohio Power Co | 9612 | 770000 | 1971-05-01 | 2050-12-31 | E
|  |  | 2015 |  | 2015 |  | 2017 | 2013 | 0.91591 | 6336 | Mitchell (WV):2 | Ohio Power Co | 9237 | 790000 | 1971-05-01 | 2050-12-31 | E
[10 empty] | 6337 | Mitchell Dam:4 | Alabama Power Co | 0 | 19500 | 1949-11-01 | 2050-12-31
[10 empty] | 6338 | Mitchell Dam:5 | Alabama Power Co | 0 | 48800 | 1985-04-01 | 2050-12-31
[10 empty] | 6339 | Mitchell Dam:6 | Alabama Power Co | 0 | 48800 | 1985-04-01 | 2050-12-31
[10 empty] | 6340 | Mitchell Dam:7 | Alabama Power Co | 0 | 48800 | 1985-04-01 | 2050-12-31
[10 empty] | 6341 | Mitchell Mill:All | Mitchell County Conservation Board | 0 | 613 | 1998-11-01 | 2050-12-31
[10 empty] | 6342 | Mitchell Power Station:1 | Allegheny Energy Supply Co LLC | 13086 | 82000 | 1948-12-01 | 2050-12-31
[10 empty] | 6343 | Mitchell Power Station:2 | Allegheny Energy Supply Co LLC | 13086 | 82000 | 1949-10-01 | 2050-12-31
|  |  | 2017 |  | 2017 |  | 2017 | 2013 | 0.94293 | 6344 | Mitchell Power Station:3 | Allegheny Energy Supply Co LLC | 10022 | 277000 | 1963-08-01 | 2050-12-31 | E
[10 empty] | 6345 | Mitis One:All | Hydro Quebec | 0 | 6000 | 1922-01-01 | 2050-12-31
[10 empty] | 6346 | Mitis Two:1 | Hydro Quebec | 0 | 4000 | 1947-01-01 | 2050-12-31
[10 empty] | 6347 | Mix Hydroelectric Project:HY1 2 | Commonwealth Power Co Inc | 0 | 209 | 1940-01-01 | 2050-12-31
[10 empty] | 6348 | MJMEUC Generating Station No 1:GT1 | Missouri Joint Municipal Electric Utility Commission | 11562 | 11300 | 2007-12-31 | 2050-12-31
[10 empty] | 6349 | MMSD Jones Island Wastewater:GEN1 | Milwaukee Metro Sewerage District | 16023 | 13000 | 1971-01-01 | 2050-12-31
[10 empty] | 6350 | MMSD Jones Island Wastewater:GEN2 | Milwaukee Metro Sewerage District | 16023 | 13000 | 1971-01-01 | 2050-12-31
[10 empty] | 6351 | MMSD South Shore Wastewater:1 | Milwaukee Metro Sewerage District | 9000 | 1400 | 2000-08-01 | 2050-12-31
[10 empty] | 6352 | MMSD South Shore Wastewater:2CAT | Milwaukee Metro Sewerage District | 9000 | 900 | 2010-01-31 | 2050-12-31
[10 empty] | 6353 | Mmwac Resource Recovery:ST1 | Mid Maine Waste Action Corp | 11924 | 2700 | 1992-06-01 | 2050-12-31
[10 empty] | 6354 | Mndot Standby Generation:UNT1 | Neo Corp | 10598 | 1900 | 1995-07-01 | 2050-12-31
[10 empty] | 6355 | Moberly II:1 | AmerenUE | 14952 | 55000 | 1978-08-01 | 2050-12-31
[10 empty] | 6356 | Mobile (NE):All | Nebraska Public Power District | 11547 | 5700 | 1959-01-01 | 2050-12-31
[10 empty] | 6357 | Mobile Bay Onshore Treating:CC | Exxon Mobil Production Co | 8083 | 11100 | 1993-12-01 | 2050-12-31
[10 empty] | 6358 | Mobile Diesel:1 | Northwestern Wisconsin Electric Co | 10951 | 500 | 1999-01-01 | 2050-12-31
2017 | 2017 | 2017 |  | 2020 | 2021 |  | 2017 |  |  | 6359 | Mobile Energy Services Co LLC:GEN5 | Mobile Energy Service Holdings | 11628 | 40080 | 1985-08-01 | 2050-12-31 | W
[10 empty] | 6360 | Mobile Mill:ST1 | International Paper Co | 12000 | 20000 | 1956-01-01 | 2050-12-31
[10 empty] | 6361 | Mobile Mill:ST2 | International Paper Co | 12000 | 40000 | 1956-01-01 | 2050-12-31
[10 empty] | 6362 | Mobile Mill:ST3 | International Paper Co | 13906 | 32000 | 1976-01-01 | 2050-12-31
[10 empty] | 6363 | Mobile Unit:All | NorthWestern Corp | 12200 | 4300 | 1955-01-03 | 2050-12-31
[10 empty] | 6364 | Model (OH):1 | Energy Developments Inc | 9000 | 1400 | 2001-03-01 | 2050-12-31
[10 empty] | 6365 | Model (OH):2 | Energy Developments Inc | 9000 | 1400 | 2001-03-01 | 2050-12-31
[10 empty] | 6366 | Model City Energy:GEN1 | Model City Energy LLC | 12000 | 757 | 2001-06-01 | 2050-12-31
[10 empty] | 6367 | Model City Energy:GEN2 | Model City Energy LLC | 12000 | 757 | 2001-06-01 | 2050-12-31
[10 empty] | 6368 | Model City Energy:GEN3 | Model City Energy LLC | 12000 | 757 | 2001-06-01 | 2050-12-31
[10 empty] | 6369 | Model City Energy:GEN4 | Model City Energy LLC | 12000 | 757 | 2001-06-01 | 2050-12-31
[10 empty] | 6370 | Model City Energy:GEN5 | Model City Energy LLC | 12000 | 757 | 2001-06-01 | 2050-12-31
[10 empty] | 6371 | Model City Energy:GEN6 | Model City Energy LLC | 12000 | 757 | 2001-06-01 | 2050-12-31
[10 empty] | 6372 | Model City Energy:GEN7 | Model City Energy LLC | 12000 | 757 | 2001-06-01 | 2050-12-31
[10 empty] | 6373 | Modern Innovative Energy LLC:GEN1 | Innovative Energy Solutions Inc | 9000 | 1600 | 2006-02-01 | 2050-12-31
[10 empty] | 6374 | Modern Innovative Energy LLC:GEN2 | Innovative Energy Solutions Inc | 9000 | 1600 | 2006-02-01 | 2050-12-31
[10 empty] | 6375 | Modern Innovative Energy LLC:GEN3 | Innovative Energy Solutions Inc | 9000 | 1600 | 2006-02-01 | 2050-12-31
[10 empty] | 6376 | Modern Innovative Energy LLC:GEN4 | Innovative Energy Solutions Inc | 9000 | 1600 | 2006-02-01 | 2050-12-31
[10 empty] | 6377 | Modern Landfill Production:GEN2 | Modern Mallard Energy LLC | 10000 | 3000 | 1998-05-01 | 2050-12-31
[10 empty] | 6378 | Modern Landfill Production:GEN3 | Modern Mallard Energy LLC | 10000 | 3000 | 1998-05-01 | 2050-12-31
[10 empty] | 6379 | Modern Landfill Production:GEN4 | Modern Mallard Energy LLC | 10000 | 3000 | 1998-05-01 | 2050-12-31
[10 empty] | 6380 | Modular Hy Mill Creek:1 | Niagara Mohawk Power Corp | 0 | 10 | 1987-01-01 | 2050-12-31
[10 empty] | 6381 | Mohawk Point Wind Farm:WT1 6 | International Power Canada Inc | 1000 | 9900 | 2008-10-24 | 2050-12-31
[10 empty] | 6382 | Mohler Solar:PV | David & Donna Mohler | 1000 | 2 | 2008-03-01 | 2050-12-31
[10 empty] | 6383 | Moline:GT1 | MidAmerican Energy Co | 14090 | 16000 | 1970-05-01 | 2050-12-31
[10 empty] | 6384 | Moline:GT2 | MidAmerican Energy Co | 14090 | 16000 | 1970-05-01 | 2050-12-31
[10 empty] | 6385 | Moline:GT3 | MidAmerican Energy Co | 14090 | 16000 | 1970-05-01 | 2050-12-31
[10 empty] | 6386 | Moline:GT4 | MidAmerican Energy Co | 14090 | 16000 | 1970-05-01 | 2050-12-31
[10 empty] | 6387 | Moline:All | MidAmerican Energy Co | 0 | 3200 | 1942-01-01 | 2050-12-31
[10 empty] | 6388 | Moll Industries Seagrove Division:All | Moll Industries Inc | 10862 | 2100 | 1994-10-01 | 2050-12-31
[10 empty] | 6389 | Monadnock Papermills:1 | Northeast Utilities | 0 | 0 | 1975-06-01 | 2050-12-31
[10 empty] | 6390 | Mongaup:All | AER NY Gen LLC | 0 | 4000 | 1923-07-01 | 2050-12-31
[10 empty] | 6391 | Monmouth Landfill:GEN1 | Monmouth Energy Inc | 10000 | 3300 | 1998-07-01 | 2050-12-31
[10 empty] | 6392 | Monmouth Landfill:GEN2 | Monmouth Energy Inc | 10000 | 3300 | 1998-07-01 | 2050-12-31
[10 empty] | 6393 | Monroe (LA):10 | Entergy Louisiana Inc | 12726 | 22000 | 1963-01-01 | 2050-12-31
[10 empty] | 6394 | Monroe (LA):11 | Entergy Louisiana Inc | 17440 | 33000 | 1965-01-01 | 2050-12-31
[10 empty] | 6395 | Monroe (LA):12 | Entergy Louisiana Inc | 12591 | 71000 | 1968-01-01 | 2050-12-31
| 2015 |  |  | 2015 | 2014 |  | 2017 |  |  | 6396 | Monroe (MI):1 | Detroit Edison Co (The) | 9088 | 770000 | 1971-06-01 | 2050-12-31 | W
| 2015 |  |  | 2015 | 2014 |  | 2017 |  |  | 6397 | Monroe (MI):2 | Detroit Edison Co (The) | 9014 | 785000 | 1973-03-01 | 2050-12-31 | W
| 2015 |  |  | 2015 | 2017 |  | 2017 |  |  | 6398 | Monroe (MI):3 | Detroit Edison Co (The) | 9376 | 785000 | 1973-05-01 | 2050-12-31 | W
| 2015 |  |  | 2015 | 2017 |  | 2017 |  |  | 6399 | Monroe (MI):4 | Detroit Edison Co (The) | 9609 | 775000 | 1974-05-01 | 2050-12-31 | W
[10 empty] | 6400 | Monroe (MI):IC All | Detroit Edison Co (The) | 10600 | 13750 | 1969-11-01 | 2050-12-31
[10 empty] | 6401 | Monroe (MO):All | Monroe City MO (City of) | 9892 | 11300 | 1988-01-01 | 2050-12-31
[10 empty] | 6402 | Monroe (MO):3 | Monroe City MO (City of) | 9892 | 1100 | 1964-01-03 | 2050-12-31
[10 empty] | 6403 | Monroe (MO):4 | Monroe City MO (City of) | 9892 | 1100 | 1958-01-03 | 2050-12-31
[10 empty] | 6404 | Monroe (MO):6 | Monroe City MO (City of) | 9892 | 2000 | 1971-01-03 | 2050-12-31
[10 empty] | 6405 | Monroe (MO):7 | Monroe City MO (City of) | 9892 | 2200 | 1973-01-03 | 2050-12-31
[10 empty] | 6406 | Monroe (NE):All | Loup River Public Power District | 0 | 8400 | 1936-01-01 | 2050-12-31
[10 empty] | 6407 | Monroe Livingston Gas Recovery:GEN1 | Bio Energy Partners | 10000 | 800 | 1988-12-01 | 2050-12-31
[10 empty] | 6408 | Monroe Livingston Gas Recovery:GEN2 | Bio Energy Partners | 10000 | 800 | 1988-12-01 | 2050-12-31
[10 empty] | 6409 | Monroe Livingston Gas Recovery:GEN3 | Bio Energy Partners | 10000 | 800 | 1988-12-01 | 2050-12-31
[10 empty] | 6410 | Monroe Middle School:1 | North Carolina Municipal Power Agency No 1 | 10450 | 1800 | 2006-08-01 | 2050-12-31
[10 empty] | 6411 | Mont Laurier:All | Algonquin Power Systems Inc | 0 | 2700 | 1989-01-01 | 2050-12-31
[10 empty] | 6412 | Mont Louis:WT1 67 | Northland Power Inc | 1000 | 100500 | 2010-12-31 | 2050-12-31
[10 empty] | 6413 | Montauk:All | National Grid Generation LLC | 11337 | 5000 | 1962-12-01 | 2050-12-31
[10 empty] | 6414 | Montclair Cogeneration:1 | Montclair State University Cogeneration | 12384 | 3700 | 1993-07-01 | 2050-12-31
[10 empty] | 6415 | Montefiore Medical Center:1 | Montefiore Medical Center | 11659 | 5500 | 1994-01-01 | 2050-12-31
[10 empty] | 6416 | Montefiore Medical Center:2 | Montefiore Medical Center | 13083 | 5000 | 2003-01-01 | 2050-12-31
[10 empty] | 6417 | Montefiore Medical Center:3 | Montefiore Medical Center | 10460 | 2000 | 2003-01-01 | 2050-12-31
[10 empty] | 6418 | Montefiore Medical Center:4 | Montefiore Medical Center | 10460 | 2000 | 2003-01-01 | 2050-12-31
[10 empty] | 6419 | Montezuma (IA):All | Montezuma Municipal Light & Power | 11627 | 5280 | 1940-08-01 | 2050-12-31
[10 empty] | 6420 | Montezuma (IA):6 | Montezuma Municipal Light & Power | 10591 | 1600 | 1967-08-01 | 2050-12-31
[10 empty] | 6421 | Montezuma (IA):7 | Montezuma Municipal Light & Power | 10616 | 2300 | 1974-08-01 | 2050-12-31
[10 empty] | 6422 | Montgomery (MN):1 | Interstate Power & Light Co | 13984 | 19500 | 1974-03-01 | 2050-12-31
[10 empty] | 6423 | Montgomery County (MD):GEN1 | Northeast Maryland Waste Disposal Authority | 11323 | 54000 | 1995-05-01 | 2050-12-31
[10 empty] | 6424 | Monticello (MN):1 | Northern States Power Co (Minnesota) | 10266 | 614000 | 1971-01-03 | 2050-12-31
[10 empty] | 6425 | Monticello (MS):GEN1 | Georgia Pacific Corp | 14864 | 36000 | 1968-06-01 | 2050-12-31
[10 empty] | 6426 | Monticello (MS):GEN2 | Georgia Pacific Corp | 14865 | 32000 | 1968-06-01 | 2050-12-31
[10 empty] | 6427 | Montmagny:GEN1 | Innergex Inc | 0 | 2100 | 1996-05-01 | 2050-12-31
|  |  | 2015 |  | 2015 |  | 2017 | 2013 | 0.94534 | 6428 | Montour:MT1 | PPL Montour LLC | 9135 | 759000 | 1972-03-01 | 2050-12-31 | E
|  |  | 2017 |  | 2017 |  | 2017 | 2013 | 0.94534 | 6429 | Montour:MT11 | PPL Montour LLC | 11985 | 15000 | 1973-04-01 | 2050-12-31 | E
|  |  | 2015 |  | 2015 |  | 2017 | 2013 | 0.94534 | 6430 | Montour:MT2 | PPL Montour LLC | 9215 | 766000 | 1973-04-01 | 2050-12-31 | E
[10 empty] | 6431 | Montpelier Electric Generation:GT1 | DPL Energy LLC | 10603 | 45000 | 2001-06-05 | 2050-12-31
[10 empty] | 6432 | Montpelier Electric Generation:GT2 | DPL Energy LLC | 10769 | 45000 | 2001-06-05 | 2050-12-31
[10 empty] | 6433 | Montpelier Electric Generation:GT3 | DPL Energy LLC | 10601 | 45000 | 2001-06-11 | 2050-12-31
[10 empty] | 6434 | Montpelier Electric Generation:GT4 | DPL Energy LLC | 10907 | 45000 | 2001-06-11 | 2050-12-31
[10 empty] | 6435 | Montpelier:All | Ohio Municipal Electric Agency Joint Venture 2 | 10562 | 10800 | 2000-07-01 | 2050-12-31
2016 | 2016 | 2016 |  | 2018 | 2021 |  | 2017 |  |  | 6436 | Montrose:1 | Kansas City Power & Light Co | 10973 | 170000 | 1958-07-01 | 2050-12-31 | W
2016 | 2016 | 2016 |  | 2018 | 2021 |  | 2017 |  |  | 6437 | Montrose:2 | Kansas City Power & Light Co | 10963 | 164000 | 1960-04-01 | 2050-12-31 | W
2016 | 2016 | 2016 |  | 2018 | 2021 |  | 2017 |  |  | 6438 | Montrose:3 | Kansas City Power & Light Co | 10691 | 176000 | 1964-05-01 | 2050-12-31 | W
[10 empty] | 6439 | Montville Station:All | NRG Montville Operations Inc | 9753 | 5296 | 1967-01-01 | 2050-12-31
[10 empty] | 6440 | Montville Station:UNT5 | NRG Montville Operations Inc | 12327 | 81000 | 1954-01-01 | 2050-12-31
[10 empty] | 6441 | Montville Station:UNT6 | NRG Montville Operations Inc | 10945 | 407401 | 1971-01-01 | 2050-12-31
[10 empty] | 6442 | Monument:All | Dayton Power & Light Co (The) | 10400 | 12000 | 1968-06-01 | 2050-12-31
[10 empty] | 6443 | Moomaws Dam:1 | Moomaws Dam Hydroelectric Corp | 0 | 300 | 1985-02-01 | 2050-12-31
[10 empty] | 6444 | Moore County:3 | Southwestern Public Service Co | 13804 | 48000 | 1954-01-01 | 2050-12-31
[10 empty] | 6445 | Mooreland:1 | Western Farmers Electric Coop | 11476 | 50000 | 1964-03-01 | 2050-12-31
[10 empty] | 6446 | Mooreland:2 | Western Farmers Electric Coop | 10083 | 132000 | 1968-07-01 | 2050-12-31
[10 empty] | 6447 | Mooreland:3 | Western Farmers Electric Coop | 10565 | 140000 | 1975-07-01 | 2050-12-31
[10 empty] | 6448 | Moorhead:6 | Moorhead MN (City of) | 19700 | 6510 | 1961-01-01 | 2050-12-31
[10 empty] | 6449 | Moose Lake:All | Moose Lake Water & Light Commission | 10899 | 10600 | 1973-07-01 | 2050-12-31
[10 empty] | 6450 | Moose Rapids:1 | Canadian Hydro Developers Inc | 0 | 1200 | 1997-06-01 | 2050-12-31
[10 empty] | 6451 | Moose River:GEN1 | Fortis US Energy Corp | 0 | 12000 | 1987-11-01 | 2050-12-31
[10 empty] | 6452 | Mooseheart Power House:GEN1 | Moose International | 11028 | 490 | 1986-08-01 | 2050-12-31
[10 empty] | 6453 | Mooseheart Power House:GEN2 | Moose International | 11028 | 490 | 1986-08-01 | 2050-12-31
[10 empty] | 6454 | Mooseheart Power House:GEN3 | Moose International | 11073 | 290 | 1986-08-01 | 2050-12-31
[10 empty] | 6455 | Mooseheart Power House:GEN4 | Moose International | 11028 | 490 | 1986-08-01 | 2050-12-31
[10 empty] | 6456 | Mora:2 | Mora Municipal Utilities | 10000 | 1200 | 1957-09-01 | 2050-12-31
[10 empty] | 6457 | Mora:5 | Mora Municipal Utilities | 10065 | 5700 | 1972-06-01 | 2050-12-31
[10 empty] | 6458 | Mora:6 | Mora Municipal Utilities | 9726 | 6300 | 1975-07-01 | 2050-12-31
[10 empty] | 6459 | Moraine Wind:WT1 34 | Moraine Wind I LLC | 1000 | 51000 | 2003-12-31 | 2050-12-31
[10 empty] | 6460 | Moraine Wind:WT35 67 | Moraine Wind II LLC | 1000 | 49500 | 2009-03-31 | 2050-12-31
[10 empty] | 6461 | Moreau (MO):1 | AmerenUE | 14952 | 55000 | 1978-08-01 | 2050-12-31
[10 empty] | 6462 | Morehead:GT1 | Progress Energy Carolinas | 15213 | 12000 | 1968-01-01 | 2050-12-31
[10 empty] | 6463 | Moretown Landfill:IC | Green Mountain Power Corp | 9000 | 1600 | 2009-01-15 | 2050-12-31
[10 empty] | 6464 | Moretown Landfill:IC2 | Green Mountain Power Corp | 9000 | 1600 | 2009-01-15 | 2050-12-31
[10 empty] | 6465 | Moretown:1 | Moretown Hydro Energy Co | 0 | 200 | 1989-01-01 | 2050-12-31
[10 empty] | 6466 | Morgan City:1 | Morgan City LA (City of) | 11930 | 5800 | 1963-06-01 | 2050-12-31
[10 empty] | 6467 | Morgan City:2 | Morgan City LA (City of) | 11930 | 5800 | 1963-06-01 | 2050-12-31
[10 empty] | 6468 | Morgan City:3 | Morgan City LA (City of) | 10840 | 17980 | 1970-01-03 | 2050-12-31
[10 empty] | 6469 | Morgan City:4 | Morgan City LA (City of) | 13023 | 36000 | 1970-05-01 | 2050-12-31
[10 empty] | 6470 | Morgan County Wind Farm:1 | Brenda & Paul Barbee | 1000 | 180 | 2008-05-01 | 2050-12-31
[10 empty] | 6471 | Morgan Energy Center:CC1 | Calpine Construction Finance Co LP | 6983 | 749000 | 2003-06-15 | 2050-12-31
[10 empty] | 6472 | Morgan Falls (GA):All | Georgia Power Co | 0 | 9800 | 1903-12-01 | 2050-12-31
[10 empty] | 6473 | Morgan Falls:1 | Morgan Falls Power Co | 0 | 500 | 1996-06-01 | 2050-12-31
[10 empty] | 6474 | Morganton Parker Road:1 | North Carolina Municipal Power Agency No 1 | 10527 | 1800 | 2002-06-01 | 2050-12-31
[10 empty] | 6475 | Morganton Station 5:1 | North Carolina Municipal Power Agency No 1 | 10450 | 1800 | 2006-08-01 | 2050-12-31
|  |  | 2017 |  | 2017 |  | 2017 |  |  | 6476 | Morgantown Energy Associates:GEN1 | Morgantown Energy Associates | 11346 | 68900 | 1991-11-01 | 2050-12-31 | E
[10 empty] | 6477 | Morgantown Generating Station:3 | Mirant Mid Atlantic LLC | 12819 | 54000 | 1973-06-01 | 2050-12-31
[10 empty] | 6478 | Morgantown Generating Station:4 | Mirant Mid Atlantic LLC | 12038 | 54000 | 1973-06-01 | 2050-12-31
[10 empty] | 6479 | Morgantown Generating Station:5 | Mirant Mid Atlantic LLC | 12311 | 54000 | 1973-05-01 | 2050-12-31
[10 empty] | 6480 | Morgantown Generating Station:6 | Mirant Mid Atlantic LLC | 12563 | 54000 | 1973-05-01 | 2050-12-31
[10 empty] | 6481 | Morgantown Generating Station:GT1 | Mirant Mid Atlantic LLC | 14080 | 16000 | 1970-12-01 | 2050-12-31
[10 empty] | 6482 | Morgantown Generating Station:GT2 | Mirant Mid Atlantic LLC | 14080 | 16000 | 1971-02-01 | 2050-12-31
|  |  | 2016 |  | 2016 |  | 2017 |  |  | 6483 | Morgantown Generating Station:ST1 | Mirant Mid Atlantic LLC | 9564 | 624000 | 1970-06-01 | 2050-12-31 | E
|  |  | 2016 |  | 2016 |  | 2017 |  |  | 6484 | Morgantown Generating Station:ST2 | Mirant Mid Atlantic LLC | 9464 | 620000 | 1971-06-01 | 2050-12-31 | E
[10 empty] | 6485 | Morris Power Plant:CC1 | Morris Cogeneration LLC | 7507 | 176000 | 2000-06-01 | 2050-12-31
[10 empty] | 6486 | Morris Tennis Solar:PV | Morris Tennis | 1000 | 2 | 2008-03-04 | 2050-12-31
[10 empty] | 6487 | Morris:MO1 | Illinois Electrical Generating Partners | 10000 | 1300 | 1950-01-01 | 2050-12-31
[10 empty] | 6488 | Morris:MO2 | Illinois Electrical Generating Partners | 10000 | 1300 | 1950-01-01 | 2050-12-31
[10 empty] | 6489 | Morris:MO3 | Illinois Electrical Generating Partners | 10000 | 1300 | 1950-01-01 | 2050-12-31
[10 empty] | 6490 | Morrisville:1 | Morrisville Water & Light Dept VT (Village of) | 0 | 500 | 1924-08-01 | 2050-12-31
[10 empty] | 6491 | Morrisville:2 | Morrisville Water & Light Dept VT (Village of) | 0 | 1000 | 1924-08-01 | 2050-12-31
[10 empty] | 6492 | Morrow Dam:HY | STS HydroPower Ltd | 0 | 880 | 1985-07-25 | 2050-12-31
|  |  | 2017 |  | 2017 |  | 2017 |  |  | 6493 | Morton Salt Rittman:GEN1 | Morton International Inc | 12042 | 1500 | 1978-10-01 | 2050-12-31 | E
[10 empty] | 6494 | Moselle:1 | South Mississippi Electric Power Association | 11815 | 59000 | 1970-08-01 | 2012-03-30
[10 empty] | 6495 | Moselle:2 | South Mississippi Electric Power Association | 10981 | 59000 | 1970-08-01 | 2012-03-30
[10 empty] | 6496 | Moselle:3 | South Mississippi Electric Power Association | 11721 | 59000 | 1970-08-01 | 2050-12-31
[10 empty] | 6497 | Moselle:4 | South Mississippi Electric Power Association | 11636 | 75000 | 1997-05-01 | 2050-12-31
[10 empty] | 6498 | Moselle:6 | South Mississippi Electric Power Association | 11793 | 75000 | 2006-05-15 | 2050-12-31
[10 empty] | 6499 | Moser Generating Staion:1 | Exelon Generation Co LLC | 14177 | 17000 | 1970-06-01 | 2050-12-31
[10 empty] | 6500 | Moser Generating Staion:2 | Exelon Generation Co LLC | 14177 | 17000 | 1970-05-01 | 2050-12-31
[10 empty] | 6501 | Moser Generating Staion:3 | Exelon Generation Co LLC | 14177 | 17000 | 1970-06-01 | 2050-12-31
[10 empty] | 6502 | Moses Niagara:1 | New York Power Authority | 0 | 189231 | 1961-01-01 | 2050-12-31
[10 empty] | 6503 | Moses Niagara:10 | New York Power Authority | 0 | 189231 | 1961-12-01 | 2050-12-31
[10 empty] | 6504 | Moses Niagara:11 | New York Power Authority | 0 | 189231 | 1962-02-01 | 2050-12-31
[10 empty] | 6505 | Moses Niagara:12 | New York Power Authority | 0 | 189231 | 1962-03-01 | 2050-12-31
[10 empty] | 6506 | Moses Niagara:13 | New York Power Authority | 0 | 187785 | 1962-05-01 | 2050-12-31
[10 empty] | 6507 | Moses Niagara:2 | New York Power Authority | 0 | 189231 | 1962-02-01 | 2050-12-31
[10 empty] | 6508 | Moses Niagara:3 | New York Power Authority | 0 | 189231 | 1961-03-01 | 2050-12-31
[10 empty] | 6509 | Moses Niagara:4 | New York Power Authority | 0 | 189231 | 1961-04-01 | 2050-12-31
[10 empty] | 6510 | Moses Niagara:5 | New York Power Authority | 0 | 189231 | 1961-06-01 | 2050-12-31
[10 empty] | 6511 | Moses Niagara:6 | New York Power Authority | 0 | 189231 | 1961-07-01 | 2050-12-31
[10 empty] | 6512 | Moses Niagara:7 | New York Power Authority | 0 | 189231 | 1961-08-01 | 2050-12-31
[10 empty] | 6513 | Moses Niagara:8 | New York Power Authority | 0 | 189231 | 1961-09-01 | 2050-12-31
[10 empty] | 6514 | Moses Niagara:9 | New York Power Authority | 0 | 189231 | 1961-11-01 | 2050-12-31
[10 empty] | 6515 | Moses Power Dam:17 | New York Power Authority | 0 | 52875 | 1959-07-01 | 2050-12-31
[10 empty] | 6516 | Moses Power Dam:18 | New York Power Authority | 0 | 52875 | 1959-07-01 | 2050-12-31
[10 empty] | 6517 | Moses Power Dam:19 | New York Power Authority | 0 | 52875 | 1959-06-01 | 2050-12-31
[10 empty] | 6518 | Moses Power Dam:20 | New York Power Authority | 0 | 52875 | 1959-05-01 | 2050-12-31
[10 empty] | 6519 | Moses Power Dam:21 | New York Power Authority | 0 | 52875 | 1959-05-01 | 2050-12-31
[10 empty] | 6520 | Moses Power Dam:22 | New York Power Authority | 0 | 52875 | 1959-03-01 | 2050-12-31
[10 empty] | 6521 | Moses Power Dam:23 | New York Power Authority | 0 | 52875 | 1959-01-01 | 2050-12-31
[10 empty] | 6522 | Moses Power Dam:24 | New York Power Authority | 0 | 52875 | 1958-12-01 | 2050-12-31
[10 empty] | 6523 | Moses Power Dam:25 | New York Power Authority | 0 | 52875 | 1958-11-01 | 2050-12-31
[10 empty] | 6524 | Moses Power Dam:26 | New York Power Authority | 0 | 52875 | 1958-10-01 | 2050-12-31
[10 empty] | 6525 | Moses Power Dam:27 | New York Power Authority | 0 | 52875 | 1958-08-01 | 2050-12-31
[10 empty] | 6526 | Moses Power Dam:28 | New York Power Authority | 0 | 52875 | 1958-08-01 | 2050-12-31
[10 empty] | 6527 | Moses Power Dam:29 | New York Power Authority | 0 | 52875 | 1958-07-01 | 2050-12-31
[10 empty] | 6528 | Moses Power Dam:30 | New York Power Authority | 0 | 52875 | 1958-07-01 | 2050-12-31
[10 empty] | 6529 | Moses Power Dam:31 | New York Power Authority | 0 | 52875 | 1958-07-01 | 2050-12-31
[10 empty] | 6530 | Moses Power Dam:32 | New York Power Authority | 0 | 52875 | 1958-07-01 | 2050-12-31
[10 empty] | 6531 | Moshier:All | Brookfield Renewable Power Inc | 0 | 8120 | 1929-01-01 | 2050-12-31
[10 empty] | 6532 | Mother Ann Lee:All | Lock 7 Hydro Partners | 0 | 2040 | 1927-04-01 | 2050-12-31
[10 empty] | 6533 | Mott Solar:PV | George & Elke Mott | 1000 | 2 | 2008-12-01 | 2050-12-31
[10 empty] | 6534 | Mottville:All | Indiana Michigan Power Co | 0 | 1600 | 1923-01-01 | 2050-12-31
[10 empty] | 6535 | Moulton Wind Power:1 | Moulton Wind Power Partners LLC | 1000 | 2000 | 2001-12-19 | 2050-12-31
[10 empty] | 6536 | Mount Clinton:All | Harrisonburg VA (City of) | 10466 | 15000 | 2002-09-01 | 2050-12-31
[10 empty] | 6537 | Mount Copper Wind:WT1 5 | FPLE Canadian Wind Ulc | 1000 | 9000 | 2004-06-09 | 2050-12-31
[10 empty] | 6538 | Mount Copper Wind:WT6 30 | FPLE Canadian Wind Ulc | 1000 | 43200 | 2005-05-20 | 2050-12-31
[10 empty] | 6539 | Mount Storm NedPower:WT1 82 | NedPower Mount Storm Inc | 1000 | 164000 | 2008-05-01 | 2050-12-31
[10 empty] | 6540 | Mount Storm NedPower:WT83 132 | NedPower Mount Storm Inc | 1000 | 100000 | 2008-10-01 | 2050-12-31
2016 | 2016 | 2016 |  | 2018 | 2021 |  | 2017 |  |  | 6541 | Mount Tom:1 | Mt Tom Generating Co LLC | 10389 | 143619 | 1960-01-03 | 2050-12-31 | W
[10 empty] | 6542 | Mountain Chute GS:12 | Ontario Power Generation Inc | 0 | 171000 | 1967-01-01 | 2050-12-31
[10 empty] | 6543 | Mountain Home Energy Center:IC1 | Energy Systems Group | 9000 | 4900 | 2007-01-01 | 2050-12-31
[10 empty] | 6544 | Mountain Island:All | Duke Energy Carolinas | 0 | 58000 | 1923-12-01 | 2050-12-31
[10 empty] | 6545 | Mountain Lake:All | Municipal Utilities Mountain Lake | 13196 | 7500 | 1954-05-01 | 2050-12-31
[10 empty] | 6546 | Mountain Lake:WT 8 | Municipal Utilities Mountain Lake | 1000 | 1200 | 2007-07-01 | 2050-12-31
[10 empty] | 6547 | Mountain View (Greencastle) Landfill:1 | INGENCO | 10000 | 300 | 2003-03-15 | 2050-12-31
[10 empty] | 6548 | Mountain View (Greencastle) Landfill:10 | INGENCO | 10000 | 300 | 2003-03-15 | 2050-12-31
[10 empty] | 6549 | Mountain View (Greencastle) Landfill:11 | INGENCO | 10000 | 300 | 2003-03-15 | 2050-12-31
[10 empty] | 6550 | Mountain View (Greencastle) Landfill:12 | INGENCO | 10000 | 300 | 2003-03-15 | 2050-12-31
[10 empty] | 6551 | Mountain View (Greencastle) Landfill:13 | INGENCO | 10000 | 300 | 2003-03-15 | 2050-12-31
[10 empty] | 6552 | Mountain View (Greencastle) Landfill:14 | INGENCO | 10000 | 300 | 2003-03-15 | 2050-12-31
[10 empty] | 6553 | Mountain View (Greencastle) Landfill:15 | INGENCO | 10000 | 300 | 2003-03-15 | 2050-12-31
[10 empty] | 6554 | Mountain View (Greencastle) Landfill:16 | INGENCO | 10000 | 300 | 2003-03-15 | 2050-12-31
[10 empty] | 6555 | Mountain View (Greencastle) Landfill:17 | INGENCO | 10000 | 300 | 2003-03-15 | 2050-12-31
[10 empty] | 6556 | Mountain View (Greencastle) Landfill:18 | INGENCO | 10000 | 300 | 2003-03-15 | 2050-12-31
[10 empty] | 6557 | Mountain View (Greencastle) Landfill:19 | INGENCO | 10000 | 300 | 2003-03-15 | 2050-12-31
[10 empty] | 6558 | Mountain View (Greencastle) Landfill:2 | INGENCO | 10000 | 300 | 2003-03-15 | 2050-12-31
[10 empty] | 6559 | Mountain View (Greencastle) Landfill:20 | INGENCO | 10000 | 300 | 2003-03-15 | 2050-12-31
[10 empty] | 6560 | Mountain View (Greencastle) Landfill:21 | INGENCO | 10000 | 300 | 2003-03-15 | 2050-12-31
[10 empty] | 6561 | Mountain View (Greencastle) Landfill:22 | INGENCO | 10000 | 300 | 2003-03-15 | 2050-12-31
[10 empty] | 6562 | Mountain View (Greencastle) Landfill:23 | INGENCO | 10000 | 300 | 2003-03-15 | 2050-12-31
[10 empty] | 6563 | Mountain View (Greencastle) Landfill:24 | INGENCO | 10000 | 300 | 2003-03-15 | 2050-12-31
[10 empty] | 6564 | Mountain View (Greencastle) Landfill:25 | INGENCO | 10000 | 300 | 2003-03-15 | 2050-12-31
[10 empty] | 6565 | Mountain View (Greencastle) Landfill:26 | INGENCO | 10000 | 300 | 2003-03-15 | 2050-12-31
[10 empty] | 6566 | Mountain View (Greencastle) Landfill:27 | INGENCO | 10000 | 300 | 2003-03-15 | 2050-12-31
[10 empty] | 6567 | Mountain View (Greencastle) Landfill:28 | INGENCO | 10000 | 300 | 2003-03-15 | 2050-12-31
[10 empty] | 6568 | Mountain View (Greencastle) Landfill:29 | INGENCO | 10000 | 300 | 2003-03-15 | 2050-12-31
[10 empty] | 6569 | Mountain View (Greencastle) Landfill:3 | INGENCO | 10000 | 300 | 2003-03-15 | 2050-12-31
[10 empty] | 6570 | Mountain View (Greencastle) Landfill:30 | INGENCO | 10000 | 300 | 2003-03-15 | 2050-12-31
[10 empty] | 6571 | Mountain View (Greencastle) Landfill:31 | INGENCO | 10000 | 300 | 2003-03-15 | 2050-12-31
[10 empty] | 6572 | Mountain View (Greencastle) Landfill:32 | INGENCO | 10000 | 300 | 2003-03-15 | 2050-12-31
[10 empty] | 6573 | Mountain View (Greencastle) Landfill:33 | INGENCO | 10000 | 300 | 2003-03-15 | 2050-12-31
[10 empty] | 6574 | Mountain View (Greencastle) Landfill:34 | INGENCO | 10000 | 300 | 2003-03-15 | 2050-12-31
[10 empty] | 6575 | Mountain View (Greencastle) Landfill:35 | INGENCO | 10000 | 300 | 2003-03-15 | 2050-12-31
[10 empty] | 6576 | Mountain View (Greencastle) Landfill:36 | INGENCO | 10000 | 300 | 2003-03-15 | 2050-12-31
[10 empty] | 6577 | Mountain View (Greencastle) Landfill:37 | INGENCO | 10000 | 300 | 2003-03-15 | 2050-12-31
[10 empty] | 6578 | Mountain View (Greencastle) Landfill:38 | INGENCO | 10000 | 300 | 2003-03-15 | 2050-12-31
[10 empty] | 6579 | Mountain View (Greencastle) Landfill:39 | INGENCO | 10000 | 300 | 2003-03-15 | 2050-12-31
[10 empty] | 6580 | Mountain View (Greencastle) Landfill:4 | INGENCO | 10000 | 300 | 2003-03-15 | 2050-12-31
[10 empty] | 6581 | Mountain View (Greencastle) Landfill:40 | INGENCO | 10000 | 300 | 2003-03-15 | 2050-12-31
[10 empty] | 6582 | Mountain View (Greencastle) Landfill:41 | INGENCO | 10000 | 300 | 2003-03-15 | 2050-12-31
[10 empty] | 6583 | Mountain View (Greencastle) Landfill:42 | INGENCO | 10000 | 300 | 2003-03-15 | 2050-12-31
[10 empty] | 6584 | Mountain View (Greencastle) Landfill:43 | INGENCO | 10000 | 300 | 2003-03-15 | 2050-12-31
[10 empty] | 6585 | Mountain View (Greencastle) Landfill:44 | INGENCO | 10000 | 300 | 2003-03-15 | 2050-12-31
[10 empty] | 6586 | Mountain View (Greencastle) Landfill:45 | INGENCO | 10000 | 300 | 2003-03-15 | 2050-12-31
[10 empty] | 6587 | Mountain View (Greencastle) Landfill:46 | INGENCO | 10000 | 300 | 2003-03-15 | 2050-12-31
[10 empty] | 6588 | Mountain View (Greencastle) Landfill:47 | INGENCO | 10000 | 300 | 2003-03-15 | 2050-12-31
[10 empty] | 6589 | Mountain View (Greencastle) Landfill:48 | INGENCO | 10000 | 300 | 2003-03-15 | 2050-12-31
[10 empty] | 6590 | Mountain View (Greencastle) Landfill:5 | INGENCO | 10000 | 300 | 2003-03-15 | 2050-12-31
[10 empty] | 6591 | Mountain View (Greencastle) Landfill:6 | INGENCO | 10000 | 300 | 2003-03-15 | 2050-12-31
[10 empty] | 6592 | Mountain View (Greencastle) Landfill:7 | INGENCO | 10000 | 300 | 2003-03-15 | 2050-12-31
[10 empty] | 6593 | Mountain View (Greencastle) Landfill:8 | INGENCO | 10000 | 300 | 2003-03-15 | 2050-12-31
[10 empty] | 6594 | Mountain View (Greencastle) Landfill:9 | INGENCO | 10000 | 300 | 2003-03-15 | 2050-12-31
[10 empty] | 6595 | Mountain:1 | RRI Energy Mid Atlantic Power Holdings LLC | 16139 | 20000 | 1972-06-01 | 2050-12-31
[10 empty] | 6596 | Mountain:2 | RRI Energy Mid Atlantic Power Holdings LLC | 15475 | 20000 | 1972-06-01 | 2050-12-31
[10 empty] | 6597 | Mountaineer Wind Energy Center:WT1 | Backbone Mountain Windpower LLC | 1000 | 66000 | 2002-12-31 | 2050-12-31
|  |  | 2015 |  | 2015 |  | 2017 | 2013 | 0.90799 | 6598 | Mountaineer:1 | Appalachian Power Co | 9577 | 1310000 | 1980-09-01 | 2050-12-31 | E
[10 empty] | 6599 | Mouton Segal Solar (MO):PV | Mouton & Segal | 1000 | 42 | 2007-04-30 | 2050-12-31
[10 empty] | 6600 | Mower County Wind Farm (FPL):WT1 43 | FPL Energy Mower County LLC | 1000 | 98900 | 2006-12-19 | 2050-12-31
[10 empty] | 6601 | MPC Generating:1 | MPC Generating LLC | 11158 | 150900 | 2000-01-01 | 2050-12-31
[10 empty] | 6602 | MPC Generating:2 | MPC Generating LLC | 10910 | 158500 | 2001-01-01 | 2050-12-31
[10 empty] | 6603 | MPT Aubrey Falls GS:1 | Mississagi Power | 0 | 82000 | 1969-01-01 | 2050-12-31
[10 empty] | 6604 | MPT Aubrey Falls GS:2 | Mississagi Power | 0 | 82000 | 1969-01-01 | 2050-12-31
[10 empty] | 6605 | MPT Red Rock GS:12 | Mississagi Power | 0 | 41600 | 1960-01-01 | 2050-12-31
[10 empty] | 6606 | MPT Wells GS:1 | Mississagi Power | 0 | 121000 | 1970-01-01 | 2050-12-31
[10 empty] | 6607 | MPT Wells GS:2 | Mississagi Power | 0 | 121000 | 1970-01-01 | 2050-12-31
[10 empty] | 6608 | MSW Sydney:1 | Nova Scotia Power | 11428 | 2000 | 1996-06-01 | 2050-12-31
[10 empty] | 6609 | MT Ida Hydro:3983 | MT Ida Associates | 0 | 1500 | 1992-01-01 | 2050-12-31
[10 empty] | 6610 | MT Ida Hydro:3986 | MT Ida Associates | 0 | 1500 | 1992-01-01 | 2050-12-31
[10 empty] | 6611 | Mt Pleasant:All | MT Pleasant Municipal Utilities | 10477 | 24000 | 2002-02-01 | 2050-12-31
|  |  | 2016 |  | 2016 |  | 2017 | 2013 | 0.94609 | 6612 | MT Storm:1 | Virginia Electric & Power Co | 10019 | 524000 | 1965-09-01 | 2050-12-31 | E
|  |  | 2016 |  | 2016 |  | 2017 | 2013 | 0.94609 | 6613 | MT Storm:2 | Virginia Electric & Power Co | 10019 | 524000 | 1966-07-01 | 2050-12-31 | E
|  |  | 2016 |  | 2016 |  | 2017 | 2013 | 0.94609 | 6614 | MT Storm:3 | Virginia Electric & Power Co | 9803 | 512000 | 1973-12-01 | 2050-12-31 | E
[10 empty] | 6615 | MT Storm:JF1 | Virginia Electric & Power Co | 18083 | 12000 | 1967-10-01 | 2050-12-31
[10 empty] | 6616 | Muddy Run:1 | Exelon Generation Co LLC | 0 | 134000 | 1967-04-01 | 2050-12-31
[10 empty] | 6617 | Muddy Run:2 | Exelon Generation Co LLC | 0 | 133000 | 1967-04-01 | 2050-12-31
[10 empty] | 6618 | Muddy Run:3 | Exelon Generation Co LLC | 0 | 134000 | 1967-04-01 | 2050-12-31
[10 empty] | 6619 | Muddy Run:4 | Exelon Generation Co LLC | 0 | 134000 | 1967-06-01 | 2050-12-31
[10 empty] | 6620 | Muddy Run:5 | Exelon Generation Co LLC | 0 | 134000 | 1967-10-01 | 2050-12-31
[10 empty] | 6621 | Muddy Run:6 | Exelon Generation Co LLC | 0 | 133000 | 1967-10-01 | 2050-12-31
[10 empty] | 6622 | Muddy Run:7 | Exelon Generation Co LLC | 0 | 134000 | 1968-02-01 | 2050-12-31
[10 empty] | 6623 | Muddy Run:8 | Exelon Generation Co LLC | 0 | 134000 | 1968-02-01 | 2050-12-31
[10 empty] | 6624 | Mulberry Cogeneration Facility:CC1 | Polk Power Partners LP | 7601 | 113000 | 1994-07-01 | 2050-12-31
[10 empty] | 6625 | Mullen:3 | Mullen NE (Village of) | 11732 | 300 | 1958-01-03 | 2050-12-31
[10 empty] | 6626 | Mullen:4 | Mullen NE (Village of) | 11529 | 600 | 1966-01-03 | 2050-12-31
[10 empty] | 6627 | Mulvane 2:All | Mulvane KS (City of) | 9863 | 8600 | 2003-09-01 | 2050-12-31
[10 empty] | 6628 | Mulvane:All | Mulvane KS (City of) | 13100 | 5200 | 1945-01-03 | 2050-12-31
[10 empty] | 6629 | Mulvane:IC4 | Mulvane KS (City of) | 10000 | 1200 | 1963-08-01 | 2050-12-31
[10 empty] | 6630 | Mulvane:IC8 | Mulvane KS (City of) | 10805 | 600 | 2005-06-15 | 2050-12-31
[10 empty] | 6631 | Municipal Light:All | Piggott Municipal Light Water & Sewer | 10000 | 7200 | 1963-10-01 | 2050-12-31
[10 empty] | 6632 | Municipal Utility:3 | Traer Municipal Utilities | 11500 | 1000 | 1963-01-03 | 2050-12-31
[10 empty] | 6633 | Municipal Utility:4 | Traer Municipal Utilities | 11500 | 1000 | 1963-01-03 | 2050-12-31
[10 empty] | 6634 | Municipal Utility:5 | Traer Municipal Utilities | 11500 | 500 | 1969-01-03 | 2050-12-31
[10 empty] | 6635 | Municipal Utility:6 | Traer Municipal Utilities | 11500 | 1200 | 1970-01-03 | 2050-12-31
[10 empty] | 6636 | Munnsville:WT 1 23 | Munnsville Wind Farm LLC | 1000 | 34500 | 2007-10-01 | 2050-12-31
[10 empty] | 6637 | Murdock Wilson:2 | Abitibi Consolidated Co of Canada | 0 | 51000 | 1980-01-01 | 2050-12-31
[10 empty] | 6638 | Murray Energy Facility:CC1 | KGen Murray I & II LLC | 7808 | 630000 | 2002-06-01 | 2050-12-31
[10 empty] | 6639 | Murray Energy Facility:CC2 | KGen Murray I & II LLC | 7808 | 620000 | 2002-06-01 | 2050-12-31
[10 empty] | 6640 | Murray:1 | North Little Rock AR (City of) | 0 | 21200 | 1988-10-01 | 2050-12-31
[10 empty] | 6641 | Murray:2 | North Little Rock AR (City of) | 0 | 21200 | 1988-10-01 | 2050-12-31
[10 empty] | 6642 | Murrey Gill:1 | Kansas Gas & Electric Co | 13458 | 39000 | 1952-05-01 | 2050-12-31
[10 empty] | 6643 | Murrey Gill:2 | Kansas Gas & Electric Co | 12012 | 63000 | 1954-02-01 | 2050-12-31
[10 empty] | 6644 | Murrey Gill:3 | Kansas Gas & Electric Co | 12892 | 95000 | 1956-06-01 | 2050-12-31
[10 empty] | 6645 | Murrey Gill:4 | Kansas Gas & Electric Co | 11672 | 90000 | 1959-04-01 | 2050-12-31
2017 | 2017 | 2017 |  | 2020 | 2021 |  | 2017 |  |  | 6646 | Muscatine:7 | Muscatine Power & Water | 14030 | 23000 | 1958-04-01 | 2050-12-31 | W
2017 | 2017 | 2017 |  | 2019 | 2021 |  | 2017 |  |  | 6647 | Muscatine:8 | Muscatine Power & Water | 13626 | 73000 | 1969-01-01 | 2050-12-31 | W
2017 | 2017 | 2017 |  | 2021 | 2021 |  | 2017 |  |  | 6648 | Muscatine:8A | Muscatine Power & Water | 10000 | 16500 | 2000-07-01 | 2050-12-31 | W
2016 | 2016 | 2016 |  | 2018 | 2021 |  | 2017 |  |  | 6649 | Muscatine:9 | Muscatine Power & Water | 12184 | 161000 | 1983-04-01 | 2050-12-31 | W
[10 empty] | 6650 | Muscoda:1 | Muscoda Light & Water Utility | 0 | 46 | 1934-01-03 | 2050-12-31
[10 empty] | 6651 | Museum of Science & Industry (IL):GT | Museum of Science & Industry (IL) | 10882 | 1715 | 2002-12-01 | 2050-12-31
2017 | 2017 | 2017 |  | 2021 | 2021 |  | 2017 |  |  | 6652 | Muskegon:GEN4 | S D Warren Co | 12035 | 16500 | 1968-01-01 | 2050-12-31 | W
2017 | 2017 | 2017 |  | 2021 | 2021 |  | 2017 |  |  | 6653 | Muskegon:GEN5 | S D Warren Co | 11700 | 17300 | 1989-04-01 | 2050-12-31 | W
|  |  | 2017 |  | 2017 |  | 2017 | 2013 | 0.91087 | 6654 | Muskingum River:1 | Ohio Power Co | 9526 | 190000 | 1953-12-01 | 2014-12-31 | E
|  |  | 2017 |  | 2017 |  | 2017 | 2013 | 0.91087 | 6655 | Muskingum River:2 | Ohio Power Co | 9423 | 190000 | 1954-06-01 | 2014-12-31 | E
|  |  | 2017 |  | 2017 |  | 2017 | 2013 | 0.91087 | 6656 | Muskingum River:3 | Ohio Power Co | 9459 | 205000 | 1957-12-01 | 2014-12-31 | E
|  |  | 2017 |  | 2017 |  | 2017 | 2013 | 0.91087 | 6657 | Muskingum River:4 | Ohio Power Co | 9481 | 205000 | 1958-05-01 | 2014-12-31 | E
|  |  | 2016 |  | 2016 |  | 2017 | 2013 | 0.91087 | 6658 | Muskingum River:5 | Ohio Power Co | 8765 | 585000 | 1968-10-01 | 2050-12-31 | E
2017 | 2017 | 2017 |  | 2021 | 2021 |  | 2017 |  |  | 6659 | Muskogee Mill:GEN1 | Fort James Operating Co | 11863 | 17000 | 1978-03-01 | 2050-12-31 | W
2017 | 2017 | 2017 |  | 2021 | 2021 |  | 2017 |  |  | 6660 | Muskogee Mill:GEN2 | Fort James Operating Co | 11696 | 17200 | 1979-03-01 | 2050-12-31 | W
2017 | 2017 | 2017 |  | 2020 | 2021 |  | 2017 |  |  | 6661 | Muskogee Mill:GEN3 | Fort James Operating Co | 11651 | 35400 | 1982-11-01 | 2050-12-31 | W
[10 empty] | 6662 | Muskogee:3 | Oklahoma Gas & Electric Co | 10224 | 170500 | 1956-05-01 | 2050-12-31
| 2017 |  |  | 2017 | 2019 |  | 2017 |  |  | 6663 | Muskogee:4 | Oklahoma Gas & Electric Co | 10082 | 510500 | 1977-12-01 | 2050-12-31 | W
| 2016 |  |  | 2016 | 2019 |  | 2017 |  |  | 6664 | Muskogee:5 | Oklahoma Gas & Electric Co | 9854 | 517300 | 1978-10-01 | 2050-12-31 | W
| 2017 |  |  | 2017 | 2019 |  | 2017 |  |  | 6665 | Muskogee:6 | Oklahoma Gas & Electric Co | 10617 | 502000 | 1984-06-01 | 2050-12-31 | W
[10 empty] | 6666 | Musquash:1 | New Brunswick Dept of Natural Resources | 0 | 5200 | 1922-01-01 | 2050-12-31
[10 empty] | 6667 | Mustang Station:CC | GS Electric Generating Coop Inc | 7432 | 486000 | 1999-10-01 | 2050-12-31
[10 empty] | 6668 | Mustang:1 | Oklahoma Gas & Electric Co | 12819 | 53000 | 1950-05-01 | 2050-12-31
[10 empty] | 6669 | Mustang:2 | Oklahoma Gas & Electric Co | 12988 | 53000 | 1951-03-01 | 2050-12-31
[10 empty] | 6670 | Mustang:3 | Oklahoma Gas & Electric Co | 10779 | 118000 | 1955-06-01 | 2050-12-31
[10 empty] | 6671 | Mustang:4 | Oklahoma Gas & Electric Co | 10162 | 250000 | 1959-06-01 | 2050-12-31
[10 empty] | 6672 | Mustang:5A | Oklahoma Gas & Electric Co | 18500 | 31000 | 1971-06-01 | 2050-12-31
[10 empty] | 6673 | Mustang:5B | Oklahoma Gas & Electric Co | 18500 | 33000 | 1971-06-01 | 2050-12-31
[10 empty] | 6674 | Myrtle Beach:1 | Santee Cooper | 13261 | 10000 | 1972-08-01 | 2050-12-31
[10 empty] | 6675 | Myrtle Beach:2 | Santee Cooper | 17385 | 10000 | 1962-05-01 | 2050-12-31
[10 empty] | 6676 | Myrtle Beach:3 | Santee Cooper | 17385 | 20000 | 1962-05-01 | 2050-12-31
[10 empty] | 6677 | Myrtle Beach:4 | Santee Cooper | 13261 | 20000 | 1972-08-01 | 2050-12-31
[10 empty] | 6678 | Myrtle Beach:5 | Santee Cooper | 12645 | 30000 | 1976-06-01 | 2050-12-31
[10 empty] | 6679 | Mystic:CC8 | Mystic Development LLC | 6854 | 682050 | 2003-04-14 | 2050-12-31
[10 empty] | 6680 | Mystic:CC9 | Mystic Development LLC | 6748 | 690900 | 2003-06-10 | 2050-12-31
[10 empty] | 6681 | Mystic:GEN7 | Mystic Development LLC | 10426 | 577593 | 1975-06-01 | 2050-12-31
[10 empty] | 6682 | Mystic:GT1 | Mystic Development LLC | 14395 | 7395 | 1969-06-01 | 2050-12-31
[10 empty] | 6683 | Na1:1 | Saskatchewan Power Corp | 11512 | 100 | 1960-02-09 | 2050-12-31
[10 empty] | 6684 | Na2:1 | Saskatchewan Power Corp | 11512 | 100 | 1960-02-09 | 2050-12-31
[10 empty] | 6685 | Na3:1 | Saskatchewan Power Corp | 11512 | 100 | 1960-02-09 | 2050-12-31
[10 empty] | 6686 | Naar Solar:PV | Yves Naar | 1000 | 4 | 2008-05-01 | 2050-12-31
[10 empty] | 6687 | Nacoochee:All | Georgia Power Co | 0 | 25600 | 1926-10-01 | 2050-12-31
[10 empty] | 6688 | Nae Shaokatan Power:SPP | Gregory J Jaunich | 1000 | 1600 | 2003-05-02 | 2050-12-31
[10 empty] | 6689 | Naheola Mill:GEN1 | Georgia Pacific Corp | 12000 | 14510 | 1959-08-01 | 2050-12-31
[10 empty] | 6690 | Naheola Mill:GEN2 | Georgia Pacific Corp | 12000 | 14510 | 1962-05-01 | 2050-12-31
[10 empty] | 6691 | Naheola Mill:GT3 | Georgia Pacific Corp | 11663 | 43800 | 1993-04-01 | 2050-12-31
[10 empty] | 6692 | Nairn:All | CVRD Inco Limited | 0 | 4500 | 1917-01-01 | 2050-12-31
[10 empty] | 6693 | Nancy:All | Dahlberg Light & Power Co | 0 | 450 | 1953-01-03 | 2050-12-31
[10 empty] | 6694 | Nantahala:1 | Duke Energy Carolinas | 0 | 50000 | 1942-07-01 | 2050-12-31
|  |  | 2017 |  | 2017 |  | 2017 |  |  | 6695 | Nanticoke:1 | Ontario Power Generation Inc | 9374 | 490000 | 1973-01-01 | 2050-12-31 | E
|  |  | 2017 |  | 2017 |  | 2017 |  |  | 6696 | Nanticoke:2 | Ontario Power Generation Inc | 9374 | 490000 | 1973-01-01 | 2050-12-31 | E
|  |  | 2017 |  | 2017 |  | 2017 |  |  | 6697 | Nanticoke:3 | Ontario Power Generation Inc | 9374 | 490000 | 1973-01-01 | 2050-12-31 | E
|  |  | 2017 |  | 2017 |  | 2017 |  |  | 6698 | Nanticoke:4 | Ontario Power Generation Inc | 9374 | 490000 | 1973-01-01 | 2050-12-31 | E
|  |  | 2017 |  | 2017 |  | 2017 |  |  | 6699 | Nanticoke:5 | Ontario Power Generation Inc | 9374 | 490000 | 1973-01-01 | 2050-12-31 | E
|  |  | 2017 |  | 2017 |  | 2017 |  |  | 6700 | Nanticoke:6 | Ontario Power Generation Inc | 9374 | 490000 | 1973-01-01 | 2050-12-31 | E
|  |  | 2017 |  | 2017 |  | 2017 |  |  | 6701 | Nanticoke:7 | Ontario Power Generation Inc | 9374 | 508000 | 1973-01-01 | 2050-12-31 | E
|  |  | 2017 |  | 2017 |  | 2017 |  |  | 6702 | Nanticoke:8 | Ontario Power Generation Inc | 9374 | 490000 | 1973-01-01 | 2050-12-31 | E
[10 empty] | 6703 | Nantucket:12 | New England Power Co | 15349 | 3700 | 1988-10-01 | 2050-12-31
[10 empty] | 6704 | Nantucket:13 | New England Power Co | 15223 | 3700 | 1988-10-01 | 2050-12-31
[10 empty] | 6705 | Napoleon (City):IC1 | American Municipal Power Inc | 10738 | 1800 | 1990-12-01 | 2050-12-31
[10 empty] | 6706 | Napoleon (City):IC2 | American Municipal Power Inc | 10738 | 1800 | 1990-12-01 | 2050-12-31
[10 empty] | 6707 | Napoleon (City):IC3 | American Municipal Power Inc | 10738 | 1800 | 1990-12-01 | 2050-12-31
[10 empty] | 6708 | Napoleon Peaking GT (AMP):GT 1 | American Municipal Power Inc | 11718 | 33000 | 2000-06-01 | 2050-12-31
[10 empty] | 6709 | Napoleon Peaking GT (AMP):GT 2 | American Municipal Power Inc | 12000 | 16500 | 2000-06-01 | 2050-12-31
[10 empty] | 6710 | Napoleon Peaking IC (AMP):4 | Ohio Municipal Electric Generation Agency Joint Venture 5 | 10580 | 1800 | 1999-07-01 | 2050-12-31
[10 empty] | 6711 | Napoleon Peaking IC (AMP):5 | Ohio Municipal Electric Generation Agency Joint Venture 5 | 10580 | 1800 | 1999-07-01 | 2050-12-31
[10 empty] | 6712 | Napoleon Peaking IC (AMP):6 | Ohio Municipal Electric Generation Agency Joint Venture 5 | 10580 | 1800 | 1999-07-01 | 2050-12-31
[10 empty] | 6713 | Narrows (AR):All | USACE Vicksburg District | 0 | 17000 | 1950-05-01 | 2050-12-31
2017 | 2017 | 2017 |  | 2021 | 2021 |  | 2017 |  |  | 6714 | Narrows (VA):GEN1 | Narrows LLC | 12460 | 6000 | 1942-01-01 | 2050-12-31 | W
2017 | 2017 | 2017 |  | 2021 | 2021 |  | 2017 |  |  | 6715 | Narrows (VA):GEN2 | Narrows LLC | 12460 | 6000 | 1942-01-01 | 2050-12-31 | W
2017 | 2017 | 2017 |  | 2021 | 2021 |  | 2017 |  |  | 6716 | Narrows (VA):GEN3 | Narrows LLC | 12436 | 5000 | 1944-01-01 | 2050-12-31 | W
2017 | 2017 | 2017 |  | 2021 | 2021 |  | 2017 |  |  | 6717 | Narrows (VA):GEN4 | Narrows LLC | 12138 | 4000 | 1966-01-01 | 2050-12-31 | W
[10 empty] | 6718 | Narrows Generating:GT1 | Astoria Generating | 14663 | 18100 | 1972-05-01 | 2050-12-31
[10 empty] | 6719 | Narrows Generating:GT2 | Astoria Generating | 14624 | 16200 | 1972-05-01 | 2050-12-31
[10 empty] | 6720 | Narrows Generating:GT3 | Astoria Generating | 14651 | 16600 | 1972-05-01 | 2050-12-31
[10 empty] | 6721 | Narrows Generating:GT4 | Astoria Generating | 14618 | 19300 | 1972-05-01 | 2050-12-31
[10 empty] | 6722 | Narrows Generating:GT5 | Astoria Generating | 14622 | 18200 | 1972-05-01 | 2050-12-31
[10 empty] | 6723 | Narrows Generating:GT6 | Astoria Generating | 14637 | 15500 | 1972-05-01 | 2050-12-31
[10 empty] | 6724 | Narrows Generating:GT7 | Astoria Generating | 14499 | 16200 | 1972-05-01 | 2050-12-31
[10 empty] | 6725 | Narrows Generating:GT8 | Astoria Generating | 14665 | 16400 | 1972-05-01 | 2050-12-31
[10 empty] | 6726 | Narrows Generating:NT21 | Astoria Generating | 14492 | 16300 | 1972-06-01 | 2050-12-31
[10 empty] | 6727 | Narrows Generating:NT22 | Astoria Generating | 14464 | 15700 | 1972-06-01 | 2050-12-31
[10 empty] | 6728 | Narrows Generating:NT23 | Astoria Generating | 14323 | 16100 | 1972-06-01 | 2050-12-31
[10 empty] | 6729 | Narrows Generating:NT24 | Astoria Generating | 14557 | 16800 | 1972-06-01 | 2050-12-31
[10 empty] | 6730 | Narrows Generating:NT25 | Astoria Generating | 14512 | 17100 | 1972-06-01 | 2050-12-31
[10 empty] | 6731 | Narrows Generating:NT26 | Astoria Generating | 14516 | 14400 | 1972-06-01 | 2050-12-31
[10 empty] | 6732 | Narrows Generating:NT27 | Astoria Generating | 14494 | 17300 | 1972-06-01 | 2050-12-31
[10 empty] | 6733 | Narrows Generating:NT28 | Astoria Generating | 14398 | 15500 | 1972-06-01 | 2050-12-31
[10 empty] | 6734 | Narrows:YN1 | Alcoa Power Generating Inc | 0 | 28000 | 1917-07-01 | 2050-12-31
[10 empty] | 6735 | Narrows:YN2 | Alcoa Power Generating Inc | 0 | 29000 | 1917-07-01 | 2050-12-31
[10 empty] | 6736 | Narrows:YN3 | Alcoa Power Generating Inc | 0 | 30000 | 1917-07-01 | 2050-12-31
[10 empty] | 6737 | Narrows:YN4 | Alcoa Power Generating Inc | 0 | 29000 | 1924-12-01 | 2050-12-31
[10 empty] | 6738 | Nashua Hydro:1 | Northeast Utilities | 0 | 600 | 1984-12-01 | 2050-12-31
[10 empty] | 6739 | Natanna Mills:1 | Vermont Group | 0 | 100 | 1986-05-01 | 2050-12-31
[10 empty] | 6740 | Natchez:1 | Entergy Mississippi Inc | 11500 | 73000 | 1951-02-01 | 2050-12-31
[10 empty] | 6741 | Natchitoches:10 | Lafayette Utilities System | 11666 | 26000 | 1972-01-03 | 2050-12-31
[10 empty] | 6742 | Natchitoches:2 | Lafayette Utilities System | 11000 | 1500 | 1942-01-03 | 2050-12-31
[10 empty] | 6743 | Natchitoches:3 | Lafayette Utilities System | 11465 | 1500 | 1942-01-03 | 2050-12-31
[10 empty] | 6744 | Natchitoches:6 | Lafayette Utilities System | 10897 | 2800 | 1962-01-03 | 2050-12-31
[10 empty] | 6745 | Natchitoches:7 | Lafayette Utilities System | 11000 | 2800 | 1962-01-03 | 2050-12-31
[10 empty] | 6746 | Natchitoches:8 | Lafayette Utilities System | 12500 | 6000 | 1962-01-03 | 2050-12-31
[10 empty] | 6747 | Natchitoches:9 | Lafayette Utilities System | 12102 | 12600 | 1966-01-03 | 2050-12-31
[10 empty] | 6748 | National Grid New England Solar:PV1 | National Grid USA | 1000 | 1000 | 2010-05-31 | 2050-12-31
[10 empty] | 6749 | National Gypsum Solar (NC):PV1 | Duke Energy Carolinas | 1000 | 1208 | 2010-02-02 | 2050-12-31
[10 empty] | 6750 | National Institutes of Health Cogeneration:CGTG | Pepco Energy Services Inc | 10563 | 21200 | 2005-10-01 | 2050-12-31
[10 empty] | 6751 | National Park:1 | PSEG Fossil LLC | 12133 | 21000 | 1969-06-01 | 2050-12-31
|  |  | 2017 |  | 2017 |  | 2017 | 2013 | 0.91249 | 6752 | Natrium Plant:GEN3 | PPG Industries Inc | 12436 | 7500 | 1943-01-01 | 2050-12-31 | E
|  |  | 2017 |  | 2017 |  | 2017 | 2013 | 0.91249 | 6753 | Natrium Plant:GEN4 | PPG Industries Inc | 12436 | 7500 | 1943-01-01 | 2050-12-31 | E
|  |  | 2017 |  | 2017 |  | 2017 | 2013 | 0.91249 | 6754 | Natrium Plant:GEN6 | PPG Industries Inc | 12153 | 26000 | 1954-01-01 | 2050-12-31 | E
|  |  | 2017 |  | 2017 |  | 2017 | 2013 | 0.91249 | 6755 | Natrium Plant:GEN7 | PPG Industries Inc | 11561 | 82000 | 1966-01-01 | 2050-12-31 | E
[10 empty] | 6756 | Natural Energy Group Solar:PV1 | Natural Energy Group | 1000 | 1200 | 2010-08-12 | 2050-12-31
[10 empty] | 6757 | Natures Classroom Wind:WT | Natures Classroom of Massachusetts Inc | 1000 | 100 | 2009-02-20 | 2050-12-31
[10 empty] | 6758 | Nautilus Solar Energy:PV | Nautilus Solar Energy LLC | 1000 | 105 | 2007-11-17 | 2050-12-31
[10 empty] | 6759 | Nautilus Solar I:PV | Nautilus Solar I LLC | 1000 | 121 | 2007-09-04 | 2050-12-31
[10 empty] | 6760 | Nautilus Solar Silvermine:PV | Nautilus Solar Silvermine LLC | 1000 | 200 | 2008-12-10 | 2050-12-31
[10 empty] | 6761 | Naval Submarine Base Kings Bay3:All | Kings Bay Naval Base | 10653 | 15000 | 1984-12-01 | 2050-12-31
[10 empty] | 6762 | Naval Submarine Base Kings Bay:5All | Kings Bay Naval Base | 10579 | 15000 | 1988-12-01 | 2050-12-31
[10 empty] | 6763 | Naylor Wind Farm:WT1 5 | Boralex Inc | 1000 | 10000 | 2010-12-31 | 2050-12-31
[10 empty] | 6764 | Neal Shoals:All | South Carolina Electric & Gas Co | 0 | 5200 | 1966-08-01 | 2050-12-31
[10 empty] | 6765 | Nearman Creek:GT1 | Kansas City Board Public Utilities | 12215 | 76000 | 2006-01-31 | 2050-12-31
2015 | 2015 | 2015 |  | 2017 | 2020 |  | 2017 |  |  | 6766 | Nearman Creek:ST1 | Kansas City Board Public Utilities | 10371 | 229000 | 1981-06-01 | 2050-12-31 | W
[10 empty] | 6767 | Nebraska City No 1:10 | Nebraska City Utilities | 9783 | 5800 | 1979-04-01 | 2050-12-31
[10 empty] | 6768 | Nebraska City No 1:2 | Nebraska City Utilities | 11297 | 1000 | 1953-05-01 | 2050-12-31
[10 empty] | 6769 | Nebraska City No 1:3 | Nebraska City Utilities | 11041 | 2000 | 1955-05-01 | 2050-12-31
[10 empty] | 6770 | Nebraska City No 1:4 | Nebraska City Utilities | 10873 | 2600 | 1957-08-01 | 2050-12-31
[10 empty] | 6771 | Nebraska City No 1:5 | Nebraska City Utilities | 9600 | 1500 | 1964-08-01 | 2050-12-31
[10 empty] | 6772 | Nebraska City No 1:8 | Nebraska City Utilities | 10444 | 3900 | 1971-04-01 | 2050-12-31
[10 empty] | 6773 | Nebraska City No 1:9 | Nebraska City Utilities | 9878 | 5800 | 1974-06-01 | 2050-12-31
[10 empty] | 6774 | Nebraska City No 2:11 | Nebraska City Utilities | 9947 | 3800 | 1998-08-01 | 2050-12-31
[10 empty] | 6775 | Nebraska City No 2:12 | Nebraska City Utilities | 9947 | 3800 | 1998-08-01 | 2050-12-31
[10 empty] | 6776 | Nebraska City No 2:13 | Nebraska City Utilities | 9840 | 4500 | 1998-11-01 | 2050-12-31
| 2016 |  |  | 2016 | 2018 |  | 2017 |  |  | 6777 | Nebraska City:1 | Omaha Public Power District | 9767 | 646000 | 1979-04-01 | 2050-12-31 | W
| 2016 |  |  | 2016 | 2018 |  | 2017 |  |  | 6778 | Nebraska City:2 | Omaha Public Power District | 9836 | 682200 | 2009-05-01 | 2050-12-31 | W
[10 empty] | 6779 | Nekoosa Mill:All | Domtar Industries Inc | 0 | 3040 | 1917-01-01 | 2050-12-31
[10 empty] | 6780 | Nekoosa Mill:TG14 | Domtar Industries Inc | 12063 | 12450 | 1991-02-01 | 2050-12-31
[10 empty] | 6781 | Nekoosa Mill:TG6 | Domtar Industries Inc | 12000 | 5700 | 1951-01-01 | 2050-12-31
[10 empty] | 6782 | Nekoosa Mill:TG8 | Domtar Industries Inc | 12000 | 13000 | 1966-01-01 | 2050-12-31
2016 | 2016 | 2016 |  | 2018 | 2021 |  | 2017 |  |  | 6783 | Nelson Dewey:1 | Wisconsin Power & Light Co | 11138 | 112800 | 1959-12-01 | 2050-12-31 | W
2016 | 2016 | 2016 |  | 2018 | 2021 |  | 2017 |  |  | 6784 | Nelson Dewey:2 | Wisconsin Power & Light Co | 10402 | 112300 | 1962-12-01 | 2050-12-31 | W
[10 empty] | 6785 | Nelson Energy Center:CC1 | Invenergy Nelson LLC | 7098 | 286600 | 2011-06-30 | 2050-12-31
[10 empty] | 6786 | Nelson Energy Center:CC2 | Invenergy Nelson LLC | 7098 | 286600 | 2011-06-30 | 2050-12-31
|  |  | 2017 |  | 2017 |  | 2017 |  |  | 6787 | Nelson Industrial Steam Co:GEN1 | Citgo Petroleum Corp | 11396 | 107000 | 1959-02-01 | 2050-12-31 | E
|  |  | 2017 |  | 2017 |  | 2017 |  |  | 6788 | Nelson Industrial Steam Co:GEN2 | Citgo Petroleum Corp | 11393 | 106000 | 1959-05-01 | 2050-12-31 | E
[10 empty] | 6789 | Neosho:3 | Kansas Gas & Electric Co | 12523 | 67000 | 1954-11-01 | 2050-12-31
[10 empty] | 6790 | Neptune Gas Processing Plant:NPCG | Enterprise Products Operating LP | 0 | 3100 | 2004-01-01 | 2050-12-31
[10 empty] | 6791 | Neshonoc Hydro:HY | North American Hydro Inc | 0 | 500 | 1987-11-01 | 2050-12-31
[10 empty] | 6792 | Nevada (MO):1 | KCP&L Greater Missouri Operations Co | 11300 | 20000 | 1974-06-01 | 2050-12-31
[10 empty] | 6793 | Neversink:H1 | Central Hudson Gas & Electric Corp | 0 | 22000 | 1953-12-01 | 2050-12-31
[10 empty] | 6794 | New Albany:1 | BTEC New Albany LLC | 12202 | 60000 | 1999-09-22 | 2050-12-31
[10 empty] | 6795 | New Albany:2 | BTEC New Albany LLC | 12202 | 60000 | 1999-09-22 | 2050-12-31
[10 empty] | 6796 | New Albany:3 | BTEC New Albany LLC | 12202 | 60000 | 1999-09-22 | 2050-12-31
[10 empty] | 6797 | New Albany:4 | BTEC New Albany LLC | 12202 | 60000 | 1999-09-22 | 2050-12-31
[10 empty] | 6798 | New Albany:5 | BTEC New Albany LLC | 12202 | 60000 | 1999-09-22 | 2050-12-31
[10 empty] | 6799 | New Albany:6 | BTEC New Albany LLC | 12202 | 60000 | 1999-09-22 | 2050-12-31
[10 empty] | 6800 | New Bern (NC):TG1 | Weyerhaeuser Co | 14685 | 29700 | 1969-12-01 | 2050-12-31
|  |  | 2017 |  | 2017 |  | 2017 | 2013 | 0.95177 | 6801 | New Castle Plant:3 | Orion Power Holdings Inc | 10652 | 98000 | 1952-09-01 | 2050-12-31 | E
|  |  | 2017 |  | 2017 |  | 2017 | 2013 | 0.95177 | 6802 | New Castle Plant:4 | Orion Power Holdings Inc | 10146 | 98000 | 1958-08-01 | 2050-12-31 | E
|  |  | 2017 |  | 2017 |  | 2017 | 2013 | 0.95177 | 6803 | New Castle Plant:5 | Orion Power Holdings Inc | 10729 | 137000 | 1964-06-01 | 2050-12-31 | E
[10 empty] | 6804 | New Castle Plant:EMDA | Orion Power Holdings Inc | 10059 | 2500 | 1968-12-01 | 2050-12-31
[10 empty] | 6805 | New Castle Plant:EMDB | Orion Power Midwest LP | 10059 | 2500 | 1968-12-01 | 2050-12-31
[10 empty] | 6806 | New Design:GEN1 | Danville Power & Light Dept | 10470 | 1200 | 2005-07-01 | 2050-12-31
[10 empty] | 6807 | New England Wood Pellet:GT | Zilkha Biomass Energy LLC | 10000 | 1500 | 2009-03-16 | 2050-12-31
[10 empty] | 6808 | New Hampshire Hydro Associates:1 | New Hampshire Hydro Associates | 0 | 4600 | 1983-08-01 | 2050-12-31
[10 empty] | 6809 | New Hampton:3 | New Hampton Municipal Light Plant | 9800 | 3500 | 1967-04-01 | 2050-12-31
[10 empty] | 6810 | New Hampton:4 | New Hampton Municipal Light Plant | 9800 | 5000 | 1973-02-01 | 2050-12-31
[10 empty] | 6811 | New Hampton:5 | New Hampton Municipal Light Plant | 9800 | 5000 | 1973-02-01 | 2050-12-31
[10 empty] | 6812 | New Hampton:7 | New Hampton Municipal Light Plant | 9608 | 5300 | 1999-05-01 | 2050-12-31
[10 empty] | 6813 | New Hampton:8 | New Hampton Municipal Light Plant | 9608 | 5300 | 1999-05-01 | 2050-12-31
[10 empty] | 6814 | New Hanover County Waste:1TGA | New Hanover County | 10693 | 1900 | 2002-03-01 | 2050-12-31
[10 empty] | 6815 | New Hanover County Waste:3TG | New Hanover County | 12036 | 1700 | 1991-07-01 | 2050-12-31
[10 empty] | 6816 | New Haven Harbor:1 | PSEG Power Connecticut LLC | 11235 | 447894 | 1975-07-01 | 2050-12-31
[10 empty] | 6817 | New Heights:LM2 | Casella Waste Systems Inc | 10000 | 19900 | 2008-01-01 | 2050-12-31
[10 empty] | 6818 | New Knoxville:1 | New Knoxville Light Dept | 10753 | 1000 | 2000-09-01 | 2050-12-31
[10 empty] | 6819 | New Lisbon (NEWLISB):2 | New Lisbon WI (City of) | 11335 | 1210 | 1966-01-01 | 2050-12-31
[10 empty] | 6820 | New Lisbon (NEWLISB):5 | New Lisbon WI (City of) | 10742 | 2370 | 1977-01-01 | 2050-12-31
[10 empty] | 6821 | New Lisbon (NEWLISB):6 | New Lisbon WI (City of) | 10328 | 2000 | 2005-08-31 | 2050-12-31
[10 empty] | 6822 | New Lisbon (NEWLISB):7 | New Lisbon WI (City of) | 10328 | 2000 | 2005-08-31 | 2050-12-31
| 2016 |  |  | 2016 | 2019 |  | 2017 |  |  | 6823 | New Madrid (Memphis):1 | Associated Electric Coop Inc | 9744 | 580000 | 1972-12-01 | 2050-12-31 | W
| 2016 |  |  | 2016 | 2019 |  | 2017 |  |  | 6824 | New Madrid (Memphis):2 | Associated Electric Coop Inc | 9891 | 580000 | 1977-06-01 | 2050-12-31 | W
[10 empty] | 6825 | New Martinsville Hydro:UNT1 | Covanta New Martinsville Hydro | 0 | 18700 | 1988-08-01 | 2050-12-31
[10 empty] | 6826 | New Martinsville Hydro:UNT2 | Covanta New Martinsville Hydro | 0 | 18700 | 1988-07-01 | 2050-12-31
[10 empty] | 6827 | New Milford Gas Recovery:IC1 | Bio Energy Partners | 9000 | 800 | 2008-04-01 | 2050-12-31
[10 empty] | 6828 | New Milford Gas Recovery:IC2 | Bio Energy Partners | 9000 | 800 | 2008-04-01 | 2050-12-31
[10 empty] | 6829 | New Milford Gas Recovery:IC3 | Bio Energy Partners | 9000 | 800 | 2008-04-01 | 2050-12-31
[10 empty] | 6830 | New Milford Mill CHP:CC | Kimberly Clark Corp | 7612 | 14000 | 2008-07-15 | 2050-12-31
[10 empty] | 6831 | New Milford Mill CHP:GT1 | Kimberly Clark Corp | 10113 | 8823 | 2008-04-28 | 2050-12-31
[10 empty] | 6832 | New Orleans:GEN2 | Air Products & Chemicals Inc | 11693 | 4000 | 1995-06-01 | 2050-12-31
[10 empty] | 6833 | New Prague:1 | New Prague Municipal Utilities Commission | 12000 | 1000 | 1948-01-03 | 2050-12-31
[10 empty] | 6834 | New Prague:2 | New Prague Municipal Utilities Commission | 10275 | 4400 | 1978-01-03 | 2050-12-31
[10 empty] | 6835 | New Prague:3 | New Prague Municipal Utilities Commission | 10965 | 2400 | 1962-01-03 | 2050-12-31
[10 empty] | 6836 | New Prague:4 | New Prague Municipal Utilities Commission | 10627 | 3500 | 1968-01-03 | 2050-12-31
[10 empty] | 6837 | New Prague:5 | New Prague Municipal Utilities Commission | 13000 | 600 | 1944-01-03 | 2050-12-31
[10 empty] | 6838 | New Prague:6 | New Prague Municipal Utilities Commission | 9849 | 5900 | 1982-06-01 | 2050-12-31
[10 empty] | 6839 | New Roads (LEPA):1 | New Roads LA (Town of) | 10500 | 1800 | 1965-01-03 | 2050-12-31
[10 empty] | 6840 | New Roads (LEPA):2 | New Roads LA (Town of) | 11100 | 600 | 1953-01-03 | 2050-12-31
[10 empty] | 6841 | New Roads (LEPA):3 | New Roads LA (Town of) | 10500 | 700 | 1957-01-01 | 2050-12-31
[10 empty] | 6842 | New Roads (LEPA):4 | New Roads LA (Town of) | 10600 | 1200 | 1957-01-01 | 2050-12-31
[10 empty] | 6843 | New Roads (LEPA):5 | New Roads LA (Town of) | 10500 | 1200 | 1951-01-03 | 2050-12-31
[10 empty] | 6844 | New Roads (LEPA):6 | New Roads LA (Town of) | 11000 | 1500 | 1971-01-03 | 2050-12-31
[10 empty] | 6845 | New Ulm:3 | New Ulm Public Utilities Commission | 18000 | 4700 | 1957-01-01 | 2050-12-31
[10 empty] | 6846 | New Ulm:4 | New Ulm Public Utilities Commission | 15000 | 13200 | 1965-01-01 | 2050-12-31
[10 empty] | 6847 | New Ulm:5 | New Ulm Public Utilities Commission | 13500 | 23000 | 1975-05-01 | 2050-12-31
[10 empty] | 6848 | New Ulm:6 | New Ulm Public Utilities Commission | 10000 | 4700 | 1997-05-01 | 2050-12-31
[10 empty] | 6849 | New Ulm:7 | New Ulm Public Utilities Commission | 11581 | 25000 | 2001-05-01 | 2050-12-31
[10 empty] | 6850 | New Wales:TG1 | Imc Phosphates Co | 11000 | 8000 | 1981-08-01 | 2050-12-31
[10 empty] | 6851 | New Wales:TG2 | Imc Phosphates Co | 11000 | 48000 | 1984-12-01 | 2050-12-31
[10 empty] | 6852 | New York Methodist Hospital:3A | New York Methodist Hospital | 10872 | 700 | 1991-01-01 | 2050-12-31
[10 empty] | 6853 | New York Methodist Hospital:4C | New York Methodist Hospital | 10872 | 700 | 1991-01-01 | 2050-12-31
[10 empty] | 6854 | New York State Dam Hydro:All | Nysd LP | 0 | 11400 | 1990-11-01 | 2050-12-31
[10 empty] | 6855 | New York Univ Central:All | New York University | 11143 | 4200 | 1984-01-01 | 2050-12-31
[10 empty] | 6856 | New York Univ Central:T1 | New York University | 12373 | 1800 | 1984-01-01 | 2050-12-31
[10 empty] | 6857 | Newark America Cogeneration:ST | Newark Atlantic | 11265 | 3000 | 2007-01-07 | 2050-12-31
[10 empty] | 6858 | Newark Bay Cogeneration Project:CC | Newark Bay Cogeneration Partnership LP | 8330 | 123000 | 1993-06-01 | 2050-12-31
[10 empty] | 6859 | Newberry:All | Newberry Water & Light Board | 10811 | 4500 | 1974-06-01 | 2050-12-31
[10 empty] | 6860 | Newbury Hydro:1 | Vermont Group | 0 | 200 | 1988-01-01 | 2050-12-31
[10 empty] | 6861 | Newfound Hydro:All | Newfound Hydroelectric Co | 0 | 1397 | 1983-12-01 | 2050-12-31
[10 empty] | 6862 | Newington Power Facility:CC | NAEA Newington Energy LLC | 7107 | 506589 | 2002-10-31 | 2050-12-31
[10 empty] | 6863 | Newington Station:1 | Public Service Co of New Hampshire | 10699 | 400200 | 1974-06-01 | 2050-12-31
[10 empty] | 6864 | Newland Park Landfill:IC1 | INGENCO | 9000 | 300 | 2007-05-15 | 2050-12-31
[10 empty] | 6865 | Newland Park Landfill:IC10 | INGENCO | 9000 | 300 | 2007-05-15 | 2050-12-31
[10 empty] | 6866 | Newland Park Landfill:IC11 | INGENCO | 9000 | 300 | 2007-05-15 | 2050-12-31
[10 empty] | 6867 | Newland Park Landfill:IC12 | INGENCO | 9000 | 300 | 2007-05-15 | 2050-12-31
[10 empty] | 6868 | Newland Park Landfill:IC13 | INGENCO | 9000 | 300 | 2007-05-15 | 2050-12-31
[10 empty] | 6869 | Newland Park Landfill:IC14 | INGENCO | 9000 | 300 | 2007-05-15 | 2050-12-31
[10 empty] | 6870 | Newland Park Landfill:IC15 | INGENCO | 9000 | 300 | 2007-05-15 | 2050-12-31
[10 empty] | 6871 | Newland Park Landfill:IC16 | INGENCO | 9000 | 300 | 2007-05-15 | 2050-12-31
[10 empty] | 6872 | Newland Park Landfill:IC17 | INGENCO | 9000 | 300 | 2007-05-15 | 2050-12-31
[10 empty] | 6873 | Newland Park Landfill:IC18 | INGENCO | 9000 | 300 | 2007-05-15 | 2050-12-31
[10 empty] | 6874 | Newland Park Landfill:IC2 | INGENCO | 9000 | 300 | 2007-05-15 | 2050-12-31
[10 empty] | 6875 | Newland Park Landfill:IC3 | INGENCO | 9000 | 300 | 2007-05-15 | 2050-12-31
[10 empty] | 6876 | Newland Park Landfill:IC4 | INGENCO | 9000 | 300 | 2007-05-15 | 2050-12-31
[10 empty] | 6877 | Newland Park Landfill:IC5 | INGENCO | 9000 | 300 | 2007-05-15 | 2050-12-31
[10 empty] | 6878 | Newland Park Landfill:IC6 | INGENCO | 9000 | 300 | 2007-05-15 | 2050-12-31
[10 empty] | 6879 | Newland Park Landfill:IC7 | INGENCO | 9000 | 300 | 2007-05-15 | 2050-12-31
[10 empty] | 6880 | Newland Park Landfill:IC8 | INGENCO | 9000 | 300 | 2007-05-15 | 2050-12-31
[10 empty] | 6881 | Newland Park Landfill:IC9 | INGENCO | 9000 | 300 | 2007-05-15 | 2050-12-31
[10 empty] | 6882 | Newman Co Inc:1 | Newman & Co Inc | 13688 | 1800 | 1964-05-01 | 2050-12-31
[10 empty] | 6883 | Newport (VA):All | Shenandoah Valley Electric Coop | 0 | 1250 | 1923-01-01 | 2050-12-31
[10 empty] | 6884 | Newport (VT):All | Green Bay Hydro Corp | 0 | 3900 | 1940-01-03 | 2050-12-31
[10 empty] | 6885 | Newport Hydro:All | Newport Hydro Associates | 0 | 1600 | 1987-12-01 | 2050-12-31
| 2016 |  |  | 2016 | 2014 |  | 2017 |  |  | 6886 | Newton (IL):1 | AmerenEnergy Generating Co | 9576 | 603000 | 1977-11-01 | 2050-12-31 | W
| 2016 |  |  | 2016 | 2014 |  | 2017 |  |  | 6887 | Newton (IL):2 | AmerenEnergy Generating Co | 10015 | 598000 | 1982-12-01 | 2050-12-31 | W
[10 empty] | 6888 | Newton Falls Lower (NY):All | Brookfield Renewable Power Inc | 0 | 1700 | 1927-01-01 | 2050-12-31
[10 empty] | 6889 | Nextenergy Cogeneration:FC1 | Nextenergy | 0 | 5 | 2007-04-01 | 2050-12-31
[10 empty] | 6890 | Nextenergy Cogeneration:FC2 | Nextenergy | 0 | 5 | 2007-04-01 | 2050-12-31
[10 empty] | 6891 | Nextenergy Cogeneration:FC3 | Nextenergy | 0 | 5 | 2007-04-01 | 2050-12-31
[10 empty] | 6892 | Nextenergy Cogeneration:FC4 | Nextenergy | 0 | 5 | 2007-04-01 | 2050-12-31
[10 empty] | 6893 | Nextenergy Cogeneration:IC1 | Nextenergy | 10827 | 28 | 2007-04-01 | 2050-12-31
[10 empty] | 6894 | Nextenergy Cogeneration:IC2 | Nextenergy | 10827 | 28 | 2007-04-01 | 2050-12-31
[10 empty] | 6895 | Nextenergy Cogeneration:IC3 | Nextenergy | 9000 | 120 | 2007-04-01 | 2050-12-31
[10 empty] | 6896 | Nextenergy Cogeneration:IC4 | Nextenergy | 10807 | 115 | 2007-04-01 | 2050-12-31
[10 empty] | 6897 | Nextenergy Cogeneration:IC5 | Nextenergy | 10814 | 85 | 2007-04-01 | 2050-12-31
[10 empty] | 6898 | Nextenergy Cogeneration:PV1 | Nextenergy | 1000 | 30 | 2007-04-01 | 2050-12-31
[10 empty] | 6899 | Nextera Dekalb County Wind:WT1 150 | FPL Energy Illinois Wind | 1000 | 225000 | 2009-12-31 | 2050-12-31
[10 empty] | 6900 | NextEra Energy Seabrook:1 | NextEra Energy Seabrook LLC | 10152 | 1245212 | 1990-05-01 | 2050-12-31
[10 empty] | 6901 | Nfi Solar:PV1 | Nfi Solar | 1000 | 1323 | 2010-04-20 | 2050-12-31
[10 empty] | 6902 | Niagara (VA):All | Appalachian Power Co | 0 | 1000 | 1954-06-01 | 2050-12-31
|  |  | 2017 |  | 2017 |  | 2017 |  |  | 6903 | Niagara Mill:1ST | Newpage Corp | 12513 | 2500 | 1940-01-01 | 2050-12-31 | E
|  |  | 2017 |  | 2017 |  | 2017 | 2013 | 0.94156 | 6904 | Niagara Mill:2ST | Newpage Corp | 12162 | 9300 | 1964-01-01 | 2050-12-31 | E
[10 empty] | 6905 | Niagara Mill:All | Newpage Corp | 0 | 12700 | 1911-01-01 | 2050-12-31
[10 empty] | 6906 | Niangua:All | Sho ME Power Electric Coop | 0 | 3000 | 1930-11-01 | 2050-12-31
[10 empty] | 6907 | Nichols:1 | Southwestern Public Service Co | 9772 | 107000 | 1960-01-01 | 2050-12-31
[10 empty] | 6908 | Nichols:2 | Southwestern Public Service Co | 10686 | 106000 | 1962-01-01 | 2050-12-31
[10 empty] | 6909 | Nichols:3 | Southwestern Public Service Co | 11079 | 244000 | 1968-01-01 | 2050-12-31
[10 empty] | 6910 | Nickajack:1 | Tennessee Valley Authority | 0 | 22700 | 1968-04-01 | 2050-12-31
[10 empty] | 6911 | Nickajack:2 | Tennessee Valley Authority | 0 | 27300 | 1968-04-01 | 2050-12-31
[10 empty] | 6912 | Nickajack:3 | Tennessee Valley Authority | 0 | 26000 | 1968-02-01 | 2050-12-31
[10 empty] | 6913 | Nickajack:4 | Tennessee Valley Authority | 0 | 26100 | 1968-02-01 | 2050-12-31
[10 empty] | 6914 | Nicor Gas:1 | Nicor Gas | 10988 | 950 | 1987-10-01 | 2050-12-31
[10 empty] | 6915 | Nicor Gas:2 | Nicor Gas | 10988 | 950 | 1987-10-01 | 2050-12-31
[10 empty] | 6916 | Nicor Gas:3 | Nicor Gas | 10988 | 950 | 1987-10-01 | 2050-12-31
[10 empty] | 6917 | Nicor Gas:4 | Nicor Gas | 10988 | 590 | 1987-10-01 | 2050-12-31
[10 empty] | 6918 | Nictaux:1 | Nova Scotia Power | 0 | 7200 | 1954-01-01 | 2050-12-31
[10 empty] | 6919 | Niles (OH NILES):13 | American Municipal Power Inc | 9735 | 5400 | 1990-12-01 | 2050-12-31
[10 empty] | 6920 | Niles (OH ORION):GT1 | Orion Power Midwest LP | 14150 | 25000 | 1972-07-01 | 2050-12-31
|  |  | 2017 |  | 2017 |  | 2017 | 2013 | 0.94156 | 6921 | Niles (OH ORION):UNT1 | Orion Power Midwest LP | 10188 | 108000 | 1954-01-01 | 2050-12-31 | E
|  |  | 2017 |  | 2017 |  | 2017 | 2013 | 0.94156 | 6922 | Niles (OH ORION):UNT2 | Orion Power Midwest LP | 10443 | 108000 | 1954-01-01 | 2050-12-31 | E
[10 empty] | 6923 | Nimeca Diesels:DSL | North Iowa Municipal Coop Association | 10000 | 56400 | 1950-01-03 | 2050-12-31
[10 empty] | 6924 | Nine Mile Gas Processing Plant:1 | Elk City Oklahoma Pipeline LP | 10288 | 2000 | 2001-06-01 | 2050-12-31
[10 empty] | 6925 | Nine Mile Gas Processing Plant:2 | Elk City Oklahoma Pipeline LP | 10293 | 2100 | 2001-02-01 | 2050-12-31
[10 empty] | 6926 | Nine Mile Gas Processing Plant:3 | Elk City Oklahoma Pipeline LP | 10291 | 2100 | 2001-04-01 | 2050-12-31
[10 empty] | 6927 | Nine Mile Point LA:1 | Entergy Louisiana Inc | 11547 | 50000 | 1951-05-01 | 2050-12-31
[10 empty] | 6928 | Nine Mile Point LA:2 | Entergy Louisiana Inc | 11135 | 107000 | 1953-07-01 | 2050-12-31
[10 empty] | 6929 | Nine Mile Point LA:3 | Entergy Louisiana Inc | 11144 | 125000 | 1955-11-01 | 2050-12-31
[10 empty] | 6930 | Nine Mile Point LA:5 | Entergy Louisiana Inc | 10448 | 711000 | 1973-06-01 | 2050-12-31
[10 empty] | 6931 | Nine Mile Point LA:6 | Entergy Louisiana Inc | 9955 | 710000 | 1992-03-01 | 2050-12-31
[10 empty] | 6932 | Nine Mile Point Nuclear Station (NY):1 | Nine Mile Point Nuclear Station LLC | 10320 | 621200 | 1969-12-01 | 2029-08-22
[10 empty] | 6933 | Nine Mile Point Nuclear Station (NY):2 | Nine Mile Point Nuclear Station LLC | 10500 | 1142700 | 1988-12-01 | 2050-12-31
[10 empty] | 6934 | Nine Mile Point Nuclear Station (NY):IC1 | Nine Mile Point Nuclear Station LLC | 10286 | 5000 | 1967-01-01 | 2050-12-31
[10 empty] | 6935 | Nine Mile Point Nuclear Station (NY):IC2 | Nine Mile Point Nuclear Station LLC | 10000 | 7200 | 1988-01-01 | 2050-12-31
[10 empty] | 6936 | Nine Springs:GT1 | Madison Gas & Electric Co | 15003 | 14900 | 1964-12-01 | 2050-12-31
[10 empty] | 6937 | Ninth Street Hydro:All | Thunder Bay Power Co | 0 | 1200 | 1990-09-01 | 2050-12-31
[10 empty] | 6938 | Nipawin:1 | Saskatchewan Power Corp | 0 | 85000 | 1985-10-01 | 2050-12-31
[10 empty] | 6939 | Nipawin:2 | Saskatchewan Power Corp | 0 | 85000 | 1985-11-01 | 2050-12-31
[10 empty] | 6940 | Nipawin:3 | Saskatchewan Power Corp | 0 | 85000 | 1986-02-01 | 2050-12-31
[10 empty] | 6941 | Nipigon:CC | EPCOR Power LP | 7100 | 42800 | 1992-05-01 | 2050-12-31
[10 empty] | 6942 | Nipissing:All | Ontario Power Generation Inc | 0 | 3300 | 1909-01-01 | 2050-12-31
[10 empty] | 6943 | Noble Great Plains Windpark:WT1 76 | Noble Great Plains Windpark LLC | 1000 | 114000 | 2008-12-29 | 2050-12-31
[10 empty] | 6944 | Noble Hill Landfill:2 IC | Springfield MO (City of) | 9000 | 3000 | 2006-05-15 | 2050-12-31
[10 empty] | 6945 | Noblesville:CC1 | Duke Energy Indiana | 7275 | 285900 | 2003-06-02 | 2050-12-31
[10 empty] | 6946 | Nodaway:1 | Associated Electric Coop Inc | 11207 | 91400 | 1999-06-01 | 2050-12-31
[10 empty] | 6947 | Nodaway:2 | Associated Electric Coop Inc | 11207 | 91400 | 1999-06-01 | 2050-12-31
[10 empty] | 6948 | Noone Falls:1 | Northeast Utilities | 0 | 100 | 1985-01-01 | 2050-12-31
[10 empty] | 6949 | Norfolk Solar Project:PV1 | SunEdison Canada LLC | 1000 | 9120 | 2010-10-01 | 2050-12-31
[10 empty] | 6950 | Norfolk:1A | Brookfield Renewable Power Inc | 0 | 7000 | 2007-10-25 | 2050-12-31
[10 empty] | 6951 | Norfork:1 | USACE Little Rock District | 0 | 46000 | 1950-02-01 | 2050-12-31
[10 empty] | 6952 | Norfork:2 | USACE Little Rock District | 0 | 46000 | 1944-06-01 | 2050-12-31
[10 empty] | 6953 | Norman GS:1 | Abitibi Consolidated Co of Canada | 0 | 16600 | 1960-02-09 | 2050-12-31
[10 empty] | 6954 | Normanskill Hydro Project:GEN1 | Watervliet (City of) | 0 | 1200 | 1983-04-01 | 2050-12-31
[10 empty] | 6955 | Norridgewock:All | Madison Dept of Electric Works | 0 | 540 | 1904-01-03 | 2050-12-31
[10 empty] | 6956 | Norris:1 | Tennessee Valley Authority | 0 | 63470 | 1936-09-01 | 2050-12-31
[10 empty] | 6957 | Norris:2 | Tennessee Valley Authority | 0 | 63470 | 1936-07-01 | 2050-12-31
[10 empty] | 6958 | Norswiss:GT1 | Dairyland Power Coop | 10000 | 848 | 2006-04-01 | 2050-12-31
[10 empty] | 6959 | North Andover:GEN1 | Wheelabrator North Andover Inc | 12692 | 30996 | 1985-05-01 | 2050-12-31
[10 empty] | 6960 | North Anna:1 | Virginia Electric & Power Co | 10328 | 1026160 | 1978-06-01 | 2050-12-31
[10 empty] | 6961 | North Anna:2 | Virginia Electric & Power Co | 10285 | 1026160 | 1980-12-01 | 2050-12-31
[10 empty] | 6962 | North Anna:HC1 | Virginia Electric & Power Co | 0 | 1000 | 1987-12-01 | 2050-12-31
[10 empty] | 6963 | North Bay:CC | EPCOR Power LP | 7100 | 60400 | 1997-03-01 | 2050-12-31
[10 empty] | 6964 | North Bend Recycling Energy:ST | Columbian Chemicals Co | 10000 | 15000 | 2007-07-01 | 2050-12-31
[10 empty] | 6965 | North Branch (MN):All | North Branch Water & Light Commission | 10000 | 5990 | 1960-10-01 | 2050-12-31
|  |  | 2017 |  | 2017 |  | 2017 |  |  | 6966 | North Branch (WV):1 | Virginia Electric & Power Co | 11252 | 74000 | 1992-05-01 | 2050-12-31 | E
[10 empty] | 6967 | North Broward:GEN1 | Wheelabrator North Broward Inc | 11809 | 56000 | 1991-07-01 | 2050-12-31
[10 empty] | 6968 | North Cape Wind Farm:WT1 8 | PEI Energy Corp | 1000 | 5300 | 2001-11-16 | 2050-12-31
[10 empty] | 6969 | North Cape Wind Farm:WT9 16 | PEI Energy Corp | 1000 | 5300 | 2004-01-15 | 2050-12-31
[10 empty] | 6970 | North Causeway:1 | Utilities Commission New Smyrna Beach | 11231 | 750 | 1980-01-01 | 2050-12-31
[10 empty] | 6971 | North County Regional Resource:GEN1 | Solid Waste Authority of Palm Beach | 12104 | 47500 | 1989-05-01 | 2050-12-31
[10 empty] | 6972 | North Dakota Wind (I and II):WT 1-27 | FPL Energy North Dakota Wind | 1000 | 40500 | 2003-10-14 | 2050-12-31
[10 empty] | 6973 | North Dakota Wind (I and II):WT 28-41 | FPL Energy North Dakota Wind II LLC | 1000 | 21000 | 2003-10-23 | 2050-12-31
[10 empty] | 6974 | North Denver:4 | Hastings Utilities (NE) | 12200 | 16000 | 1957-12-01 | 2050-12-31
[10 empty] | 6975 | North Denver:5 | Hastings Utilities (NE) | 12100 | 25000 | 1967-10-01 | 2050-12-31
[10 empty] | 6976 | North East Cogeneration Plant:CC | Energy Systems North East LLC | 9000 | 79400 | 1992-11-01 | 2050-12-31
[10 empty] | 6977 | North Gorham:All | FPL Energy Maine Hydro LLC | 0 | 1600 | 1925-01-01 | 2050-12-31
[10 empty] | 6978 | North Hartland:1 | Vermont Electric Coop Inc | 0 | 4460 | 1980-01-01 | 2050-12-31
[10 empty] | 6979 | North Highlands:All | Georgia Power Co | 0 | 33800 | 1963-02-01 | 2050-12-31
[10 empty] | 6980 | North Main Street:5 | Norwich CT (City of) | 13600 | 15255 | 1972-01-03 | 2050-12-31
[10 empty] | 6981 | North Malden Wind Farm:WT1 5 | Boralex Inc | 1000 | 10000 | 2010-12-31 | 2050-12-31
[10 empty] | 6982 | North Ninth Street:1 | Rochelle Municipal Utilities | 12714 | 600 | 1940-10-01 | 2050-12-31
[10 empty] | 6983 | North Ninth Street:10 | Rochelle Municipal Utilities | 9977 | 2000 | 1989-05-01 | 2050-12-31
[10 empty] | 6984 | North Ninth Street:3 | Rochelle Municipal Utilities | 11357 | 2000 | 1956-07-01 | 2050-12-31
[10 empty] | 6985 | North Ninth Street:4 | Rochelle Municipal Utilities | 11838 | 700 | 1946-10-01 | 2050-12-31
[10 empty] | 6986 | North Ninth Street:6 | Rochelle Municipal Utilities | 10310 | 2000 | 1954-04-01 | 2050-12-31
[10 empty] | 6987 | North Ninth Street:7 | Rochelle Municipal Utilities | 10935 | 3500 | 1967-02-01 | 2050-12-31
[10 empty] | 6988 | North Ninth Street:8 | Rochelle Municipal Utilities | 11707 | 500 | 1949-06-01 | 2050-12-31
[10 empty] | 6989 | North Ninth Street:9 | Rochelle Municipal Utilities | 10567 | 3000 | 1989-05-01 | 2050-12-31
2017 | 2017 | 2017 |  | 2019 | 2021 |  | 2017 |  |  | 6990 | North Omaha:1 | Omaha Public Power District | 12184 | 78600 | 1954-07-01 | 2050-12-31 | W
2016 | 2016 | 2016 |  | 2018 | 2021 |  | 2017 |  |  | 6991 | North Omaha:2 | Omaha Public Power District | 11884 | 111000 | 1957-04-01 | 2050-12-31 | W
2016 | 2016 | 2016 |  | 2018 | 2021 |  | 2017 |  |  | 6992 | North Omaha:3 | Omaha Public Power District | 11907 | 111000 | 1959-04-01 | 2050-12-31 | W
2016 | 2016 | 2016 |  | 2018 | 2021 |  | 2017 |  |  | 6993 | North Omaha:4 | Omaha Public Power District | 10254 | 138200 | 1963-03-01 | 2050-12-31 | W
2015 | 2015 | 2015 |  | 2017 | 2020 |  | 2017 |  |  | 6994 | North Omaha:5 | Omaha Public Power District | 10732 | 224000 | 1968-05-01 | 2050-12-31 | W
[10 empty] | 6995 | North Plant (IA BRKLYN):IC6 | Brooklyn IA (City of) | 10472 | 2000 | 2002-05-01 | 2050-12-31
[10 empty] | 6996 | North Plant (IA WAVE):10 | Waverly Light & Power | 10000 | 7000 | 1993-04-01 | 2050-12-31
[10 empty] | 6997 | North Plant (IA WAVE):5 | Waverly Light & Power | 10000 | 1200 | 1948-08-01 | 2050-12-31
[10 empty] | 6998 | North Plant (IA WAVE):6 | Waverly Light & Power | 10000 | 1300 | 1952-08-01 | 2050-12-31
[10 empty] | 6999 | North Plant (IA WAVE):7 | Waverly Light & Power | 10000 | 3500 | 1958-08-01 | 2050-12-31
[10 empty] | 7000 | North Plant (IA WAVE):8 | Waverly Light & Power | 10000 | 3700 | 1967-08-01 | 2050-12-31
[10 empty] | 7001 | North Plant (IA WAVE):9 | Waverly Light & Power | 10000 | 3700 | 1967-08-01 | 2050-12-31
[10 empty] | 7002 | North Platte:1 | Nebraska Public Power District | 0 | 12000 | 1935-01-01 | 2050-12-31
[10 empty] | 7003 | North Platte:2 | Nebraska Public Power District | 0 | 12000 | 1935-01-01 | 2050-12-31
[10 empty] | 7004 | North Road Peak:EAST | Orangeburg SC (City of) | 11300 | 6500 | 1987-04-01 | 2050-12-31
[10 empty] | 7005 | North Road Peak:WEST | Orangeburg SC (City of) | 11300 | 6500 | 1987-04-01 | 2050-12-31
[10 empty] | 7006 | North Shore Towers:GEN1 | North Shore Towers Apts Inc | 10977 | 1100 | 1974-11-01 | 2050-12-31
[10 empty] | 7007 | North Shore Towers:GEN2 | North Shore Towers Apts Inc | 10977 | 1100 | 1974-11-01 | 2050-12-31
[10 empty] | 7008 | North Shore Towers:GEN3 | North Shore Towers Apts Inc | 10977 | 1100 | 1974-11-01 | 2050-12-31
[10 empty] | 7009 | North Shore Towers:GEN4 | North Shore Towers Apts Inc | 10977 | 1100 | 1974-11-01 | 2050-12-31
[10 empty] | 7010 | North Shore Towers:GEN5 | North Shore Towers Apts Inc | 10977 | 1100 | 1974-11-01 | 2050-12-31
[10 empty] | 7011 | North Shore Towers:GEN6 | North Shore Towers Apts Inc | 10851 | 1100 | 1986-05-01 | 2050-12-31
[10 empty] | 7012 | North:IC1 | Greenfield Municipal Utilities | 10534 | 1800 | 2002-01-01 | 2050-12-31
[10 empty] | 7013 | North:IC2 | Greenfield Municipal Utilities | 10534 | 1800 | 2002-01-01 | 2050-12-31
|  |  | 2017 |  | 2017 |  | 2017 |  |  | 7014 | Northampton Generating Co LP:GEN1 | Northampton Generating Co LP | 10825 | 112000 | 1995-06-01 | 2050-12-31 | E
[10 empty] | 7015 | Northeast (IN):1 | Southern Indiana Gas & Electric Co | 18000 | 10000 | 1963-06-01 | 2050-12-31
[10 empty] | 7016 | Northeast (IN):2 | Southern Indiana Gas & Electric Co | 17500 | 10000 | 1964-06-01 | 2050-12-31
[10 empty] | 7017 | Northeast (MI):1 | Detroit Edison Co (The) | 15725 | 15000 | 1967-09-01 | 2050-12-31
[10 empty] | 7018 | Northeast (MI):2 | Detroit Edison Co (The) | 15725 | 15000 | 1966-06-01 | 2050-12-31
[10 empty] | 7019 | Northeast (MI):3 | Detroit Edison Co (The) | 15725 | 14000 | 1966-05-01 | 2050-12-31
[10 empty] | 7020 | Northeast (MI):4 | Detroit Edison Co (The) | 15725 | 14000 | 1966-05-01 | 2050-12-31
[10 empty] | 7021 | Northeast (MI):5 | Detroit Edison Co (The) | 14775 | 18000 | 1971-06-01 | 2050-12-31
[10 empty] | 7022 | Northeast (MI):6 | Detroit Edison Co (The) | 12985 | 19000 | 1971-05-01 | 2050-12-31
[10 empty] | 7023 | Northeast (MI):7 | Detroit Edison Co (The) | 12985 | 20000 | 1971-05-01 | 2050-12-31
[10 empty] | 7024 | Northeast Regional 1 39:39 1 | IESO (Ontario) | 0 | 55000 | 1911-01-01 | 2050-12-31
[10 empty] | 7025 | Northeast Station (MO):11 | Kansas City Power & Light Co | 11788 | 56000 | 1972-05-01 | 2050-12-31
[10 empty] | 7026 | Northeast Station (MO):12 | Kansas City Power & Light Co | 12597 | 55000 | 1972-05-01 | 2050-12-31
[10 empty] | 7027 | Northeast Station (MO):13 | Kansas City Power & Light Co | 11871 | 56000 | 1975-05-01 | 2050-12-31
[10 empty] | 7028 | Northeast Station (MO):14 | Kansas City Power & Light Co | 12613 | 58000 | 1975-05-01 | 2050-12-31
[10 empty] | 7029 | Northeast Station (MO):15 | Kansas City Power & Light Co | 12505 | 58000 | 1976-06-01 | 2050-12-31
[10 empty] | 7030 | Northeast Station (MO):16 | Kansas City Power & Light Co | 12260 | 58000 | 1976-06-01 | 2050-12-31
[10 empty] | 7031 | Northeast Station (MO):17 | Kansas City Power & Light Co | 12620 | 59000 | 1977-05-01 | 2050-12-31
[10 empty] | 7032 | Northeast Station (MO):18 | Kansas City Power & Light Co | 12157 | 58000 | 1977-05-01 | 2050-12-31
[10 empty] | 7033 | Northeast Station (MO):19 | Kansas City Power & Light Co | 10500 | 2000 | 1985-06-01 | 2050-12-31
[10 empty] | 7034 | Northeastern:2 | Public Service Co of Oklahoma | 10078 | 462000 | 1970-05-01 | 2050-12-31
| 2017 |  |  | 2017 | 2020 |  | 2017 |  |  | 7035 | Northeastern:3 | Public Service Co of Oklahoma | 9871 | 460000 | 1979-12-01 | 2050-12-31 | W
| 2017 |  |  | 2017 | 2020 |  | 2017 |  |  | 7036 | Northeastern:4 | Public Service Co of Oklahoma | 9871 | 460000 | 1980-09-01 | 2050-12-31 | W
[10 empty] | 7037 | Northeastern:CC | Public Service Co of Oklahoma | 7652 | 429000 | 2001-06-29 | 2050-12-31
[10 empty] | 7038 | Northeastern:IC1 | Public Service Co of Oklahoma | 10500 | 4000 | 1980-12-01 | 2050-12-31
[10 empty] | 7039 | Northern Lights Wind:WT | Northern Lights Wind LLC | 1000 | 1700 | 2004-01-01 | 2050-12-31
[10 empty] | 7040 | Northern Neck:GT1 | Virginia Electric & Power Co | 16251 | 12000 | 1971-07-01 | 2050-12-31
[10 empty] | 7041 | Northern Neck:GT2 | Virginia Electric & Power Co | 16251 | 11000 | 1971-08-01 | 2050-12-31
[10 empty] | 7042 | Northern Neck:GT3 | Virginia Electric & Power Co | 16251 | 12000 | 1971-07-01 | 2050-12-31
[10 empty] | 7043 | Northern Neck:GT4 | Virginia Electric & Power Co | 16251 | 12000 | 1971-08-01 | 2050-12-31
[10 empty] | 7044 | Northern Tier Landfill:IC | Northern Tier Solid Waste Authority | 9000 | 1600 | 2009-01-01 | 2050-12-31
[10 empty] | 7045 | Northfield Mountain:1 | FirstLight Hydro Generating Co LLC | 0 | 270000 | 1973-02-01 | 2050-12-31
[10 empty] | 7046 | Northfield Mountain:2 | FirstLight Hydro Generating Co LLC | 0 | 270000 | 1973-10-01 | 2050-12-31
[10 empty] | 7047 | Northfield Mountain:3 | FirstLight Hydro Generating Co LLC | 0 | 270000 | 1973-07-01 | 2050-12-31
[10 empty] | 7048 | Northfield Mountain:4 | FirstLight Hydro Generating Co LLC | 0 | 270000 | 1972-11-01 | 2050-12-31
[10 empty] | 7049 | Northport:1 | National Grid Generation LLC | 10464 | 391200 | 1967-07-01 | 2050-12-31
[10 empty] | 7050 | Northport:2 | National Grid Generation LLC | 10193 | 394000 | 1968-06-01 | 2050-12-31
[10 empty] | 7051 | Northport:3 | National Grid Generation LLC | 10111 | 397200 | 1972-07-01 | 2050-12-31
[10 empty] | 7052 | Northport:4 | National Grid Generation LLC | 10261 | 397000 | 1977-12-01 | 2050-12-31
[10 empty] | 7053 | Northport:GT1 | National Grid Generation LLC | 16837 | 13000 | 1967-03-01 | 2050-12-31
2015 | 2015 | 2015 |  | 2017 | 2020 |  | 2017 |  |  | 7054 | Northside Generating:1 | JEA | 10547 | 275000 | 1966-03-01 | 2050-12-31 | W
2015 | 2015 | 2015 |  | 2017 | 2020 |  | 2017 |  |  | 7055 | Northside Generating:2 | JEA | 10177 | 275000 | 1972-06-01 | 2050-12-31 | W
[10 empty] | 7056 | Northside Generating:4 | JEA | 12774 | 52000 | 1975-01-01 | 2050-12-31
[10 empty] | 7057 | Northside Generating:5 | JEA | 12252 | 52000 | 1974-12-01 | 2050-12-31
[10 empty] | 7058 | Northside Generating:6 | JEA | 13038 | 52000 | 1974-12-01 | 2050-12-31
[10 empty] | 7059 | Northside Generating:GT3 | JEA | 13287 | 52000 | 1975-01-01 | 2050-12-31
[10 empty] | 7060 | Northside Generating:ST3 | JEA | 10996 | 505000 | 1977-06-01 | 2050-12-31
[10 empty] | 7061 | Northwest Wind:2 | Waverly Light & Power | 1000 | 700 | 1999-06-01 | 2050-12-31
[10 empty] | 7062 | Northwest Wind:3 | Waverly Light & Power | 1000 | 700 | 1999-06-01 | 2050-12-31
2017 | 2017 | 2017 |  | 2021 | 2021 |  | 2017 |  |  | 7063 | Norton Powerhouse:GEN1 | Saint Gobain Abrasives Inc | 12525 | 2500 | 1939-01-01 | 2050-12-31 | W
2017 | 2017 | 2017 |  | 2021 | 2021 |  | 2017 |  |  | 7064 | Norton Powerhouse:GEN2 | Saint Gobain Abrasives Inc | 12335 | 3100 | 1954-01-01 | 2050-12-31 | W
[10 empty] | 7065 | Norton:1 | Norton KS (City of) | 11940 | 900 | 1955-12-01 | 2050-12-31
[10 empty] | 7066 | Norton:2 | Norton KS (City of) | 11220 | 1300 | 1960-09-01 | 2050-12-31
[10 empty] | 7067 | Norton:3 | Norton KS (City of) | 11310 | 2400 | 1963-07-01 | 2050-12-31
[10 empty] | 7068 | Norton:4 | Norton KS (City of) | 10621 | 3100 | 1968-06-01 | 2050-12-31
[10 empty] | 7069 | Norton:5 | Norton KS (City of) | 10360 | 2200 | 1977-03-01 | 2050-12-31
[10 empty] | 7070 | Norwalk Harbor Generating:1 | Norwalk Power LLC | 12471 | 162000 | 1960-06-01 | 2050-12-31
[10 empty] | 7071 | Norwalk Harbor Generating:10 | Norwalk Power LLC | 14958 | 11925 | 1966-10-01 | 2050-12-31
[10 empty] | 7072 | Norwalk Harbor Generating:2 | Norwalk Power LLC | 12086 | 168000 | 1963-06-01 | 2050-12-31
[10 empty] | 7073 | Norway (IN):All | Northern Indiana Public Service Co | 0 | 4000 | 1923-06-01 | 2050-12-31
[10 empty] | 7074 | Norway (MI):All | Norway MI (City of) | 0 | 4700 | 1905-06-01 | 2050-12-31
[10 empty] | 7075 | Norway Hydro Manufacturing:1 | Ridgewood Maine Hydro Partnership LP | 0 | 200 | 1985-05-01 | 2050-12-31
[10 empty] | 7076 | Norway Point Dam:All | Thunder Bay Power Co | 0 | 4000 | 1924-01-03 | 2050-12-31
[10 empty] | 7077 | Norway Wind Park:WT1 3 | Ventus Energy Inc | 1000 | 9000 | 2007-06-19 | 2050-12-31
[10 empty] | 7078 | Norwood:1 | Brookfield Renewable Power Inc | 0 | 2100 | 1928-01-01 | 2050-12-31
[10 empty] | 7079 | Notch Cliff:GT1 | Constellation Power Source Inc | 15381 | 14000 | 1969-06-01 | 2050-12-31
[10 empty] | 7080 | Notch Cliff:GT2 | Constellation Power Source Inc | 15336 | 14000 | 1969-06-01 | 2050-12-31
[10 empty] | 7081 | Notch Cliff:GT3 | Constellation Power Source Inc | 15366 | 14000 | 1969-06-01 | 2050-12-31
[10 empty] | 7082 | Notch Cliff:GT4 | Constellation Power Source Inc | 15366 | 14000 | 1969-06-01 | 2050-12-31
[10 empty] | 7083 | Notch Cliff:GT5 | Constellation Power Source Inc | 15292 | 16000 | 1969-06-01 | 2050-12-31
[10 empty] | 7084 | Notch Cliff:GT6 | Constellation Power Source Inc | 15187 | 16000 | 1969-06-01 | 2050-12-31
[10 empty] | 7085 | Notch Cliff:GT7 | Constellation Power Source Inc | 15262 | 16000 | 1969-06-01 | 2050-12-31
[10 empty] | 7086 | Notch Cliff:GT8 | Constellation Power Source Inc | 15142 | 16000 | 1969-06-01 | 2050-12-31
[10 empty] | 7087 | Nottely:1 | Tennessee Valley Authority | 0 | 19220 | 1956-01-01 | 2050-12-31
[10 empty] | 7088 | Nottely:2 | Tennessee Valley Authority | 0 | 900 | 1993-08-01 | 2050-12-31
[10 empty] | 7089 | NPPD Ainsworth Wind:WT 1-36 | Nebraska Public Power District | 1000 | 59400 | 2005-09-15 | 2050-12-31
[10 empty] | 7090 | O Brien Biogas Iv LLC:UNT1 | OBrien Biogas IV LLC | 11241 | 9500 | 1997-09-01 | 2050-12-31
2017 | 2017 | 2017 |  | 2020 | 2021 |  | 2017 | 2013 | 0.97759 | 7091 | O H Hutchings:1 | Dayton Power & Light Co (The) | 10749 | 48000 | 1948-07-01 | 2050-12-31 | W
2017 | 2017 | 2017 |  | 2020 | 2021 |  | 2017 | 2013 | 0.97759 | 7092 | O H Hutchings:2 | Dayton Power & Light Co (The) | 10508 | 46000 | 1949-03-01 | 2050-12-31 | W
2017 | 2017 | 2017 |  | 2019 | 2021 |  | 2017 | 2013 | 0.97759 | 7093 | O H Hutchings:3 | Dayton Power & Light Co (The) | 10730 | 59000 | 1950-12-01 | 2050-12-31 | W
2017 | 2017 | 2017 |  | 2019 | 2021 |  | 2017 | 2013 | 0.97759 | 7094 | O H Hutchings:4 | Dayton Power & Light Co (The) | 10986 | 60000 | 1951-02-01 | 2050-12-31 | W
2017 | 2017 | 2017 |  | 2019 | 2021 |  | 2017 | 2013 | 0.97759 | 7095 | O H Hutchings:5 | Dayton Power & Light Co (The) | 12112 | 59000 | 1952-11-01 | 2050-12-31 | W
2017 | 2017 | 2017 |  | 2020 | 2021 |  | 2017 | 2013 | 0.97759 | 7096 | O H Hutchings:6 | Dayton Power & Light Co (The) | 11874 | 57000 | 1953-08-01 | 2050-12-31 | W
[10 empty] | 7097 | O H Hutchings:7 | Dayton Power & Light Co (The) | 16240 | 23000 | 1968-11-01 | 2050-12-31
[10 empty] | 7098 | Oahe:1 | USACE Omaha District | 0 | 98000 | 1962-04-01 | 2050-12-31
[10 empty] | 7099 | Oahe:2 | USACE Omaha District | 0 | 98000 | 1962-12-01 | 2050-12-31
[10 empty] | 7100 | Oahe:3 | USACE Omaha District | 0 | 98000 | 1962-07-01 | 2050-12-31
[10 empty] | 7101 | Oahe:4 | USACE Omaha District | 0 | 98000 | 1962-10-01 | 2050-12-31
[10 empty] | 7102 | Oahe:5 | USACE Omaha District | 0 | 98000 | 1963-03-01 | 2050-12-31
[10 empty] | 7103 | Oahe:6 | USACE Omaha District | 0 | 97000 | 1963-05-01 | 2050-12-31
[10 empty] | 7104 | Oahe:7 | USACE Omaha District | 0 | 97000 | 1963-06-01 | 2050-12-31
[10 empty] | 7105 | Oak Bluffs Diesels:All | Mirant Canal LLC | 10550 | 8100 | 1969-01-01 | 2050-12-31
|  |  | 2016 |  | 2016 |  | 2017 |  |  | 7106 | Oak Creek Power Plant:1 | Wisconsin Electric Power Co | 9551 | 615001 | 2010-02-02 | 2050-12-31 | E
|  |  | 2016 |  | 2016 |  | 2017 |  |  | 7107 | Oak Creek Power Plant:2 | Wisconsin Electric Power Co | 9500 | 615001 | 2010-08-31 | 2050-12-31 | E
[10 empty] | 7108 | Oak Grove LFG:IC | Waste Corp of Kansas | 9000 | 1600 | 2010-04-15 | 2050-12-31
[10 empty] | 7109 | Oak Point Cogeneration:5121 | Chevron Oronite Co LLC | 11401 | 4000 | 1999-10-01 | 2050-12-31
[10 empty] | 7110 | Oak Point Cogeneration:5131 | Chevron Oronite Co LLC | 11401 | 4000 | 1999-10-01 | 2050-12-31
[10 empty] | 7111 | Oak Point Cogeneration:5141 | Chevron Oronite Co LLC | 11401 | 4000 | 1999-10-01 | 2050-12-31
[10 empty] | 7112 | Oak Point Cogeneration:5151 | Chevron Oronite Co LLC | 11401 | 4000 | 1999-10-01 | 2050-12-31
[10 empty] | 7113 | Oak Point Cogeneration:5161 | Chevron Oronite Co LLC | 11401 | 4000 | 1999-10-01 | 2050-12-31
[10 empty] | 7114 | Oak Ridge Landfill:1 | Wabash Valley Power Association Inc | 11000 | 800 | 2003-09-01 | 2050-12-31
[10 empty] | 7115 | Oak Ridge Landfill:2 | Wabash Valley Power Association Inc | 9000 | 800 | 2003-09-01 | 2050-12-31
[10 empty] | 7116 | Oak Ridge Landfill:3 | Wabash Valley Power Association Inc | 9000 | 800 | 2003-09-01 | 2050-12-31
[10 empty] | 7117 | Oak Ridge Landfill:4 | Wabash Valley Power Association Inc | 9000 | 800 | 2003-09-01 | 2050-12-31
[10 empty] | 7118 | Oakdale (IN):All | Northern Indiana Public Service Co | 0 | 6000 | 1925-11-01 | 2050-12-31
[10 empty] | 7119 | Oakdale:OAKD | Massachusetts Water Resources Authority | 0 | 3000 | 1951-05-01 | 2050-12-31
[10 empty] | 7120 | Oakland Valley Hydro:All | Susan & Steven Buyske | 0 | 5 | 2008-09-01 | 2050-12-31
[10 empty] | 7121 | Oakley:1 | Oakley KS (City of) | 10500 | 1200 | 1961-02-01 | 2050-12-31
[10 empty] | 7122 | Oakley:2 | Oakley KS (City of) | 10500 | 300 | 1948-05-01 | 2050-12-31
[10 empty] | 7123 | Oakley:3 | Oakley KS (City of) | 10500 | 500 | 1951-05-01 | 2050-12-31
[10 empty] | 7124 | Oakley:4 | Oakley KS (City of) | 10500 | 800 | 1956-04-01 | 2050-12-31
[10 empty] | 7125 | Oakley:5 | Oakley KS (City of) | 10500 | 1300 | 1965-07-01 | 2050-12-31
[10 empty] | 7126 | Oakley:6 | Oakley KS (City of) | 10500 | 3200 | 1973-06-01 | 2050-12-31
[10 empty] | 7127 | Oaks Landfill:IC1 | Northeast Maryland Waste Disposal Authority | 9000 | 1500 | 2009-07-01 | 2050-12-31
[10 empty] | 7128 | Oaks Landfill:IC2 | Northeast Maryland Waste Disposal Authority | 9000 | 800 | 2009-07-01 | 2050-12-31
[10 empty] | 7129 | Oakwood Hospital & Medical Cente:All | Oakwood Hospital Medical Center | 10405 | 5000 | 2006-01-01 | 2050-12-31
[10 empty] | 7130 | Oberlin (KS):1 | Oberlin KS (City of) | 12757 | 900 | 1956-01-01 | 2050-12-31
[10 empty] | 7131 | Oberlin (KS):2 | Oberlin KS (City of) | 12757 | 600 | 1954-01-01 | 2050-12-31
[10 empty] | 7132 | Oberlin (KS):4 | Oberlin KS (City of) | 12757 | 1200 | 1967-10-01 | 2050-12-31
[10 empty] | 7133 | Oberlin (KS):5 | Oberlin KS (City of) | 12757 | 1600 | 1973-08-01 | 2050-12-31
[10 empty] | 7134 | Oberlin (KS):6 | Oberlin KS (City of) | 12757 | 1200 | 1963-08-01 | 2050-12-31
[10 empty] | 7135 | Oberlin (OH):1 | Oberlin OH (City of) | 13600 | 1000 | 1948-01-01 | 2050-12-31
[10 empty] | 7136 | Oberlin (OH):10 | Oberlin OH (City of) | 12043 | 500 | 1990-01-01 | 2050-12-31
[10 empty] | 7137 | Oberlin (OH):2A | Oberlin OH (City of) | 10221 | 3100 | 2001-06-01 | 2050-12-31
[10 empty] | 7138 | Oberlin (OH):3A | Oberlin OH (City of) | 10221 | 3100 | 2001-06-01 | 2050-12-31
[10 empty] | 7139 | Oberlin (OH):5 | Oberlin OH (City of) | 12900 | 2000 | 1951-01-01 | 2050-12-31
[10 empty] | 7140 | Oberlin (OH):6 | Oberlin OH (City of) | 12800 | 2000 | 1958-01-01 | 2050-12-31
[10 empty] | 7141 | Oberlin (OH):7 | Oberlin OH (City of) | 11500 | 2650 | 1961-01-01 | 2050-12-31
[10 empty] | 7142 | Oberlin (OH):8 | Oberlin OH (City of) | 12300 | 3000 | 1966-01-01 | 2050-12-31
[10 empty] | 7143 | Oberlin (OH):9 | Oberlin OH (City of) | 13808 | 400 | 1990-01-01 | 2050-12-31
[10 empty] | 7144 | Oberlin (OH):GT4 | Oberlin OH (City of) | 10512 | 2100 | 1997-01-01 | 2050-12-31
[10 empty] | 7145 | Oberlin (OH):IC4 | Oberlin OH (City of) | 9500 | 2100 | 1996-06-01 | 2050-12-31
[10 empty] | 7146 | Oberlin Landfill:1 | Energy Developments Ltd | 9000 | 1400 | 2001-12-14 | 2050-12-31
[10 empty] | 7147 | Oberlin Landfill:2 | Energy Developments Ltd | 9000 | 1400 | 2001-12-14 | 2050-12-31
[10 empty] | 7148 | Oberlin Landfill:3 | Energy Developments Ltd | 9000 | 1400 | 2001-12-14 | 2050-12-31
[10 empty] | 7149 | Oberlin Landfill:4 | Energy Developments Ltd | 9000 | 1400 | 2001-12-14 | 2050-12-31
[10 empty] | 7150 | Oberlin Landfill:5 | Energy Developments Ltd | 9000 | 1400 | 2001-12-14 | 2050-12-31
[10 empty] | 7151 | Oberlin Landfill:6 | Energy Developments Ltd | 9000 | 1400 | 2001-12-14 | 2050-12-31
[10 empty] | 7152 | Oberlin Landfill:7 | Energy Developments Ltd | 9000 | 1400 | 2003-07-01 | 2050-12-31
[10 empty] | 7153 | Oberlin Landfill:8 | Energy Developments Ltd | 9000 | 1400 | 2003-07-01 | 2050-12-31
[10 empty] | 7154 | Occum:1 | Norwich CT (City of) | 0 | 800 | 1980-01-01 | 2050-12-31
[10 empty] | 7155 | Ocean City One Cultural Arts:PV | Nautilus Solar Ocean City One LLC | 1000 | 300 | 2008-12-16 | 2050-12-31
[10 empty] | 7156 | Ocean City One Sports Center:PV | Nautilus Solar Ocean City One LLC | 1000 | 70 | 2008-12-16 | 2050-12-31
[10 empty] | 7157 | Ocean County Landfill:UNT1 | Manchester Renewable Power Corp | 10000 | 800 | 1997-02-01 | 2050-12-31
[10 empty] | 7158 | Ocean County Landfill:UNT2 | Manchester Renewable Power Corp | 10000 | 800 | 1997-02-01 | 2050-12-31
[10 empty] | 7159 | Ocean County Landfill:UNT3 | Manchester Renewable Power Corp | 10000 | 800 | 1997-02-01 | 2050-12-31
[10 empty] | 7160 | Ocean County Landfill:UNT4 | Manchester Renewable Power Corp | 10000 | 800 | 1997-02-01 | 2050-12-31
[10 empty] | 7161 | Ocean County Landfill:UNT5 | Manchester Renewable Power Corp | 10000 | 800 | 1997-02-01 | 2050-12-31
[10 empty] | 7162 | Ocean County Landfill:UNT6 | Manchester Renewable Power Corp | 10000 | 800 | 1997-02-01 | 2050-12-31
[10 empty] | 7163 | Ocean Energy:IC1 | Ocean Energy Inc | 9000 | 1550 | 2007-03-01 | 2050-12-31
[10 empty] | 7164 | Ocean Energy:IC2 | Ocean Energy Inc | 9000 | 1550 | 2007-03-01 | 2050-12-31
[10 empty] | 7165 | Ocean Energy:IC3 | Ocean Energy Inc | 9000 | 1550 | 2007-03-01 | 2050-12-31
[10 empty] | 7166 | Ocean Energy:IC4 | Ocean Energy Inc | 9000 | 1550 | 2007-03-01 | 2050-12-31
[10 empty] | 7167 | Ocean Energy:IC5 | Ocean Energy Inc | 9000 | 1550 | 2007-03-01 | 2050-12-31
[10 empty] | 7168 | Ocean Energy:IC6 | Ocean Energy Inc | 9000 | 1550 | 2007-03-01 | 2050-12-31
[10 empty] | 7169 | Ocean Peaking Power LP:GT1 | NAEA Ocean Peaking Power LLC | 10598 | 162800 | 2003-05-01 | 2050-12-31
[10 empty] | 7170 | Ocean Peaking Power LP:GT2 | NAEA Ocean Peaking Power LLC | 10598 | 162800 | 2003-05-01 | 2050-12-31
[10 empty] | 7171 | Ocean States I:CC | Ocean State Power | 8590 | 218620 | 1990-12-01 | 2050-12-31
[10 empty] | 7172 | Ocean States II:CC | Ocean State Power II | 8790 | 218620 | 1991-10-01 | 2050-12-31
[10 empty] | 7173 | Oceanside Landfill:OS1 | Zapco Energy Tactics Corp | 10000 | 600 | 1990-10-01 | 2050-12-31
[10 empty] | 7174 | Oceanside Landfill:OS2 | Zapco Energy Tactics Corp | 10000 | 600 | 1990-12-01 | 2050-12-31
[10 empty] | 7175 | Oceanside Landfill:OS3 | Zapco Energy Tactics Corp | 10000 | 600 | 1990-12-01 | 2050-12-31
[10 empty] | 7176 | Ocoee 1:All | Tennessee Valley Authority | 0 | 47430 | 1912-01-01 | 2050-12-31
[10 empty] | 7177 | Ocoee 3:1 | Tennessee Valley Authority | 0 | 28600 | 1943-04-01 | 2050-12-31
[10 empty] | 7178 | Oconee:1 | Duke Energy Carolinas | 10339 | 846000 | 1973-07-01 | 2050-12-31
[10 empty] | 7179 | Oconee:2 | Duke Energy Carolinas | 10464 | 846000 | 1974-09-01 | 2050-12-31
[10 empty] | 7180 | Oconee:3 | Duke Energy Carolinas | 10346 | 846000 | 1974-12-01 | 2050-12-31
[10 empty] | 7181 | Oconto Falls Lower:All | N E W Hydro Inc | 0 | 2000 | 1971-01-01 | 2050-12-31
[10 empty] | 7182 | Oconto Falls:All | Wisconsin Electric Power Co | 0 | 1100 | 1924-01-01 | 2050-12-31
[10 empty] | 7183 | Ocracoke:IC2 | North Carolina Electric Membership Corp | 10397 | 3000 | 1991-04-01 | 2050-12-31
[10 empty] | 7184 | Odessa:All | Odessa MO (City of) | 11869 | 7100 | 1946-01-03 | 2050-12-31
[10 empty] | 7185 | Ogden:All | Ogden IA (City of) | 11512 | 4000 | 1951-07-01 | 2050-12-31
[10 empty] | 7186 | Ogdensburg:All | Trafalgar Power Inc | 0 | 2800 | 1987-12-01 | 2050-12-31
[10 empty] | 7187 | Oglesby:1 | Midwest Generation Inc | 16600 | 13500 | 1970-10-01 | 2050-12-31
[10 empty] | 7188 | Oglesby:2 | Midwest Generation Inc | 16600 | 13500 | 1970-09-01 | 2050-12-31
[10 empty] | 7189 | Oglesby:3 | Midwest Generation Inc | 16600 | 13500 | 1970-10-01 | 2050-12-31
[10 empty] | 7190 | Oglesby:4 | Midwest Generation Inc | 16600 | 13500 | 1970-10-01 | 2050-12-31
[10 empty] | 7191 | Ohio Falls:All | Louisville Gas & Electric Co | 0 | 56000 | 1928-01-01 | 2050-12-31
[10 empty] | 7192 | Ohio Northern University Ada Wind:WT1 3 | Nexgen Energy Partners LLC | 1000 | 1200 | 2010-05-21 | 2050-12-31
|  |  | 2017 |  | 2017 |  | 2017 |  |  | 7193 | Ohio Univ Facilities Man:OUG1 | Ohio University | 11849 | 940 | 1994-09-01 | 2050-12-31 | E
[10 empty] | 7194 | Okeelanta Cogeneration:GEN1 | New Hope Power Partnership | 11212 | 74900 | 1996-01-01 | 2050-12-31
[10 empty] | 7195 | Okeelanta Cogeneration:GEN2 | New Hope Power Partnership | 9927 | 30000 | 2006-10-01 | 2050-12-31
[10 empty] | 7196 | Oklahoma State Univ:GEN1 | Oklahoma State University | 13509 | 1600 | 1950-06-01 | 2050-12-31
[10 empty] | 7197 | Oklahoma State Univ:GEN2 | Oklahoma State University | 13509 | 1600 | 1950-06-01 | 2050-12-31
[10 empty] | 7198 | Oklahoma State Univ:GEN4 | Oklahoma State University | 13171 | 5200 | 1958-01-01 | 2050-12-31
[10 empty] | 7199 | Oklahoma Wind Energy Center (FPL):WT1 34 | FPL Energy Sooner Wind LLC | 1000 | 51000 | 2003-10-15 | 2050-12-31
[10 empty] | 7200 | Oklahoma Wind Energy Center (FPL):WT35 68 | FPL Energy Oklahoma Wind LLC | 1000 | 51000 | 2003-10-15 | 2050-12-31
2017 | 2017 | 2017 |  | 2021 | 2021 |  | 2017 |  |  | 7201 | Old Hickory Plant:IG | E I DuPont de Nemours & Co | 11870 | 1000 | 1993-01-01 | 2050-12-31 | W
[10 empty] | 7202 | Old Hickory:1 | USACE Nashville District | 0 | 28700 | 1957-04-01 | 2050-12-31
[10 empty] | 7203 | Old Hickory:2 | USACE Nashville District | 0 | 29000 | 1957-07-01 | 2050-12-31
[10 empty] | 7204 | Old Hickory:3 | USACE Nashville District | 0 | 29000 | 1957-09-01 | 2050-12-31
[10 empty] | 7205 | Old Hickory:4 | USACE Nashville District | 0 | 29000 | 1957-12-01 | 2050-12-31
[10 empty] | 7206 | Old Nash Dam:1 | Northeast Utilities | 0 | 100 | 1984-12-01 | 2050-12-31
[10 empty] | 7207 | Old Town Division:GT1 | Red Shield Environmental LLC | 10931 | 8800 | 2002-12-01 | 2050-12-31
[10 empty] | 7208 | Old Town Division:ST2 | Red Shield Environmental LLC | 14188 | 3000 | 1956-07-01 | 2050-12-31
[10 empty] | 7209 | Old Town Division:ST3 | Red Shield Environmental LLC | 12000 | 7500 | 1965-07-01 | 2050-12-31
[10 empty] | 7210 | Old Town Division:ST4 | Red Shield Environmental LLC | 12454 | 14000 | 1987-12-01 | 2050-12-31
[10 empty] | 7211 | Old Town Division:ST5 | Red Shield Environmental LLC | 10050 | 14500 | 2006-11-20 | 2050-12-31
[10 empty] | 7212 | Old Webbs Mill Hydro:All | Preston G Curtis | 0 | 1200 | 2010-05-31 | 2050-12-31
[10 empty] | 7213 | Old Woman Falls Hydro:All | Hydromega Services Inc | 0 | 5000 | 2012-06-30 | 2050-12-31
[10 empty] | 7214 | Oleander Power Project:OG1 | Southern Power Co | 10770 | 163800 | 2002-06-15 | 2050-12-31
[10 empty] | 7215 | Oleander Power Project:OG2 | Southern Power Co | 10924 | 155400 | 2002-06-15 | 2050-12-31
[10 empty] | 7216 | Oleander Power Project:OG3 | Southern Power Co | 10939 | 155100 | 2002-07-19 | 2050-12-31
[10 empty] | 7217 | Oleander Power Project:OG4 | Southern Power Co | 11222 | 155700 | 2002-08-22 | 2050-12-31
[10 empty] | 7218 | Oleander Power Project:OG5 | Southern Power Co | 11019 | 160200 | 2007-08-31 | 2050-12-31
[10 empty] | 7219 | Oliver Dam:1 | Georgia Power Co | 0 | 17700 | 1959-07-01 | 2050-12-31
[10 empty] | 7220 | Oliver Dam:2 | Georgia Power Co | 0 | 17700 | 1959-08-01 | 2050-12-31
[10 empty] | 7221 | Oliver Dam:3 | Georgia Power Co | 0 | 17700 | 1959-08-01 | 2050-12-31
[10 empty] | 7222 | Oliver Dam:4 | Georgia Power Co | 0 | 5900 | 1959-11-01 | 2050-12-31
[10 empty] | 7223 | Oliver:All | Detroit Edison Co (The) | 10600 | 13750 | 1970-01-01 | 2050-12-31
[10 empty] | 7224 | Olmsted Waste Energy:3 | Olmsted County Public Works | 10000 | 4500 | 2011-04-30 | 2050-12-31
[10 empty] | 7225 | Olmsted Waste Energy:DG1 | Olmsted County Public Works | 11228 | 600 | 1979-06-01 | 2050-12-31
[10 empty] | 7226 | Olmsted Waste Energy:TG2 | Olmsted County Public Works | 12590 | 1300 | 1987-04-01 | 2050-12-31
[10 empty] | 7227 | Olmsted Waste Energy:TGI | Olmsted County Public Works | 12591 | 1400 | 1987-04-01 | 2050-12-31
[10 empty] | 7228 | Olsen Wind Farm:WT 1 2 | Olsen Wind Farm LLC | 1000 | 1500 | 2001-12-13 | 2050-12-31
[10 empty] | 7229 | Omega Hills Gas Recovery:GEN1 | Bio Energy Partners | 13000 | 2900 | 1985-12-01 | 2050-12-31
[10 empty] | 7230 | Omega Hills Gas Recovery:GEN2 | Bio Energy Partners | 13000 | 2900 | 1985-12-01 | 2050-12-31
[10 empty] | 7231 | Omega Hills Gas Recovery:GEN3 | Bio Energy Partners | 10000 | 3000 | 2001-09-01 | 2050-12-31
[10 empty] | 7232 | Onawa Municipal LT & Power:All | Onawa Municipal Utility | 12727 | 2100 | 1937-01-03 | 2050-12-31
[10 empty] | 7233 | Ondeo Nalco:CC | Ondeo Nalco Co | 8352 | 3700 | 1985-11-01 | 2050-12-31
[10 empty] | 7234 | Oneida Casino:1 | Wisconsin Public Service Corp | 10586 | 1800 | 1996-07-01 | 2050-12-31
[10 empty] | 7235 | Oneida Casino:2 | Wisconsin Public Service Corp | 10579 | 1800 | 1996-07-01 | 2050-12-31
[10 empty] | 7236 | Oneta Energy Center:CC1 | Calpine Oneta Power LP | 7366 | 543200 | 2002-07-01 | 2050-12-31
[10 empty] | 7237 | Oneta Energy Center:CC2 | Calpine Oneta Power LP | 7345 | 543200 | 2003-06-20 | 2050-12-31
[10 empty] | 7238 | Onondaga County:GEN1 | Covanta Onondega LP | 11491 | 32500 | 1994-11-01 | 2050-12-31
[10 empty] | 7239 | Onondaga Energy Partners LP:ON1 | Onondaga Energy Partners LP | 10000 | 600 | 1988-01-01 | 2050-12-31
[10 empty] | 7240 | Onondaga Energy Partners LP:ON2 | Onondaga Energy Partners LP | 10000 | 600 | 1988-01-01 | 2050-12-31
[10 empty] | 7241 | Ontario LFGTE:GEN1 | Seneca Energy II LLC | 9000 | 771 | 2003-11-01 | 2050-12-31
[10 empty] | 7242 | Ontario LFGTE:GEN2 | Seneca Energy II LLC | 9000 | 771 | 2003-11-01 | 2050-12-31
[10 empty] | 7243 | Ontario LFGTE:GEN3 | Seneca Energy II LLC | 9000 | 771 | 2003-11-01 | 2050-12-31
[10 empty] | 7244 | Ontario LFGTE:GEN4 | Seneca Energy II LLC | 9000 | 771 | 2003-11-01 | 2050-12-31
[10 empty] | 7245 | Ontario LFGTE:GEN5 | Seneca Energy II LLC | 9000 | 771 | 2005-05-01 | 2050-12-31
[10 empty] | 7246 | Ontario LFGTE:GEN6 | Seneca Energy II LLC | 9000 | 771 | 2005-05-01 | 2050-12-31
[10 empty] | 7247 | Ontario LFGTE:GEN7 | Seneca Energy II LLC | 9000 | 771 | 2005-05-01 | 2050-12-31
[10 empty] | 7248 | Ontelaunee Energy Center:CC | Dynegy Inc | 6950 | 516000 | 2002-08-24 | 2050-12-31
[10 empty] | 7249 | Opryland USA:GTO1 | Gaylord Entertainment Co | 12071 | 4500 | 1995-07-01 | 2050-12-31
[10 empty] | 7250 | Optima Solar:PV | Optima Engineering PA | 1000 | 7 | 2008-09-15 | 2050-12-31
[10 empty] | 7251 | Orange Cogeneration Facility:CC | Orange Cogeneration LP | 7100 | 110600 | 1995-03-01 | 2050-12-31
[10 empty] | 7252 | Orange Hydro No 1:All | Massachusetts Municipal Wholesale Electric Co | 0 | 300 | 1987-08-01 | 2050-12-31
[10 empty] | 7253 | Orbit Energy:IC | Orbit Energy Inc | 9000 | 1500 | 2010-09-01 | 2050-12-31
[10 empty] | 7254 | Orchard Park Generating Station:10 | Chambersburg PA (Borough of) | 8920 | 5600 | 2003-12-05 | 2050-12-31
[10 empty] | 7255 | Orchard Park Generating Station:11 | Chambersburg PA (Borough of) | 8920 | 5600 | 2003-12-05 | 2050-12-31
[10 empty] | 7256 | Orchard Park Generating Station:8 | Chambersburg PA (Borough of) | 8920 | 5600 | 2003-12-05 | 2050-12-31
[10 empty] | 7257 | Orchard Park Generating Station:9 | Chambersburg PA (Borough of) | 8920 | 5600 | 2003-12-05 | 2050-12-31
[10 empty] | 7258 | Ord:1 | Ord NE (City of) | 10858 | 5000 | 1973-01-01 | 2050-12-31
[10 empty] | 7259 | Ord:2 | Ord NE (City of) | 10858 | 1000 | 1966-01-01 | 2050-12-31
[10 empty] | 7260 | Ord:3 | Ord NE (City of) | 10858 | 2000 | 1963-01-01 | 2050-12-31
[10 empty] | 7261 | Ord:4A | Ord NE (City of) | 10705 | 1400 | 1997-04-01 | 2050-12-31
[10 empty] | 7262 | Ord:5A | Ord NE (City of) | 10705 | 1400 | 1997-04-01 | 2050-12-31
[10 empty] | 7263 | Orlando Cogeneration LP:GEN1 | Orlando Cogeneration LP | 10000 | 120000 | 1993-09-01 | 2050-12-31
[10 empty] | 7264 | Orono:All | PPL Maine LLC | 0 | 2798 | 1911-01-03 | 2050-12-31
[10 empty] | 7265 | Orrtanna:1 | RRI Energy Mid Atlantic Power Holdings LLC | 15058 | 20000 | 1971-05-01 | 2050-12-31
[10 empty] | 7266 | Orrville Peaking:1 | American Municipal Power Inc | 10580 | 1800 | 1999-07-01 | 2050-12-31
[10 empty] | 7267 | Orrville Peaking:2 | American Municipal Power Inc | 10580 | 1800 | 1999-07-01 | 2050-12-31
[10 empty] | 7268 | Orrville Peaking:3 | American Municipal Power Inc | 10580 | 1800 | 1999-07-01 | 2050-12-31
|  |  | 2017 |  | 2017 |  | 2017 |  |  | 7269 | Orrville:10 | Orrville OH (City of) | 13918 | 23000 | 1971-01-01 | 2050-12-31 | E
|  |  | 2017 |  | 2017 |  | 2017 |  |  | 7270 | Orrville:11 | Orrville OH (City of) | 13918 | 23000 | 1971-01-01 | 2050-12-31 | E
|  |  | 2017 |  | 2017 |  | 2017 |  |  | 7271 | Orrville:9 | Orrville OH (City of) | 13918 | 20000 | 1961-01-01 | 2050-12-31 | E
[10 empty] | 7272 | Osage (IA):5 | Osage Municipal Utilities | 11500 | 3100 | 1963-01-03 | 2050-12-31
[10 empty] | 7273 | Osage (IA):6 | Osage Municipal Utilities | 11500 | 6000 | 1973-01-03 | 2050-12-31
[10 empty] | 7274 | Osage (IA):7 | Osage Municipal Utilities | 10137 | 3600 | 1996-05-01 | 2050-12-31
[10 empty] | 7275 | Osage (IA):8 | Osage Municipal Utilities | 10100 | 3600 | 1998-05-01 | 2050-12-31
[10 empty] | 7276 | Osage (MO):1 | AmerenUE | 0 | 26000 | 1931-10-01 | 2050-12-31
[10 empty] | 7277 | Osage (MO):2 | AmerenUE | 0 | 26000 | 1931-10-01 | 2050-12-31
[10 empty] | 7278 | Osage (MO):3 | AmerenUE | 0 | 33000 | 1931-10-01 | 2050-12-31
[10 empty] | 7279 | Osage (MO):4 | AmerenUE | 0 | 26000 | 1931-10-01 | 2050-12-31
[10 empty] | 7280 | Osage (MO):5 | AmerenUE | 0 | 33000 | 1931-10-01 | 2050-12-31
[10 empty] | 7281 | Osage (MO):6 | AmerenUE | 0 | 26000 | 1931-10-01 | 2050-12-31
[10 empty] | 7282 | Osage (MO):7 | AmerenUE | 0 | 26000 | 1953-10-01 | 2050-12-31
[10 empty] | 7283 | Osage (MO):8 | AmerenUE | 0 | 26000 | 1953-10-01 | 2050-12-31
[10 empty] | 7284 | Osage City:All | Osage City KS (City of) | 10823 | 10300 | 2001-06-01 | 2050-12-31
[10 empty] | 7285 | Osawatomie (KCPL):GT1 | Kansas City Power & Light Co | 11793 | 76000 | 2003-06-27 | 2050-12-31
[10 empty] | 7286 | Osawatomie:All | Osawatomie KS (City of) | 11273 | 5600 | 1957-01-01 | 2050-12-31
[10 empty] | 7287 | Osborne:All | Osborne KS (City of) | 11038 | 4300 | 1967-01-03 | 2050-12-31
[10 empty] | 7288 | Osborne:6 | Osborne KS (City of) | 10943 | 500 | 1992-04-01 | 2050-12-31
[10 empty] | 7289 | Osborne:7 | Osborne KS (City of) | 10943 | 500 | 1992-04-01 | 2050-12-31
[10 empty] | 7290 | Osborne:8 | Osborne KS (City of) | 10862 | 700 | 1994-09-01 | 2050-12-31
[10 empty] | 7291 | Osceola (AR):All | Osceola AR (City of) | 10767 | 9600 | 1992-05-01 | 2050-12-31
[10 empty] | 7292 | Osceola (FL):CTG1 | RRI Energy Oseola LLC | 10895 | 156000 | 2001-12-01 | 2050-12-31
[10 empty] | 7293 | Osceola (FL):CTG2 | RRI Energy Oseola LLC | 10879 | 156000 | 2001-12-01 | 2050-12-31
[10 empty] | 7294 | Osceola (FL):CTG3 | RRI Energy Oseola LLC | 10948 | 156000 | 2002-06-28 | 2050-12-31
[10 empty] | 7295 | Osceola (MO):1 | Missouri Public Service | 0 | 1600 | 1970-01-01 | 2050-12-31
[10 empty] | 7296 | Osceola Windpower II:WT | Osceola Windpower II LLC | 1000 | 50000 | 2008-11-03 | 2050-12-31
[10 empty] | 7297 | Oshaughnessy Hydro:All | Columbus OH (City of) | 0 | 5200 | 1988-09-01 | 2050-12-31
[10 empty] | 7298 | Osprey Energy Center:CC | Calpine Eastern Corp | 7265 | 595100 | 2004-05-27 | 2050-12-31
[10 empty] | 7299 | Ostrander Wind:WT | Dennis Ostrander | 1000 | 9 | 2008-07-01 | 2050-12-31
[10 empty] | 7300 | Oswegatchie:All | Brookfield Renewable Power Inc | 0 | 1810 | 1913-01-01 | 2050-12-31
[10 empty] | 7301 | Oswego County Energy Recovery:UNT1 | Oswego County | 12738 | 1670 | 1986-02-01 | 2050-12-31
[10 empty] | 7302 | Oswego County Energy Recovery:UNT2 | Oswego County | 12738 | 1670 | 1986-02-01 | 2050-12-31
[10 empty] | 7303 | Oswego Falls East:All | Brookfield Renewable Power Inc | 0 | 6401 | 1914-01-01 | 2050-12-31
[10 empty] | 7304 | Oswego Harbor Power:All | NRG Oswego Harbor Power Operations Inc | 11473 | 2300 | 1967-08-01 | 2050-12-31
[10 empty] | 7305 | Oswego Harbor Power:ST5 | NRG Oswego Harbor Power Operations Inc | 10858 | 837700 | 1975-06-01 | 2050-12-31
[10 empty] | 7306 | Oswego Harbor Power:ST6 | NRG Oswego Harbor Power Operations Inc | 10717 | 833200 | 1979-12-01 | 2050-12-31
[10 empty] | 7307 | Otis Hydro Co:All | Otis Hydroelectric Co | 0 | 10200 | 1985-01-01 | 2050-12-31
[10 empty] | 7308 | Otis Mill Hydro:1 | Northeast Utilities | 0 | 100 | 1982-01-01 | 2050-12-31
[10 empty] | 7309 | Ottauquechee Hydro Co:All | Enel North America Inc | 0 | 1547 | 1987-07-01 | 2050-12-31
[10 empty] | 7310 | Ottawa (KS):GT1 | Ottawa KS (City of) | 12000 | 8000 | 1967-12-01 | 2050-12-31
[10 empty] | 7311 | Ottawa (KS):IC3 | Ottawa KS (City of) | 10667 | 3200 | 1962-05-01 | 2050-12-31
[10 empty] | 7312 | Ottawa (KS):IC4 | Ottawa KS (City of) | 10762 | 3000 | 1958-12-01 | 2050-12-31
[10 empty] | 7313 | Ottawa (KS):IC6 | Ottawa KS (City of) | 9865 | 5900 | 1981-05-01 | 2050-12-31
[10 empty] | 7314 | Ottawa (KS):IC7 | Ottawa KS (City of) | 9865 | 5900 | 1981-05-01 | 2050-12-31
[10 empty] | 7315 | Ottawa (MI):3 1 | Granger Electric Co | 10000 | 800 | 1994-06-01 | 2050-12-31
[10 empty] | 7316 | Ottawa (MI):3 2 | Granger Electric Co | 10000 | 800 | 1994-06-01 | 2050-12-31
[10 empty] | 7317 | Ottawa (MI):3 3 | Granger Electric Co | 10000 | 800 | 1994-06-01 | 2050-12-31
[10 empty] | 7318 | Ottawa (MI):3 4 | Granger Electric Co | 10000 | 800 | 1994-06-01 | 2050-12-31
[10 empty] | 7319 | Ottawa (MI):3 5 | Granger Electric Co | 10000 | 800 | 1994-06-01 | 2050-12-31
[10 empty] | 7320 | Ottawa (MI):3 6 | Granger Electric Co | 10000 | 800 | 1994-06-01 | 2050-12-31
[10 empty] | 7321 | Ottawa (MI):3 7 | Granger Electric Co | 9000 | 800 | 2006-02-01 | 2050-12-31
[10 empty] | 7322 | Ottawa County Landfill:1 | Energy Developments Inc | 9000 | 1400 | 2001-03-01 | 2050-12-31
[10 empty] | 7323 | Ottawa County Landfill:2 | Energy Developments Inc | 9000 | 1400 | 2001-03-01 | 2050-12-31
[10 empty] | 7324 | Ottawa County Landfill:3 | Energy Developments Inc | 9000 | 1400 | 2004-05-01 | 2050-12-31
[10 empty] | 7325 | Ottawa Health Sciences Centre:2012 | TransAlta Cogeneration LP | 8008 | 72500 | 1992-01-01 | 2050-12-31
[10 empty] | 7326 | Otter Lane Hydro:1 | Northeast Utilities | 0 | 0 | 1984-02-01 | 2050-12-31
[10 empty] | 7327 | Otter Rapids GS:230 | Ontario Power Generation Inc | 0 | 190000 | 1961-01-01 | 2050-12-31
[10 empty] | 7328 | Otter Rapids:All | Wisconsin Public Service Corp | 0 | 300 | 1927-01-03 | 2050-12-31
[10 empty] | 7329 | Otto Holden GS:1234 | Ontario Power Generation Inc | 0 | 114000 | 1952-01-01 | 2050-12-31
[10 empty] | 7330 | Otto Holden GS:5678 | Ontario Power Generation Inc | 0 | 129000 | 1952-01-01 | 2050-12-31
| 2016 |  |  | 2016 | 2018 |  | 2017 |  |  | 7331 | Ottumwa (IA IPL):1 | MidAmerican Energy Co | 10444 | 710400 | 1981-05-01 | 2050-12-31 | W
[10 empty] | 7332 | Ottumwa (IA OTUM):All | Ottumwa (City of) | 0 | 3200 | 1931-01-03 | 2050-12-31
[10 empty] | 7333 | OU Spirit:WT1 44 | Oklahoma Gas & Electric Co | 1000 | 101200 | 2009-12-30 | 2050-12-31
[10 empty] | 7334 | Ouachita Power LLC:CC1 | Entergy Arkansas Inc | 7117 | 272000 | 2002-08-01 | 2050-12-31
[10 empty] | 7335 | Ouachita Power LLC:CC2 | Entergy Arkansas Inc | 7599 | 272000 | 2002-08-01 | 2050-12-31
[10 empty] | 7336 | Ouachita Power LLC:CC3 | Entergy Gulf States Louisiana LLC | 7562 | 272000 | 2002-08-01 | 2050-12-31
[10 empty] | 7337 | Outagamie County Landfill:GEN4 | Bio Gas Technologies | 9000 | 1600 | 2007-03-24 | 2050-12-31
[10 empty] | 7338 | Outagamie County Landfill:GEN5 | Bio Gas Technologies | 9000 | 1600 | 2007-03-24 | 2050-12-31
[10 empty] | 7339 | Outagamie County Landfill:GEN6 | Bio Gas Technologies | 9000 | 1600 | 2007-03-24 | 2050-12-31
[10 empty] | 7340 | Outardes 2:21 | Hydro Quebec | 0 | 145680 | 1978-06-01 | 2050-12-31
[10 empty] | 7341 | Outardes 2:22 | Hydro Quebec | 0 | 145680 | 1978-08-01 | 2050-12-31
[10 empty] | 7342 | Outardes 2:23 | Hydro Quebec | 0 | 145680 | 1978-10-01 | 2050-12-31
[10 empty] | 7343 | Outardes 3:31 | Hydro Quebec | 0 | 254010 | 1969-07-01 | 2050-12-31
[10 empty] | 7344 | Outardes 3:32 | Hydro Quebec | 0 | 254010 | 1969-08-01 | 2050-12-31
[10 empty] | 7345 | Outardes 3:33 | Hydro Quebec | 0 | 254010 | 1969-09-01 | 2050-12-31
[10 empty] | 7346 | Outardes 3:34 | Hydro Quebec | 0 | 254010 | 1969-11-01 | 2050-12-31
[10 empty] | 7347 | Outardes 4:41 | Hydro Quebec | 0 | 173410 | 1969-12-01 | 2050-12-31
[10 empty] | 7348 | Outardes 4:42 | Hydro Quebec | 0 | 173410 | 1969-11-01 | 2050-12-31
[10 empty] | 7349 | Outardes 4:43 | Hydro Quebec | 0 | 173410 | 1969-11-01 | 2050-12-31
[10 empty] | 7350 | Outardes 4:44 | Hydro Quebec | 0 | 173410 | 1969-07-01 | 2050-12-31
[10 empty] | 7351 | Outland Jeffers 20:WT | Jeffers Wind 20 LLC | 1000 | 50000 | 2008-08-15 | 2050-12-31
[10 empty] | 7352 | Owatonna:6 | Owatonna Public Utilities | 16500 | 20500 | 1969-07-01 | 2050-12-31
[10 empty] | 7353 | Owatonna:7 | Owatonna Public Utilities | 16500 | 17400 | 1982-04-01 | 2050-12-31
[10 empty] | 7354 | Owensville:All | Owensville Municipal Utilities | 10601 | 9800 | 1998-05-01 | 2050-12-31
[10 empty] | 7355 | Oxbow Power of North Tonawanda:CC | Oxbow Power N Tonawanda NY Inc | 8000 | 52300 | 1993-07-01 | 2050-12-31
[10 empty] | 7356 | Oxford (City of):1A | Oxford KS (City of) | 10608 | 1600 | 1999-07-01 | 2050-12-31
[10 empty] | 7357 | Oxford (City of):2A | Oxford KS (City of) | 10608 | 1600 | 1999-07-01 | 2050-12-31
[10 empty] | 7358 | Oxford (City of):3A | Oxford KS (City of) | 10467 | 1600 | 2007-03-01 | 2050-12-31
[10 empty] | 7359 | Oxford (NC):1 | Duke Energy Carolinas | 0 | 20000 | 1928-04-01 | 2050-12-31
[10 empty] | 7360 | Oxford (NC):2 | Duke Energy Carolinas | 0 | 20000 | 1928-04-01 | 2050-12-31
[10 empty] | 7361 | Oxford (NE):2 | Oxford NE (Village of) | 11075 | 500 | 1953-08-01 | 2050-12-31
[10 empty] | 7362 | Oxford (NE):3 | Oxford NE (Village of) | 11075 | 800 | 1956-01-01 | 2050-12-31
[10 empty] | 7363 | Oxford (NE):4 | Oxford NE (Village of) | 11075 | 500 | 1956-01-01 | 2050-12-31
[10 empty] | 7364 | Oxford (NE):5 | Oxford NE (Village of) | 11075 | 1200 | 1972-10-01 | 2050-12-31
[10 empty] | 7365 | Oyster Creek (NJ):1 | Exelon Nuclear | 10274 | 614500 | 1969-12-01 | 2019-12-31
[10 empty] | 7366 | Ozark Beach:All | Empire District Electric Co (The) | 0 | 16000 | 1931-06-01 | 2050-12-31
[10 empty] | 7367 | Ozark:2 | USACE Little Rock District | 0 | 23000 | 1973-08-01 | 2011-03-31
[10 empty] | 7368 | Ozark:3 | USACE Little Rock District | 0 | 23000 | 1973-10-01 | 2012-03-31
[10 empty] | 7369 | Ozark:4 | USACE Little Rock District | 0 | 23000 | 1973-12-01 | 2013-03-31
[10 empty] | 7370 | Ozark:5 | USACE Little Rock District | 0 | 23000 | 1974-05-01 | 2014-03-31
[10 empty] | 7371 | Ozark:6 | USACE Little Rock District | 0 | 20000 | 2010-10-31 | 2050-12-31
|  |  | 2017 |  | 2017 |  | 2017 |  |  | 7372 | P H Glatfelter Co:GEN1 | P H Glatfelter Co | 12380 | 5000 | 1948-07-01 | 2050-12-31 | E
|  |  | 2017 |  | 2017 |  | 2017 |  |  | 7373 | P H Glatfelter Co:GEN2 | P H Glatfelter Co | 12050 | 4000 | 1975-04-01 | 2050-12-31 | E
|  |  | 2017 |  | 2017 |  | 2017 |  |  | 7374 | P H Glatfelter Co:GEN3 | P H Glatfelter Co | 12389 | 4000 | 1948-05-01 | 2050-12-31 | E
|  |  | 2017 |  | 2017 |  | 2017 |  |  | 7375 | P H Glatfelter Co:GEN4 | P H Glatfelter Co | 12194 | 8700 | 1962-08-01 | 2050-12-31 | E
|  |  | 2017 |  | 2017 |  | 2017 |  |  | 7376 | P H Glatfelter Co:GEN5 | P H Glatfelter Co | 10000 | 36100 | 1989-05-01 | 2050-12-31 | E
[10 empty] | 7377 | P H Glatfelter Co:GEN6 | P H Glatfelter Co | 11598 | 31200 | 1994-01-01 | 2050-12-31
[10 empty] | 7378 | P L Bartow:CC | Progress Energy Florida | 7207 | 1280000 | 2009-06-26 | 2050-12-31
[10 empty] | 7379 | P L Bartow:P1 | Progress Energy Florida | 13728 | 44000 | 1972-05-01 | 2050-12-31
[10 empty] | 7380 | P L Bartow:P2 | Progress Energy Florida | 14343 | 43000 | 1972-06-01 | 2050-12-31
[10 empty] | 7381 | P L Bartow:P3 | Progress Energy Florida | 13240 | 43000 | 1972-06-01 | 2050-12-31
[10 empty] | 7382 | P L Bartow:P4 | Progress Energy Florida | 14619 | 47000 | 1972-06-01 | 2050-12-31
[10 empty] | 7383 | Pacific Home Owners Association Solar:PV | Pacifica Home Owners Association | 1000 | 5 | 2007-08-31 | 2050-12-31
[10 empty] | 7384 | Packaging Corp of America:GEN1 | Packaging Corp of America | 12687 | 50000 | 1985-02-01 | 2050-12-31
[10 empty] | 7385 | Pacolet Project:HY | Lockhart Power Co | 0 | 6000 | 2006-12-31 | 2050-12-31
[10 empty] | 7386 | Pacolet:All | Lockhart Power Co | 0 | 800 | 1937-01-01 | 2050-12-31
[10 empty] | 7387 | Paddys Run:11 | Louisville Gas & Electric Co | 10500 | 12000 | 1968-06-01 | 2050-12-31
[10 empty] | 7388 | Paddys Run:12 | Louisville Gas & Electric Co | 10500 | 23000 | 1968-07-01 | 2050-12-31
[10 empty] | 7389 | Paddys Run:13 | Louisville Gas & Electric Co | 10598 | 158000 | 2001-07-05 | 2050-12-31
[10 empty] | 7390 | Painesville IC:1 | American Municipal Power Inc | 9392 | 6000 | 2000-07-01 | 2050-12-31
|  |  | 2017 |  | 2017 |  | 2017 |  |  | 7391 | Painesville:3 | Painesville Electric Light Dept | 11200 | 7500 | 1953-01-01 | 2050-12-31 | E
|  |  | 2017 |  | 2017 |  | 2017 |  |  | 7392 | Painesville:5 | Painesville Electric Light Dept | 10550 | 15500 | 1965-01-01 | 2050-12-31 | E
|  |  | 2017 |  | 2017 |  | 2017 |  |  | 7393 | Painesville:7 | Painesville Electric Light Dept | 10200 | 17500 | 1990-02-01 | 2050-12-31 | E
|  |  | 2017 |  | 2017 |  | 2017 |  |  | 7394 | Painesville:ST2 | Painesville Electric Light Dept | 11600 | 7000 | 1949-01-01 | 2050-12-31 | E
[10 empty] | 7395 | Palatka:GEN2 | Georgia Pacific Corp | 12000 | 6980 | 1956-06-01 | 2050-12-31
[10 empty] | 7396 | Palatka:GEN4 | Georgia Pacific Corp | 12000 | 44640 | 1965-06-01 | 2050-12-31
[10 empty] | 7397 | Palatka:GEN8 | Georgia Pacific Corp | 11709 | 25110 | 1993-05-01 | 2050-12-31
[10 empty] | 7398 | Palisade (NE):1 | Southwest Public Power District | 11907 | 300 | 1950-01-03 | 2050-12-31
[10 empty] | 7399 | Palisades (MI):1 | Entergy Nuclear Palisades LLC | 10367 | 778000 | 1972-03-01 | 2050-12-31
[10 empty] | 7400 | Palmyra Municipal 2:IC10 | Palmyra MO (City of) | 10272 | 3500 | 1991-12-01 | 2050-12-31
[10 empty] | 7401 | Palmyra Municipal 2:IC9 | Palmyra MO (City of) | 10272 | 3500 | 1991-12-01 | 2050-12-31
[10 empty] | 7402 | Palmyra Municipal:2 | Palmyra MO (City of) | 11686 | 400 | 1959-01-03 | 2050-12-31
[10 empty] | 7403 | Palmyra Municipal:3 | Palmyra MO (City of) | 11277 | 1200 | 1966-02-01 | 2050-12-31
[10 empty] | 7404 | Palmyra Municipal:4 | Palmyra MO (City of) | 11602 | 700 | 1959-01-03 | 2050-12-31
[10 empty] | 7405 | Palmyra Municipal:6 | Palmyra MO (City of) | 11048 | 2000 | 1971-01-03 | 2050-12-31
[10 empty] | 7406 | Palmyra Municipal:IC7 | Palmyra MO (City of) | 10786 | 1700 | 1985-04-01 | 2050-12-31
[10 empty] | 7407 | Panama City Mill:GEN3 | Stone Container Corp | 12000 | 4000 | 1930-05-01 | 2050-12-31
[10 empty] | 7408 | Panama City Mill:GEN4 | Stone Container Corp | 12000 | 10000 | 1949-03-01 | 2050-12-31
[10 empty] | 7409 | Panama City Mill:GEN6 | Stone Container Corp | 12000 | 20000 | 1956-03-01 | 2050-12-31
[10 empty] | 7410 | Panda Brandywine LP:CC | Panda Brandywine LP | 8062 | 230000 | 1996-09-01 | 2050-12-31
[10 empty] | 7411 | Panduit Corp Tinley Park:GEN1 | Panduit Corp | 10867 | 700 | 1994-05-01 | 2050-12-31
[10 empty] | 7412 | Panduit Corp Tinley Park:GEN2 | Panduit Corp | 10867 | 700 | 1994-05-01 | 2050-12-31
[10 empty] | 7413 | Panora:1 | Central Iowa Power Coop | 10875 | 1500 | 1988-01-01 | 2050-12-31
[10 empty] | 7414 | Panora:2 | Central Iowa Power Coop | 11014 | 1000 | 1988-01-01 | 2050-12-31
[10 empty] | 7415 | Panora:3 | Central Iowa Power Coop | 10644 | 2000 | 1993-01-01 | 2050-12-31
|  |  | 2017 |  | 2017 |  | 2017 |  |  | 7416 | Panther Creek:GEN1 | Panther Creek Partners | 10000 | 83000 | 1992-07-01 | 2050-12-31 | E
[10 empty] | 7417 | Paperboard Division Power Plan:SOTH | Caterpillar Financial Services | 11926 | 8800 | 1995-11-01 | 2050-12-31
[10 empty] | 7418 | Papillion Creek Wastewater:951 | Omaha (City of) | 10000 | 480 | 1987-05-01 | 2050-12-31
[10 empty] | 7419 | Papillion Creek Wastewater:952 | Omaha (City of) | 10000 | 480 | 1987-05-01 | 2050-12-31
[10 empty] | 7420 | Papillion Creek Wastewater:953 | Omaha (City of) | 10000 | 480 | 1987-05-01 | 2050-12-31
|  |  | 2016 |  | 2016 |  | 2017 | 2013 | 0.93686 | 7421 | Paradise (KY):1 | Tennessee Valley Authority | 9219 | 628000 | 1963-11-01 | 2050-12-31 | E
|  |  | 2016 |  | 2016 |  | 2017 | 2013 | 0.93686 | 7422 | Paradise (KY):2 | Tennessee Valley Authority | 9385 | 602000 | 1963-05-01 | 2050-12-31 | E
|  |  | 2015 |  | 2015 |  | 2017 | 2013 | 0.93686 | 7423 | Paradise (KY):3 | Tennessee Valley Authority | 9892 | 971000 | 1970-02-01 | 2050-12-31 | E
[10 empty] | 7424 | Paradise River Hydroelectric Generating Station:1 | Newfoundland & Labrador Hydro | 0 | 8000 | 1989-02-26 | 2050-12-31
[10 empty] | 7425 | Paradise:1 | Nova Scotia Power | 0 | 5400 | 1950-01-01 | 2050-12-31
[10 empty] | 7426 | Paragould Reciprocating:11 | Paragould Light & Water Commission | 9475 | 6000 | 2001-07-01 | 2050-12-31
[10 empty] | 7427 | Paragould Reciprocating:21 | Paragould Light & Water Commission | 9475 | 6000 | 2001-07-01 | 2050-12-31
[10 empty] | 7428 | Paragould Reciprocating:31 | Paragould Light & Water Commission | 9475 | 6000 | 2001-07-01 | 2050-12-31
[10 empty] | 7429 | Paragould Turbine:1 | Paragould Light & Water Commission | 14162 | 3400 | 1990-08-01 | 2050-12-31
[10 empty] | 7430 | Paragould Turbine:2 | Paragould Light & Water Commission | 14162 | 3400 | 1990-08-01 | 2050-12-31
[10 empty] | 7431 | Paragould Turbine:3 | Paragould Light & Water Commission | 14162 | 3400 | 1990-08-01 | 2050-12-31
[10 empty] | 7432 | Paragould Turbine:4 | Paragould Light & Water Commission | 14162 | 3400 | 1990-08-01 | 2050-12-31
[10 empty] | 7433 | Paragould Turbine:5 | Paragould Light & Water Commission | 10455 | 200 | 1991-02-01 | 2050-12-31
[10 empty] | 7434 | Parc Eolien du Renard:WT1 3 | Groupement Eolien Quebecois | 1000 | 2250 | 2003-09-01 | 2050-12-31
[10 empty] | 7435 | Pardeeville Hydro:W875 | Pardeeville Electric Commission | 0 | 50 | 1945-01-01 | 2050-12-31
[10 empty] | 7436 | Paris (KY):All | Paris KY (City of) | 10385 | 11900 | 1952-01-03 | 2050-12-31
[10 empty] | 7437 | Paris Generating Station:1 | Wisconsin Electric Power Co | 12319 | 100000 | 1995-03-01 | 2050-12-31
[10 empty] | 7438 | Paris Generating Station:2 | Wisconsin Electric Power Co | 12553 | 100000 | 1995-03-01 | 2050-12-31
[10 empty] | 7439 | Paris Generating Station:3 | Wisconsin Electric Power Co | 12425 | 100000 | 1995-06-01 | 2050-12-31
[10 empty] | 7440 | Paris Generating Station:4 | Wisconsin Electric Power Co | 12952 | 100000 | 1995-06-01 | 2050-12-31
[10 empty] | 7441 | Parishville:1 | Brookfield Renewable Power Inc | 0 | 2300 | 1925-01-01 | 2050-12-31
2017 | 2017 | 2017 |  | 2021 | 2021 |  | 2017 |  |  | 7442 | Park 500 Philip Morris USA:TG2 | Park 500 Philip Morris USA | 11937 | 2000 | 1984-04-01 | 2050-12-31 | W
2017 | 2017 | 2017 |  | 2021 | 2021 |  | 2017 |  |  | 7443 | Park 500 Philip Morris USA:TG3 | Park 500 Philip Morris USA | 11890 | 10500 | 1983-09-01 | 2050-12-31 | W
[10 empty] | 7444 | Park Falls:1 | Kansas City Star Co | 0 | 4700 | 1970-01-01 | 2050-12-31
[10 empty] | 7445 | Park Falls:2 | Kansas City Star Co | 11066 | 2000 | 1970-01-01 | 2050-12-31
[10 empty] | 7446 | Park Mill:All | N E W Hydro Inc | 0 | 2100 | 1920-01-01 | 2050-12-31
[10 empty] | 7447 | Parkedale Pharmaceuticals Inc:38 1 | JHP Pharmaceuticals LLC | 13430 | 2800 | 1986-11-01 | 2050-12-31
[10 empty] | 7448 | Parkside:All | Corn Belt Energy Corp | 10506 | 7200 | 2000-07-01 | 2050-12-31
[10 empty] | 7449 | Parr GT:GT1 | South Carolina Electric & Gas Co | 15000 | 15500 | 1970-07-01 | 2050-12-31
[10 empty] | 7450 | Parr GT:GT2 | South Carolina Electric & Gas Co | 15000 | 15500 | 1970-07-01 | 2050-12-31
[10 empty] | 7451 | Parr GT:GT3 | South Carolina Electric & Gas Co | 15162 | 19000 | 1971-06-01 | 2050-12-31
[10 empty] | 7452 | Parr GT:GT4 | South Carolina Electric & Gas Co | 15162 | 19000 | 1971-06-01 | 2050-12-31
[10 empty] | 7453 | Parr:All | South Carolina Electric & Gas Co | 0 | 15000 | 1914-08-01 | 2050-12-31
[10 empty] | 7454 | Partnership Station:1 | Tampa Electric Co | 10267 | 3000 | 2001-05-01 | 2050-12-31
[10 empty] | 7455 | Partnership Station:2 | Tampa Electric Co | 10267 | 3000 | 2001-05-01 | 2050-12-31
[10 empty] | 7456 | Pascagoula Facility TG 4225:TG1 | Chevron USA Inc Pascagoula | 12172 | 6000 | 1983-08-01 | 2050-12-31
[10 empty] | 7457 | Pasco Cogeneration Ltd:CC | Pasco Cogeneration Ltd | 8801 | 128780 | 1993-07-01 | 2050-12-31
[10 empty] | 7458 | Pasco Cogeneration Ltd:EDG1 | Pasco Cogeneration Ltd | 10857 | 1200 | 1993-07-01 | 2050-12-31
[10 empty] | 7459 | Pasco Cogeneration Ltd:EDG2 | Pasco Cogeneration Ltd | 10857 | 1200 | 1993-07-01 | 2050-12-31
[10 empty] | 7460 | Pasco County Solid Waste Resource Recovery:GEN1 | Pasco (County Of) | 11965 | 26000 | 1991-05-01 | 2050-12-31
[10 empty] | 7461 | Passaic Valley Water Commission:All | Passaic Valley Water Commission | 0 | 2400 | 1935-01-01 | 2050-12-31
[10 empty] | 7462 | Passumpsic:1 | Central Vermont Public Service Corp | 0 | 577 | 1929-01-03 | 2050-12-31
[10 empty] | 7463 | Pat Chambers Switching Station:All | Consumers Power Inc | 10560 | 10800 | 2000-07-26 | 2050-12-31
[10 empty] | 7464 | Patch:1 | Central Vermont Public Service Corp | 0 | 300 | 1921-02-01 | 2050-12-31
[10 empty] | 7465 | Paton:All | Hydro Sherbrooke | 0 | 1700 | 1926-01-01 | 2050-12-31
[10 empty] | 7466 | Patricia Eargle (PV):PV1-24 | Patricia Eargle | 1000 | 3 | 2008-03-01 | 2050-12-31
[10 empty] | 7467 | Paugan:1 | Hydro Quebec | 0 | 29090 | 1956-02-01 | 2050-12-31
[10 empty] | 7468 | Paugan:2 | Hydro Quebec | 0 | 29090 | 1990-05-01 | 2050-12-31
[10 empty] | 7469 | Paugan:3 | Hydro Quebec | 0 | 29090 | 1987-11-01 | 2050-12-31
[10 empty] | 7470 | Paugan:4 | Hydro Quebec | 0 | 29090 | 1983-06-01 | 2050-12-31
[10 empty] | 7471 | Paugan:5 | Hydro Quebec | 0 | 29090 | 1984-10-01 | 2050-12-31
[10 empty] | 7472 | Paugan:6 | Hydro Quebec | 0 | 29090 | 1986-11-01 | 2050-12-31
[10 empty] | 7473 | Paugan:7 | Hydro Quebec | 0 | 29090 | 1985-08-01 | 2050-12-31
[10 empty] | 7474 | Paugan:8 | Hydro Quebec | 0 | 29090 | 1988-12-01 | 2050-12-31
[10 empty] | 7475 | Paul G Keller Solar:PV | Paul G Keller | 1000 | 3 | 2008-03-01 | 2050-12-31
[10 empty] | 7476 | Paulding:1 | South Mississippi Electric Power Association | 13500 | 16000 | 1972-01-01 | 2050-12-31
[10 empty] | 7477 | Paulsboro Refinery:CC | Valero Refining Co NJ | 9000 | 43600 | 1991-09-01 | 2050-12-31
[10 empty] | 7478 | Pawhuska:1 | Pawhuska Electric Production | 12000 | 1300 | 1949-09-01 | 2050-12-31
[10 empty] | 7479 | Pawhuska:2 | Pawhuska Electric Production | 11500 | 1300 | 1954-08-01 | 2050-12-31
[10 empty] | 7480 | Pawhuska:3 | Pawhuska Electric Production | 11000 | 2400 | 1966-08-01 | 2050-12-31
[10 empty] | 7481 | Pawhuska:5 | Pawhuska Electric Production | 11400 | 2100 | 1960-09-01 | 2050-12-31
[10 empty] | 7482 | Pawtucket Power Associates:CC | Pawtucket Power Associates LP | 8564 | 63000 | 1990-12-01 | 2050-12-31
[10 empty] | 7483 | Pawtucket:2 | Connecticut Municipal Electric Energy Coop | 0 | 296 | 1986-01-01 | 2050-12-31
[10 empty] | 7484 | Paxton Creek:GEN1 | NRG Energy Center Paxton Inc | 9719 | 6000 | 1986-08-01 | 2050-12-31
[10 empty] | 7485 | Paxton Creek:GEN2 | NRG Energy Center Paxton Inc | 9719 | 6000 | 1986-08-01 | 2050-12-31
[10 empty] | 7486 | PCS Nitrogen Fertilizer LP La:GEN2 | PCS Nitrogen LP | 10000 | 8000 | 2006-03-01 | 2050-12-31
[10 empty] | 7487 | PCS Phosphate Co Inc Texasgulf:GEN1 | PCS Phosphate Co Inc | 11000 | 37110 | 1984-12-01 | 2050-12-31
[10 empty] | 7488 | Pea Ridge:1 | Gulf Power Co | 11566 | 4000 | 1998-04-01 | 2050-12-31
[10 empty] | 7489 | Pea Ridge:2 | Gulf Power Co | 11638 | 4000 | 1998-04-01 | 2050-12-31
[10 empty] | 7490 | Pea Ridge:3 | Gulf Power Co | 11638 | 4000 | 1998-04-01 | 2050-12-31
[10 empty] | 7491 | Peach Bottom:2 | PSEG Nuclear LLC | 10436 | 1112000 | 1974-07-01 | 2050-12-31
[10 empty] | 7492 | Peach Bottom:3 | PSEG Nuclear LLC | 10545 | 1112000 | 1974-12-01 | 2050-12-31
[10 empty] | 7493 | Peaks Island Diesel:1 | FPL Energy Maine Hydro LLC | 12118 | 300 | 1940-01-03 | 2050-12-31
[10 empty] | 7494 | Peaks Island Diesel:3 | FPL Energy Maine Hydro LLC | 11749 | 1300 | 1948-01-03 | 2050-12-31
[10 empty] | 7495 | Pearl Hollow Landfill:IC1 | East Kentucky Power Coop | 9000 | 800 | 2006-01-01 | 2050-12-31
[10 empty] | 7496 | Pearl Hollow Landfill:IC2 | East Kentucky Power Coop | 9000 | 800 | 2006-01-01 | 2050-12-31
[10 empty] | 7497 | Pearl Hollow Landfill:IC3 | East Kentucky Power Coop | 9000 | 800 | 2006-01-01 | 2050-12-31
2017 | 2017 | 2017 |  | 2020 | 2021 |  | 2017 |  |  | 7498 | Pearl Station:1 | Prairie Power Inc | 11800 | 22200 | 1967-01-01 | 2050-12-31 | W
[10 empty] | 7499 | Pearl Station:GT1 | Prairie Power Inc | 12800 | 21000 | 1973-06-01 | 2050-12-31
[10 empty] | 7500 | Pearson Arpt Cogeneration:CC | SNC Lavalin Group Inc | 7481 | 117000 | 2005-12-02 | 2050-12-31
[10 empty] | 7501 | Peavy Falls:1 | Wisconsin Electric Power Co | 0 | 7500 | 1943-01-01 | 2050-12-31
[10 empty] | 7502 | Peavy Falls:2 | Wisconsin Electric Power Co | 0 | 7500 | 1943-02-01 | 2050-12-31
[10 empty] | 7503 | Pedricktown Cogeneration Plant:CC | TXU Pedricktown LP | 7213 | 126200 | 1992-03-01 | 2050-12-31
[10 empty] | 7504 | Pejepscot Hydro:All | Topsham Hydro Partners | 0 | 13030 | 1987-11-01 | 2050-12-31
[10 empty] | 7505 | Pelee Hydroponics Biomass:IC1 | Pelee Hydroponics | 9000 | 500 | 2010-01-01 | 2050-12-31
[10 empty] | 7506 | Pelee Hydroponics Biomass:IC2 | Pelee Hydroponics | 9000 | 500 | 2010-01-01 | 2050-12-31
[10 empty] | 7507 | Pella Peaking:All | Pella Municipal Light & Power | 10460 | 28960 | 2003-01-01 | 2050-12-31
2017 | 2017 | 2017 |  | 2021 | 2021 |  | 2017 |  |  | 7508 | Pella:5 | Pella Municipal Light & Power | 13000 | 12200 | 1964-05-01 | 2050-12-31 | W
2017 | 2017 | 2017 |  | 2020 | 2021 |  | 2017 |  |  | 7509 | Pella:6 | Pella Municipal Light & Power | 13000 | 23300 | 1972-07-01 | 2050-12-31 | W
[10 empty] | 7510 | Pelzer Lower:GEN1 | Pelzer Hydro Co Inc | 0 | 3140 | 1989-12-01 | 2050-12-31
[10 empty] | 7511 | Pelzer Upper:GEN1 | Pelzer Hydro Co Inc | 0 | 1900 | 1989-12-01 | 2050-12-31
[10 empty] | 7512 | Pembroke Heat Recovery:ST | Ormat Nevada Inc | 10000 | 5500 | 2006-07-19 | 2050-12-31
[10 empty] | 7513 | Pembroke Hydro:1 | Pembroke Hydro Associates | 0 | 700 | 1985-12-01 | 2050-12-31
[10 empty] | 7514 | Penacook Falls Lower:1 | New Hampshire Hydro Associates | 0 | 878 | 1983-07-01 | 2050-12-31
[10 empty] | 7515 | Penacook Falls Upper:1 | Briar Hydro Associates | 0 | 3400 | 1986-12-01 | 2050-12-31
[10 empty] | 7516 | Pender:1 | Pender NE (City of) | 11078 | 1200 | 1968-01-03 | 2050-12-31
[10 empty] | 7517 | Pender:2 | Pender NE (City of) | 10891 | 2000 | 1973-01-01 | 2050-12-31
[10 empty] | 7518 | Pender:3 | Pender NE (City of) | 11527 | 500 | 1953-01-01 | 2050-12-31
[10 empty] | 7519 | Pender:4 | Pender NE (City of) | 11318 | 800 | 1961-01-01 | 2050-12-31
[10 empty] | 7520 | Pender:5 | Pender NE (City of) | 11803 | 200 | 1939-01-03 | 2050-12-31
[10 empty] | 7521 | Pendleton County Landfill:IC 1 | East Kentucky Power Coop | 9000 | 800 | 2007-01-24 | 2050-12-31
[10 empty] | 7522 | Pendleton County Landfill:IC 2 | East Kentucky Power Coop | 9000 | 800 | 2007-01-24 | 2050-12-31
[10 empty] | 7523 | Pendleton County Landfill:IC 3 | East Kentucky Power Coop | 9000 | 800 | 2007-01-24 | 2050-12-31
[10 empty] | 7524 | Pendleton County Landfill:IC 4 | East Kentucky Power Coop | 9000 | 800 | 2007-01-24 | 2050-12-31
[10 empty] | 7525 | Pennsauken Sanitary Landfill:GEN 1 | PPL New Jersey Biogas LLC | 1000 | 200 | 2006-06-01 | 2050-12-31
[10 empty] | 7526 | Pennsauken Sanitary Landfill:GEN 2 | PPL New Jersey Biogas LLC | 1000 | 200 | 2006-06-01 | 2050-12-31
[10 empty] | 7527 | Pennsauken Sanitary Landfill:GEN 3 | PPL New Jersey Biogas LLC | 1000 | 100 | 2007-12-01 | 2050-12-31
[10 empty] | 7528 | Pennsauken Sanitary Landfill:GEN 4 | PPL New Jersey Biogas LLC | 1000 | 200 | 2007-12-01 | 2050-12-31
[10 empty] | 7529 | Pennsauken Sanitary Landfill:GEN 5 | PPL New Jersey Biogas LLC | 1000 | 100 | 2007-12-01 | 2050-12-31
[10 empty] | 7530 | Pennsauken Sanitary Landfill:GEN 6 | PPL New Jersey Biogas LLC | 1000 | 200 | 2007-12-01 | 2050-12-31
[10 empty] | 7531 | Pennsauken Sanitary Landfill:GEN 7 | PPL New Jersey Biogas LLC | 1000 | 200 | 2007-12-01 | 2050-12-31
[10 empty] | 7532 | Pennsauken Sanitary Landfill:GEN 8 | PPL New Jersey Biogas LLC | 1000 | 200 | 2007-12-01 | 2050-12-31
[10 empty] | 7533 | Pennsauken Sanitary Landfill:GEN 9 | PPL New Jersey Biogas LLC | 1000 | 100 | 2007-12-01 | 2050-12-31
[10 empty] | 7534 | Pennsauken Sanitary Landfill:IC 1 | PPL New Jersey Biogas LLC | 9000 | 900 | 2004-11-01 | 2050-12-31
[10 empty] | 7535 | Pennsauken Sanitary Landfill:IC 2 | PPL New Jersey Biogas LLC | 9000 | 900 | 2004-11-01 | 2050-12-31
[10 empty] | 7536 | Pennsauken Sanitary Landfill:IC 3 | PPL New Jersey Biogas LLC | 9000 | 900 | 2004-11-01 | 2050-12-31
[10 empty] | 7537 | Pennsbury:1 | Exelon Generation Co LLC | 10000 | 2670 | 1996-09-01 | 2050-12-31
[10 empty] | 7538 | Pennsbury:2 | Exelon Generation Co LLC | 11877 | 2670 | 1996-09-01 | 2050-12-31
[10 empty] | 7539 | Peno Creek:GT1 | AmerenUE | 10243 | 47000 | 2002-05-01 | 2050-12-31
[10 empty] | 7540 | Peno Creek:GT2 | AmerenUE | 10243 | 47000 | 2002-05-01 | 2050-12-31
[10 empty] | 7541 | Peno Creek:GT3 | AmerenUE | 10243 | 47000 | 2002-05-01 | 2050-12-31
[10 empty] | 7542 | Peno Creek:GT4 | AmerenUE | 10243 | 47000 | 2002-05-01 | 2050-12-31
[10 empty] | 7543 | Penobscot Energy Recovery:GEN1 | Energy National Inc | 12431 | 20851 | 1987-11-01 | 2050-12-31
[10 empty] | 7544 | Pensacola Cogeneration:1 | Pensacola Christian College | 10868 | 1100 | 1988-04-01 | 2050-12-31
[10 empty] | 7545 | Pensacola Cogeneration:1SB | Pensacola Christian College | 10558 | 1300 | 2006-01-01 | 2050-12-31
[10 empty] | 7546 | Pensacola Cogeneration:2 | Pensacola Christian College | 10868 | 1100 | 1988-04-01 | 2050-12-31
[10 empty] | 7547 | Pensacola Cogeneration:2SB | Pensacola Christian College | 10558 | 1300 | 2006-01-01 | 2050-12-31
[10 empty] | 7548 | Pensacola Cogeneration:3 | Pensacola Christian College | 10860 | 1100 | 1988-10-01 | 2050-12-31
[10 empty] | 7549 | Pensacola Cogeneration:3SB | Pensacola Christian College | 10558 | 1300 | 2006-01-01 | 2050-12-31
[10 empty] | 7550 | Pensacola Cogeneration:4SB | Pensacola Christian College | 10558 | 1300 | 2006-01-01 | 2050-12-31
[10 empty] | 7551 | Pensacola Cogeneration:5SB | Pensacola Christian College | 10558 | 1300 | 2006-01-01 | 2050-12-31
[10 empty] | 7552 | Pensacola Cogeneration:6SB | Pensacola Christian College | 10558 | 1300 | 2006-01-01 | 2050-12-31
[10 empty] | 7553 | Pensacola Cogeneration:7SB | Pensacola Christian College | 10558 | 1300 | 2006-01-01 | 2050-12-31
[10 empty] | 7554 | Pensacola Cogeneration:8SB | Pensacola Christian College | 10558 | 1300 | 2006-01-01 | 2050-12-31
[10 empty] | 7555 | Pensacola Florida Plant:GEN1 | Solutia Inc Pensacola | 13337 | 5000 | 1953-09-01 | 2050-12-31
[10 empty] | 7556 | Pensacola Florida Plant:GEN2 | Solutia Inc Pensacola | 13209 | 5000 | 1957-01-01 | 2050-12-31
[10 empty] | 7557 | Pensacola Florida Plant:GEN3 | Solutia Inc Pensacola | 13151 | 6000 | 1958-03-01 | 2050-12-31
[10 empty] | 7558 | Pensacola Florida Plant:GEN4 | State Street Bank & Trust Co | 12889 | 82000 | 1993-08-01 | 2050-12-31
[10 empty] | 7559 | Pensacola Florida:GEN1 | International Paper Co | 13244 | 36000 | 1981-01-01 | 2050-12-31
[10 empty] | 7560 | Pensacola Florida:GEN2 | International Paper Co | 13230 | 40000 | 1981-01-01 | 2050-12-31
[10 empty] | 7561 | Pensacola:1 | Grand River Dam Authority | 0 | 20000 | 1940-08-01 | 2050-12-31
[10 empty] | 7562 | Pensacola:2 | Grand River Dam Authority | 0 | 20000 | 1940-08-01 | 2050-12-31
[10 empty] | 7563 | Pensacola:3 | Grand River Dam Authority | 0 | 20000 | 1940-08-01 | 2050-12-31
[10 empty] | 7564 | Pensacola:4 | Grand River Dam Authority | 0 | 20000 | 1940-08-01 | 2050-12-31
[10 empty] | 7565 | Pensacola:5 | Grand River Dam Authority | 0 | 20000 | 1946-08-01 | 2050-12-31
[10 empty] | 7566 | Pensacola:6 | Grand River Dam Authority | 0 | 20000 | 1952-01-03 | 2050-12-31
[10 empty] | 7567 | Pensacola:A | Grand River Dam Authority | 0 | 500 | 1940-08-01 | 2050-12-31
[10 empty] | 7568 | Peoples:GEN1 | North American Natural Resources | 10000 | 3200 | 1995-09-01 | 2050-12-31
[10 empty] | 7569 | Peoria (IL):CC | Archer Daniels Midland Co | 7922 | 44000 | 1996-03-01 | 2050-12-31
2017 | 2017 | 2017 |  | 2021 | 2021 |  | 2017 |  |  | 7570 | Peoria (IL):GEN1 | Archer Daniels Midland Co | 12595 | 1500 | 1934-01-01 | 2050-12-31 | W
2017 | 2017 | 2017 |  | 2021 | 2021 |  | 2017 |  |  | 7571 | Peoria (IL):GEN2 | Archer Daniels Midland Co | 12595 | 1500 | 1934-01-01 | 2050-12-31 | W
2017 | 2017 | 2017 |  | 2021 | 2021 |  | 2017 |  |  | 7572 | Peoria (IL):GEN3 | Archer Daniels Midland Co | 12328 | 4000 | 1954-01-01 | 2050-12-31 | W
2017 | 2017 | 2017 |  | 2021 | 2021 |  | 2017 |  |  | 7573 | Peoria (IL):GEN4 | Archer Daniels Midland Co | 11945 | 4000 | 1985-01-01 | 2050-12-31 | W
[10 empty] | 7574 | Pepperell Paper Co Inc:All | Swift River Hydro Operations Co | 0 | 1557 | 1920-01-01 | 2050-12-31
[10 empty] | 7575 | Perdido Landfill:IC1 | Gulf Power Co | 9000 | 3200 | 2010-08-30 | 2050-12-31
[10 empty] | 7576 | Perham Incinerator:1ST | Perham MN (City of) | 10554 | 1200 | 2003-04-01 | 2050-12-31
[10 empty] | 7577 | Peribonka:HY1 3 | Hydro Quebec | 0 | 385000 | 2007-11-30 | 2050-12-31
[10 empty] | 7578 | Perry (OH):1 | FirstEnergy Nuclear Generation Corp | 10264 | 1235000 | 1987-11-01 | 2050-12-31
2017 | 2017 | 2017 |  | 2021 | 2021 |  | 2017 |  |  | 7579 | Perry K:4 | Citizens Thermal Energy | 12599 | 10000 | 1925-01-01 | 2050-12-31 | W
2017 | 2017 | 2017 |  | 2021 | 2021 |  | 2017 |  |  | 7580 | Perry K:6 | Citizens Thermal Energy | 12511 | 3000 | 1938-08-01 | 2050-12-31 | W
[10 empty] | 7581 | Perryman:GT1 | Constellation Power Source Inc | 13225 | 52000 | 1972-01-01 | 2050-12-31
[10 empty] | 7582 | Perryman:GT2 | Constellation Power Source Inc | 13225 | 51000 | 1972-04-01 | 2050-12-31
[10 empty] | 7583 | Perryman:GT3 | Constellation Power Source Inc | 12140 | 52000 | 1972-04-01 | 2050-12-31
[10 empty] | 7584 | Perryman:GT4 | Constellation Power Source Inc | 13225 | 52000 | 1972-04-01 | 2050-12-31
[10 empty] | 7585 | Perryman:GT5 | Constellation Power Source Inc | 11782 | 149000 | 1995-06-01 | 2050-12-31
[10 empty] | 7586 | Perryville Power Station:CC | Entergy Louisiana Inc | 7808 | 535000 | 2002-07-01 | 2050-12-31
[10 empty] | 7587 | Perryville Power Station:GT1 | Entergy Louisiana Inc | 11349 | 156000 | 2001-07-01 | 2050-12-31
[10 empty] | 7588 | Peru (IL):All | Peru IL (City of) | 10458 | 9600 | 2003-02-01 | 2050-12-31
[10 empty] | 7589 | Peru (IL):GT1 | Peru IL (City of) | 21180 | 8600 | 1968-01-03 | 2050-12-31
[10 empty] | 7590 | Peru (IL):All | Peru IL (City of) | 0 | 6800 | 1996-09-01 | 2050-12-31
[10 empty] | 7591 | Peru (IL):IC1 | Peru IL (City of) | 13596 | 6000 | 1973-01-03 | 2050-12-31
[10 empty] | 7592 | Peru (IL):IC2 | Peru IL (City of) | 10563 | 1800 | 2000-06-01 | 2050-12-31
[10 empty] | 7593 | Peru (IL):IC3 | Peru IL (City of) | 10563 | 1800 | 2000-06-01 | 2050-12-31
2017 | 2017 | 2017 |  | 2020 | 2021 |  | 2017 |  |  | 7594 | Peru (IN):2 | Peru Utility IN (City of) | 14084 | 20000 | 1959-02-01 | 2050-12-31 | W
2017 | 2017 | 2017 |  | 2021 | 2021 |  | 2017 |  |  | 7595 | Peru (IN):3 | Peru Utility IN (City of) | 15500 | 12000 | 1949-06-01 | 2050-12-31 | W
[10 empty] | 7596 | Peru (IN):D1 | Peru Utility IN (City of) | 10520 | 1800 | 2002-10-01 | 2050-12-31
[10 empty] | 7597 | Peshtigo:1 | Wisconsin Public Service Corp | 0 | 100 | 1920-01-03 | 2050-12-31
[10 empty] | 7598 | Peshtigo:4 | Wisconsin Public Service Corp | 0 | 200 | 1924-01-03 | 2050-12-31
[10 empty] | 7599 | Petenwell:All | Wisconsin River Power Co | 0 | 21200 | 1949-08-01 | 2050-12-31
[10 empty] | 7600 | Petenwell:GT1 | Wisconsin River Power Co | 11712 | 14000 | 2003-07-15 | 2050-12-31
[10 empty] | 7601 | Peterborough L Hydro:1 | American Hydro Power Co | 0 | 100 | 1989-02-01 | 2050-12-31
[10 empty] | 7602 | Peterborough U Hydro:1 | American Hydro Power Co | 0 | 400 | 1990-12-01 | 2050-12-31
[10 empty] | 7603 | Peterborough:All | Peterborough Utilities Inc | 0 | 4080 | 1902-01-01 | 2050-12-31
[10 empty] | 7604 | Peterson:1 | Central Vermont Public Service Corp | 0 | 5800 | 1948-02-01 | 2050-12-31
[10 empty] | 7605 | Petree Solar:PV | John Petree | 1000 | 2 | 2009-04-30 | 2050-12-31
[10 empty] | 7606 | Pfizer Groton Plant:TG 2 | Pfizer Inc | 13589 | 2500 | 1948-01-01 | 2050-12-31
[10 empty] | 7607 | Pfizer Groton Plant:TG 3 | Pfizer Inc | 13337 | 10000 | 1952-01-01 | 2050-12-31
[10 empty] | 7608 | Pfizer Groton Plant:TG 4 | Pfizer Inc | 11718 | 10000 | 1994-01-01 | 2050-12-31
[10 empty] | 7609 | Pfizer Groton Plant:TG5 | Pfizer Inc | 11459 | 7500 | 2001-08-01 | 2050-12-31
[10 empty] | 7610 | PG County Brown Station Road II:1 | Prince Georges County | 9000 | 800 | 2003-01-01 | 2050-12-31
[10 empty] | 7611 | PG County Brown Station Road II:2 | Prince Georges County | 9000 | 800 | 2003-01-01 | 2050-12-31
[10 empty] | 7612 | PG County Brown Station Road II:3 | Prince Georges County | 9000 | 800 | 2003-01-01 | 2050-12-31
[10 empty] | 7613 | PG County Brown Station Road II:4 | Prince Georges County | 9000 | 800 | 2003-01-01 | 2050-12-31
[10 empty] | 7614 | Pharmacia Corp:TG 1 | Pharmacia Corp | 13442 | 700 | 1986-09-01 | 2050-12-31
[10 empty] | 7615 | Pharmacia Corp:TG 2 | Pharmacia Corp | 13442 | 700 | 1986-09-01 | 2050-12-31
[10 empty] | 7616 | Pharmacia Corp:TG 3 | Pharmacia Corp | 13442 | 780 | 1986-09-01 | 2050-12-31
[10 empty] | 7617 | Pharmacia Corp:TG 4 | Pharmacia Corp | 13442 | 700 | 1986-09-01 | 2050-12-31
[10 empty] | 7618 | Pharmacia Corp:TG 5 | Pharmacia Corp | 13442 | 700 | 1986-09-01 | 2050-12-31
[10 empty] | 7619 | Pharmacia Corp:TG 6 | Pharmacia Corp | 13442 | 700 | 1986-09-01 | 2050-12-31
[10 empty] | 7620 | Pheasant Run Landfill Gas Rec:GE10 | Bio Energy Partners | 9000 | 800 | 2002-07-01 | 2050-12-31
[10 empty] | 7621 | Pheasant Run Landfill Gas Rec:GE11 | Bio Energy Partners | 9000 | 800 | 2002-07-01 | 2050-12-31
[10 empty] | 7622 | Pheasant Run Landfill Gas Rec:GEN1 | Bio Energy Partners | 10000 | 800 | 1992-02-01 | 2050-12-31
[10 empty] | 7623 | Pheasant Run Landfill Gas Rec:GEN2 | Bio Energy Partners | 10000 | 800 | 1992-02-01 | 2050-12-31
[10 empty] | 7624 | Pheasant Run Landfill Gas Rec:GEN3 | Bio Energy Partners | 10000 | 800 | 1996-02-01 | 2050-12-31
[10 empty] | 7625 | Pheasant Run Landfill Gas Rec:GEN4 | Bio Energy Partners | 9000 | 800 | 2000-02-01 | 2050-12-31
[10 empty] | 7626 | Pheasant Run Landfill Gas Rec:GEN5 | Bio Energy Partners | 9000 | 800 | 2000-02-01 | 2050-12-31
[10 empty] | 7627 | Pheasant Run Landfill Gas Rec:GEN6 | Bio Energy Partners | 9000 | 800 | 2000-02-01 | 2050-12-31
[10 empty] | 7628 | Pheasant Run Landfill Gas Rec:GEN7 | Bio Energy Partners | 9000 | 800 | 2000-02-01 | 2050-12-31
[10 empty] | 7629 | Pheasant Run Landfill Gas Rec:GEN8 | Bio Energy Partners | 9000 | 800 | 2002-07-01 | 2050-12-31
[10 empty] | 7630 | Pheasant Run Landfill Gas Rec:GEN9 | Bio Energy Partners | 9000 | 800 | 2002-07-01 | 2050-12-31
2016 | 2016 | 2016 |  | 2018 | 2021 |  | 2017 |  |  | 7631 | Phil Sporn:1 | Ohio Power Co | 9791 | 145000 | 1950-01-01 | 2014-12-31 | W
2016 | 2016 | 2016 |  | 2018 | 2021 |  | 2017 |  |  | 7632 | Phil Sporn:2 | Ohio Power Co | 9755 | 145000 | 1950-07-01 | 2014-12-31 | W
2016 | 2016 | 2016 |  | 2018 | 2021 |  | 2017 |  |  | 7633 | Phil Sporn:3 | Ohio Power Co | 9712 | 145000 | 1951-08-01 | 2014-12-31 | W
2016 | 2016 | 2016 |  | 2018 | 2021 |  | 2017 |  |  | 7634 | Phil Sporn:4 | Ohio Power Co | 9771 | 145000 | 1952-02-01 | 2014-12-31 | W
| 2017 |  |  | 2017 | 2020 |  | 2017 |  |  | 7635 | Phil Sporn:5 | Ohio Power Co | 9155 | 440000 | 1960-12-01 | 2011-10-01 | W
[10 empty] | 7636 | Philadelphia Refinery:GEN1 | Sunoco Refining & Supply Co | 13337 | 3900 | 1952-01-01 | 2050-12-31
[10 empty] | 7637 | Philadelphia Refinery:GEN2 | Sunoco Refining & Supply Co | 13337 | 6200 | 1952-01-01 | 2050-12-31
[10 empty] | 7638 | Philadelphia Refinery:GEN3 | Sunoco Refining & Supply Co | 13337 | 4400 | 1952-01-01 | 2050-12-31
[10 empty] | 7639 | Philadelphia Road:GT1 | Constellation Power Source Inc | 14801 | 16000 | 1970-08-01 | 2050-12-31
[10 empty] | 7640 | Philadelphia Road:GT2 | Constellation Power Source Inc | 14952 | 16000 | 1970-08-01 | 2050-12-31
[10 empty] | 7641 | Philadelphia Road:GT3 | Constellation Power Source Inc | 14512 | 16000 | 1970-09-01 | 2050-12-31
[10 empty] | 7642 | Philadelphia Road:GT4 | Constellation Power Source Inc | 14300 | 16000 | 1970-09-01 | 2050-12-31
[10 empty] | 7643 | Philadelphia:GEN1 | Fortis US Energy Corp | 0 | 3300 | 1986-10-01 | 2050-12-31
[10 empty] | 7644 | Phillips (FL):IC1 | Tampa Electric Co | 10000 | 18000 | 1983-06-01 | 2050-12-31
[10 empty] | 7645 | Phillips (FL):IC2 | Tampa Electric Co | 10000 | 18000 | 1983-06-01 | 2050-12-31
[10 empty] | 7646 | Phillips (FL):IC5 | Tampa Electric Co | 12000 | 600 | 1956-01-01 | 2050-12-31
[10 empty] | 7647 | Philpott Lake:All | USACE Wilmington District | 0 | 15600 | 1953-08-01 | 2050-12-31
[10 empty] | 7648 | Phoenix Hydro:All | Oswego Hydro Partners LP | 0 | 1200 | 1990-12-01 | 2050-12-31
[10 empty] | 7649 | Photovoltaic Units:PV | Northern States Power Co (Minnesota) | 1000 | 0 | 1995-01-01 | 2050-12-31
[10 empty] | 7650 | Pickering A GS:1 | Bruce Power LP | 10500 | 515000 | 1971-01-01 | 2050-12-31
[10 empty] | 7651 | Pickering A GS:4 | Bruce Power LP | 10500 | 515000 | 1971-01-01 | 2050-12-31
[10 empty] | 7652 | Pickering B GS:5 | Bruce Power LP | 10500 | 516000 | 1982-01-01 | 2050-12-31
[10 empty] | 7653 | Pickering B GS:6 | Bruce Power LP | 10500 | 516000 | 1982-01-01 | 2050-12-31
[10 empty] | 7654 | Pickering B GS:7 | Bruce Power LP | 10500 | 516000 | 1982-01-01 | 2050-12-31
[10 empty] | 7655 | Pickering B GS:8 | Bruce Power LP | 10500 | 516000 | 1982-01-01 | 2050-12-31
[10 empty] | 7656 | Pickwick:1 | Tennessee Valley Authority | 0 | 44300 | 1938-08-01 | 2050-12-31
[10 empty] | 7657 | Pickwick:2 | Tennessee Valley Authority | 0 | 42900 | 1938-06-01 | 2050-12-31
[10 empty] | 7658 | Pickwick:3 | Tennessee Valley Authority | 0 | 42800 | 1942-08-01 | 2050-12-31
[10 empty] | 7659 | Pickwick:4 | Tennessee Valley Authority | 0 | 43600 | 1942-06-01 | 2050-12-31
[10 empty] | 7660 | Pickwick:5 | Tennessee Valley Authority | 0 | 43700 | 1952-10-01 | 2050-12-31
[10 empty] | 7661 | Pickwick:6 | Tennessee Valley Authority | 0 | 43200 | 1952-12-01 | 2050-12-31
|  |  | 2017 |  | 2017 |  | 2017 |  |  | 7662 | Picway:5 | Columbus Southern Power Co | 11945 | 95000 | 1955-11-01 | 2014-12-31 | E
[10 empty] | 7663 | Piedmont Hydro:GEN1 | Aquenergy Systems Inc | 0 | 1000 | 1989-05-01 | 2050-12-31
[10 empty] | 7664 | Pierce Mills:1 | Central Vermont Public Service Corp | 0 | 173 | 1928-02-01 | 2050-12-31
[10 empty] | 7665 | Piercefield:All | Brookfield Renewable Power Inc | 0 | 2790 | 1957-01-01 | 2050-12-31
[10 empty] | 7666 | Pietrafesa/ Murphy Cogeneration:IC | Richard Pietrafesa & Kathy Murphy | 10815 | 1 | 2008-06-01 | 2050-12-31
[10 empty] | 7667 | Pike County Wind Farm:WT | Illinois Rural Electric Coop | 1000 | 1700 | 2005-05-06 | 2050-12-31
[10 empty] | 7668 | Pilgrim:1 | Entergy Nuclear Generation Co | 10177 | 684746 | 1972-12-01 | 2050-12-31
[10 empty] | 7669 | Pillager:All | ALLETE Inc | 0 | 1800 | 1917-01-01 | 2050-12-31
[10 empty] | 7670 | Pinchbeck:1 | Northeast Utilities | 12577 | 0 | 1987-06-01 | 2050-12-31
[10 empty] | 7671 | Pinckneyville (AMEREN):1 | AmerenUE | 10219 | 44000 | 2000-06-01 | 2050-12-31
[10 empty] | 7672 | Pinckneyville (AMEREN):2 | AmerenUE | 10065 | 44000 | 2000-06-01 | 2050-12-31
[10 empty] | 7673 | Pinckneyville (AMEREN):3 | AmerenUE | 10297 | 44000 | 2000-06-01 | 2050-12-31
[10 empty] | 7674 | Pinckneyville (AMEREN):4 | AmerenUE | 10037 | 44000 | 2000-06-01 | 2050-12-31
[10 empty] | 7675 | Pinckneyville (AMEREN):5 | AmerenUE | 11107 | 35000 | 2001-06-01 | 2050-12-31
[10 empty] | 7676 | Pinckneyville (AMEREN):6 | AmerenUE | 10391 | 35000 | 2001-06-01 | 2050-12-31
[10 empty] | 7677 | Pinckneyville (AMEREN):7 | AmerenUE | 11367 | 35000 | 2001-06-01 | 2050-12-31
[10 empty] | 7678 | Pinckneyville (AMEREN):8 | AmerenUE | 10763 | 35000 | 2001-07-01 | 2050-12-31
[10 empty] | 7679 | Pinconning LFG:IC1 | Granger Electric of Pinconning LLC | 9000 | 1500 | 2009-07-09 | 2050-12-31
[10 empty] | 7680 | Pinconning LFG:IC2 | Granger Electric of Pinconning LLC | 9000 | 1500 | 2009-07-09 | 2050-12-31
[10 empty] | 7681 | Pine Bend:CC | Gas Recovery Systems Inc | 7800 | 13600 | 1996-04-01 | 2050-12-31
[10 empty] | 7682 | Pine Bluff Energy Center:CC1 | Pine Bluff Energy LLC | 6895 | 192000 | 2001-09-24 | 2050-12-31
[10 empty] | 7683 | Pine Falls:All | Manitoba Hydro Electric | 0 | 53770 | 1952-10-01 | 2050-12-31
[10 empty] | 7684 | Pine Falls:5 | Manitoba Hydro Electric | 0 | 15910 | 1951-11-01 | 2050-12-31
[10 empty] | 7685 | Pine Falls:6 | Manitoba Hydro Electric | 0 | 15760 | 1951-11-01 | 2050-12-31
[10 empty] | 7686 | Pine Grove Dam:HY | Chester Water Authority | 0 | 500 | 1982-03-26 | 2050-12-31
[10 empty] | 7687 | Pine Grove Landfill:IC1 | INGENCO | 9000 | 300 | 2008-02-01 | 2050-12-31
[10 empty] | 7688 | Pine Grove Landfill:IC10 | INGENCO | 9000 | 300 | 2008-02-01 | 2050-12-31
[10 empty] | 7689 | Pine Grove Landfill:IC11 | INGENCO | 9000 | 300 | 2008-02-01 | 2050-12-31
[10 empty] | 7690 | Pine Grove Landfill:IC12 | INGENCO | 9000 | 300 | 2008-02-01 | 2050-12-31
[10 empty] | 7691 | Pine Grove Landfill:IC13 | INGENCO | 9000 | 300 | 2008-02-01 | 2050-12-31
[10 empty] | 7692 | Pine Grove Landfill:IC14 | INGENCO | 9000 | 300 | 2008-02-01 | 2050-12-31
[10 empty] | 7693 | Pine Grove Landfill:IC15 | INGENCO | 9000 | 300 | 2008-02-01 | 2050-12-31
[10 empty] | 7694 | Pine Grove Landfill:IC16 | INGENCO | 9000 | 300 | 2008-02-01 | 2050-12-31
[10 empty] | 7695 | Pine Grove Landfill:IC17 | INGENCO | 9000 | 300 | 2008-02-01 | 2050-12-31
[10 empty] | 7696 | Pine Grove Landfill:IC18 | INGENCO | 9000 | 300 | 2008-02-01 | 2050-12-31
[10 empty] | 7697 | Pine Grove Landfill:IC2 | INGENCO | 9000 | 300 | 2008-02-01 | 2050-12-31
[10 empty] | 7698 | Pine Grove Landfill:IC3 | INGENCO | 9000 | 300 | 2008-02-01 | 2050-12-31
[10 empty] | 7699 | Pine Grove Landfill:IC4 | INGENCO | 9000 | 300 | 2008-02-01 | 2050-12-31
[10 empty] | 7700 | Pine Grove Landfill:IC5 | INGENCO | 9000 | 300 | 2008-02-01 | 2050-12-31
[10 empty] | 7701 | Pine Grove Landfill:IC6 | INGENCO | 9000 | 300 | 2008-02-01 | 2050-12-31
[10 empty] | 7702 | Pine Grove Landfill:IC7 | INGENCO | 9000 | 300 | 2008-02-01 | 2050-12-31
[10 empty] | 7703 | Pine Grove Landfill:IC8 | INGENCO | 9000 | 300 | 2008-02-01 | 2050-12-31
[10 empty] | 7704 | Pine Grove Landfill:IC9 | INGENCO | 9000 | 300 | 2008-02-01 | 2050-12-31
[10 empty] | 7705 | Pine Hill Op:NO1 | International Paper Co | 14816 | 40000 | 1968-08-01 | 2050-12-31
[10 empty] | 7706 | Pine Hill Op:NO2 | International Paper Co | 13037 | 30600 | 1982-11-01 | 2050-12-31
[10 empty] | 7707 | Pine Portage GS:12 | Ontario Power Generation Inc | 0 | 72000 | 1950-01-01 | 2050-12-31
[10 empty] | 7708 | Pine Portage GS:34 | Ontario Power Generation Inc | 0 | 70000 | 1950-01-01 | 2050-12-31
[10 empty] | 7709 | Pine River:All | Wisconsin Electric Power Co | 0 | 3800 | 1922-07-01 | 2050-12-31
[10 empty] | 7710 | Pine Street (MI):1 | Sebewaing Light & Water Dept | 10200 | 1000 | 1969-06-01 | 2050-12-31
[10 empty] | 7711 | Pine Street (MI):2 | Sebewaing Light & Water Dept | 10200 | 1000 | 1969-06-01 | 2050-12-31
[10 empty] | 7712 | Pine Street (MI):3 | Sebewaing Light & Water Dept | 10200 | 1000 | 1988-01-01 | 2050-12-31
[10 empty] | 7713 | Pine Street (MI):4 | Sebewaing Light & Water Dept | 10200 | 1000 | 1988-01-01 | 2050-12-31
[10 empty] | 7714 | Pine Street (MI):5 | Sebewaing Light & Water Dept | 10702 | 1200 | 1996-05-01 | 2050-12-31
[10 empty] | 7715 | Pine Street (MI):6 | Sebewaing Light & Water Dept | 10702 | 1200 | 1996-05-01 | 2050-12-31
[10 empty] | 7716 | Pine Tree Acres Landfill:GEN1 | Sumpter Energy Associates | 10000 | 800 | 1998-06-01 | 2050-12-31
[10 empty] | 7717 | Pine Tree Acres Landfill:GEN2 | Sumpter Energy Associates | 10000 | 800 | 1998-06-01 | 2050-12-31
[10 empty] | 7718 | Pine Tree Acres Landfill:GEN3 | Sumpter Energy Associates | 10000 | 800 | 1998-06-01 | 2050-12-31
[10 empty] | 7719 | Pine Tree Acres Landfill:GEN4 | Sumpter Energy Associates | 10000 | 800 | 1998-06-01 | 2050-12-31
[10 empty] | 7720 | Pine Tree Acres Landfill:GEN5 | Sumpter Energy Associates | 10000 | 800 | 1998-06-01 | 2050-12-31
[10 empty] | 7721 | Pine Tree Acres Landfill:GEN6 | Sumpter Energy Associates | 9000 | 800 | 2003-12-01 | 2050-12-31
[10 empty] | 7722 | Pine Tree Acres Landfill:GEN7 | Sumpter Energy Associates | 9000 | 800 | 2003-12-01 | 2050-12-31
[10 empty] | 7723 | Pine Tree Landfill:IC1 | Casella Waste Systems Inc | 9000 | 947 | 2008-02-01 | 2050-12-31
[10 empty] | 7724 | Pine Tree Landfill:IC2 | Casella Waste Systems Inc | 9000 | 947 | 2008-02-01 | 2050-12-31
[10 empty] | 7725 | Pine Tree Landfill:IC3 | Casella Waste Systems Inc | 9000 | 947 | 2008-02-11 | 2050-12-31
[10 empty] | 7726 | Pinelawn Babylon:CC | Pinelawn Power LLC | 7481 | 76900 | 2005-10-01 | 2050-12-31
[10 empty] | 7727 | Pinellas County Resource Recov:GEN1 | Pinellas County Utilities | 12950 | 41100 | 1983-01-01 | 2050-12-31
[10 empty] | 7728 | Pinellas County Resource Recov:GEN2 | Pinellas County Utilities | 12629 | 17000 | 1986-04-01 | 2050-12-31
[10 empty] | 7729 | Pinetree Power Fitchburg Inc:NO 1 | Pinetree Power Fitchburg Inc | 11856 | 16620 | 1992-08-01 | 2050-12-31
[10 empty] | 7730 | Pinetree Power Inc:GEN1 | Pinetree Power Inc | 12575 | 15672 | 1986-12-01 | 2050-12-31
[10 empty] | 7731 | Pineville Delivery 1:1 | North Carolina Municipal Power Agency No 1 | 10448 | 1800 | 2006-09-01 | 2050-12-31
|  |  | 2017 |  | 2017 |  | 2017 |  |  | 7732 | Piney Creek:GEN1 | Colmac Clarion Inc | 12500 | 32500 | 1992-11-01 | 2050-12-31 | E
[10 empty] | 7733 | Piney:All | Brookfield Renewable Power Inc | 0 | 27000 | 1924-06-01 | 2050-12-31
[10 empty] | 7734 | Pinnacles (VA):4 | Danville Power & Light Dept | 0 | 750 | 2000-11-01 | 2050-12-31
[10 empty] | 7735 | Pioneer Crossing Landfill:IC1 | Access Energy | 9540 | 1600 | 2008-10-06 | 2050-12-31
[10 empty] | 7736 | Pioneer Crossing Landfill:IC2 | Access Energy | 9540 | 1600 | 2008-10-06 | 2050-12-31
[10 empty] | 7737 | Pioneer Crossing Landfill:IC3 | Access Energy | 9540 | 1600 | 2008-10-06 | 2050-12-31
[10 empty] | 7738 | Pioneer Crossing Landfill:IC4 | Access Energy | 9540 | 1600 | 2008-10-06 | 2050-12-31
[10 empty] | 7739 | Pioneer Prairie Wind Farm:WT1 120 | Pioneer Prairie Wind Farm I LLC | 1000 | 198000 | 2008-12-01 | 2050-12-31
[10 empty] | 7740 | Pioneer Prairie Wind Farm:WT121 182 | Horizon Wind Energy | 1000 | 102500 | 2009-01-31 | 2050-12-31
[10 empty] | 7741 | Pioneer Valley Resource:DLV1 | Covanta Springfield LLC | 12426 | 7500 | 1988-05-01 | 2050-12-31
[10 empty] | 7742 | Piqua:11 | Piqua Municipal Power System | 13493 | 16500 | 1989-12-01 | 2050-12-31
[10 empty] | 7743 | Piqua:8 | Piqua Municipal Power System | 18109 | 20000 | 1972-01-01 | 2050-12-31
|  |  | 2015 |  | 2015 |  | 2017 |  |  | 7744 | Pirkey:1 | Southwestern Electric Power Co | 9962 | 675000 | 1985-01-01 | 2050-12-31 | E
[10 empty] | 7745 | Pisgah:1 | Otter Tail Power Co | 0 | 700 | 1918-09-01 | 2050-12-31
[10 empty] | 7746 | Pittsfield (IL):All | Prairie Power Inc | 11500 | 7800 | 1948-01-03 | 2050-12-31
[10 empty] | 7747 | Pittsfield Generating Co LP:CC | Pittsfield Generating Co LP | 8923 | 141000 | 1990-07-01 | 2050-12-31
[10 empty] | 7748 | Pittsfield:All | Ridgewood Maine Hydro Partnership LP | 0 | 1620 | 1986-07-01 | 2050-12-31
[10 empty] | 7749 | Pittsford:All | Central Vermont Public Service Corp | 0 | 3200 | 1914-02-01 | 2050-12-31
[10 empty] | 7750 | Pittsylvania Power Station:GEN1 | Virginia Electric & Power Co | 11556 | 41500 | 1994-03-01 | 2050-12-31
[10 empty] | 7751 | Pittsylvania Power Station:GEN2 | Virginia Electric & Power Co | 11556 | 41500 | 1994-03-01 | 2050-12-31
[10 empty] | 7752 | Placid 12:1 | Detroit Edison Co (The) | 10600 | 2750 | 1970-11-01 | 2050-12-31
[10 empty] | 7753 | Placid 12:2 | Detroit Edison Co (The) | 10600 | 2750 | 1970-12-01 | 2050-12-31
[10 empty] | 7754 | Placid 12:3 | Detroit Edison Co (The) | 10600 | 2750 | 1970-11-01 | 2050-12-31
[10 empty] | 7755 | Placid 12:4 | Detroit Edison Co (The) | 10600 | 2750 | 1970-11-01 | 2050-12-31
[10 empty] | 7756 | Placid 12:5 | Detroit Edison Co (The) | 10600 | 2750 | 1970-11-01 | 2050-12-31
[10 empty] | 7757 | Plainfield Solar:PV | SunE WGJN1 LLC | 1000 | 53 | 2007-02-04 | 2050-12-31
[10 empty] | 7758 | Plainview Municipal Power:All | Plainview NE (City of) | 11702 | 5000 | 1949-01-03 | 2050-12-31
[10 empty] | 7759 | Planned Parenthood Solar (NC):PV | Planned Parenthood of Central North Carolina Inc | 1000 | 2 | 2009-03-01 | 2050-12-31
[10 empty] | 7760 | Plant 31 Paper Mill:GEN2 | Riverwood International Corp | 14314 | 6000 | 1928-01-01 | 2050-12-31
[10 empty] | 7761 | Plant 31 Paper Mill:GEN3 | Riverwood International Corp | 14237 | 6000 | 1930-01-01 | 2050-12-31
[10 empty] | 7762 | Plant 31 Paper Mill:GEN4 | Riverwood International Corp | 13543 | 6000 | 1948-01-01 | 2050-12-31
[10 empty] | 7763 | Plant 31 Paper Mill:GEN5 | Riverwood International Corp | 12679 | 25000 | 1964-01-01 | 2050-12-31
[10 empty] | 7764 | Plant 31 Paper Mill:GEN6 | Riverwood International Corp | 12243 | 20000 | 1977-01-01 | 2050-12-31
[10 empty] | 7765 | Plant C Caustic:TE | PPG Industries Inc | 11000 | 2700 | 1986-10-01 | 2050-12-31
|  |  | 2017 |  | 2017 |  | 2017 |  |  | 7766 | Plant Crisp:1 | Crisp County Power Commission | 15000 | 10000 | 1957-01-01 | 2050-12-31 | E
[10 empty] | 7767 | Plant Crisp:GT1 | Crisp County Power Commission | 21000 | 4000 | 1957-01-01 | 2050-12-31
[10 empty] | 7768 | Plant No 1 (KS):1 | Augusta KS (City of) | 10000 | 1100 | 1954-07-01 | 2050-12-31
[10 empty] | 7769 | Plant No 1 (KS):2 | Augusta KS (City of) | 10000 | 300 | 1929-08-01 | 2050-12-31
[10 empty] | 7770 | Plant No 1 (KS):3 | Augusta KS (City of) | 10000 | 1000 | 1949-12-01 | 2050-12-31
[10 empty] | 7771 | Plant No 1 (KS):4 | Augusta KS (City of) | 10000 | 700 | 1939-01-03 | 2050-12-31
[10 empty] | 7772 | Plant No 1 (KS):5 | Augusta KS (City of) | 10000 | 2200 | 1956-06-01 | 2050-12-31
[10 empty] | 7773 | Plant No 1 (KS):6 | Augusta KS (City of) | 10000 | 2200 | 1956-07-01 | 2050-12-31
[10 empty] | 7774 | Plant No 1 (KS):7 | Augusta KS (City of) | 10000 | 2000 | 1964-04-01 | 2050-12-31
[10 empty] | 7775 | Plant No 1 (NY):1 | Freeport Inc (Village of) | 13087 | 1500 | 1941-01-03 | 2050-12-31
[10 empty] | 7776 | Plant No 1 (NY):2 | Freeport Inc (Village of) | 12593 | 2200 | 1949-01-03 | 2050-12-31
[10 empty] | 7777 | Plant No 1 (NY):3 | Freeport Inc (Village of) | 11261 | 2000 | 1954-01-03 | 2050-12-31
[10 empty] | 7778 | Plant No 1 (NY):4 | Freeport Inc (Village of) | 10692 | 4500 | 1964-10-01 | 2050-12-31
[10 empty] | 7779 | Plant No 2 (KS):1 | Augusta KS (City of) | 10000 | 4000 | 1968-10-01 | 2050-12-31
[10 empty] | 7780 | Plant No 2 (KS):2 | Augusta KS (City of) | 10000 | 4000 | 1968-07-01 | 2050-12-31
[10 empty] | 7781 | Plant No 2 (KS):3 | Augusta KS (City of) | 10000 | 6000 | 1981-07-01 | 2050-12-31
[10 empty] | 7782 | Plant No 2 (KS):4 | Augusta KS (City of) | 9111 | 6600 | 2005-03-01 | 2050-12-31
[10 empty] | 7783 | Plant No 2 (NY):3 | Freeport Inc (Village of) | 14226 | 18500 | 1973-05-01 | 2050-12-31
[10 empty] | 7784 | Plant No 2 (NY):CT5 | Freeport Inc (Village of) | 10053 | 46500 | 2004-04-01 | 2050-12-31
[10 empty] | 7785 | Plant X (TX):1 | Southwestern Public Service Co | 11185 | 48000 | 1952-01-01 | 2050-12-31
[10 empty] | 7786 | Plant X (TX):2 | Southwestern Public Service Co | 11185 | 102000 | 1953-01-01 | 2050-12-31
[10 empty] | 7787 | Plant X (TX):3 | Southwestern Public Service Co | 10898 | 103000 | 1955-01-01 | 2050-12-31
[10 empty] | 7788 | Plant X (TX):4 | Southwestern Public Service Co | 10025 | 189000 | 1964-01-01 | 2050-12-31
[10 empty] | 7789 | Plaquemine Cogeneration Plant:CC1 | Dow Chemical Co | 6895 | 793000 | 2004-01-01 | 2050-12-31
[10 empty] | 7790 | Plaquemine:1 | Plaquemine LA (City of) | 13500 | 18800 | 1971-12-01 | 2050-12-31
[10 empty] | 7791 | Plaquemine:2 | Plaquemine LA (City of) | 13250 | 22500 | 1976-01-03 | 2050-12-31
[10 empty] | 7792 | Plasco Trail Road:5ST | Plasco Trail Road Inc | 9963 | 4000 | 2007-12-03 | 2050-12-31
[10 empty] | 7793 | Plaster Rock:ST1 | Fraser Paper Co | 9723 | 5000 | 2009-10-17 | 2050-12-31
2016 | 2016 | 2016 |  | 2019 | 2021 |  | 2017 |  |  | 7794 | Platte:1 | Grand Island Utilities | 11853 | 100000 | 1982-12-01 | 2050-12-31 | W
[10 empty] | 7795 | Pleasant Hill:1 | MidAmerican Energy Co | 10780 | 38000 | 1990-06-01 | 2050-12-31
[10 empty] | 7796 | Pleasant Hill:2 | MidAmerican Energy Co | 10780 | 38000 | 1990-06-01 | 2050-12-31
[10 empty] | 7797 | Pleasant Hill:3 | MidAmerican Energy Co | 11891 | 83500 | 1994-06-01 | 2050-12-31
| 2016 |  |  | 2016 | 2018 |  | 2017 |  |  | 7798 | Pleasant Prairie:1 | Wisconsin Electric Power Co | 10806 | 604000 | 1980-06-01 | 2050-12-31 | W
| 2016 |  |  | 2016 | 2018 |  | 2017 |  |  | 7799 | Pleasant Prairie:2 | Wisconsin Electric Power Co | 10773 | 612000 | 1985-07-01 | 2050-12-31 | W
[10 empty] | 7800 | Pleasant Prairie:3 | Wisconsin Electric Power Co | 11500 | 2000 | 1985-07-01 | 2050-12-31
2017 | 2017 | 2017 |  | 2021 | 2021 |  | 2017 |  |  | 7801 | Pleasant Prairie:4 | Wisconsin Electric Power Co | 10000 | 1700 | 2008-02-28 | 2050-12-31 | W
[10 empty] | 7802 | Pleasant Valley (MN):11 | Great River Energy | 10507 | 151200 | 2001-05-01 | 2050-12-31
[10 empty] | 7803 | Pleasant Valley (MN):12 | Great River Energy | 10537 | 148600 | 2001-05-01 | 2050-12-31
[10 empty] | 7804 | Pleasant Valley (MN):13 | Great River Energy | 12428 | 120600 | 2002-06-01 | 2050-12-31
[10 empty] | 7805 | Pleasant Valley:D 4 | Harrisonburg VA (City of) | 10466 | 2000 | 2002-09-01 | 2050-12-31
[10 empty] | 7806 | Pleasant Valley:D 6 | Harrisonburg VA (City of) | 10393 | 2000 | 2006-09-01 | 2050-12-31
[10 empty] | 7807 | Pleasant Valley:PV 1 | Harrisonburg VA (City of) | 12503 | 9000 | 1997-04-01 | 2050-12-31
[10 empty] | 7808 | Pleasants Energy LLC:1 | Pleasants Energy LLC (IP plc) | 10910 | 146000 | 2002-05-01 | 2050-12-31
[10 empty] | 7809 | Pleasants Energy LLC:2 | Pleasants Energy LLC (IP plc) | 10910 | 146200 | 2002-05-01 | 2050-12-31
|  |  | 2016 |  | 2016 |  | 2017 | 2013 | 0.92867 | 7810 | Pleasants:1 | Allegheny Energy Supply Co LLC | 9813 | 639000 | 1979-04-01 | 2050-12-31 | E
|  |  | 2016 |  | 2016 |  | 2017 | 2013 | 0.92867 | 7811 | Pleasants:2 | Allegheny Energy Supply Co LLC | 9054 | 639000 | 1980-12-01 | 2050-12-31 | E
| 2016 |  |  | 2016 | 2018 |  | 2017 |  |  | 7812 | Plum Point Energy:ST1 | Plum Point Energy Associates LLC | 9500 | 665000 | 2010-08-20 | 2050-12-31 | W
[10 empty] | 7813 | Plymouth (NC):TG10 | Weyerhaeuser Co | 13452 | 74000 | 1978-06-01 | 2050-12-31
2017 | 2017 | 2017 |  | 2021 | 2021 |  | 2017 |  |  | 7814 | Plymouth (NC):TG7 | Weyerhaeuser Co | 12317 | 7500 | 1952-09-01 | 2050-12-31 | W
2017 | 2017 | 2017 |  | 2020 | 2021 |  | 2017 |  |  | 7815 | Plymouth (NC):TG8 | Weyerhaeuser Co | 12033 | 23800 | 1964-06-01 | 2050-12-31 | W
[10 empty] | 7816 | Plymouth (NC):TG9 | Weyerhaeuser Co | 13784 | 40800 | 1976-09-01 | 2050-12-31
[10 empty] | 7817 | Plymouth Facility:TGI | Covanta Plymouth Renewable Energy LP | 11887 | 28000 | 1991-12-01 | 2050-12-31
[10 empty] | 7818 | Plymouth State College Cogeneration:A | Plymouth State LP | 10844 | 1200 | 1994-04-01 | 2050-12-31
[10 empty] | 7819 | Plymouth State College Cogeneration:B | Plymouth State LP | 10616 | 1429 | 2000-08-01 | 2050-12-31
[10 empty] | 7820 | Pocahontas Generation:EAST | Pocahontas City (IA) | 10394 | 1900 | 2006-06-01 | 2050-12-31
[10 empty] | 7821 | Pocahontas Generation:WEST | Pocahontas City (IA) | 10394 | 1700 | 2006-06-01 | 2050-12-31
[10 empty] | 7822 | Pocono Solar Project:PV1 | Pocono Intl Raceway Inc | 1000 | 3000 | 2010-08-01 | 2050-12-31
[10 empty] | 7823 | Point A:All | PowerSouth Energy Coop | 0 | 5400 | 1925-01-01 | 2050-12-31
[10 empty] | 7824 | Point Beach:1 | NextEra Energy Point Beach LLC | 10400 | 512000 | 1970-12-01 | 2050-12-31
[10 empty] | 7825 | Point Beach:2 | NextEra Energy Point Beach LLC | 9000 | 514000 | 1972-10-01 | 2050-12-31
[10 empty] | 7826 | Point Beach:5 | NextEra Energy Point Beach LLC | 19300 | 15000 | 1969-06-01 | 2050-12-31
[10 empty] | 7827 | Point Lepreau Diesel:1 | Énergie NB Power | 9992 | 5000 | 1983-01-01 | 2050-12-31
[10 empty] | 7828 | Point Tupper Wind Farm:WT1 | Renewable Energy Services Ltd | 1000 | 800 | 2006-04-01 | 2050-12-31
[10 empty] | 7829 | Point Tupper Wind Farm:WT2 12 | Renewable Energy Services Ltd | 1000 | 22000 | 2010-09-30 | 2050-12-31
[10 empty] | 7830 | Pointe du Bois:All | Manitoba Hydro Electric | 0 | 75860 | 2000-10-01 | 2050-12-31
[10 empty] | 7831 | Polk County Wind Farm (MMPA):WT | Minnesota Municipal Power Agency | 1000 | 160 | 2010-02-28 | 2050-12-31
2015 | 2015 | 2015 |  | 2017 | 2020 |  | 2017 |  |  | 7832 | Polk Station:1 | Tampa Electric Co | 9350 | 235000 | 1996-09-01 | 2050-12-31 | W
[10 empty] | 7833 | Polk Station:2 | Tampa Electric Co | 11046 | 151000 | 2000-07-01 | 2050-12-31
[10 empty] | 7834 | Polk Station:3 | Tampa Electric Co | 10962 | 151000 | 2002-05-01 | 2050-12-31
[10 empty] | 7835 | Polk Station:GT4 | Tampa Electric Co | 11062 | 151000 | 2007-03-26 | 2050-12-31
[10 empty] | 7836 | Polk Station:GT5 | Tampa Electric Co | 10909 | 151000 | 2007-04-09 | 2050-12-31
[10 empty] | 7837 | Pomeroy Wind Farm:WT 133 171 | Pomeroy Wind Farm LLC | 1000 | 58500 | 2008-12-31 | 2050-12-31
[10 empty] | 7838 | Pomeroy Wind Farm:WT 83 132 | Pomeroy Wind Farm LLC | 1000 | 75000 | 2008-05-07 | 2050-12-31
[10 empty] | 7839 | Pomeroy Wind Farm:WT1 82 | Pomeroy Wind Farm LLC | 1000 | 123000 | 2008-01-17 | 2050-12-31
[10 empty] | 7840 | Ponca City Refinery:G2 | Conoco Inc | 13582 | 3000 | 1947-09-01 | 2050-12-31
[10 empty] | 7841 | Ponca City:CC | Oklahoma Municipal Power Authority | 8229 | 62900 | 1995-06-01 | 2050-12-31
[10 empty] | 7842 | Ponca City:GT4 | Oklahoma Municipal Power Authority | 9873 | 43900 | 2003-06-07 | 2050-12-31
[10 empty] | 7843 | Ponca Diesel:10 | Ponca City OK (City of) | 12000 | 2100 | 1964-02-01 | 2050-12-31
[10 empty] | 7844 | Ponca Diesel:4 | Ponca City OK (City of) | 11400 | 1600 | 1949-05-01 | 2050-12-31
[10 empty] | 7845 | Ponca Diesel:7 | Ponca City OK (City of) | 11400 | 2000 | 1952-06-01 | 2050-12-31
[10 empty] | 7846 | Ponca Diesel:9 | Ponca City OK (City of) | 11400 | 5100 | 1956-03-01 | 2050-12-31
[10 empty] | 7847 | Ponca:2 | Ponca City OK (City of) | 12893 | 34000 | 1977-10-01 | 2050-12-31
[10 empty] | 7848 | Pond Road Solar:PV | Falk Enterprises | 1000 | 1 | 2008-09-01 | 2050-12-31
[10 empty] | 7849 | Ponte Vedra Beach Solar:PV1 | Solar Energy Initiatives Inc | 1000 | 500 | 2010-07-31 | 2050-12-31
[10 empty] | 7850 | Ponte Vedra Beach Solar:PV2 | Solar Energy Initiatives Inc | 1000 | 500 | 2011-01-01 | 2050-12-31
[10 empty] | 7851 | Pontiac Energy QF:1 | New England Power Co | 10000 | 200 | 1998-01-01 | 2050-12-31
[10 empty] | 7852 | Pontook Hydro:All | Pontook Operating LP | 0 | 10500 | 1986-12-01 | 2050-12-31
[10 empty] | 7853 | Poplar Bluff Generating:1 | Poplar Bluff Light & Water | 9714 | 7200 | 1976-05-01 | 2050-12-31
[10 empty] | 7854 | Poplar Bluff Generating:2 | Poplar Bluff Light & Water | 9600 | 7200 | 1976-05-01 | 2050-12-31
[10 empty] | 7855 | Poplar Bluff Generating:3 | Poplar Bluff Light & Water | 9162 | 6600 | 2002-06-01 | 2050-12-31
[10 empty] | 7856 | Poplar Bluff Generating:4 | Poplar Bluff Light & Water | 9160 | 6600 | 2002-07-01 | 2050-12-31
[10 empty] | 7857 | Poplar Bluff Generating:5 | Poplar Bluff Light & Water | 9162 | 6600 | 2002-06-01 | 2050-12-31
2015 | 2015 | 2015 |  | 2017 | 2020 |  | 2017 |  |  | 7858 | Poplar River:1 | Saskatchewan Power Corp | 9556 | 281000 | 1983-06-01 | 2050-12-31 | W
2015 | 2015 | 2015 |  | 2017 | 2020 |  | 2017 |  |  | 7859 | Poplar River:2 | Saskatchewan Power Corp | 9528 | 281000 | 1981-01-01 | 2050-12-31 | W
[10 empty] | 7860 | Port Allen La:GEN1 | Placid Refining Co LLC | 12883 | 3800 | 1990-05-01 | 2050-12-31
[10 empty] | 7861 | Port Allen La:GEN2 | Placid Refining Co LLC | 12883 | 3800 | 1990-05-01 | 2050-12-31
[10 empty] | 7862 | Port Arthur (AIR):CC1 | Air Products & Chemicals Inc | 7804 | 40600 | 2000-11-01 | 2050-12-31
[10 empty] | 7863 | Port Arthur (AIR):CC2 | Air Products & Chemicals Inc | 8000 | 92900 | 2006-12-21 | 2050-12-31
[10 empty] | 7864 | Port Arthur Refinery (MOTIVA):CC | Motiva Enterprises LLC | 8072 | 80950 | 1984-05-01 | 2050-12-31
[10 empty] | 7865 | Port Arthur Refinery (MOTIVA):GN36 | Motiva Enterprises LLC | 9300 | 36100 | 2012-03-31 | 2050-12-31
[10 empty] | 7866 | Port Arthur Refinery (MOTIVA):GN37 | Motiva Enterprises LLC | 9300 | 36100 | 2012-03-31 | 2050-12-31
[10 empty] | 7867 | Port Arthur Refinery (MOTIVA):GN38 | Motiva Enterprises LLC | 9300 | 36100 | 2012-03-31 | 2050-12-31
[10 empty] | 7868 | Port Arthur Refinery (MOTIVA):GN39 | Motiva Enterprises LLC | 9300 | 36100 | 2012-03-31 | 2050-12-31
[10 empty] | 7869 | Port Arthur Refinery (PREMCOR):CC | Premcor Refining Group Inc | 8581 | 44000 | 1975-06-01 | 2050-12-31
[10 empty] | 7870 | Port Arthur Texas Refinery:GEN1 | Atofina Petrolchemicals Inc | 13378 | 28700 | 1988-08-01 | 2050-12-31
[10 empty] | 7871 | Port Arthur:UN1 | BASF Corp | 9500 | 35000 | 2001-07-01 | 2050-12-31
[10 empty] | 7872 | Port Arthur:UN2 | BASF Corp | 9500 | 35000 | 2001-07-01 | 2050-12-31
[10 empty] | 7873 | Port Colborne Biomass:IC | StormFisher Biogas | 9000 | 2500 | 2009-12-31 | 2050-12-31
[10 empty] | 7874 | Port Colborne:GEN1 | Casco Inc | 14237 | 9800 | 1982-01-01 | 2050-12-31
[10 empty] | 7875 | Port Everglades:10 | Florida Power & Light Co | 17121 | 35000 | 1971-08-01 | 2050-12-31
[10 empty] | 7876 | Port Everglades:11 | Florida Power & Light Co | 17121 | 35000 | 1971-08-01 | 2050-12-31
[10 empty] | 7877 | Port Everglades:12 | Florida Power & Light Co | 17121 | 35000 | 1971-08-01 | 2050-12-31
[10 empty] | 7878 | Port Everglades:6 | Florida Power & Light Co | 17121 | 35000 | 1971-08-01 | 2050-12-31
[10 empty] | 7879 | Port Everglades:7 | Florida Power & Light Co | 17121 | 35000 | 1971-08-01 | 2050-12-31
[10 empty] | 7880 | Port Everglades:8 | Florida Power & Light Co | 17121 | 35000 | 1971-08-01 | 2050-12-31
[10 empty] | 7881 | Port Everglades:9 | Florida Power & Light Co | 17121 | 35000 | 1971-08-01 | 2050-12-31
[10 empty] | 7882 | Port Everglades:GT1 | Florida Power & Light Co | 17121 | 35000 | 1971-08-01 | 2050-12-31
[10 empty] | 7883 | Port Everglades:GT2 | Florida Power & Light Co | 17121 | 35000 | 1971-08-01 | 2050-12-31
[10 empty] | 7884 | Port Everglades:GT3 | Florida Power & Light Co | 17121 | 35000 | 1971-08-01 | 2050-12-31
[10 empty] | 7885 | Port Everglades:GT4 | Florida Power & Light Co | 17121 | 35000 | 1971-08-01 | 2050-12-31
[10 empty] | 7886 | Port Everglades:GT5 | Florida Power & Light Co | 17121 | 35000 | 1971-08-01 | 2050-12-31
[10 empty] | 7887 | Port Everglades:ST1 | Florida Power & Light Co | 10138 | 220000 | 1960-06-01 | 2050-12-31
[10 empty] | 7888 | Port Everglades:ST2 | Florida Power & Light Co | 10264 | 220000 | 1961-04-01 | 2050-12-31
[10 empty] | 7889 | Port Everglades:ST3 | Florida Power & Light Co | 10202 | 387000 | 1964-07-01 | 2050-12-31
[10 empty] | 7890 | Port Everglades:ST4 | Florida Power & Light Co | 10047 | 392000 | 1965-04-01 | 2050-12-31
|  |  | 2017 |  | 2017 |  | 2017 |  |  | 7891 | Port Hudson:AB1 | Georgia Pacific Corp | 11223 | 60000 | 2007-06-14 | 2050-12-31 | E
[10 empty] | 7892 | Port Hudson:ST1 | Georgia Pacific Corp | 11259 | 67700 | 1986-06-01 | 2050-12-31
[10 empty] | 7893 | Port Jefferson:3 | National Grid Generation LLC | 9908 | 189500 | 1958-11-01 | 2050-12-31
[10 empty] | 7894 | Port Jefferson:4 | National Grid Generation LLC | 9835 | 195700 | 1960-11-01 | 2050-12-31
[10 empty] | 7895 | Port Jefferson:GT1 | National Grid Generation LLC | 16542 | 13900 | 1966-12-01 | 2050-12-31
[10 empty] | 7896 | Port Jefferson:GT2 | National Grid Generation LLC | 10085 | 38100 | 2002-07-01 | 2050-12-31
[10 empty] | 7897 | Port Jefferson:GT3 | National Grid Generation LLC | 9951 | 36800 | 2002-07-01 | 2050-12-31
[10 empty] | 7898 | Port Leyden Hydro:All | Enel North America Inc | 0 | 960 | 1984-11-01 | 2050-12-31
[10 empty] | 7899 | Port Neches Plant:G1 | Air Liquide Large Industries US LP | 12505 | 32000 | 1994-02-01 | 2050-12-31
[10 empty] | 7900 | Port No 148:1 | Otter Tail Power Co | 11328 | 400 | 1980-01-01 | 2050-12-31
[10 empty] | 7901 | Port Washington:CC1 | Wisconsin Electric Power Co | 7178 | 575000 | 2005-07-19 | 2050-12-31
[10 empty] | 7902 | Port Washington:CC2 | Wisconsin Electric Power Co | 7283 | 575000 | 2008-05-23 | 2050-12-31
[10 empty] | 7903 | Port Wentworth:GEN4 | Weyerhaeuser Co | 11874 | 43200 | 1991-08-01 | 2050-12-31
[10 empty] | 7904 | Port Wentworth:GEN5 | Weyerhaeuser Co | 10383 | 22000 | 2004-01-01 | 2050-12-31
[10 empty] | 7905 | Portable Power Modules:11-15 | MidAmerican Energy Co | 10515 | 10000 | 2000-01-01 | 2050-12-31
[10 empty] | 7906 | Portable Power Modules:16-20 | MidAmerican Energy Co | 10515 | 10000 | 2000-01-01 | 2050-12-31
[10 empty] | 7907 | Portable Power Modules:21-28 | MidAmerican Energy Co | 10515 | 16000 | 2000-01-01 | 2050-12-31
[10 empty] | 7908 | Portable Power Modules:1-5 | MidAmerican Energy Co | 10515 | 10000 | 2000-01-01 | 2050-12-31
[10 empty] | 7909 | Portable Power Modules:6-10 | MidAmerican Energy Co | 10515 | 10000 | 2000-01-01 | 2050-12-31
[10 empty] | 7910 | Portable:1 | Eastern Maine Electric Coop | 11742 | 300 | 1959-01-03 | 2050-12-31
[10 empty] | 7911 | Portage (UPP):1 | Upper Peninsula Power Co | 14400 | 18500 | 1973-11-01 | 2050-12-31
[10 empty] | 7912 | Porterdale Hydro:All | Porterdale Hydro Associates Inc | 0 | 1340 | 1982-12-01 | 2050-12-31
[10 empty] | 7913 | Portlable (WI):4 | Wisconsin Power & Light Co | 11925 | 500 | 1946-01-03 | 2050-12-31
|  |  | 2017 |  | 2017 |  | 2017 | 2013 | 0.9507 | 7914 | Portland (PA):1 | RRI Energy Mid Atlantic Power Holdings LLC | 9767 | 158000 | 1958-10-01 | 2050-12-31 | E
|  |  | 2017 |  | 2017 |  | 2017 | 2013 | 0.9507 | 7915 | Portland (PA):2 | RRI Energy Mid Atlantic Power Holdings LLC | 10172 | 243000 | 1962-09-01 | 2050-12-31 | E
[10 empty] | 7916 | Portland (PA):3 | RRI Energy Mid Atlantic Power Holdings LLC | 17219 | 15000 | 1967-12-01 | 2050-12-31
[10 empty] | 7917 | Portland (PA):4 | RRI Energy Mid Atlantic Power Holdings LLC | 16583 | 20000 | 1971-05-01 | 2050-12-31
[10 empty] | 7918 | Portland (PA):5 | RRI Energy Mid Atlantic Power Holdings LLC | 12076 | 134000 | 1997-04-01 | 2050-12-31
[10 empty] | 7919 | Portland:All | Portland Electric Dept | 0 | 375 | 1930-09-01 | 2050-12-31
[10 empty] | 7920 | Portlands Energy Center:CC1 | TransCanada Pipelines Limited | 7069 | 550000 | 2008-12-05 | 2050-12-31
[10 empty] | 7921 | Portside Energy:CC | Portside Energy Corp | 7824 | 44000 | 1997-09-01 | 2050-12-31
2017 | 2017 | 2017 |  | 2020 | 2021 |  | 2017 |  |  | 7922 | Portsmouth Cogeneration Plant:GEN1 | Cogentrix Virginia Leasing Corp | 11481 | 57500 | 1988-04-01 | 2050-12-31 | W
2017 | 2017 | 2017 |  | 2020 | 2021 |  | 2017 |  |  | 7923 | Portsmouth Cogeneration Plant:GEN2 | Cogentrix Virginia Leasing Corp | 11480 | 57500 | 1988-05-01 | 2050-12-31 | W
[10 empty] | 7924 | Portsmouth Wind Turbine:WT | Portsmouth (RI) (Town of) | 1000 | 1500 | 2009-03-10 | 2050-12-31
[10 empty] | 7925 | Possum Point:3NG | Virginia Electric & Power Co | 11139 | 96000 | 1955-06-01 | 2050-12-31
[10 empty] | 7926 | Possum Point:4NG | Virginia Electric & Power Co | 10626 | 220000 | 1962-04-01 | 2050-12-31
[10 empty] | 7927 | Possum Point:5 | Virginia Electric & Power Co | 10179 | 786000 | 1975-06-01 | 2050-12-31
[10 empty] | 7928 | Possum Point:CC | Virginia Electric & Power Co | 7311 | 559000 | 2003-05-01 | 2050-12-31
[10 empty] | 7929 | Possum Point:GT1 | Virginia Electric & Power Co | 15823 | 12000 | 1968-05-01 | 2050-12-31
[10 empty] | 7930 | Possum Point:GT2 | Virginia Electric & Power Co | 15823 | 12000 | 1968-05-01 | 2050-12-31
[10 empty] | 7931 | Possum Point:GT3 | Virginia Electric & Power Co | 15823 | 12000 | 1968-05-01 | 2050-12-31
[10 empty] | 7932 | Possum Point:GT4 | Virginia Electric & Power Co | 15823 | 12000 | 1968-05-01 | 2050-12-31
[10 empty] | 7933 | Possum Point:GT5 | Virginia Electric & Power Co | 15823 | 12000 | 1968-05-01 | 2050-12-31
[10 empty] | 7934 | Possum Point:GT6 | Virginia Electric & Power Co | 15823 | 12000 | 1968-05-01 | 2050-12-31
[10 empty] | 7935 | Potato Rapids:All | Wisconsin Public Service Corp | 0 | 1300 | 1926-01-03 | 2050-12-31
[10 empty] | 7936 | Potlatch (Crow Wing):All | Potlatch Corp | 0 | 2600 | 1917-01-01 | 2050-12-31
2017 | 2017 | 2017 |  | 2021 | 2021 |  | 2017 |  |  | 7937 | Potlatch (Crow Wing):VPLS | Potlatch Corp | 12293 | 400 | 1959-01-01 | 2050-12-31 | W
[10 empty] | 7938 | Potlatch Cloquet:1 | ALLETE Inc | 10690 | 23000 | 2001-06-28 | 2050-12-31
[10 empty] | 7939 | Potlatch Cogeneration:1 | Otter Tail Power Co | 11901 | 11200 | 1992-06-01 | 2050-12-31
[10 empty] | 7940 | Potlatch Corp Arkansas Pulp:GEN1 | Potlatch Corp | 12211 | 20000 | 1977-11-01 | 2050-12-31
[10 empty] | 7941 | Potlatch Corp Southern Wood:GEN6 | Potlatch Corp | 11994 | 10000 | 1991-08-01 | 2050-12-31
2016 | 2016 | 2016 |  | 2019 | 2021 |  | 2017 |  |  | 7942 | Potomac River:1 | Mirant Potomac River LLC | 12744 | 88000 | 1949-09-01 | 2050-12-31 | W
2016 | 2016 | 2016 |  | 2019 | 2021 |  | 2017 |  |  | 7943 | Potomac River:2 | Mirant Potomac River LLC | 14051 | 88000 | 1950-06-01 | 2050-12-31 | W
2016 | 2016 | 2016 |  | 2019 | 2021 |  | 2017 |  |  | 7944 | Potomac River:3 | Mirant Potomac River LLC | 9875 | 102000 | 1954-06-01 | 2050-12-31 | W
2016 | 2016 | 2016 |  | 2019 | 2021 |  | 2017 |  |  | 7945 | Potomac River:4 | Mirant Potomac River LLC | 10211 | 102000 | 1956-02-01 | 2050-12-31 | W
2016 | 2016 | 2016 |  | 2019 | 2021 |  | 2017 |  |  | 7946 | Potomac River:5 | Mirant Potomac River LLC | 10183 | 102000 | 1957-05-01 | 2050-12-31 | W
[10 empty] | 7947 | Potter Station 2:CC | Braintree Electric Light Dept | 11000 | 74190 | 1977-04-01 | 2050-12-31
[10 empty] | 7948 | Potter Station 2:IC1 | Braintree Electric Light Dept | 10500 | 2250 | 1963-07-01 | 2050-12-31
[10 empty] | 7949 | Potulny Wind Solar:PV | Clinton M Potulny | 1000 | 2 | 2009-05-20 | 2050-12-31
[10 empty] | 7950 | Potulny Wind Solar:WT | Clinton M Potulny | 1000 | 10 | 2008-05-20 | 2050-12-31
[10 empty] | 7951 | Pouch:N01 | New York Power Authority | 10096 | 46800 | 2001-08-01 | 2050-12-31
[10 empty] | 7952 | Powder Mill Hydro:1 | Massachusetts Municipal Wholesale Electric Co | 0 | 100 | 1990-02-01 | 2050-12-31
[10 empty] | 7953 | Powell Falls:1 | River Falls WI (City of) | 0 | 115 | 1948-01-03 | 2050-12-31
[10 empty] | 7954 | Powell Valley:All | Powell Valley Electric Coop | 10506 | 19800 | 2000-07-01 | 2050-12-31
[10 empty] | 7955 | Power & Utilities:CC | Dow Chemical Co | 8000 | 574000 | 1983-05-01 | 2050-12-31
[10 empty] | 7956 | Powerhouse A:A1 | PPG Industries Inc | 12000 | 7500 | 1943-06-01 | 2050-12-31
[10 empty] | 7957 | Powerhouse A:A2 | PPG Industries Inc | 12000 | 7500 | 1943-06-01 | 2050-12-31
[10 empty] | 7958 | Powerhouse A:A4 | PPG Industries Inc | 12000 | 7500 | 1943-05-01 | 2050-12-31
[10 empty] | 7959 | Powerhouse A:A7 | PPG Industries Inc | 12000 | 10000 | 1950-10-01 | 2050-12-31
[10 empty] | 7960 | Powersmith Cogeneration Project:CC | Powersmith Cogeneration Project LP | 8000 | 111400 | 1989-09-01 | 2050-12-31
| 2015 |  |  | 2015 | 2017 |  | 2017 |  |  | 7961 | Powerton:5 | Midwest Generations EME LLC | 10721 | 769000 | 1972-09-01 | 2050-12-31 | W
| 2015 |  |  | 2015 | 2017 |  | 2017 |  |  | 7962 | Powerton:6 | Midwest Generations EME LLC | 10925 | 769000 | 1975-12-01 | 2050-12-31 | W
[10 empty] | 7963 | Powertrain Warren GMC:GT1 | General Motors Corp Warren | 13200 | 2700 | 1988-05-01 | 2050-12-31
[10 empty] | 7964 | Poy Sippi Hydro:HY | North American Hydro Inc | 0 | 75 | 2002-01-01 | 2050-12-31
[10 empty] | 7965 | PPG Industries Inc Shelby NC W:GEN2 | PPG Industries Inc | 11336 | 630 | 1972-01-01 | 2050-12-31
[10 empty] | 7966 | PPG Industries Inc Shelby NC W:GEN3 | PPG Industries Inc | 11336 | 630 | 1972-01-01 | 2050-12-31
[10 empty] | 7967 | PPG Industries Inc Shelby NC W:GEN4 | PPG Industries Inc | 11252 | 840 | 1972-01-01 | 2050-12-31
[10 empty] | 7968 | PPG Industries Inc Shelby NC W:GEN5 | PPG Industries Inc | 11252 | 840 | 1972-01-01 | 2050-12-31
[10 empty] | 7969 | PPG Industries Inc Works 14:1200 | PPG Industries Inc | 10739 | 1170 | 1999-12-01 | 2050-12-31
[10 empty] | 7970 | PPG Industries Inc Works 14:PORT | PPG Industries Inc | 11228 | 680 | 1980-12-01 | 2050-12-31
[10 empty] | 7971 | PPG Industries Inc Works 14:TK1 | PPG Industries Inc | 10866 | 1950 | 1980-12-01 | 2050-12-31
[10 empty] | 7972 | PPG Industries Inc Works 14:TK2 | PPG Industries Inc | 10866 | 1950 | 1980-12-01 | 2050-12-31
[10 empty] | 7973 | PPG Place:EG 1 | PPG Industries Inc | 10999 | 900 | 1990-05-01 | 2050-12-31
[10 empty] | 7974 | PPG Place:EG 2 | PPG Industries Inc | 10999 | 900 | 1990-05-01 | 2050-12-31
[10 empty] | 7975 | PPG Place:EG 3 | PPG Industries Inc | 10962 | 500 | 1998-06-01 | 2050-12-31
[10 empty] | 7976 | PPG Powerhouse C:CC | PPG Industries Inc | 8000 | 303200 | 1986-08-01 | 2050-12-31
[10 empty] | 7977 | PPG Riverside:GEN2 | PPG Industries Inc | 12000 | 42000 | 1950-06-01 | 2050-12-31
[10 empty] | 7978 | PPG Riverside:GEN3 | PPG Industries Inc | 12000 | 77000 | 1969-02-01 | 2050-12-31
|  |  | 2017 |  | 2017 |  | 2017 | 2013 | 0.94527 | 7979 | PPL Brunner Island:BI1 | PPL Brunner Island LLC | 9333 | 320000 | 1961-06-01 | 2050-12-31 | E
|  |  | 2017 |  | 2017 |  | 2017 | 2013 | 0.94527 | 7980 | PPL Brunner Island:BI2 | PPL Brunner Island LLC | 9048 | 374000 | 1965-10-01 | 2050-12-31 | E
|  |  | 2015 |  | 2015 |  | 2017 | 2013 | 0.94527 | 7981 | PPL Brunner Island:BI3 | PPL Brunner Island LLC | 9394 | 748000 | 1969-06-01 | 2050-12-31 | E
[10 empty] | 7982 | PPL Brunner Island:BID1 | PPL Brunner Island LLC | 10000 | 2800 | 1967-06-01 | 2050-12-31
[10 empty] | 7983 | PPL Brunner Island:BID2 | PPL Brunner Island LLC | 10000 | 2800 | 1967-06-01 | 2050-12-31
[10 empty] | 7984 | PPL Brunner Island:BID3 | PPL Brunner Island LLC | 10000 | 2700 | 1967-06-01 | 2050-12-31
[10 empty] | 7985 | PPL Martin Creek LLC Allentown:CT1 | PPL Martins Creek LLC | 14000 | 14000 | 1967-07-01 | 2050-12-31
[10 empty] | 7986 | PPL Martin Creek LLC Allentown:CT2 | PPL Martins Creek LLC | 14000 | 14000 | 1967-07-01 | 2050-12-31
[10 empty] | 7987 | PPL Martin Creek LLC Allentown:CT3 | PPL Martins Creek LLC | 14000 | 14000 | 1967-07-01 | 2050-12-31
[10 empty] | 7988 | PPL Martin Creek LLC Allentown:CT4 | PPL Martins Creek LLC | 14000 | 14000 | 1967-07-01 | 2050-12-31
[10 empty] | 7989 | PPL Martins Creek Harrisburg:CTG1 | PPL Martins Creek LLC | 14000 | 14000 | 1967-03-01 | 2050-12-31
[10 empty] | 7990 | PPL Martins Creek Harrisburg:CTG2 | PPL Martins Creek LLC | 14000 | 14000 | 1967-03-01 | 2050-12-31
[10 empty] | 7991 | PPL Martins Creek Harrisburg:CTG3 | PPL Martins Creek LLC | 14000 | 14000 | 1967-03-01 | 2050-12-31
[10 empty] | 7992 | PPL Martins Creek Harrisburg:CTG4 | PPL Martins Creek LLC | 14000 | 14000 | 1967-03-01 | 2050-12-31
[10 empty] | 7993 | PPL Martins Creek LLC Harwood (PA):CTG1 | PPL Martins Creek LLC | 14000 | 14000 | 1967-07-01 | 2050-12-31
[10 empty] | 7994 | PPL Martins Creek LLC Harwood (PA):CTG2 | PPL Martins Creek LLC | 14000 | 14000 | 1967-07-01 | 2050-12-31
[10 empty] | 7995 | PPL Milford Hydro Station (ME):All | PPL Maine LLC | 0 | 6400 | 1956-07-01 | 2050-12-31
[10 empty] | 7996 | PPL Stillwater Hydro Station (ME):All | PPL Maine LLC | 0 | 2100 | 1913-01-01 | 2050-12-31
[10 empty] | 7997 | PPL University Park Power Project:1 | PPL University Park LLC | 10399 | 42000 | 2002-06-01 | 2050-12-31
[10 empty] | 7998 | PPL University Park Power Project:10 | PPL University Park LLC | 10399 | 42000 | 2002-07-25 | 2050-12-31
[10 empty] | 7999 | PPL University Park Power Project:11 | PPL University Park LLC | 10251 | 42000 | 2002-07-25 | 2050-12-31
[10 empty] | 8000 | PPL University Park Power Project:12 | PPL University Park LLC | 10211 | 42000 | 2002-07-25 | 2050-12-31
[10 empty] | 8001 | PPL University Park Power Project:2 | PPL University Park LLC | 10126 | 42000 | 2002-06-01 | 2050-12-31
[10 empty] | 8002 | PPL University Park Power Project:3 | PPL University Park LLC | 10248 | 42000 | 2002-06-01 | 2050-12-31
[10 empty] | 8003 | PPL University Park Power Project:4 | PPL University Park LLC | 10143 | 42000 | 2002-06-01 | 2050-12-31
[10 empty] | 8004 | PPL University Park Power Project:5 | PPL University Park LLC | 10330 | 42000 | 2002-06-01 | 2050-12-31
[10 empty] | 8005 | PPL University Park Power Project:6 | PPL University Park LLC | 10279 | 42000 | 2002-06-01 | 2050-12-31
[10 empty] | 8006 | PPL University Park Power Project:7 | PPL University Park LLC | 10173 | 42000 | 2002-06-01 | 2050-12-31
[10 empty] | 8007 | PPL University Park Power Project:8 | PPL University Park LLC | 10185 | 42000 | 2002-06-01 | 2050-12-31
[10 empty] | 8008 | PPL University Park Power Project:9 | PPL University Park LLC | 10197 | 42000 | 2002-06-01 | 2050-12-31
[10 empty] | 8009 | PPL Veazie Hydro Station:All | PPL Maine LLC | 0 | 7960 | 1933-07-01 | 2012-08-31
[10 empty] | 8010 | PPL Wallingford Energy LLC:CTG1 | PPL Wallingford Energy LLC | 9873 | 42702 | 2002-01-15 | 2050-12-31
[10 empty] | 8011 | PPL Wallingford Energy LLC:CTG2 | PPL Wallingford Energy LLC | 9873 | 41367 | 2002-01-15 | 2050-12-31
[10 empty] | 8012 | PPL Wallingford Energy LLC:CTG3 | PPL Wallingford Energy LLC | 9873 | 42942 | 2002-01-15 | 2050-12-31
[10 empty] | 8013 | PPL Wallingford Energy LLC:CTG4 | PPL Wallingford Energy LLC | 9873 | 41907 | 2002-01-15 | 2050-12-31
[10 empty] | 8014 | PPL Wallingford Energy LLC:CTG5 | PPL Wallingford Energy LLC | 9915 | 40721 | 2002-01-15 | 2050-12-31
[10 empty] | 8015 | PPS Power Plant No 1:GT1 | Paducah Energy LLC | 9822 | 15075 | 2010-02-27 | 2050-12-31
[10 empty] | 8016 | PPS Power Plant No 1:GT2 | Paducah Energy LLC | 9822 | 15075 | 2010-02-27 | 2050-12-31
[10 empty] | 8017 | PPS Power Plant No 1:GT3 | Paducah Energy LLC | 9822 | 15075 | 2010-02-27 | 2050-12-31
[10 empty] | 8018 | PPS Power Plant No 1:GT4 | Paducah Energy LLC | 9822 | 15075 | 2010-02-27 | 2050-12-31
[10 empty] | 8019 | PR Georges County Brown Station:3972 | Prince Georges County | 10000 | 800 | 1987-10-01 | 2050-12-31
[10 empty] | 8020 | PR Georges County Brown Station:9314 | Prince Georges County | 10000 | 800 | 1987-10-01 | 2050-12-31
[10 empty] | 8021 | PR Georges County Brown Station:9340 | Prince Georges County | 10000 | 800 | 1987-10-01 | 2050-12-31
2017 | 2017 | 2017 |  | 2021 | 2021 |  | 2017 |  |  | 8022 | Prairie Creek 1 4:1A | Interstate Power & Light Co | 11643 | 300 | 1997-04-01 | 2050-12-31 | W
2017 | 2017 | 2017 |  | 2020 | 2021 |  | 2017 |  |  | 8023 | Prairie Creek 1 4:2 | Interstate Power & Light Co | 12230 | 18400 | 1951-05-01 | 2050-12-31 | W
2017 | 2017 | 2017 |  | 2020 | 2021 |  | 2017 |  |  | 8024 | Prairie Creek 1 4:3 | Interstate Power & Light Co | 11090 | 45500 | 1958-10-01 | 2050-12-31 | W
2016 | 2016 | 2016 |  | 2018 | 2021 |  | 2017 |  |  | 8025 | Prairie Creek 1 4:4 | Interstate Power & Light Co | 10198 | 143700 | 1967-04-01 | 2050-12-31 | W
[10 empty] | 8026 | Prairie Du Sac:All | Wisconsin Power & Light Co | 0 | 12999 | 1914-01-03 | 2050-12-31
[10 empty] | 8027 | Prairie Island:1 | Northern States Power Co (Minnesota) | 10500 | 551000 | 1974-02-01 | 2050-12-31
[10 empty] | 8028 | Prairie Island:2 | Northern States Power Co (Minnesota) | 10500 | 522000 | 1974-10-01 | 2050-12-31
[10 empty] | 8029 | Prairie Star Wind Farm:WT1 61 | High Prairie Wind Farm II LLC | 1000 | 100600 | 2007-12-20 | 2050-12-31
| 2015 |  |  | 2015 | 2017 |  | 2017 |  |  | 8030 | Prairie State Energy Campus:ST1 | Prairie State Generating Co LLC | 8135 | 800000 | 2011-08-31 | 2050-12-31 | W
| 2015 |  |  | 2015 | 2017 |  | 2017 |  |  | 8031 | Prairie State Energy Campus:ST2 | Prairie State Generating Co LLC | 8135 | 800000 | 2012-06-30 | 2050-12-31 | W
[10 empty] | 8032 | Prairie View Gas Recovery:5 | Wabash Valley Power Association Inc | 9000 | 800 | 2007-08-19 | 2050-12-31
[10 empty] | 8033 | Prairie View Gas Recovery:6 | Wabash Valley Power Association Inc | 9000 | 800 | 2007-08-19 | 2050-12-31
[10 empty] | 8034 | Prairie View Gas Recovery:7 | Wabash Valley Power Association Inc | 9000 | 800 | 2007-08-19 | 2050-12-31
[10 empty] | 8035 | Prairie View Gas Recovery:8 | Wabash Valley Power Association Inc | 9000 | 800 | 2007-08-19 | 2050-12-31
[10 empty] | 8036 | Prairie View Gas Recovery:GEN1 | Wabash Valley Power Association Inc | 10000 | 800 | 1994-10-01 | 2050-12-31
[10 empty] | 8037 | Prairie View Gas Recovery:GEN2 | Wabash Valley Power Association Inc | 10000 | 800 | 1994-10-01 | 2050-12-31
[10 empty] | 8038 | Prairie View Gas Recovery:GEN3 | Wabash Valley Power Association Inc | 10000 | 800 | 1994-10-01 | 2050-12-31
[10 empty] | 8039 | Prairie View Gas Recovery:GEN4 | Wabash Valley Power Association Inc | 10000 | 800 | 1994-10-01 | 2050-12-31
[10 empty] | 8040 | PrairieWinds ND1 Project:WT1 77 | PrairieWinds ND1 Inc | 1000 | 115000 | 2009-12-31 | 2050-12-31
[10 empty] | 8041 | Pratt & Whitney:FT 8 | United Technologies | 11276 | 27000 | 1992-01-01 | 2050-12-31
[10 empty] | 8042 | Pratt 2:IC2 | Pratt KS (City of) | 8100 | 8000 | 1994-06-01 | 2050-12-31
[10 empty] | 8043 | Pratt 2:IC3 | Pratt KS (City of) | 9071 | 7600 | 2004-06-01 | 2050-12-31
[10 empty] | 8044 | Pratt:3 | Pratt KS (City of) | 15500 | 5800 | 1953-03-01 | 2050-12-31
[10 empty] | 8045 | Pratt:5 | Pratt KS (City of) | 13500 | 13000 | 1965-01-01 | 2050-12-31
[10 empty] | 8046 | Pratt:IC1 | Pratt KS (City of) | 10500 | 1500 | 1958-01-01 | 2050-12-31
[10 empty] | 8047 | Prattville Mill:GEN1 | International Paper Co | 12000 | 35000 | 1967-02-01 | 2050-12-31
[10 empty] | 8048 | Prattville Mill:GEN2 | International Paper Co | 13293 | 42800 | 1980-05-01 | 2050-12-31
[10 empty] | 8049 | Premiere Chute:1 | Hydro Quebec | 0 | 16820 | 1975-12-01 | 2050-12-31
[10 empty] | 8050 | Premiere Chute:2 | Hydro Quebec | 0 | 16820 | 1969-05-01 | 2050-12-31
[10 empty] | 8051 | Premiere Chute:3 | Hydro Quebec | 0 | 16820 | 1969-02-01 | 2050-12-31
[10 empty] | 8052 | Premiere Chute:4 | Hydro Quebec | 0 | 16820 | 1968-11-01 | 2050-12-31
2017 | 2017 | 2017 |  | 2020 | 2021 |  | 2017 |  |  | 8053 | Presque Isle:3 | Wisconsin Electric Power Co | 11410 | 58000 | 1964-01-01 | 2050-12-31 | W
2017 | 2017 | 2017 |  | 2020 | 2021 |  | 2017 |  |  | 8054 | Presque Isle:4 | Wisconsin Electric Power Co | 11440 | 58000 | 1966-12-01 | 2050-12-31 | W
2016 | 2016 | 2016 |  | 2019 | 2021 |  | 2017 |  |  | 8055 | Presque Isle:5 | Wisconsin Electric Power Co | 10607 | 88000 | 1974-12-01 | 2050-12-31 | W
2016 | 2016 | 2016 |  | 2019 | 2021 |  | 2017 |  |  | 8056 | Presque Isle:6 | Wisconsin Electric Power Co | 11010 | 88000 | 1975-04-01 | 2050-12-31 | W
2017 | 2017 | 2017 |  | 2019 | 2021 |  | 2017 |  |  | 8057 | Presque Isle:7 | Wisconsin Electric Power Co | 11203 | 85000 | 1978-06-01 | 2050-12-31 | W
2017 | 2017 | 2017 |  | 2019 | 2021 |  | 2017 |  |  | 8058 | Presque Isle:8 | Wisconsin Electric Power Co | 11499 | 85000 | 1978-11-01 | 2050-12-31 | W
2017 | 2017 | 2017 |  | 2019 | 2021 |  | 2017 |  |  | 8059 | Presque Isle:9 | Wisconsin Electric Power Co | 11499 | 85000 | 1979-08-01 | 2050-12-31 | W
[10 empty] | 8060 | Preston (IA):1 | Preston IA (City of) | 11357 | 700 | 1968-01-03 | 2050-12-31
[10 empty] | 8061 | Preston (IA):2 | Preston IA (City of) | 10171 | 700 | 1968-01-03 | 2050-12-31
[10 empty] | 8062 | Preston (IA):4 | Preston IA (City of) | 13824 | 1800 | 1980-01-03 | 2050-12-31
[10 empty] | 8063 | Preston (MN):4 | Preston Public Utilities Commission | 12500 | 800 | 1949-01-03 | 2050-12-31
[10 empty] | 8064 | Preston (MN):5 | Preston Public Utilities Commission | 11587 | 1080 | 1954-01-03 | 2050-12-31
[10 empty] | 8065 | Preston (MN):6 | Preston Public Utilities Commission | 11782 | 2160 | 1974-01-03 | 2050-12-31
[10 empty] | 8066 | Pretlow:1 | Franklin Electric Dept | 10604 | 1560 | 2001-04-01 | 2050-12-31
[10 empty] | 8067 | Pretlow:2 | Franklin Electric Dept | 10604 | 1560 | 2001-04-01 | 2050-12-31
[10 empty] | 8068 | Prickett:All | Upper Peninsula Power Co | 0 | 1000 | 1931-11-01 | 2050-12-31
[10 empty] | 8069 | Prime Energy LP:CC | Elmwood Park Power LLC | 10000 | 64900 | 1989-05-01 | 2050-12-31
[10 empty] | 8070 | Primghar:4 | Primghar Municipal Electric Utility | 9978 | 500 | 1972-01-01 | 2050-12-31
[10 empty] | 8071 | Primghar:5 | Primghar Municipal Electric Utility | 10275 | 900 | 1992-05-01 | 2050-12-31
[10 empty] | 8072 | Prince William County Landfill:UNT1 | Minnesota Methane LLC | 10000 | 890 | 1998-11-01 | 2050-12-31
[10 empty] | 8073 | Prince William County Landfill:UNT2 | Minnesota Methane LLC | 10000 | 890 | 1998-11-01 | 2050-12-31
[10 empty] | 8074 | Prince Wind Farm:WT1 66 | Brookfield Renewable Power Inc | 1000 | 99000 | 2006-09-20 | 2050-12-31
[10 empty] | 8075 | Prince Wind Farm:WT67 133 | Brookfield Renewable Power Inc | 1000 | 90000 | 2006-11-19 | 2050-12-31
[10 empty] | 8076 | Princeton (MN):3 | Princeton Public Utilities Commission | 11500 | 2600 | 1978-12-01 | 2050-12-31
[10 empty] | 8077 | Princeton (MN):4 | Princeton Public Utilities Commission | 10700 | 1300 | 1967-09-01 | 2050-12-31
[10 empty] | 8078 | Princeton (MN):5 | Princeton Public Utilities Commission | 10700 | 1070 | 1953-09-01 | 2050-12-31
[10 empty] | 8079 | Princeton (MN):6 | Princeton Public Utilities Commission | 10700 | 2870 | 1963-01-03 | 2050-12-31
[10 empty] | 8080 | Princeton (MN):7 | Princeton Public Utilities Commission | 9761 | 4920 | 2003-07-01 | 2050-12-31
[10 empty] | 8081 | Princeton Solar:PV1 | PPL New Jersey Solar LLC | 1000 | 377 | 2008-12-31 | 2050-12-31
[10 empty] | 8082 | Princeton Wind Power Project:WT1 2 | Community Energy Inc | 1000 | 3000 | 2009-12-31 | 2050-12-31
[10 empty] | 8083 | Princeton:1 | Princeton IL (City of) | 10210 | 2300 | 1953-07-01 | 2050-12-31
[10 empty] | 8084 | Princeton:2 | Princeton IL (City of) | 10210 | 3000 | 1958-04-01 | 2050-12-31
[10 empty] | 8085 | Princeton:3 | Princeton IL (City of) | 10210 | 3400 | 1965-08-01 | 2050-12-31
[10 empty] | 8086 | Princeton:4 | Princeton IL (City of) | 10210 | 3400 | 1965-01-03 | 2050-12-31
[10 empty] | 8087 | Princeton:5 | Princeton IL (City of) | 10210 | 4400 | 1971-07-01 | 2050-12-31
[10 empty] | 8088 | Princeton:6 | Princeton IL (City of) | 10210 | 5500 | 1971-08-01 | 2050-12-31
[10 empty] | 8089 | Princeton:7 | Princeton IL (City of) | 10210 | 7000 | 1976-09-01 | 2050-12-31
[10 empty] | 8090 | Princeton:8 | Princeton IL (City of) | 10210 | 8700 | 1976-09-01 | 2050-12-31
[10 empty] | 8091 | Proctor:All | Vermont Marble Power Co | 0 | 6650 | 1927-08-01 | 2050-12-31
[10 empty] | 8092 | Project 10:GT1 | Vermont Public Power Supply Authority | 9835 | 20000 | 2010-04-14 | 2050-12-31
[10 empty] | 8093 | Project 10:GT2 | Vermont Public Power Supply Authority | 9835 | 20000 | 2010-04-14 | 2050-12-31
[10 empty] | 8094 | Project Orange Associates LP:GT1 | Project Orange Associates LP | 10148 | 40000 | 1992-06-01 | 2050-12-31
[10 empty] | 8095 | Project Orange Associates LP:GT2 | Project Orange Associates LP | 9974 | 38600 | 1992-06-01 | 2050-12-31
[10 empty] | 8096 | Proof Line Wind Farm:WT1 4 | Aeolian Energy Inc | 1000 | 6600 | 2009-12-15 | 2050-12-31
[10 empty] | 8097 | Prospect Municipal:1 | American Municipal Power Inc | 10606 | 1800 | 1998-02-01 | 2050-12-31
[10 empty] | 8098 | Prospect:1 | Brookfield Renewable Power Inc | 0 | 18500 | 1959-01-01 | 2050-12-31
[10 empty] | 8099 | Prossner DM:1 | Niagara Mohawk Power Corp | 1000 | 1 | 1981-12-01 | 2050-12-31
[10 empty] | 8100 | Providence Bay Wind Farm:WT1 2 | Schneider Power Inc | 1000 | 1600 | 2006-11-15 | 2050-12-31
[10 empty] | 8101 | Providence Bay Wind Farm:WT3 5 | Schneider Power Inc | 1000 | 6900 | 2008-07-07 | 2050-12-31
[10 empty] | 8102 | Providence Heights Project:WT1 36 | Providence Heights Wind LLC | 1000 | 72000 | 2008-09-23 | 2050-12-31
[10 empty] | 8103 | PSEG Burlington Generating Station:111 | PSEG Fossil LLC | 14970 | 46000 | 1972-06-01 | 2050-12-31
[10 empty] | 8104 | PSEG Burlington Generating Station:112 | PSEG Fossil LLC | 14970 | 46000 | 1972-06-01 | 2050-12-31
[10 empty] | 8105 | PSEG Burlington Generating Station:113 | PSEG Fossil LLC | 14970 | 46000 | 1972-06-01 | 2050-12-31
[10 empty] | 8106 | PSEG Burlington Generating Station:114 | PSEG Fossil LLC | 14970 | 46000 | 1972-06-01 | 2050-12-31
[10 empty] | 8107 | PSEG Burlington Generating Station:121 | PSEG Fossil LLC | 9244 | 42000 | 2000-06-01 | 2050-12-31
[10 empty] | 8108 | PSEG Burlington Generating Station:122 | PSEG Fossil LLC | 9195 | 42000 | 2000-06-01 | 2050-12-31
[10 empty] | 8109 | PSEG Burlington Generating Station:123 | PSEG Fossil LLC | 9192 | 42000 | 2000-06-01 | 2050-12-31
[10 empty] | 8110 | PSEG Burlington Generating Station:124 | PSEG Fossil LLC | 9512 | 42000 | 2000-06-01 | 2050-12-31
[10 empty] | 8111 | PSEG Burlington Generating Station:8 | PSEG Fossil LLC | 13721 | 21000 | 1967-06-01 | 2050-12-31
[10 empty] | 8112 | PSEG Burlington Generating Station:91 | PSEG Fossil LLC | 14982 | 46000 | 1972-05-01 | 2050-12-31
[10 empty] | 8113 | PSEG Burlington Generating Station:92 | PSEG Fossil LLC | 14982 | 46000 | 1972-05-01 | 2050-12-31
[10 empty] | 8114 | PSEG Burlington Generating Station:93 | PSEG Fossil LLC | 14982 | 46000 | 1972-05-01 | 2050-12-31
[10 empty] | 8115 | PSEG Burlington Generating Station:94 | PSEG Fossil LLC | 14982 | 46000 | 1972-05-01 | 2050-12-31
[10 empty] | 8116 | PSEG Linden Generating Station:5 | PSEG Fossil LLC | 11950 | 82000 | 2000-06-01 | 2050-12-31
[10 empty] | 8117 | PSEG Linden Generating Station:6 | PSEG Fossil LLC | 12454 | 91000 | 2000-06-01 | 2050-12-31
[10 empty] | 8118 | PSEG Linden Generating Station:7 | PSEG Fossil LLC | 11829 | 84000 | 1995-06-01 | 2050-12-31
[10 empty] | 8119 | PSEG Linden Generating Station:8 | PSEG Fossil LLC | 11054 | 81000 | 1995-06-01 | 2050-12-31
[10 empty] | 8120 | PSEG Linden Generating Station:CC1 | PSEG Fossil LLC | 7098 | 593000 | 2006-05-01 | 2050-12-31
[10 empty] | 8121 | PSEG Linden Generating Station:CC2 | PSEG Fossil LLC | 7098 | 593000 | 2006-05-01 | 2050-12-31
[10 empty] | 8122 | PSEG Salem Generating Station:1 | PSEG Nuclear LLC | 10687 | 1174000 | 1977-06-01 | 2050-12-31
[10 empty] | 8123 | PSEG Salem Generating Station:2 | PSEG Nuclear LLC | 10782 | 1130000 | 1981-10-01 | 2050-12-31
[10 empty] | 8124 | PSEG Salem Generating Station:3 | PSEG Nuclear LLC | 15105 | 38400 | 1971-06-01 | 2050-12-31
2016 | 2016 | 2016 |  | 2018 | 2021 |  | 2017 |  |  | 8125 | PT Aconi:CFB | Nova Scotia Power | 10415 | 171000 | 1993-01-01 | 2050-12-31 | W
2016 | 2016 | 2016 |  | 2018 | 2021 |  | 2017 |  |  | 8126 | PT Tupper:2 | Nova Scotia Power | 10935 | 154000 | 1973-01-01 | 2050-12-31 | W
[10 empty] | 8127 | Pubnico Point Wind Farm:WT 1-2 | FPLE Canadian Wind Ulc | 1000 | 3600 | 2004-05-24 | 2050-12-31
[10 empty] | 8128 | Pubnico Point Wind Farm:WT 3-17 | FPLE Canadian Wind Ulc | 1000 | 27000 | 2005-02-01 | 2050-12-31
[10 empty] | 8129 | Pulliam:31 | Wisconsin Public Service Corp | 11907 | 82800 | 2003-05-30 | 2050-12-31
2017 | 2017 | 2017 |  | 2020 | 2021 |  | 2017 |  |  | 8130 | Pulliam:5 | Wisconsin Public Service Corp | 11806 | 50500 | 1949-09-01 | 2050-12-31 | W
2017 | 2017 | 2017 |  | 2019 | 2021 |  | 2017 |  |  | 8131 | Pulliam:6 | Wisconsin Public Service Corp | 11806 | 68800 | 1951-11-01 | 2050-12-31 | W
2017 | 2017 | 2017 |  | 2019 | 2021 |  | 2017 |  |  | 8132 | Pulliam:7 | Wisconsin Public Service Corp | 11456 | 80200 | 1958-11-01 | 2050-12-31 | W
2016 | 2016 | 2016 |  | 2018 | 2021 |  | 2017 |  |  | 8133 | Pulliam:8 | Wisconsin Public Service Corp | 10926 | 129900 | 1964-12-01 | 2050-12-31 | W
[10 empty] | 8134 | Pumpkin Hill:GEN1 | Ridgewood Maine Hydro Partnership LP | 0 | 1430 | 1987-03-01 | 2050-12-31
[10 empty] | 8135 | Putnam (FL):CC1 | Florida Power & Light Co | 8681 | 249000 | 1978-04-01 | 2050-12-31
[10 empty] | 8136 | Putnam (FL):CC2 | Florida Power & Light Co | 8474 | 249000 | 1977-08-01 | 2050-12-31
[10 empty] | 8137 | Putnam (MI):1 | Detroit Edison Co (The) | 10600 | 2750 | 1971-06-01 | 2050-12-31
[10 empty] | 8138 | Putnam (MI):2 | Detroit Edison Co (The) | 10600 | 2750 | 1971-06-01 | 2050-12-31
[10 empty] | 8139 | Putnam (MI):3 | Detroit Edison Co (The) | 10600 | 2750 | 1971-06-01 | 2050-12-31
[10 empty] | 8140 | Putnam (MI):4 | Detroit Edison Co (The) | 10600 | 2750 | 1971-06-01 | 2050-12-31
[10 empty] | 8141 | Putnam (MI):5 | Detroit Edison Co (The) | 10600 | 2750 | 1971-06-01 | 2050-12-31
[10 empty] | 8142 | Putnam Hydro:1 | Northeast Utilities | 0 | 300 | 1987-09-01 | 2050-12-31
[10 empty] | 8143 | Putts Bridge:All | NAEA Energy Massachusetts LLC | 0 | 2024 | 1918-01-01 | 2050-12-31
[10 empty] | 8144 | PWD Northwest:GEN1 | Calpine Philadelphia Inc | 8128 | 11000 | 1993-07-01 | 2050-12-31
[10 empty] | 8145 | PWD Southwest:GEN1 | Calpine Philadelphia Inc | 8128 | 11000 | 1993-07-01 | 2050-12-31
[10 empty] | 8146 | Pyrites (NY):All | Enel North America Inc | 0 | 7099 | 1949-01-01 | 2050-12-31
[10 empty] | 8147 | Pyrites Co:1 | Enel North America Inc | 0 | 308 | 1986-01-01 | 2050-12-31
[10 empty] | 8148 | Quad Cities (EXELON):1 | Exelon Generation Co LLC | 10946 | 905000 | 1972-12-01 | 2050-12-31
[10 empty] | 8149 | Quad Cities (EXELON):2 | Exelon Generation Co LLC | 10967 | 905000 | 1972-12-01 | 2050-12-31
[10 empty] | 8150 | Quad Cities (Gas Recov):1 | Gas Recovery Services IL Inc | 10000 | 900 | 1998-09-01 | 2050-12-31
[10 empty] | 8151 | Quad Cities (Gas Recov):2 | Gas Recovery Services IL Inc | 9000 | 1000 | 2002-06-01 | 2050-12-31
[10 empty] | 8152 | Quarry Hills:IC | Quarry Energy Corp | 9000 | 421 | 2008-10-31 | 2050-12-31
[10 empty] | 8153 | Queen Elizabeth:CC | Saskatchewan Power Corp | 6600 | 296600 | 2002-06-01 | 2050-12-31
[10 empty] | 8154 | Queen Elizabeth:GT1 | Saskatchewan Power Corp | 11768 | 35900 | 2010-05-01 | 2050-12-31
[10 empty] | 8155 | Queen Elizabeth:GT2 | Saskatchewan Power Corp | 11768 | 35900 | 2010-05-01 | 2050-12-31
[10 empty] | 8156 | Queen Elizabeth:GT3 | Saskatchewan Power Corp | 11768 | 35900 | 2010-05-01 | 2050-12-31
[10 empty] | 8157 | Queens Creek:1 | Duke Energy Carolinas | 0 | 1400 | 1949-01-01 | 2050-12-31
[10 empty] | 8158 | Quindaro:GT1 | Kansas City Board Public Utilities | 14890 | 13000 | 1969-06-01 | 2026-01-01
[10 empty] | 8159 | Quindaro:GT2 | Kansas City Board Public Utilities | 12315 | 56000 | 1974-07-01 | 2026-01-01
[10 empty] | 8160 | Quindaro:GT3 | Kansas City Board Public Utilities | 13000 | 46000 | 1977-08-01 | 2050-12-31
2017 | 2017 | 2017 |  | 2019 | 2021 |  | 2017 |  |  | 8161 | Quindaro:ST1 | Kansas City Board Public Utilities | 11738 | 72000 | 1965-05-01 | 2026-01-01 | W
2016 | 2016 | 2016 |  | 2018 | 2021 |  | 2017 |  |  | 8162 | Quindaro:ST2 | Kansas City Board Public Utilities | 12011 | 111000 | 1971-12-01 | 2026-01-01 | W
[10 empty] | 8163 | Quinebaug Five Mile:All | Quinebaug Associates LLC | 0 | 2290 | 1990-11-01 | 2050-12-31
[10 empty] | 8164 | Quinebaug Lower Project:All | Quinebaug Associates LLC | 0 | 2400 | 1990-08-01 | 2050-12-31
[10 empty] | 8165 | Quinnesec Michigan:GEN1 | International Paper Co | 12685 | 28000 | 1985-10-01 | 2050-12-31
[10 empty] | 8166 | Quinton Mills Dairy:IC | Quinton Mills Dairy Inc | 9000 | 50 | 2008-12-15 | 2050-12-31
[10 empty] | 8167 | QVC Inc Solar:PV | QVC Inc | 1000 | 1100 | 2008-11-17 | 2050-12-31
|  |  | 2017 |  | 2017 |  | 2017 | 2013 | 0.93898 | 8168 | R A Reid:GEN1 | Big Rivers Electric Corp | 12084 | 65000 | 1966-01-01 | 2050-12-31 | E
[10 empty] | 8169 | R A Reid:GEN2 | Big Rivers Electric Corp | 12523 | 65000 | 1976-03-01 | 2050-12-31
[10 empty] | 8170 | R B Simms (SPARTANBURG):All | Spartanburg Commissioners Public Works | 0 | 1000 | 1980-01-01 | 2050-12-31
|  |  | 2017 |  | 2017 |  | 2017 |  |  | 8171 | R D Morrow:1 | South Mississippi Electric Power Association | 10500 | 180000 | 1978-04-01 | 2050-12-31 | E
|  |  | 2017 |  | 2017 |  | 2017 |  |  | 8172 | R D Morrow:2 | South Mississippi Electric Power Association | 10500 | 180000 | 1978-12-01 | 2050-12-31 | E
|  |  | 2017 |  | 2017 |  | 2017 | 2013 | 0.93963 | 8173 | R E Burger:3 | FirstEnergy Generation Corp | 12756 | 94000 | 1950-03-01 | 2011-09-01 | E
|  |  | 2017 |  | 2017 |  | 2017 | 2013 | 0.93963 | 8174 | R E Burger:4 | FirstEnergy Generation Corp | 10638 | 156000 | 1955-03-01 | 2010-12-31 | E
|  |  | 2017 |  | 2017 |  | 2017 | 2013 | 0.93963 | 8175 | R E Burger:5 | FirstEnergy Generation Corp | 10541 | 156000 | 1955-06-01 | 2010-12-31 | E
[10 empty] | 8176 | R E Burger:A1 | Ohio Edison Co | 10408 | 2000 | 1972-05-01 | 2050-12-31
[10 empty] | 8177 | R E Burger:B1 | Ohio Edison Co | 10408 | 2000 | 1972-05-01 | 2050-12-31
[10 empty] | 8178 | R E Burger:B2 | Ohio Edison Co | 10408 | 3000 | 1972-05-01 | 2050-12-31
[10 empty] | 8179 | R E Ginna:1 | R E Ginna Nuclear Power Plant LLC | 10490 | 580500 | 1970-07-01 | 2050-12-31
|  |  | 2017 |  | 2017 |  | 2017 | 2013 | 0.95136 | 8180 | R Gallagher:1 | Duke Energy Indiana | 9510 | 140000 | 1959-06-01 | 2011-12-31 | E
|  |  | 2017 |  | 2017 |  | 2017 | 2013 | 0.95136 | 8181 | R Gallagher:2 | Duke Energy Indiana | 9399 | 140000 | 1958-12-01 | 2011-12-31 | E
|  |  | 2017 |  | 2017 |  | 2017 | 2013 | 0.95136 | 8182 | R Gallagher:3 | Duke Energy Indiana | 9378 | 140000 | 1960-04-01 | 2050-12-31 | E
|  |  | 2017 |  | 2017 |  | 2017 | 2013 | 0.95136 | 8183 | R Gallagher:4 | Duke Energy Indiana | 9360 | 140000 | 1961-03-01 | 2050-12-31 | E
|  |  | 2017 |  | 2014 |  | 2017 |  |  | 8184 | R M Schahfer:14 | Northern Indiana Public Service Co | 11188 | 431000 | 1976-12-01 | 2050-12-31 | E
|  |  | 2017 |  | 2017 |  | 2017 |  |  | 8185 | R M Schahfer:15 | Northern Indiana Public Service Co | 11122 | 472000 | 1979-10-01 | 2050-12-31 | E
[10 empty] | 8186 | R M Schahfer:16A | Northern Indiana Public Service Co | 13440 | 78000 | 1979-12-01 | 2050-12-31
[10 empty] | 8187 | R M Schahfer:16B | Northern Indiana Public Service Co | 14536 | 77000 | 1979-12-01 | 2050-12-31
|  |  | 2017 |  | 2017 |  | 2017 |  |  | 8188 | R M Schahfer:17 | Northern Indiana Public Service Co | 10845 | 361000 | 1983-04-01 | 2050-12-31 | E
|  |  | 2017 |  | 2017 |  | 2017 |  |  | 8189 | R M Schahfer:18 | Northern Indiana Public Service Co | 10845 | 361000 | 1986-02-01 | 2050-12-31 | E
2017 | 2017 | 2017 |  | 2019 | 2021 |  | 2017 |  |  | 8190 | R Paul Smith Power Station:11 | Allegheny Energy Supply Co LLC | 10120 | 87000 | 1958-11-01 | 2050-12-31 | W
2017 | 2017 | 2017 |  | 2020 | 2021 |  | 2017 |  |  | 8191 | R Paul Smith Power Station:9 | Allegheny Energy Supply Co LLC | 13434 | 28000 | 1947-10-01 | 2050-12-31 | W
[10 empty] | 8192 | Rabun Gap Cogeneration:ST2 | Multitrade Rabun Gap LLC | 9601 | 17000 | 2010-04-22 | 2050-12-31
[10 empty] | 8193 | Raccoon Creek Energy Center:CT01 | MEP Flora Power LLC | 11817 | 76000 | 2002-06-17 | 2050-12-31
[10 empty] | 8194 | Raccoon Creek Energy Center:CT02 | MEP Flora Power LLC | 11911 | 76000 | 2002-06-17 | 2050-12-31
[10 empty] | 8195 | Raccoon Creek Energy Center:CT03 | MEP Flora Power LLC | 12140 | 76000 | 2002-06-17 | 2050-12-31
[10 empty] | 8196 | Raccoon Creek Energy Center:CT04 | MEP Flora Power LLC | 11793 | 76000 | 2002-06-17 | 2050-12-31
[10 empty] | 8197 | Raccoon Mountain:1 | Tennessee Valley Authority | 0 | 413200 | 1979-01-01 | 2050-12-31
[10 empty] | 8198 | Raccoon Mountain:2 | Tennessee Valley Authority | 0 | 413200 | 1978-12-01 | 2050-12-31
[10 empty] | 8199 | Raccoon Mountain:3 | Tennessee Valley Authority | 0 | 413200 | 1979-02-01 | 2050-12-31
[10 empty] | 8200 | Raccoon Mountain:4 | Tennessee Valley Authority | 0 | 413200 | 1979-08-01 | 2050-12-31
[10 empty] | 8201 | Racine:All | Ohio Power Co | 0 | 20000 | 1983-01-01 | 2050-12-31
2017 | 2017 | 2017 |  | 2021 | 2021 |  | 2017 |  |  | 8202 | Radford Army Ammunition:GEN1 | U S Army Radford | 11867 | 5620 | 1990-01-01 | 2050-12-31 | W
2017 | 2017 | 2017 |  | 2021 | 2021 |  | 2017 |  |  | 8203 | Radford Army Ammunition:GEN2 | U S Army Radford | 11867 | 5620 | 1990-01-01 | 2050-12-31 | W
2017 | 2017 | 2017 |  | 2021 | 2021 |  | 2017 |  |  | 8204 | Radford Army Ammunition:GEN3 | U S Army Radford | 11867 | 5620 | 1990-01-01 | 2050-12-31 | W
2017 | 2017 | 2017 |  | 2021 | 2021 |  | 2017 |  |  | 8205 | Radford Army Ammunition:GEN4 | U S Army Radford | 11867 | 5620 | 1990-01-01 | 2050-12-31 | W
[10 empty] | 8206 | Radford:1 | Radford VA (City of) | 0 | 1000 | 1934-10-01 | 2050-12-31
[10 empty] | 8207 | Raeford Hydro:HY | Lake Upchurch Power Inc | 0 | 560 | 1993-08-16 | 2050-12-31
[10 empty] | 8208 | Ragged Chute:1 | Canadian Hydro Developers Inc | 0 | 6600 | 1991-01-01 | 2050-12-31
[10 empty] | 8209 | Ragged Rapids:All | Ontario Power Generation Inc | 0 | 8040 | 1938-01-01 | 2050-12-31
[10 empty] | 8210 | Rahn Odin Wind:WT1 10 | Missouri River Energy Services | 1000 | 20000 | 2008-05-30 | 2050-12-31
[10 empty] | 8211 | Rail Splitter Project:WT 1 67 | Rail Splitter Wind Farm LLC | 1000 | 100500 | 2009-07-21 | 2050-12-31
[10 empty] | 8212 | Rainbow (CT):All | Farmington River Power Co | 0 | 8100 | 1925-12-01 | 2050-12-31
[10 empty] | 8213 | Rainbow Falls (CLINTON):All | New York State Electric & Gas Corp | 0 | 2200 | 1926-08-01 | 2050-12-31
[10 empty] | 8214 | Rainbow Falls:1 | Brookfield Renewable Power Inc | 0 | 23600 | 1956-01-01 | 2050-12-31
[10 empty] | 8215 | Rajah Chacko Solar:PV | Rajah Chacko | 1000 | 3 | 2008-08-15 | 2050-12-31
[10 empty] | 8216 | Ralph Green:3 | KCP&L Greater Missouri Operations Co | 12202 | 71000 | 1981-06-01 | 2050-12-31
[10 empty] | 8217 | Ramada Inn Civic Center Wind Project:WT | Ramada Inn Civic Center | 1000 | 15 | 2007-08-13 | 2050-12-31
[10 empty] | 8218 | Ramsey County Wind Farm (MMPA):WT | Minnesota Municipal Power Agency | 1000 | 160 | 2010-02-28 | 2050-12-31
[10 empty] | 8219 | Randall Creek:P1-1 | Marathon Electric Co | 11348 | 400 | 1978-12-01 | 2050-12-31
[10 empty] | 8220 | Randall Creek:P1-2 | Marathon Electric Co | 11348 | 400 | 1978-12-01 | 2050-12-31
[10 empty] | 8221 | Randall Creek:P2-3 | Marathon Electric Co | 11145 | 900 | 1982-06-01 | 2050-12-31
[10 empty] | 8222 | Randall Creek:P2-4 | Marathon Electric Co | 11145 | 900 | 1982-06-01 | 2050-12-31
[10 empty] | 8223 | Randall Creek:P3-5 | Marathon Electric Co | 10928 | 700 | 1997-04-01 | 2050-12-31
[10 empty] | 8224 | Randolph Electric:1 | Gas Recovery Systems Inc | 9000 | 172 | 2000-02-01 | 2050-12-31
[10 empty] | 8225 | Randolph Electric:2 | Gas Recovery Systems Inc | 9000 | 172 | 2000-02-01 | 2050-12-31
[10 empty] | 8226 | Randolph Electric:3 | Gas Recovery Systems Inc | 9000 | 172 | 2000-02-01 | 2050-12-31
[10 empty] | 8227 | Rankine Generating Station:1 | FortisOntario Inc | 0 | 47340 | 1905-01-01 | 2050-12-31
[10 empty] | 8228 | Rankine Generating Station:2 | FortisOntario Inc | 0 | 47340 | 1905-01-01 | 2050-12-31
[10 empty] | 8229 | Ranney Falls:All | Ontario Power Generation Inc | 0 | 8770 | 1922-08-22 | 2050-12-31
[10 empty] | 8230 | Rantoul:All | Rantoul Light & Power Dept | 11788 | 26800 | 1951-01-03 | 2050-12-31
[10 empty] | 8231 | Rapidan Hydro:All | Rapidan Redevelopment Ltd | 0 | 6460 | 1984-08-01 | 2050-12-31
[10 empty] | 8232 | Rapidan Mill:1 | Melvin R Hall | 0 | 105 | 1980-01-01 | 2050-12-31
[10 empty] | 8233 | Rapide 2:All | Hydro Quebec | 0 | 93640 | 1954-04-01 | 2050-12-31
[10 empty] | 8234 | Rapide Blanc:1 | Hydro Quebec | 0 | 35670 | 1994-06-01 | 2050-12-31
[10 empty] | 8235 | Rapide Blanc:2 | Hydro Quebec | 0 | 35670 | 1991-11-01 | 2050-12-31
[10 empty] | 8236 | Rapide Blanc:3 | Hydro Quebec | 0 | 35670 | 1985-04-01 | 2050-12-31
[10 empty] | 8237 | Rapide Blanc:4 | Hydro Quebec | 0 | 35670 | 1992-12-01 | 2050-12-31
[10 empty] | 8238 | Rapide Blanc:5 | Hydro Quebec | 0 | 35670 | 1987-02-01 | 2050-12-31
[10 empty] | 8239 | Rapide Blanc:6 | Hydro Quebec | 0 | 35670 | 1988-02-01 | 2050-12-31
[10 empty] | 8240 | Rapide Croche:All | Kaukauna WI (City of) | 0 | 2400 | 1926-01-03 | 2050-12-31
[10 empty] | 8241 | Rapide Des Iles:1 | Hydro Quebec | 0 | 19000 | 1973-12-01 | 2050-12-31
[10 empty] | 8242 | Rapide Des Iles:2 | Hydro Quebec | 0 | 19000 | 1967-07-01 | 2050-12-31
[10 empty] | 8243 | Rapide Des Iles:3 | Hydro Quebec | 0 | 19000 | 1967-03-01 | 2050-12-31
[10 empty] | 8244 | Rapide Des Iles:4 | Hydro Quebec | 0 | 19000 | 1966-12-01 | 2050-12-31
[10 empty] | 8245 | Rapide Des Quinze:All | Hydro Quebec | 0 | 88020 | 1990-11-01 | 2050-12-31
[10 empty] | 8246 | Rapide Farmers:1 | Hydro Quebec | 0 | 17250 | 1927-05-01 | 2050-12-31
[10 empty] | 8247 | Rapide Farmers:2 | Hydro Quebec | 0 | 17250 | 1927-07-01 | 2050-12-31
[10 empty] | 8248 | Rapide Farmers:3 | Hydro Quebec | 0 | 17250 | 1929-02-01 | 2050-12-31
[10 empty] | 8249 | Rapide Farmers:4 | Hydro Quebec | 0 | 17250 | 1947-02-01 | 2050-12-31
[10 empty] | 8250 | Rapide Farmers:5 | Hydro Quebec | 0 | 17250 | 1927-09-01 | 2050-12-31
[10 empty] | 8251 | Rapides Des Coeurs:HY1 | Hydro Quebec | 0 | 76000 | 2008-10-01 | 2050-12-31
[10 empty] | 8252 | Rapids Energy Center:6 | ALLETE Inc | 14865 | 14300 | 1969-01-01 | 2050-12-31
[10 empty] | 8253 | Rapids Energy Center:7 | ALLETE Inc | 13465 | 14200 | 1980-01-01 | 2050-12-31
[10 empty] | 8254 | Rapids Energy Center:HYD | ALLETE Inc | 0 | 1900 | 1943-01-01 | 2050-12-31
[10 empty] | 8255 | Rattle Brook:GEN1 | Algonquin Power Systems Inc | 0 | 4000 | 1998-12-01 | 2050-12-31
[10 empty] | 8256 | Ravenswood Wind Project:WT1 6 | Aeolian Energy Inc | 1000 | 9900 | 2008-01-22 | 2050-12-31
[10 empty] | 8257 | Ravenswood:141 | TC Ravenswood LLC | 10463 | 364000 | 1963-02-01 | 2050-12-31
[10 empty] | 8258 | Ravenswood:142 | TC Ravenswood LLC | 10478 | 331800 | 1963-05-01 | 2050-12-31
[10 empty] | 8259 | Ravenswood:143 | TC Ravenswood LLC | 10184 | 955200 | 1965-06-01 | 2050-12-31
[10 empty] | 8260 | Ravenswood:CG1 | TC Ravenswood LLC | 7239 | 215700 | 2004-03-29 | 2050-12-31
[10 empty] | 8261 | Ravenswood:GT1 | TC Ravenswood LLC | 16476 | 9500 | 1967-07-01 | 2050-12-31
[10 empty] | 8262 | Ravenswood:GT10 | TC Ravenswood LLC | 14342 | 19400 | 1969-07-01 | 2050-12-31
[10 empty] | 8263 | Ravenswood:GT11 | TC Ravenswood LLC | 14122 | 18900 | 1969-06-01 | 2050-12-31
[10 empty] | 8264 | Ravenswood:GT21 | TC Ravenswood LLC | 15469 | 36400 | 1969-06-01 | 2050-12-31
[10 empty] | 8265 | Ravenswood:GT22 | TC Ravenswood LLC | 16178 | 37000 | 1969-06-01 | 2050-12-31
[10 empty] | 8266 | Ravenswood:GT23 | TC Ravenswood LLC | 16188 | 35600 | 1969-06-01 | 2050-12-31
[10 empty] | 8267 | Ravenswood:GT24 | TC Ravenswood LLC | 16433 | 33200 | 1969-06-01 | 2050-12-31
[10 empty] | 8268 | Ravenswood:GT31 | TC Ravenswood LLC | 17418 | 37300 | 1969-06-01 | 2050-12-31
[10 empty] | 8269 | Ravenswood:GT32 | TC Ravenswood LLC | 15303 | 35400 | 1969-06-01 | 2050-12-31
[10 empty] | 8270 | Ravenswood:GT33 | TC Ravenswood LLC | 15336 | 36800 | 1969-06-01 | 2050-12-31
[10 empty] | 8271 | Ravenswood:GT34 | TC Ravenswood LLC | 15718 | 32800 | 1969-06-01 | 2050-12-31
[10 empty] | 8272 | Ravenswood:GT4 | TC Ravenswood LLC | 15407 | 13200 | 1970-06-01 | 2050-12-31
[10 empty] | 8273 | Ravenswood:GT5 | TC Ravenswood LLC | 15407 | 14000 | 1970-06-01 | 2050-12-31
[10 empty] | 8274 | Ravenswood:GT6 | TC Ravenswood LLC | 15236 | 13500 | 1970-06-01 | 2050-12-31
[10 empty] | 8275 | Ravenswood:GT7 | TC Ravenswood LLC | 15236 | 15000 | 1970-06-01 | 2050-12-31
[10 empty] | 8276 | Ravenswood:GT9 | TC Ravenswood LLC | 14158 | 20400 | 1970-06-01 | 2050-12-31
[10 empty] | 8277 | Rawdon:1 | Algonquin Power Systems Inc | 0 | 2500 | 1994-01-01 | 2050-12-31
[10 empty] | 8278 | Rawsonville:GEN1 | Visteon Corp | 13584 | 4500 | 1985-12-01 | 2050-12-31
[10 empty] | 8279 | Raymondville:1 | Brookfield Renewable Power Inc | 0 | 2200 | 1928-01-01 | 2050-12-31
[10 empty] | 8280 | Rayne:8 | Rayne LA (City of) | 10477 | 3400 | 1969-01-03 | 2050-12-31
[10 empty] | 8281 | Rayne:9 | Rayne LA (City of) | 10477 | 3600 | 1969-01-03 | 2050-12-31
[10 empty] | 8282 | Rayonier Fernandina Mill:GEN3 | Plummer Forest Products Inc | 15216 | 6500 | 1939-12-01 | 2050-12-31
[10 empty] | 8283 | Rayonier Fernandina Mill:GEN4 | Plummer Forest Products Inc | 12000 | 21000 | 1950-09-01 | 2050-12-31
[10 empty] | 8284 | Rayonier Jesup Mill (GA):GEN1 | Plummer Forest Products Inc | 12000 | 4650 | 1954-06-01 | 2050-12-31
[10 empty] | 8285 | Rayonier Jesup Mill (GA):GEN2 | Plummer Forest Products Inc | 12000 | 4650 | 1954-06-01 | 2050-12-31
[10 empty] | 8286 | Rayonier Jesup Mill (GA):GEN3 | Plummer Forest Products Inc | 12000 | 6980 | 1957-06-01 | 2050-12-31
[10 empty] | 8287 | Rayonier Jesup Mill (GA):GEN4 | Plummer Forest Products Inc | 12000 | 6980 | 1957-06-01 | 2050-12-31
[10 empty] | 8288 | Rayonier Jesup Mill (GA):GEN5 | Plummer Forest Products Inc | 14495 | 27900 | 1971-06-01 | 2050-12-31
[10 empty] | 8289 | Rayonier Jesup Mill (GA):GEN6 | Plummer Forest Products Inc | 13112 | 25110 | 1982-06-01 | 2050-12-31
[10 empty] | 8290 | Reading Plant:1 | Evergreen Community Power LLC | 9578 | 30000 | 2010-03-14 | 2050-12-31
[10 empty] | 8291 | Red Bridge:RB3 | NAEA Energy Massachusetts LLC | 0 | 1800 | 1934-01-01 | 2050-12-31
[10 empty] | 8292 | Red Bridge:RB4 | NAEA Energy Massachusetts LLC | 0 | 1800 | 1926-01-01 | 2050-12-31
[10 empty] | 8293 | Red Bud:All | Red Bud IL (City of) | 9500 | 14300 | 1968-07-01 | 2050-12-31
[10 empty] | 8294 | Red Cedar Cogeneration:1 | Interstate Power & Light Co | 11960 | 14500 | 1996-12-01 | 2050-12-31
[10 empty] | 8295 | Red Cloud:All | Red Cloud Municipal Light & Power | 12859 | 5700 | 1950-01-01 | 2050-12-31
|  |  | 2017 |  | 2017 |  | 2017 |  |  | 8296 | Red Hills Generating Facility:RHGF | Suez Energy Generation NA Inc | 9300 | 440000 | 2002-03-29 | 2050-12-31 | E
[10 empty] | 8297 | Red Hills Wind Project:WT1 53 | Red Hills Wind I LLC | 1000 | 79500 | 2009-03-12 | 2050-12-31
[10 empty] | 8298 | Red Hills Wind Project:WT54 82 | Red Hills Wind Project II LLC | 1000 | 43500 | 2009-03-12 | 2050-12-31
[10 empty] | 8299 | Red Lily Wind Farm:WT1 16 | Gaia Power Algonquin Power Inc | 1000 | 26400 | 2011-03-01 | 2050-12-31
[10 empty] | 8300 | Red Oak:CC | AES Red Oak LLC | 7424 | 765900 | 2002-04-01 | 2050-12-31
[10 empty] | 8301 | Red River Cogeneration:ST1 | Red River Environmental Products LLC | 10000 | 15500 | 2010-05-01 | 2050-12-31
[10 empty] | 8302 | Red River Cogeneration:ST2 | Red River Environmental Products LLC | 10000 | 4000 | 2010-05-01 | 2050-12-31
[10 empty] | 8303 | Red Wing:1 | Northern States Power Co (Minnesota) | 12000 | 10000 | 1949-10-01 | 2050-12-31
[10 empty] | 8304 | Red Wing:2 | Northern States Power Co (Minnesota) | 12000 | 10000 | 1949-11-01 | 2050-12-31
[10 empty] | 8305 | Redbud Power Plant:CC1 | Redbud Energy LP | 7561 | 285900 | 2004-05-01 | 2050-12-31
[10 empty] | 8306 | Redbud Power Plant:CC2 | Redbud Energy LP | 7700 | 285900 | 2004-05-01 | 2050-12-31
[10 empty] | 8307 | Redbud Power Plant:CC3 | Redbud Energy LP | 7517 | 285900 | 2004-05-01 | 2050-12-31
[10 empty] | 8308 | Redbud Power Plant:CC4 | Redbud Energy LP | 7658 | 285900 | 2004-05-01 | 2050-12-31
[10 empty] | 8309 | Redfield:1 | NorthWestern Corp | 11700 | 1300 | 1962-01-03 | 2050-12-31
[10 empty] | 8310 | Redfield:2 | NorthWestern Corp | 12700 | 1300 | 1962-01-03 | 2050-12-31
[10 empty] | 8311 | Redfield:3 | NorthWestern Corp | 11300 | 1300 | 1962-01-03 | 2050-12-31
[10 empty] | 8312 | Redwood Falls Wind Farm:WND1 | Southern Minnesota Municipal Power Agency | 1000 | 1700 | 2004-12-01 | 2050-12-31
[10 empty] | 8313 | Redwood Falls Wind Farm:WND2 | Southern Minnesota Municipal Power Agency | 1000 | 1700 | 2005-01-01 | 2050-12-31
[10 empty] | 8314 | Redwood Falls:1 | Redwood Falls Public Utility Commission | 0 | 300 | 1930-01-01 | 2050-12-31
[10 empty] | 8315 | Redwood Falls:All | Redwood Falls Public Utility Commission | 10406 | 14930 | 2002-12-01 | 2050-12-31
[10 empty] | 8316 | Reedy Creek Diesel:D1 D | Reedy Creek Improvement District | 10412 | 5000 | 1960-02-09 | 2050-12-31
[10 empty] | 8317 | Reedy Creek:G1 | Thiele Kaolin Co | 10894 | 1100 | 1993-01-01 | 2050-12-31
[10 empty] | 8318 | Reedy Creek:G2 | Thiele Kaolin Co | 10894 | 1100 | 1993-01-01 | 2050-12-31
[10 empty] | 8319 | Reilly Solar:PV | Anna Reilly | 1000 | 4 | 2008-10-15 | 2050-12-31
[10 empty] | 8320 | Reliant Energy Choctaw County:CC1 | RRI Energy Wholesale Generation LLC | 7808 | 848000 | 2003-08-21 | 2050-12-31
[10 empty] | 8321 | Reliant Energy Shelby County LP:CTG1 | RRI Energy Power Generating Inc | 9184 | 45500 | 2000-06-01 | 2050-12-31
[10 empty] | 8322 | Reliant Energy Shelby County LP:CTG2 | RRI Energy Power Generating Inc | 9184 | 45300 | 2000-06-01 | 2050-12-31
[10 empty] | 8323 | Reliant Energy Shelby County LP:CTG3 | RRI Energy Power Generating Inc | 9383 | 46100 | 2000-06-01 | 2050-12-31
[10 empty] | 8324 | Reliant Energy Shelby County LP:CTG4 | RRI Energy Power Generating Inc | 9220 | 46400 | 2000-06-01 | 2050-12-31
[10 empty] | 8325 | Reliant Energy Shelby County LP:CTG5 | RRI Energy Power Generating Inc | 9184 | 46800 | 2000-06-01 | 2050-12-31
[10 empty] | 8326 | Reliant Energy Shelby County LP:CTG6 | RRI Energy Power Generating Inc | 9184 | 47000 | 2001-03-15 | 2050-12-31
[10 empty] | 8327 | Reliant Energy Shelby County LP:CTG7 | RRI Energy Power Generating Inc | 9184 | 46800 | 2001-03-15 | 2050-12-31
[10 empty] | 8328 | Reliant Energy Shelby County LP:CTG8 | RRI Energy Power Generating Inc | 9184 | 47700 | 2001-03-15 | 2050-12-31
[10 empty] | 8329 | Remington:1 | Virginia Electric & Power Co | 10598 | 153000 | 2000-06-01 | 2050-12-31
[10 empty] | 8330 | Remington:2 | Virginia Electric & Power Co | 10598 | 151000 | 2000-06-01 | 2050-12-31
[10 empty] | 8331 | Remington:3 | Virginia Electric & Power Co | 10598 | 152000 | 2000-07-01 | 2050-12-31
[10 empty] | 8332 | Remington:4 | Virginia Electric & Power Co | 10598 | 152000 | 2000-07-01 | 2050-12-31
[10 empty] | 8333 | Remmel:All | Entergy Arkansas Inc | 0 | 11000 | 1925-01-01 | 2050-12-31
[10 empty] | 8334 | Renaissance Power LLC:CT1 | Renaissance Power LLC | 11611 | 165000 | 2002-04-01 | 2050-12-31
[10 empty] | 8335 | Renaissance Power LLC:CT2 | Renaissance Power LLC | 11611 | 165000 | 2002-04-01 | 2050-12-31
[10 empty] | 8336 | Renaissance Power LLC:CT3 | Renaissance Power LLC | 11611 | 165000 | 2002-04-01 | 2050-12-31
[10 empty] | 8337 | Renaissance Power LLC:CT4 | Renaissance Power LLC | 11611 | 165000 | 2002-04-01 | 2050-12-31
[10 empty] | 8338 | Renick Run 03 04:IC1 | Columbus OH (City of) | 10526 | 1100 | 2006-09-01 | 2050-12-31
[10 empty] | 8339 | Renick Run 03 04:IC2 | Columbus OH (City of) | 10526 | 1100 | 2006-09-01 | 2050-12-31
[10 empty] | 8340 | Rensselaer Cogeneration:CC | Rensselaer Cogeneration LLC | 9000 | 77400 | 1993-11-01 | 2050-12-31
[10 empty] | 8341 | Rensselaer County Flywheel Project:FW1-200 | Stephentown Regulation Services LLC | 0 | 20000 | 2011-03-31 | 2050-12-31
[10 empty] | 8342 | Rensselaer:IC10 | Rensselaer IN (City of) | 8547 | 8300 | 2006-06-01 | 2050-12-31
[10 empty] | 8343 | Rensselaer:All | Rensselaer IN (City of) | 12391 | 12800 | 1950-01-01 | 2050-12-31
[10 empty] | 8344 | Renville County Wind Farm (MMPA):WT | Minnesota Municipal Power Agency | 1000 | 160 | 2010-02-28 | 2050-12-31
[10 empty] | 8345 | Renwick:1 | Renwick IA (City of) | 12224 | 83 | 1936-01-03 | 2050-12-31
[10 empty] | 8346 | Renwick:2 | Renwick IA (City of) | 12137 | 200 | 1939-01-03 | 2050-12-31
[10 empty] | 8347 | Renwick:3 | Renwick IA (City of) | 12082 | 200 | 1942-01-03 | 2050-12-31
[10 empty] | 8348 | Research Triangle Park Solar:PV | GlaxoSmithKline | 1000 | 2 | 2008-05-20 | 2050-12-31
[10 empty] | 8349 | Research Triangle Park Solar:PV2 | GlaxoSmithKline | 1000 | 58 | 2008-11-15 | 2050-12-31
[10 empty] | 8350 | Reusens:All | Appalachian Power Co | 0 | 12000 | 1903-01-01 | 2050-12-31
[10 empty] | 8351 | Rex Brown:1 | Entergy Mississippi Inc | 13500 | 15000 | 1948-07-01 | 2050-12-31
[10 empty] | 8352 | Rex Brown:3 | Entergy Mississippi Inc | 11991 | 70000 | 1951-03-01 | 2050-12-31
[10 empty] | 8353 | Rex Brown:4 | Entergy Mississippi Inc | 14274 | 203000 | 1959-07-01 | 2050-12-31
[10 empty] | 8354 | Rex Brown:GT1 | Entergy Mississippi Inc | 16520 | 11000 | 1968-11-01 | 2050-12-31
[10 empty] | 8355 | Reynolds:1 | Springfield Water Light & Power Dept | 16000 | 17000 | 1970-11-01 | 2050-12-31
[10 empty] | 8356 | Rheingans Wind:WT | George Rheingans | 1000 | 4 | 2008-05-01 | 2050-12-31
2017 | 2017 | 2017 |  | 2021 | 2021 |  | 2017 |  |  | 8357 | Rhinelander Mill:GEN3 | Wausau Paper Mills Co | 12490 | 600 | 1940-12-01 | 2050-12-31 | W
2017 | 2017 | 2017 |  | 2021 | 2021 |  | 2017 |  |  | 8358 | Rhinelander Mill:GEN5 | Wausau Paper Mills Co | 12316 | 4000 | 1951-02-01 | 2050-12-31 | W
2017 | 2017 | 2017 |  | 2021 | 2021 |  | 2017 |  |  | 8359 | Rhinelander Mill:GEN6 | Wausau Paper Mills Co | 12230 | 7000 | 1958-07-01 | 2050-12-31 | W
[10 empty] | 8360 | Rhinelander Mill:All | Wausau Paper Mills Co | 0 | 1870 | 1917-12-01 | 2050-12-31
[10 empty] | 8361 | Rhode Island Hospital:GEN2 | Rhode Island Hospital | 12568 | 1700 | 1974-10-01 | 2050-12-31
[10 empty] | 8362 | Rhode Island Hospital:GEN4 | Rhode Island Hospital | 12998 | 1700 | 1974-10-01 | 2050-12-31
[10 empty] | 8363 | Rhode Island Hospital:NEW1 | Rhode Island Hospital | 11806 | 3000 | 1993-12-01 | 2050-12-31
[10 empty] | 8364 | Rhode Island Hospital:NEW3 | Rhode Island Hospital | 11816 | 3000 | 1993-09-01 | 2050-12-31
[10 empty] | 8365 | Rhode Island State Energy (FPLE):CC | Rhode Island State Energy Statutory Trust | 7019 | 528000 | 2002-11-05 | 2050-12-31
[10 empty] | 8366 | Rhodhiss:All | Duke Energy Carolinas | 0 | 30000 | 1925-02-01 | 2050-12-31
[10 empty] | 8367 | Riceboro:577A | Interstate Paper LLC | 12681 | 12500 | 1968-03-01 | 2050-12-31
[10 empty] | 8368 | Richard F Wheeler:All | Princeton Municipal Light Dept | 1000 | 3280 | 2010-01-01 | 2050-12-31
|  |  | 2017 |  | 2017 |  | 2017 | 2013 | 0.93745 | 8369 | Richard H Gorsuch:1 | American Municipal Power Inc | 11084 | 50000 | 1988-09-01 | 2010-12-31 | E
|  |  | 2017 |  | 2017 |  | 2017 | 2013 | 0.93745 | 8370 | Richard H Gorsuch:2 | American Municipal Power Inc | 11084 | 50000 | 1988-09-01 | 2010-12-31 | E
|  |  | 2017 |  | 2017 |  | 2017 | 2013 | 0.93745 | 8371 | Richard H Gorsuch:3 | American Municipal Power Inc | 11071 | 50000 | 1988-09-01 | 2010-12-31 | E
|  |  | 2017 |  | 2017 |  | 2017 | 2013 | 0.93745 | 8372 | Richard H Gorsuch:4 | American Municipal Power Inc | 11071 | 50000 | 1988-09-01 | 2010-12-31 | E
[10 empty] | 8373 | Richard J Midulla Generating Station:CC | Seminole Electric Coop Inc | 7378 | 488000 | 2002-01-01 | 2050-12-31
[10 empty] | 8374 | Richard J Midulla Generating Station:GT1 | Seminole Electric Coop Inc | 11377 | 54000 | 2006-12-01 | 2050-12-31
[10 empty] | 8375 | Richard J Midulla Generating Station:GT2 | Seminole Electric Coop Inc | 10739 | 54000 | 2006-12-01 | 2050-12-31
[10 empty] | 8376 | Richard J Midulla Generating Station:GT3 | Seminole Electric Coop Inc | 10739 | 54000 | 2006-12-01 | 2050-12-31
[10 empty] | 8377 | Richard J Midulla Generating Station:GT4 | Seminole Electric Coop Inc | 11150 | 54000 | 2006-12-01 | 2050-12-31
[10 empty] | 8378 | Richard J Midulla Generating Station:GT5 | Seminole Electric Coop Inc | 10739 | 54000 | 2006-12-01 | 2050-12-31
[10 empty] | 8379 | Richard M Flynn:CC | New York Power Authority | 7727 | 134300 | 1994-05-01 | 2050-12-31
[10 empty] | 8380 | Richard Russell:1 | USACE Savannah District | 0 | 84000 | 1985-01-01 | 2050-12-31
[10 empty] | 8381 | Richard Russell:2 | USACE Savannah District | 0 | 84000 | 1985-02-01 | 2050-12-31
[10 empty] | 8382 | Richard Russell:3 | USACE Savannah District | 0 | 84000 | 1985-07-01 | 2050-12-31
[10 empty] | 8383 | Richard Russell:4 | USACE Savannah District | 0 | 84000 | 1986-01-01 | 2050-12-31
[10 empty] | 8384 | Richard Russell:5 | USACE Savannah District | 0 | 82000 | 2002-09-01 | 2050-12-31
[10 empty] | 8385 | Richard Russell:6 | USACE Savannah District | 0 | 82000 | 2002-09-01 | 2050-12-31
[10 empty] | 8386 | Richard Russell:7 | USACE Savannah District | 0 | 82000 | 2002-09-01 | 2050-12-31
[10 empty] | 8387 | Richard Russell:8 | USACE Savannah District | 0 | 82000 | 2002-09-01 | 2050-12-31
[10 empty] | 8388 | Richardson Wind Farm:WT1 5 | Boralex Inc | 1000 | 10000 | 2010-12-31 | 2050-12-31
[10 empty] | 8389 | Richey Wind:WT | Richey Properties LLC | 1000 | 600 | 2009-01-15 | 2050-12-31
[10 empty] | 8390 | Richland County Landfill:GT | Santee Cooper | 11786 | 5300 | 2006-02-28 | 2050-12-31
[10 empty] | 8391 | Richland Creek Landfill:OT | Energy Development Group | 9000 | 5000 | 2003-01-01 | 2050-12-31
[10 empty] | 8392 | Richland:1 | FirstEnergy Generation Corp | 16675 | 11000 | 1965-12-01 | 2050-12-31
[10 empty] | 8393 | Richland:2 | FirstEnergy Generation Corp | 16675 | 11000 | 1966-02-01 | 2050-12-31
[10 empty] | 8394 | Richland:3 | FirstEnergy Generation Corp | 16675 | 11000 | 1966-02-01 | 2050-12-31
[10 empty] | 8395 | Richland:4 | FirstEnergy Generation Corp | 12539 | 112000 | 2001-03-01 | 2050-12-31
[10 empty] | 8396 | Richland:5 | FirstEnergy Generation Corp | 12739 | 112000 | 2001-03-01 | 2050-12-31
[10 empty] | 8397 | Richland:6 | FirstEnergy Generation Corp | 12434 | 112000 | 2001-03-01 | 2050-12-31
[10 empty] | 8398 | Richmond (IN):RCT1 | Indiana Municipal Power Agency | 13364 | 34000 | 1992-05-01 | 2050-12-31
[10 empty] | 8399 | Richmond (IN):RCT2 | Indiana Municipal Power Agency | 13299 | 34000 | 1992-05-01 | 2050-12-31
[10 empty] | 8400 | Richmond (NC):1 | Progress Energy Carolinas | 10992 | 162000 | 2001-05-27 | 2050-12-31
[10 empty] | 8401 | Richmond (NC):2 | Progress Energy Carolinas | 10982 | 161000 | 2001-05-27 | 2050-12-31
[10 empty] | 8402 | Richmond (NC):3 | Progress Energy Carolinas | 10890 | 163000 | 2001-05-27 | 2050-12-31
[10 empty] | 8403 | Richmond (NC):4 | Progress Energy Carolinas | 10980 | 163000 | 2001-05-27 | 2050-12-31
[10 empty] | 8404 | Richmond (NC):6 | Progress Energy Carolinas | 11155 | 159000 | 2002-05-30 | 2050-12-31
[10 empty] | 8405 | Richmond (NC):CC1 | Progress Energy Carolinas | 7002 | 479000 | 2002-05-30 | 2050-12-31
[10 empty] | 8406 | Richmond (NC):CC2B | Progress Energy Carolinas | 7000 | 570000 | 2011-06-01 | 2050-12-31
[10 empty] | 8407 | Richmond County Generating Facility:GT1 | North Carolina Electric Membership Corp | 10433 | 56500 | 2007-10-01 | 2050-12-31
[10 empty] | 8408 | Richmond County Generating Facility:GT2 | North Carolina Electric Membership Corp | 10433 | 56500 | 2007-10-01 | 2050-12-31
[10 empty] | 8409 | Richmond County Generating Facility:GT3 | North Carolina Electric Membership Corp | 10433 | 56500 | 2007-10-01 | 2050-12-31
[10 empty] | 8410 | Richmond County Generating Facility:GT4 | North Carolina Electric Membership Corp | 10458 | 56500 | 2007-10-01 | 2050-12-31
[10 empty] | 8411 | Richmond County Generating Facility:GT5 | North Carolina Electric Membership Corp | 10433 | 56500 | 2007-10-01 | 2050-12-31
[10 empty] | 8412 | Richmond Generating Station:91 | Exelon Generation Co LLC | 13445 | 48000 | 1973-06-01 | 2050-12-31
[10 empty] | 8413 | Richmond Generating Station:92 | Exelon Generation Co LLC | 13445 | 48000 | 1973-06-01 | 2050-12-31
[10 empty] | 8414 | Richmond:1 | Gas Recovery Systems Inc | 10000 | 900 | 1993-08-01 | 2050-12-31
[10 empty] | 8415 | Richmond:2 | Gas Recovery Systems Inc | 10000 | 900 | 1993-08-01 | 2050-12-31
[10 empty] | 8416 | Rideau Falls:All | Rideau Falls LP | 0 | 2000 | 1987-01-01 | 2050-12-31
[10 empty] | 8417 | Ridge (FL):1 | Wheelabrator Ridge Energy Inc | 11554 | 47100 | 1994-03-01 | 2050-12-31
[10 empty] | 8418 | Ridge:1 | Nova Scotia Power | 0 | 3500 | 1957-01-01 | 2050-12-31
[10 empty] | 8419 | Ridgeview:GEN1 | Bio Energy Partners | 9000 | 800 | 2002-09-01 | 2050-12-31
[10 empty] | 8420 | Ridgeview:GEN10 | Bio Energy Partners | 9000 | 800 | 2006-12-01 | 2050-12-31
[10 empty] | 8421 | Ridgeview:GEN2 | Bio Energy Partners | 9000 | 800 | 2002-09-01 | 2050-12-31
[10 empty] | 8422 | Ridgeview:GEN3 | Bio Energy Partners | 9000 | 800 | 2002-09-01 | 2050-12-31
[10 empty] | 8423 | Ridgeview:GEN4 | Bio Energy Partners | 9000 | 800 | 2003-06-01 | 2050-12-31
[10 empty] | 8424 | Ridgeview:GEN5 | Bio Energy Partners | 9000 | 800 | 2006-12-01 | 2050-12-31
[10 empty] | 8425 | Ridgeview:GEN6 | Bio Energy Partners | 9000 | 800 | 2006-12-01 | 2050-12-31
[10 empty] | 8426 | Ridgeview:GEN7 | Bio Energy Partners | 9000 | 800 | 2006-12-01 | 2050-12-31
[10 empty] | 8427 | Ridgeview:GEN8 | Bio Energy Partners | 9000 | 800 | 2006-12-01 | 2050-12-31
[10 empty] | 8428 | Ridgeview:GEN9 | Bio Energy Partners | 9000 | 800 | 2006-12-01 | 2050-12-31
[10 empty] | 8429 | Ridgewind Wind Project:WT1 16 | Ridgewind Power Partners LLC | 1000 | 27000 | 2010-08-31 | 2050-12-31
[10 empty] | 8430 | Ridgewood Providence:GEN1 | Ridgewood Providence Power PLP | 10000 | 175 | 1990-01-01 | 2013-09-01
[10 empty] | 8431 | Ridgewood Providence:GEN2 | Ridgewood Providence Power PLP | 10000 | 175 | 1990-01-01 | 2013-09-01
[10 empty] | 8432 | Ridgewood Providence:GEN3 | Ridgewood Providence Power PLP | 10000 | 175 | 1990-01-01 | 2013-09-01
[10 empty] | 8433 | Ridgewood Providence:GEN4 | Ridgewood Providence Power PLP | 10000 | 175 | 1990-01-01 | 2013-09-01
[10 empty] | 8434 | Ridgewood Providence:GEN5 | Ridgewood Providence Power PLP | 10000 | 175 | 1990-01-01 | 2013-09-01
[10 empty] | 8435 | Ridgewood Providence:GEN6 | Ridgewood Providence Power PLP | 10000 | 175 | 1990-01-01 | 2013-09-01
[10 empty] | 8436 | Ridgewood Providence:GEN7 | Ridgewood Providence Power PLP | 10000 | 175 | 1990-01-01 | 2013-09-01
[10 empty] | 8437 | Ridgewood Providence:GEN8 | Ridgewood Providence Power PLP | 10000 | 175 | 1990-01-01 | 2013-09-01
[10 empty] | 8438 | Ridgewood Providence:GEN9 | Ridgewood Providence Power PLP | 10000 | 175 | 1997-05-01 | 2013-09-01
[10 empty] | 8439 | Ridgewood Providence:PH21 | Ridgewood Providence Power PLP | 9000 | 147 | 2004-03-01 | 2050-12-31
[10 empty] | 8440 | Ridgewood Providence:PH22 | Ridgewood Providence Power PLP | 9000 | 147 | 2004-03-01 | 2050-12-31
[10 empty] | 8441 | Ridgewood Providence:PH23 | Ridgewood Providence Power PLP | 9000 | 147 | 2004-03-01 | 2050-12-31
[10 empty] | 8442 | Ridgewood Providence:PH24 | Ridgewood Providence Power PLP | 9000 | 147 | 2004-03-01 | 2050-12-31
[10 empty] | 8443 | Ridgewood Providence:PHI1 | Ridgewood Providence Power PLP | 9000 | 1200 | 2004-03-01 | 2050-12-31
[10 empty] | 8444 | Ridgewood Providence:PHI2 | Ridgewood Providence Power PLP | 9000 | 1200 | 2004-03-01 | 2050-12-31
[10 empty] | 8445 | Riley Generating Station:1 | Zeeland MI (City of) | 10393 | 2000 | 2006-07-01 | 2050-12-31
[10 empty] | 8446 | Riley Generating Station:2 | Zeeland MI (City of) | 10393 | 2000 | 2006-07-01 | 2050-12-31
[10 empty] | 8447 | Riley Generating Station:3 | Zeeland MI (City of) | 10393 | 2000 | 2006-07-01 | 2050-12-31
[10 empty] | 8448 | Riley Generating Station:4 | Zeeland MI (City of) | 10393 | 2000 | 2006-07-01 | 2050-12-31
[10 empty] | 8449 | Riley Generating Station:5 | Zeeland MI (City of) | 10393 | 2000 | 2006-07-01 | 2050-12-31
[10 empty] | 8450 | Riley Hydro:All | International Paper Co | 0 | 6600 | 1981-12-01 | 2050-12-31
[10 empty] | 8451 | Riley:All | Union City MI (City of) | 0 | 417 | 1922-01-03 | 2050-12-31
[10 empty] | 8452 | Rimouski:GEN1 | Boralex Inc | 0 | 3600 | 1996-01-01 | 2050-12-31
[10 empty] | 8453 | Rinehart Solar Farm:PV1 | Bluechip Energy | 1000 | 120 | 2010-06-30 | 2050-12-31
[10 empty] | 8454 | Ring Power Landfill:1 | JEA | 10876 | 800 | 1992-04-01 | 2050-12-31
[10 empty] | 8455 | Rio Pinar:P1 | Progress Energy Florida | 15860 | 12000 | 1970-11-01 | 2050-12-31
[10 empty] | 8456 | Rio:RIO | AER NY Gen LLC | 0 | 9600 | 1927-12-01 | 2050-12-31
[10 empty] | 8457 | Ripley Wind Power Project:WT1 20 | Suncor Energy Inc | 1000 | 40000 | 2007-12-31 | 2050-12-31
[10 empty] | 8458 | Ripley Wind Power Project:WT21 38 | Acciona Wind Energy Canada Inc | 1000 | 36000 | 2007-12-31 | 2050-12-31
|  |  | 2017 |  | 2017 |  | 2017 |  |  | 8459 | Rittman Paperboard:GEN1 | Caraustar Industries Inc | 12657 | 3000 | 1928-01-01 | 2050-12-31 | E
|  |  | 2017 |  | 2017 |  | 2017 |  |  | 8460 | Rittman Paperboard:GEN2 | Caraustar Industries Inc | 12493 | 5000 | 1940-01-01 | 2050-12-31 | E
|  |  | 2017 |  | 2017 |  | 2017 |  |  | 8461 | Rittman Paperboard:GEN3 | Caraustar Industries Inc | 12406 | 6000 | 1946-06-01 | 2050-12-31 | E
[10 empty] | 8462 | River Bend Hydro:1 | Clement Dam Hydroelectric LLC | 0 | 700 | 1986-02-01 | 2050-12-31
[10 empty] | 8463 | River Bend:NB1 | Entergy Gulf States Louisiana LLC | 10500 | 978000 | 1986-01-01 | 2050-12-31
[10 empty] | 8464 | River Farm Solar:PV | River Farm Management LLC | 1000 | 8 | 2009-02-28 | 2050-12-31
[10 empty] | 8465 | River Hills:1 | MidAmerican Energy Co | 15930 | 14500 | 1966-05-01 | 2050-12-31
[10 empty] | 8466 | River Hills:2 | MidAmerican Energy Co | 15930 | 14500 | 1966-05-01 | 2050-12-31
[10 empty] | 8467 | River Hills:3 | MidAmerican Energy Co | 15930 | 14500 | 1966-05-01 | 2050-12-31
[10 empty] | 8468 | River Hills:4 | MidAmerican Energy Co | 15930 | 14500 | 1966-05-01 | 2050-12-31
[10 empty] | 8469 | River Hills:5 | MidAmerican Energy Co | 15930 | 14600 | 1967-10-01 | 2050-12-31
[10 empty] | 8470 | River Hills:6 | MidAmerican Energy Co | 15930 | 14600 | 1967-10-01 | 2050-12-31
[10 empty] | 8471 | River Hills:7 | MidAmerican Energy Co | 15930 | 14600 | 1968-04-01 | 2050-12-31
[10 empty] | 8472 | River Hills:8 | MidAmerican Energy Co | 15930 | 14700 | 1968-04-01 | 2050-12-31
[10 empty] | 8473 | River Mill Hydro:1 | Massachusetts Municipal Wholesale Electric Co | 0 | 100 | 1989-06-01 | 2050-12-31
[10 empty] | 8474 | River Rouge:1 | DTE River Rouge 1 LLC | 9628 | 234000 | 1956-02-01 | 2050-12-31
2015 | 2015 | 2015 |  | 2017 | 2020 |  | 2017 |  |  | 8475 | River Rouge:2 | Detroit Edison Co (The) | 9197 | 251000 | 1957-11-01 | 2050-12-31 | W
2015 | 2015 | 2015 |  | 2017 | 2020 |  | 2017 |  |  | 8476 | River Rouge:3 | Detroit Edison Co (The) | 9240 | 272000 | 1958-10-01 | 2050-12-31 | W
[10 empty] | 8477 | River Rouge:IC1 | Detroit Edison Co (The) | 10600 | 2750 | 1967-11-01 | 2050-12-31
[10 empty] | 8478 | River Rouge:IC2 | Detroit Edison Co (The) | 10600 | 2750 | 1967-12-01 | 2050-12-31
[10 empty] | 8479 | River Rouge:IC3 | Detroit Edison Co (The) | 10600 | 2750 | 1967-11-01 | 2050-12-31
[10 empty] | 8480 | River Rouge:IC4 | Detroit Edison Co (The) | 10600 | 2750 | 1967-11-01 | 2050-12-31
[10 empty] | 8481 | Riverbend (NC):10 | Duke Energy Carolinas | 17115 | 30000 | 1969-07-01 | 2050-12-31
[10 empty] | 8482 | Riverbend (NC):11 | Duke Energy Carolinas | 17115 | 30000 | 1969-07-01 | 2050-12-31
|  |  | 2017 |  | 2017 |  | 2017 |  |  | 8483 | Riverbend (NC):4 | Duke Energy Carolinas | 10669 | 94000 | 1952-10-01 | 2015-12-31 | E
|  |  | 2017 |  | 2017 |  | 2017 |  |  | 8484 | Riverbend (NC):5 | Duke Energy Carolinas | 10815 | 94000 | 1952-11-01 | 2015-12-31 | E
|  |  | 2017 |  | 2017 |  | 2017 |  |  | 8485 | Riverbend (NC):6 | Duke Energy Carolinas | 10381 | 133000 | 1954-08-01 | 2015-12-31 | E
|  |  | 2017 |  | 2017 |  | 2017 |  |  | 8486 | Riverbend (NC):7 | Duke Energy Carolinas | 10166 | 133000 | 1954-11-01 | 2015-12-31 | E
[10 empty] | 8487 | Riverbend (NC):8 | Duke Energy Carolinas | 17115 | 30000 | 1969-07-01 | 2050-12-31
[10 empty] | 8488 | Riverbend (NC):9 | Duke Energy Carolinas | 17115 | 30000 | 1969-07-01 | 2050-12-31
[10 empty] | 8489 | Riverdale Mill:CC | International Paper Co | 9000 | 37000 | 1994-11-01 | 2050-12-31
[10 empty] | 8490 | Riverdale Mill:GEN1 | International Paper Co | 12738 | 7000 | 1967-01-01 | 2050-12-31
[10 empty] | 8491 | Riverdale Mill:GEN2 | International Paper Co | 11708 | 31000 | 1985-01-01 | 2050-12-31
[10 empty] | 8492 | Riverdale Mills Corp:HYDR | James M Knott | 0 | 100 | 1985-09-01 | 2050-12-31
[10 empty] | 8493 | Riverdale:All | Northern States Power Co (Wisconsin) | 0 | 600 | 1905-01-03 | 2050-12-31
[10 empty] | 8494 | Riverhead Cogeneration Facility:IC | Riverhead Care Center | 10810 | 75 | 2007-09-15 | 2050-12-31
2017 | 2017 | 2017 |  | 2021 | 2021 |  | 2017 |  |  | 8495 | Riverland Biofuels LLC:ST1 | New Cie Opco LLC | 8000 | 5000 | 2008-08-01 | 2050-12-31 | W
2017 | 2017 | 2017 |  | 2021 | 2021 |  | 2017 |  |  | 8496 | Riverside (IA):3HS | MidAmerican Energy Co | 10500 | 4800 | 1949-05-01 | 2050-12-31 | W
2016 | 2016 | 2016 |  | 2018 | 2021 |  | 2017 |  |  | 8497 | Riverside (IA):5 | MidAmerican Energy Co | 10223 | 130000 | 1961-06-01 | 2050-12-31 | W
[10 empty] | 8498 | Riverside (MA):All | Holyoke Gas & Electric Dept | 0 | 6900 | 1920-01-03 | 2050-12-31
[10 empty] | 8499 | Riverside (MD):4 | Constellation Power Source Inc | 12658 | 78000 | 1951-09-01 | 2050-12-31
[10 empty] | 8500 | Riverside (MD):GT6 | Constellation Power Source Inc | 12536 | 115000 | 1970-04-01 | 2050-12-31
[10 empty] | 8501 | Riverside (MD):GT7 | Constellation Power Source Inc | 13049 | 22000 | 1970-09-01 | 2050-12-31
[10 empty] | 8502 | Riverside (MD):GT8 | Constellation Power Source Inc | 12701 | 22000 | 1970-09-01 | 2050-12-31
[10 empty] | 8503 | Riverside (OK):1 | Public Service Co of Oklahoma | 9813 | 454000 | 1974-04-01 | 2050-12-31
[10 empty] | 8504 | Riverside (OK):2 | Public Service Co of Oklahoma | 10090 | 455000 | 1976-05-01 | 2050-12-31
[10 empty] | 8505 | Riverside (OK):GT1 | Public Service Co of Oklahoma | 12140 | 79000 | 2008-06-01 | 2050-12-31
[10 empty] | 8506 | Riverside (OK):GT2 | Public Service Co of Oklahoma | 12140 | 79000 | 2008-06-01 | 2050-12-31
[10 empty] | 8507 | Riverside (OK):IC1 | Public Service Co of Oklahoma | 10500 | 2800 | 1976-10-01 | 2050-12-31
[10 empty] | 8508 | Riverside Energy Center:CC | Rock River Energy LLC | 6895 | 598300 | 2004-06-14 | 2050-12-31
[10 empty] | 8509 | Riverside Generating Co LLC:GTG1 | Riverside Generating Co LLC | 11611 | 165000 | 2001-07-21 | 2050-12-31
[10 empty] | 8510 | Riverside Generating Co LLC:GTG2 | Riverside Generating Co LLC | 11611 | 165000 | 2001-07-21 | 2050-12-31
[10 empty] | 8511 | Riverside Generating Co LLC:GTG3 | Riverside Generating Co LLC | 11611 | 165000 | 2001-07-21 | 2050-12-31
[10 empty] | 8512 | Riverside Generating Co LLC:GTG4 | Foothills Generating Co LLC | 11611 | 165000 | 2002-06-01 | 2050-12-31
[10 empty] | 8513 | Riverside Generating Co LLC:GTG5 | Foothills Generating Co LLC | 11611 | 165000 | 2002-06-01 | 2050-12-31
[10 empty] | 8514 | Riverside Manufacturing Co:1753 | Riverside Manufacturing Co | 12866 | 940 | 1990-05-01 | 2050-12-31
[10 empty] | 8515 | Riverside Repowering Project (MN):CC | Northern States Power Co (Minnesota) | 6663 | 424600 | 2009-04-30 | 2050-12-31
[10 empty] | 8516 | Riverside Resource Recovery LLC:RO1 | Illinois Electrical Generating Partners | 10000 | 900 | 1997-02-01 | 2050-12-31
[10 empty] | 8517 | Riverton:10 | Empire District Electric Co (The) | 10000 | 16000 | 1988-12-01 | 2050-12-31
[10 empty] | 8518 | Riverton:11 | Empire District Electric Co (The) | 10000 | 16000 | 1988-11-01 | 2050-12-31
[10 empty] | 8519 | Riverton:12 | Empire District Electric Co (The) | 11049 | 150000 | 2007-04-10 | 2050-12-31
2017 | 2017 | 2017 |  | 2020 | 2021 |  | 2017 |  |  | 8520 | Riverton:7 | Empire District Electric Co (The) | 12956 | 38000 | 1950-06-01 | 2050-12-31 | W
2017 | 2017 | 2017 |  | 2020 | 2021 |  | 2017 |  |  | 8521 | Riverton:8 | Empire District Electric Co (The) | 12103 | 54000 | 1954-06-01 | 2050-12-31 | W
[10 empty] | 8522 | Riverton:9 | Empire District Electric Co (The) | 10500 | 12000 | 1964-06-01 | 2050-12-31
[10 empty] | 8523 | Riverview (GA):1 | Georgia Power Co | 0 | 480 | 1918-01-01 | 2050-12-31
[10 empty] | 8524 | Riverview (TX):6 | Southwestern Public Service Co | 13669 | 23000 | 1974-05-01 | 2050-12-31
[10 empty] | 8525 | Riverview Dairy:IC1 | Riverview Dairy of MN LLP | 9000 | 2130 | 2008-12-30 | 2050-12-31
[10 empty] | 8526 | Riverview Energy Systems (DTE):GEN1 | Riverview Energy Systems | 13000 | 2810 | 1988-01-01 | 2050-12-31
[10 empty] | 8527 | Riverview Energy Systems (DTE):GEN2 | Riverview Energy Systems | 13000 | 2810 | 1988-01-01 | 2050-12-31
[10 empty] | 8528 | Riverwinds 1:WT 5-6 | WPPI Energy | 1000 | 1900 | 2003-12-31 | 2050-12-31
[10 empty] | 8529 | Riverwinds 1:WT1 4 | WPPI Energy | 1000 | 3600 | 2002-07-12 | 2050-12-31
[10 empty] | 8530 | Riverwood 100 Building:11KT | Fifth Street Management Co LLC | 10968 | 1100 | 1989-01-01 | 2050-12-31
2017 | 2017 | 2017 |  | 2020 | 2021 |  | 2017 | 2013 | 0.98932 | 8531 | Rivesville:5 | Monongahela Power Co | 13612 | 46000 | 1943-06-01 | 2050-12-31 | W
2016 | 2016 | 2016 |  | 2019 | 2021 |  | 2017 | 2013 | 0.98932 | 8532 | Rivesville:6 | Monongahela Power Co | 12858 | 91000 | 1951-09-01 | 2050-12-31 | W
[10 empty] | 8533 | Riviera:3 | Florida Power & Light Co | 9527 | 277000 | 1962-06-01 | 2050-12-31
[10 empty] | 8534 | Riviera:4 | Florida Power & Light Co | 10019 | 288000 | 1963-03-01 | 2050-12-31
[10 empty] | 8535 | Riviere Des Prairies:All | Hydro Quebec | 0 | 46140 | 1986-03-01 | 2050-12-31
[10 empty] | 8536 | Riviere Du Loup:All | Algonquin Power Systems Inc | 0 | 2600 | 1977-01-01 | 2050-12-31
[10 empty] | 8537 | Roadrunner I:WT | Roadrunner I LLC | 1000 | 1300 | 2006-05-31 | 2050-12-31
|  |  | 2017 |  | 2017 |  | 2017 |  |  | 8538 | Roanoke Rapids North Carolina:GEN1 | Kapstone Kraft Paper Corp | 12033 | 25000 | 1966-01-01 | 2050-12-31 | E
[10 empty] | 8539 | Roanoke Rapids:1 | Virginia Electric & Power Co | 0 | 26000 | 1955-12-01 | 2050-12-31
[10 empty] | 8540 | Roanoke Rapids:2 | Virginia Electric & Power Co | 0 | 25000 | 1955-10-01 | 2050-12-31
[10 empty] | 8541 | Roanoke Rapids:3 | Virginia Electric & Power Co | 0 | 25000 | 1955-09-01 | 2050-12-31
[10 empty] | 8542 | Roanoke Rapids:4 | Virginia Electric & Power Co | 0 | 23000 | 1955-09-01 | 2050-12-31
|  |  | 2017 |  | 2017 |  | 2017 |  |  | 8543 | Roanoke Valley 1:GEN1 | Westmoreland Energy Inc | 10418 | 165000 | 1994-03-01 | 2050-12-31 | E
|  |  | 2017 |  | 2017 |  | 2017 |  |  | 8544 | Roanoke Valley II:GEN2 | Westmoreland Energy Inc | 11394 | 44000 | 1995-02-01 | 2050-12-31 | E
[10 empty] | 8545 | Robbins Lumber Inc:CAT | Robbins Lumber Inc | 10754 | 1800 | 1987-01-01 | 2050-12-31
[10 empty] | 8546 | Robbins Lumber Inc:WEST | Robbins Lumber Inc | 13386 | 1100 | 1981-01-01 | 2050-12-31
[10 empty] | 8547 | Robbins Solar:PV | John B Robbins | 1000 | 8 | 2009-05-01 | 2050-12-31
[10 empty] | 8548 | Robert A. Dunford:1 | Brookfield Renewable Power Inc | 0 | 22500 | 2003-03-01 | 2050-12-31
[10 empty] | 8549 | Robert A. Dunford:2 | Brookfield Renewable Power Inc | 0 | 22500 | 2003-03-01 | 2050-12-31
[10 empty] | 8550 | Robert D Cooley Wind:1 | Robert D Cooley | 1000 | 10 | 2007-11-15 | 2050-12-31
|  |  | 2017 |  | 2017 |  | 2017 | 2013 | 0.93042 | 8551 | Robert D Green:GEN1 | Big Rivers Electric Corp | 10711 | 231000 | 1979-12-01 | 2050-12-31 | E
|  |  | 2017 |  | 2017 |  | 2017 | 2013 | 0.93042 | 8552 | Robert D Green:GEN2 | Big Rivers Electric Corp | 10380 | 223000 | 1981-01-01 | 2050-12-31 | E
[10 empty] | 8553 | Robert D Willis:All | USACE Fort Worth District | 0 | 8000 | 1989-12-01 | 2050-12-31
[10 empty] | 8554 | Robert E Ritchie:2 | Entergy Power Inc | 10767 | 544000 | 1968-03-01 | 2050-12-31
[10 empty] | 8555 | Robert E Ritchie:GT1 | Entergy Arkansas Inc | 15430 | 16000 | 1970-10-01 | 2050-12-31
[10 empty] | 8556 | Robert K Bergin Solar:PV | Robert K Bergin | 1000 | 3 | 2008-10-30 | 2050-12-31
[10 empty] | 8557 | Robert P Mone Plant:1 | National Power Coop Inc | 10598 | 149300 | 2002-07-10 | 2050-12-31
[10 empty] | 8558 | Robert P Mone Plant:2 | National Power Coop Inc | 10598 | 148100 | 2002-07-10 | 2050-12-31
[10 empty] | 8559 | Robert P Mone Plant:3 | National Power Coop Inc | 10598 | 148800 | 2002-07-10 | 2050-12-31
[10 empty] | 8560 | Robert S Kerr:1 | USACE Tulsa District | 0 | 31600 | 1971-10-01 | 2050-12-31
[10 empty] | 8561 | Robert S Kerr:2 | USACE Tulsa District | 0 | 31600 | 1971-07-01 | 2050-12-31
[10 empty] | 8562 | Robert S Kerr:3 | USACE Tulsa District | 0 | 31600 | 1971-09-01 | 2050-12-31
[10 empty] | 8563 | Robert S Kerr:4 | USACE Tulsa District | 0 | 35600 | 1971-11-01 | 2050-12-31
[10 empty] | 8564 | Robert Swaar Solar:PV | Robert Swaar | 1000 | 66 | 2008-05-01 | 2050-12-31
[10 empty] | 8565 | Robert-Bourassa:1 | Hydro Quebec | 0 | 337380 | 1981-10-01 | 2050-12-31
[10 empty] | 8566 | Robert-Bourassa:10 | Hydro Quebec | 0 | 337380 | 1979-11-01 | 2050-12-31
[10 empty] | 8567 | Robert-Bourassa:11 | Hydro Quebec | 0 | 337380 | 1979-12-01 | 2050-12-31
[10 empty] | 8568 | Robert-Bourassa:12 | Hydro Quebec | 0 | 337380 | 1979-12-01 | 2050-12-31
[10 empty] | 8569 | Robert-Bourassa:13 | Hydro Quebec | 0 | 337380 | 1980-04-01 | 2050-12-31
[10 empty] | 8570 | Robert-Bourassa:14 | Hydro Quebec | 0 | 337380 | 1980-07-01 | 2050-12-31
[10 empty] | 8571 | Robert-Bourassa:15 | Hydro Quebec | 0 | 337380 | 1980-08-01 | 2050-12-31
[10 empty] | 8572 | Robert-Bourassa:16 | Hydro Quebec | 0 | 337380 | 1980-08-01 | 2050-12-31
[10 empty] | 8573 | Robert-Bourassa:2 | Hydro Quebec | 0 | 337380 | 1981-09-01 | 2050-12-31
[10 empty] | 8574 | Robert-Bourassa:3 | Hydro Quebec | 0 | 337380 | 1981-09-01 | 2050-12-31
[10 empty] | 8575 | Robert-Bourassa:4 | Hydro Quebec | 0 | 337380 | 1981-07-01 | 2050-12-31
[10 empty] | 8576 | Robert-Bourassa:5 | Hydro Quebec | 0 | 337380 | 1981-04-01 | 2050-12-31
[10 empty] | 8577 | Robert-Bourassa:6 | Hydro Quebec | 0 | 337380 | 1980-12-01 | 2050-12-31
[10 empty] | 8578 | Robert-Bourassa:7 | Hydro Quebec | 0 | 337380 | 1980-12-01 | 2050-12-31
[10 empty] | 8579 | Robert-Bourassa:8 | Hydro Quebec | 0 | 337380 | 1980-11-01 | 2050-12-31
[10 empty] | 8580 | Robert-Bourassa:9 | Hydro Quebec | 0 | 337380 | 1979-10-01 | 2050-12-31
[10 empty] | 8581 | Roberts Road Landfill:OT | Energy Development Group | 11000 | 1400 | 2003-10-16 | 2050-12-31
[10 empty] | 8582 | Robertsville:All | FirstLight Hydro Generating Co LLC | 0 | 354 | 1924-01-03 | 2050-12-31
[10 empty] | 8583 | Robin J Miller Wind:WT | Robin J Miller | 1000 | 6 | 2008-12-01 | 2050-12-31
[10 empty] | 8584 | Robins:1 | Georgia Power Co | 12031 | 80000 | 1995-05-01 | 2050-12-31
[10 empty] | 8585 | Robins:2 | Georgia Power Co | 12320 | 80000 | 1995-05-01 | 2050-12-31
[10 empty] | 8586 | Rochester 2:1 | Rochester Gas & Electric Corp | 0 | 6500 | 1960-08-01 | 2050-12-31
[10 empty] | 8587 | Rochester 26:1 | Rochester Gas & Electric Corp | 0 | 3000 | 1952-08-01 | 2050-12-31
[10 empty] | 8588 | Rochester 9:2 | Rochester Gas & Electric Corp | 14958 | 15800 | 1969-11-01 | 2050-12-31
[10 empty] | 8589 | Rochester Beebee:13 | Rochester Gas & Electric Corp | 16084 | 14100 | 1969-06-01 | 2050-12-31
[10 empty] | 8590 | Rochester Landfill:1 | New Hampshire Electric Coop Inc | 10000 | 4900 | 1998-11-01 | 2050-12-31
[10 empty] | 8591 | Rock Forest:All | Hydro Sherbrooke | 0 | 2200 | 1911-01-01 | 2050-12-31
[10 empty] | 8592 | Rock Island (NY):1 | Enel North America Inc | 0 | 1900 | 1995-02-01 | 2050-12-31
[10 empty] | 8593 | Rock Lake:1 | Great River Energy | 15040 | 19300 | 1978-04-01 | 2050-12-31
[10 empty] | 8594 | Rock Rapids:1 | Rock Rapids Utilities | 11451 | 2500 | 1968-04-01 | 2050-12-31
[10 empty] | 8595 | Rock River:1NG | Wisconsin Power & Light Co | 13939 | 72900 | 1954-01-01 | 2050-12-31
[10 empty] | 8596 | Rock River:2NG | Wisconsin Power & Light Co | 13413 | 76700 | 1955-09-01 | 2050-12-31
[10 empty] | 8597 | Rock River:3 | Wisconsin Power & Light Co | 13000 | 25200 | 1967-08-01 | 2050-12-31
[10 empty] | 8598 | Rock River:4 | Wisconsin Power & Light Co | 13500 | 16100 | 1968-12-01 | 2050-12-31
[10 empty] | 8599 | Rock River:5 | Wisconsin Power & Light Co | 14319 | 53500 | 1972-06-01 | 2050-12-31
[10 empty] | 8600 | Rock River:6 | Wisconsin Power & Light Co | 14856 | 52500 | 1972-06-01 | 2050-12-31
[10 empty] | 8601 | Rock Springs Generating Facility:1 | Old Dominion Electric Coop | 10875 | 157500 | 2003-06-19 | 2050-12-31
[10 empty] | 8602 | Rock Springs Generating Facility:2 | Old Dominion Electric Coop | 11146 | 157900 | 2003-06-19 | 2050-12-31
[10 empty] | 8603 | Rock Springs Generating Facility:3 | NAEA Rock Springs LLC | 10835 | 158300 | 2003-06-01 | 2050-12-31
[10 empty] | 8604 | Rock Springs Generating Facility:4 | NAEA Rock Springs LLC | 10961 | 158500 | 2003-06-01 | 2050-12-31
[10 empty] | 8605 | Rock Tenn Co:E 1 | Rock Tenn Co | 10896 | 700 | 1992-06-01 | 2050-12-31
[10 empty] | 8606 | Rock Tenn Co:E2 A | Rock Tenn Co | 10896 | 700 | 1992-06-01 | 2050-12-31
[10 empty] | 8607 | Rock Tenn Co:E2 B | Rock Tenn Co | 10896 | 700 | 1992-06-01 | 2050-12-31
[10 empty] | 8608 | Rock Tenn Co:E3 | Rock Tenn Co | 10873 | 800 | 1992-06-01 | 2050-12-31
[10 empty] | 8609 | Rocket Shop Solar:PV | Rocket Shop (The) | 1000 | 2 | 2008-02-28 | 2050-12-31
[10 empty] | 8610 | Rockford Electric:1 | Gas Recovery Services IL Inc | 10000 | 900 | 1996-07-01 | 2050-12-31
[10 empty] | 8611 | Rockford Electric:2 | Gas Recovery Services IL Inc | 10000 | 900 | 1996-07-01 | 2050-12-31
[10 empty] | 8612 | Rockford I:1 | NRG Rockford LLC | 10655 | 148500 | 2000-06-01 | 2050-12-31
[10 empty] | 8613 | Rockford I:2 | NRG Rockford LLC | 10622 | 147800 | 2000-06-01 | 2050-12-31
[10 empty] | 8614 | Rockford II Energy Center:GT3 | NRG Rockford II LLC | 10227 | 153200 | 2002-06-01 | 2050-12-31
[10 empty] | 8615 | Rockford:1 | Rockford Municipal Light Plant | 11861 | 400 | 1951-01-03 | 2050-12-31
[10 empty] | 8616 | Rockford:5 | Rockford Municipal Light Plant | 11538 | 900 | 1961-01-03 | 2050-12-31
[10 empty] | 8617 | Rockford:6 | Rockford Municipal Light Plant | 10645 | 1600 | 1999-01-01 | 2050-12-31
[10 empty] | 8618 | Rockgen Energy Center:1 | Rockgen Energy LLC | 10970 | 157000 | 2001-05-21 | 2050-12-31
[10 empty] | 8619 | Rockgen Energy Center:2 | Rockgen Energy LLC | 11043 | 157000 | 2001-05-21 | 2050-12-31
[10 empty] | 8620 | Rockgen Energy Center:3 | Rockgen Energy LLC | 10921 | 157000 | 2001-05-21 | 2050-12-31
[10 empty] | 8621 | Rockingham Power LLC:CT1 | Duke Energy Carolinas | 10654 | 155000 | 2000-07-27 | 2050-12-31
[10 empty] | 8622 | Rockingham Power LLC:CT2 | Duke Energy Carolinas | 10628 | 155000 | 2000-07-27 | 2050-12-31
[10 empty] | 8623 | Rockingham Power LLC:CT3 | Duke Energy Carolinas | 10735 | 155000 | 2000-07-27 | 2050-12-31
[10 empty] | 8624 | Rockingham Power LLC:CT4 | Duke Energy Carolinas | 10792 | 155000 | 2000-07-27 | 2050-12-31
[10 empty] | 8625 | Rockingham Power LLC:CT5 | Duke Energy Carolinas | 10786 | 155000 | 2000-07-27 | 2050-12-31
[10 empty] | 8626 | Rockport (MO):1 | Rockport MO (City of) | 10000 | 1100 | 1964-04-01 | 2050-12-31
[10 empty] | 8627 | Rockport (MO):2 | Rockport MO (City of) | 10000 | 1100 | 1964-04-01 | 2050-12-31
[10 empty] | 8628 | Rockport (MO):3 | Rockport MO (City of) | 11717 | 400 | 1959-09-01 | 2050-12-31
[10 empty] | 8629 | Rockport (MO):4 | Rockport MO (City of) | 10780 | 300 | 1940-10-01 | 2050-12-31
[10 empty] | 8630 | Rockport (MO):5 | Rockport MO (City of) | 10000 | 1300 | 1972-04-01 | 2050-12-31
[10 empty] | 8631 | Rockport (MO):6 | Rockport MO (City of) | 10000 | 1300 | 1972-04-01 | 2050-12-31
| 2015 |  |  | 2015 | 2017 |  | 2017 |  |  | 8632 | Rockport:1 | AEP Generating Co | 9271 | 1300000 | 1984-12-01 | 2050-12-31 | W
| 2015 |  |  | 2015 | 2017 |  | 2017 |  |  | 8633 | Rockport:2 | Indiana Michigan Power Co | 9242 | 1300000 | 1989-12-01 | 2050-12-31 | W
[10 empty] | 8634 | Rockriver Wind & Solar:PV1 | Shane Rockriver | 1000 | 2 | 2007-12-01 | 2050-12-31
[10 empty] | 8635 | Rockriver Wind & Solar:PV2 | Shane Rockriver | 1000 | 1 | 2007-12-01 | 2050-12-31
[10 empty] | 8636 | Rockriver Wind & Solar:WT1 | Shane Rockriver | 1000 | 2 | 2007-12-01 | 2050-12-31
[10 empty] | 8637 | Rockton:1 | South Beloit Water Gas & Electric Co | 0 | 600 | 1929-01-01 | 2050-12-31
[10 empty] | 8638 | Rockton:2 | South Beloit Water Gas & Electric Co | 0 | 500 | 1929-01-01 | 2050-12-31
[10 empty] | 8639 | Rockville 1 & 2:All | INGENCO | 11067 | 10800 | 1995-10-01 | 2050-12-31
[10 empty] | 8640 | Rocky Creek:All | Duke Energy Carolinas | 0 | 27000 | 1909-04-01 | 2050-12-31
[10 empty] | 8641 | Rocky Glen Hydro:1 | Northeast Utilities | 0 | 77 | 1989-04-01 | 2050-12-31
[10 empty] | 8642 | Rocky Gorge:1 | PPL Energyplus LLC | 0 | 400 | 2000-12-01 | 2050-12-31
[10 empty] | 8643 | Rocky Mount Mills:All | Capitol Broadcasting Co Inc | 0 | 1020 | 1949-01-01 | 2050-12-31
[10 empty] | 8644 | Rocky Mountain Hydro:1 | Oglethorpe Power Corp | 0 | 282600 | 1995-07-01 | 2050-12-31
[10 empty] | 8645 | Rocky Mountain Hydro:2 | Oglethorpe Power Corp | 0 | 282600 | 1995-06-01 | 2050-12-31
[10 empty] | 8646 | Rocky Mountain Hydro:3 | Oglethorpe Power Corp | 0 | 282600 | 1995-06-01 | 2050-12-31
[10 empty] | 8647 | Rocky River (SC):All | Abbeville SC (City of) | 0 | 2600 | 1941-01-01 | 2050-12-31
[10 empty] | 8648 | Rocky River (SC):IC1 | Abbeville SC (City of) | 10500 | 1100 | 1946-11-01 | 2050-12-31
[10 empty] | 8649 | Rocky River:1 | FirstLight Hydro Generating Co LLC | 0 | 2000 | 1929-01-01 | 2050-12-31
[10 empty] | 8650 | Rocky River:2 | FirstLight Hydro Generating Co LLC | 0 | 2000 | 1928-01-01 | 2050-12-31
[10 empty] | 8651 | Rocky River:3 | FirstLight Hydro Generating Co LLC | 0 | 25400 | 1928-01-01 | 2050-12-31
[10 empty] | 8652 | Rocky Road Power LLC:T4 | Rocky Road Power LLC | 12428 | 105000 | 2000-06-01 | 2050-12-31
[10 empty] | 8653 | Rocky Road Power LLC:TG1 | Rocky Road Power LLC | 12428 | 105000 | 1999-06-01 | 2050-12-31
[10 empty] | 8654 | Rocky Road Power LLC:TG2 | Rocky Road Power LLC | 12428 | 105000 | 1999-06-01 | 2050-12-31
[10 empty] | 8655 | Rocky Road Power LLC:TG3 | Rocky Road Power LLC | 11262 | 25000 | 1999-06-01 | 2050-12-31
[10 empty] | 8656 | Rodman Landfill:IC1 | Development Authority of The North County | 9000 | 1600 | 2008-10-09 | 2050-12-31
[10 empty] | 8657 | Rodman Landfill:IC2 | Development Authority of The North County | 9000 | 1600 | 2008-10-09 | 2050-12-31
[10 empty] | 8658 | Rodman Landfill:IC3 | Development Authority of The North County | 9000 | 1600 | 2008-10-09 | 2050-12-31
[10 empty] | 8659 | Rogers:All | Consumers Energy Co | 0 | 6800 | 1922-01-01 | 2050-12-31
[10 empty] | 8660 | Rokeby:BSU | Lincoln Electric System | 9894 | 3000 | 1997-04-01 | 2050-12-31
[10 empty] | 8661 | Rokeby:GT1 | Lincoln Electric System | 12200 | 62700 | 1975-07-01 | 2050-12-31
[10 empty] | 8662 | Rokeby:GT2 | Lincoln Electric System | 12025 | 86300 | 1997-05-01 | 2050-12-31
[10 empty] | 8663 | Rokeby:GT3 | Lincoln Electric System | 11500 | 96700 | 2001-05-01 | 2050-12-31
[10 empty] | 8664 | Rolfe Canal Hydro:1 | Briar Hydro Associates | 0 | 4300 | 1987-12-01 | 2050-12-31
[10 empty] | 8665 | Rolling Hills Generating LLC:CT1 | Rolling Hills Generating LLC | 10709 | 165000 | 2003-06-05 | 2050-12-31
[10 empty] | 8666 | Rolling Hills Generating LLC:CT2 | Rolling Hills Generating LLC | 10709 | 165000 | 2003-06-05 | 2050-12-31
[10 empty] | 8667 | Rolling Hills Generating LLC:CT3 | Rolling Hills Generating LLC | 10789 | 165000 | 2003-06-05 | 2050-12-31
[10 empty] | 8668 | Rolling Hills Generating LLC:CT4 | Rolling Hills Generating LLC | 11024 | 165000 | 2003-06-05 | 2050-12-31
[10 empty] | 8669 | Rolling Hills Generating LLC:CT5 | Rolling Hills Generating LLC | 11140 | 165000 | 2003-06-05 | 2050-12-31
[10 empty] | 8670 | Rolling Meadows Landfill:IC 1 | Waste Management Inc | 9000 | 800 | 2010-01-01 | 2050-12-31
[10 empty] | 8671 | Rolling Meadows Landfill:IC 2 | Waste Management Inc | 9000 | 800 | 2010-01-01 | 2050-12-31
[10 empty] | 8672 | Rolling Meadows Landfill:IC 3 | Waste Management Inc | 9000 | 800 | 2010-01-01 | 2050-12-31
[10 empty] | 8673 | Rolling Meadows Landfill:IC 4 | Waste Management Inc | 9000 | 800 | 2010-01-01 | 2050-12-31
[10 empty] | 8674 | Rolling Meadows Landfill:IC 5 | Waste Management Inc | 9000 | 800 | 2010-01-01 | 2050-12-31
[10 empty] | 8675 | Rolling Meadows Landfill:IC 6 | Waste Management Inc | 9000 | 800 | 2010-01-01 | 2050-12-31
[10 empty] | 8676 | Rolling Meadows Landfill:IC 7 | Waste Management Inc | 9000 | 800 | 2010-01-01 | 2050-12-31
[10 empty] | 8677 | Rollinsford:GEN1 | Consolidated Hydro New Hampshire Inc | 0 | 670 | 1986-10-01 | 2050-12-31
[10 empty] | 8678 | Rollinsford:GEN2 | Consolidated Hydro New Hampshire Inc | 0 | 670 | 1995-01-01 | 2050-12-31
[10 empty] | 8679 | Rolls Royce Corp:63F5 | Rolls Royce Corp | 17100 | 2130 | 1963-08-01 | 2050-12-31
[10 empty] | 8680 | Rolls Royce Corp:N8OT | Suntrust Leasing Corp | 10910 | 4000 | 2000-06-01 | 2050-12-31
[10 empty] | 8681 | Rolls Royce Corp:RIOT | Suntrust Leasing Corp | 11450 | 3300 | 1999-06-01 | 2050-12-31
[10 empty] | 8682 | Rolls Royce Corp:RO9T | Suntrust Leasing Corp | 11397 | 3300 | 1999-10-01 | 2050-12-31
[10 empty] | 8683 | Rome Linerboard Mill:GEN2 | Inland Paperboard & Packaging Inc | 12000 | 5000 | 1954-10-01 | 2050-12-31
[10 empty] | 8684 | Rome Linerboard Mill:GEN3 | Inland Paperboard & Packaging Inc | 12000 | 5000 | 1954-10-01 | 2050-12-31
[10 empty] | 8685 | Rome Linerboard Mill:GEN5 | Inland Paperboard & Packaging Inc | 12202 | 31000 | 1989-04-01 | 2050-12-31
[10 empty] | 8686 | Romulus Operations Powertrain:GEN1 | General Motors Corp Powertrain | 13585 | 6000 | 1986-03-01 | 2050-12-31
[10 empty] | 8687 | Roosevelt Island Tidal Energy Project:HT 1 6 | Verdant Power LLC | 0 | 126 | 2007-05-08 | 2050-12-31
[10 empty] | 8688 | Rosemary Power Station:CC | Virginia Electric & Power Co | 8369 | 165000 | 1990-11-01 | 2050-12-31
[10 empty] | 8689 | Roseton Generating Station:1 | Dynegy Roseton LLC | 10056 | 615500 | 1974-12-01 | 2050-12-31
[10 empty] | 8690 | Roseton Generating Station:2 | Dynegy Roseton LLC | 10009 | 605200 | 1974-09-01 | 2050-12-31
[10 empty] | 8691 | Roseway:All | Nova Scotia Power | 0 | 700 | 1974-01-01 | 2050-12-31
[10 empty] | 8692 | Rothschild (WI):All | Weyerhaeuser Co | 0 | 3720 | 1910-01-01 | 2050-12-31
[10 empty] | 8693 | Rothschild (WI):TG2 | Weyerhaeuser Co | 13325 | 4650 | 1954-01-01 | 2013-12-31
[10 empty] | 8694 | Rougemont Solar:PV | Russell Seaman | 1000 | 4 | 2007-02-28 | 2050-12-31
[10 empty] | 8695 | Rountree Solar:PV | Ann & Albert Rountree | 1000 | 2 | 2009-03-01 | 2050-12-31
[10 empty] | 8696 | Rowan University:GT1 | Rowan University | 9983 | 4700 | 2008-09-25 | 2050-12-31
[10 empty] | 8697 | Rowan:1 | Southern Power Co | 10747 | 154000 | 2001-05-27 | 2050-12-31
[10 empty] | 8698 | Rowan:2 | Southern Power Co | 10747 | 154000 | 2001-05-27 | 2050-12-31
[10 empty] | 8699 | Rowan:3 | Southern Power Co | 10739 | 154000 | 2001-05-27 | 2050-12-31
[10 empty] | 8700 | Rowan:CC | Southern Power Co | 7745 | 512000 | 2003-06-01 | 2050-12-31
[10 empty] | 8701 | Rowesville Rd Plant:NA1 | Orangeburg SC (City of) | 11800 | 4200 | 1994-06-01 | 2050-12-31
[10 empty] | 8702 | Rowesville Rd Plant:NA2 | Orangeburg SC (City of) | 11800 | 4200 | 1994-06-01 | 2050-12-31
[10 empty] | 8703 | Roxana:RX1 | Illinois Electrical Generating Partners | 10000 | 900 | 1999-11-01 | 2050-12-31
[10 empty] | 8704 | Roxana:RX2 | Illinois Electrical Generating Partners | 10000 | 900 | 1999-11-01 | 2050-12-31
[10 empty] | 8705 | Roxana:RX3 | Illinois Electrical Generating Partners | 10000 | 900 | 1999-11-01 | 2050-12-31
[10 empty] | 8706 | Roxana:RX4 | Illinois Electrical Generating Partners | 10000 | 900 | 1999-11-01 | 2050-12-31
|  |  | 2017 |  | 2017 |  | 2017 |  |  | 8707 | Roxboro Cogeneration Facility:GEN1 | EPCOR Power LP | 11409 | 56000 | 1987-08-01 | 2050-12-31 | E
|  |  | 2017 |  | 2017 |  | 2017 |  |  | 8708 | Roxboro:1 | Progress Energy Carolinas | 9552 | 369000 | 1966-05-01 | 2050-12-31 | E
|  |  | 2016 |  | 2016 |  | 2017 |  |  | 8709 | Roxboro:2 | Progress Energy Carolinas | 9460 | 662000 | 1968-05-01 | 2050-12-31 | E
|  |  | 2015 |  | 2015 |  | 2017 |  |  | 8710 | Roxboro:3 | Progress Energy Carolinas | 9485 | 695000 | 1973-07-01 | 2050-12-31 | E
|  |  | 2015 |  | 2015 |  | 2017 |  |  | 8711 | Roxboro:4 | Progress Energy Carolinas | 9470 | 698000 | 1980-09-01 | 2050-12-31 | E
[10 empty] | 8712 | Roy S Nelson:3 | Entergy Gulf States Louisiana LLC | 11773 | 153000 | 1960-01-01 | 2050-12-31
[10 empty] | 8713 | Roy S Nelson:4 | Entergy Gulf States Louisiana LLC | 11403 | 500000 | 1970-07-01 | 2050-12-31
| 2016 |  |  | 2016 | 2019 |  | 2017 |  |  | 8714 | Roy S Nelson:6 | Entergy Gulf States Louisiana LLC | 10552 | 550000 | 1982-01-01 | 2050-12-31 | W
[10 empty] | 8715 | Rozzelle Solar:PV | Ron Rozzelle | 1000 | 4 | 2009-01-31 | 2050-12-31
[10 empty] | 8716 | RS Cogeneration:CC1 | PPG Industries Inc | 7660 | 395600 | 2002-06-01 | 2050-12-31
[10 empty] | 8717 | Rugby Wind Farm:WT1 71 | Rugby Wind LLC | 1000 | 149100 | 2009-12-18 | 2050-12-31
[10 empty] | 8718 | Rumberger Smith Solar:PV | Ron Rumberger & Kathy Smith | 1000 | 2 | 2008-08-01 | 2050-12-31
[10 empty] | 8719 | Rumford Cogeneration:3STG | Rumford Cogeneration Co | 14151 | 12500 | 1954-10-01 | 2050-12-31
[10 empty] | 8720 | Rumford Falls Power Co:All | Rumford Falls Hydro LLC | 0 | 39200 | 1918-01-01 | 2050-12-31
[10 empty] | 8721 | Rumford Power Associates:CC | Rumford Power LLC | 7053 | 254000 | 2000-10-16 | 2050-12-31
[10 empty] | 8722 | Runquist Barnes Wind:WT | Mark Runquist & Linda Barnes | 1000 | 1 | 2008-05-15 | 2050-12-31
| 2016 |  |  | 2016 | 2018 |  | 2017 |  |  | 8723 | Rush Island:1 | AmerenUE | 9982 | 600000 | 1976-03-01 | 2050-12-31 | W
| 2016 |  |  | 2016 | 2019 |  | 2017 |  |  | 8724 | Rush Island:2 | AmerenUE | 10140 | 581000 | 1977-03-01 | 2050-12-31 | W
[10 empty] | 8725 | Russell Energy CNTR:11 | Russell KS (City of) | 9474 | 3200 | 1994-11-01 | 2050-12-31
[10 empty] | 8726 | Russell Energy CNTR:12 | Russell KS (City of) | 9474 | 3200 | 1994-11-01 | 2050-12-31
[10 empty] | 8727 | Russell Energy CNTR:7 | Russell KS (City of) | 10581 | 3000 | 1971-02-01 | 2050-12-31
[10 empty] | 8728 | Russell Energy CNTR:8 | Russell KS (City of) | 10500 | 2500 | 1978-08-01 | 2050-12-31
[10 empty] | 8729 | Russell Energy CNTR:9 | Russell KS (City of) | 10500 | 2500 | 1981-08-01 | 2050-12-31
[10 empty] | 8730 | Russell Energy CNTR:GT1 | Russell KS (City of) | 11063 | 6400 | 2002-01-01 | 2050-12-31
[10 empty] | 8731 | Russell Energy CNTR:GT2 | Russell KS (City of) | 11063 | 6400 | 2002-01-01 | 2050-12-31
[10 empty] | 8732 | Russell Mill Pond Hydro:HY | Michael Goodman | 0 | 15 | 1983-05-09 | 2050-12-31
[10 empty] | 8733 | Russell:1 | Westfield River Paper Co | 0 | 700 | 1970-01-01 | 2050-12-31
[10 empty] | 8734 | Ruth Falls:All | Nova Scotia Power | 0 | 7100 | 1925-01-01 | 2050-12-31
[10 empty] | 8735 | Ruthton Ridge LLC:RR30 | Northern Alternative Energy | 1000 | 1900 | 2001-01-20 | 2050-12-31
[10 empty] | 8736 | Rutland:GT5 | Central Vermont Public Service Corp | 15800 | 10070 | 1962-12-01 | 2050-12-31
[10 empty] | 8737 | Ryan Robert:1 | Niagara Mohawk Power Corp | 1000 | 10 | 1983-11-01 | 2050-12-31
[10 empty] | 8738 | Ryegate:GEN1 | Ryegate Associates | 11832 | 20000 | 1992-09-01 | 2050-12-31
[10 empty] | 8739 | S C Moore:GEN1 | TransCanada Hydro Northeast Inc | 0 | 47749 | 1957-01-01 | 2050-12-31
[10 empty] | 8740 | S C Moore:GEN2 | TransCanada Hydro Northeast Inc | 0 | 47749 | 1957-01-01 | 2050-12-31
[10 empty] | 8741 | S C Moore:GEN3 | TransCanada Hydro Northeast Inc | 0 | 47749 | 1957-01-01 | 2050-12-31
[10 empty] | 8742 | S C Moore:GEN4 | TransCanada Hydro Northeast Inc | 0 | 47749 | 1957-01-01 | 2050-12-31
[10 empty] | 8743 | S D Warren Westbrook:All | S D Warren Co | 0 | 8400 | 1903-01-01 | 2050-12-31
[10 empty] | 8744 | S D Warren Westbrook:GEN9 | S D Warren Co | 13088 | 42590 | 1982-01-01 | 2050-12-31
[10 empty] | 8745 | S D Warren Westbrook:GN10 | S D Warren Co | 12733 | 15800 | 1985-10-01 | 2050-12-31
[10 empty] | 8746 | S O Purdom:7 | Tallahassee FL (City of) | 12563 | 48000 | 1966-06-01 | 2050-12-31
[10 empty] | 8747 | S O Purdom:8 | Tallahassee FL (City of) | 7556 | 233000 | 2000-07-01 | 2050-12-31
[10 empty] | 8748 | S O Purdom:GT1 | Tallahassee FL (City of) | 16250 | 10000 | 1963-12-01 | 2050-12-31
[10 empty] | 8749 | S O Purdom:GT2 | Tallahassee FL (City of) | 16250 | 10000 | 1964-05-01 | 2050-12-31
[10 empty] | 8750 | S&P Windfarm LLC:WT 1-2 | S&P Windfarm LLC | 1000 | 2000 | 2003-12-01 | 2050-12-31
[10 empty] | 8751 | Sabetha:11 | Sabetha KS (City of) | 10769 | 2700 | 1992-09-01 | 2050-12-31
[10 empty] | 8752 | Sabetha:IC10 | Sabetha KS (City of) | 10769 | 2100 | 1990-07-01 | 2050-12-31
[10 empty] | 8753 | Sabetha:IC12 | Sabetha KS (City of) | 9934 | 4100 | 2001-01-01 | 2050-12-31
[10 empty] | 8754 | Sabetha:IC2 | Sabetha KS (City of) | 10769 | 600 | 1947-01-03 | 2050-12-31
[10 empty] | 8755 | Sabetha:IC3 | Sabetha KS (City of) | 10769 | 700 | 1950-01-03 | 2050-12-31
[10 empty] | 8756 | Sabetha:IC4 | Sabetha KS (City of) | 10769 | 1200 | 1957-01-01 | 2050-12-31
[10 empty] | 8757 | Sabetha:IC5 | Sabetha KS (City of) | 10769 | 1200 | 1961-01-03 | 2050-12-31
[10 empty] | 8758 | Sabetha:IC6 | Sabetha KS (City of) | 10769 | 1200 | 1967-01-03 | 2050-12-31
[10 empty] | 8759 | Sabetha:IC7 | Sabetha KS (City of) | 10769 | 1800 | 1970-01-03 | 2050-12-31
[10 empty] | 8760 | Sabetha:IC8 | Sabetha KS (City of) | 10769 | 2100 | 1978-01-03 | 2050-12-31
[10 empty] | 8761 | Sabetha:IC9 | Sabetha KS (City of) | 10769 | 1000 | 1985-06-01 | 2050-12-31
[10 empty] | 8762 | Sabine Cogeneration LP:CC | Sabine Cogeneration LP | 8000 | 101000 | 2000-01-01 | 2050-12-31
[10 empty] | 8763 | Sabine River Works:CC | E I DuPont de Nemours & Co | 8092 | 92000 | 1987-03-01 | 2050-12-31
[10 empty] | 8764 | Sabine:1 | Entergy Texas Inc | 10244 | 212000 | 1962-01-01 | 2050-12-31
[10 empty] | 8765 | Sabine:2 | Entergy Texas Inc | 10279 | 212000 | 1962-01-01 | 2050-12-31
[10 empty] | 8766 | Sabine:3 | Entergy Texas Inc | 9997 | 390000 | 1962-01-01 | 2050-12-31
[10 empty] | 8767 | Sabine:4 | Entergy Texas Inc | 10481 | 530000 | 1974-08-01 | 2050-12-31
[10 empty] | 8768 | Sabine:5 | Entergy Texas Inc | 10686 | 470000 | 1979-12-01 | 2050-12-31
[10 empty] | 8769 | Sachigo:GEN3 | Hydro One Networks Inc | 10797 | 1000 | 1996-01-01 | 2050-12-31
[10 empty] | 8770 | Sackville Landfill:IC1 | Halifax Regional Municipality | 9000 | 1000 | 2007-10-01 | 2050-12-31
[10 empty] | 8771 | Sackville Landfill:IC2 | Halifax Regional Municipality | 9000 | 1000 | 2007-10-01 | 2050-12-31
[10 empty] | 8772 | Safe Harbor:1 | Safe Harbor Water Power Corp | 0 | 32000 | 1940-10-01 | 2050-12-31
[10 empty] | 8773 | Safe Harbor:10 | Safe Harbor Water Power Corp | 0 | 37500 | 1985-06-01 | 2050-12-31
[10 empty] | 8774 | Safe Harbor:11 | Safe Harbor Water Power Corp | 0 | 37500 | 1986-04-01 | 2050-12-31
[10 empty] | 8775 | Safe Harbor:12 | Safe Harbor Water Power Corp | 0 | 37500 | 1985-09-01 | 2050-12-31
[10 empty] | 8776 | Safe Harbor:2 | Safe Harbor Water Power Corp | 0 | 33000 | 1934-11-01 | 2050-12-31
[10 empty] | 8777 | Safe Harbor:3 | Safe Harbor Water Power Corp | 0 | 32000 | 1931-12-01 | 2050-12-31
[10 empty] | 8778 | Safe Harbor:4 | Safe Harbor Water Power Corp | 0 | 32000 | 1931-12-01 | 2050-12-31
[10 empty] | 8779 | Safe Harbor:All | Safe Harbor Water Power Corp | 0 | 4000 | 1931-12-01 | 2050-12-31
[10 empty] | 8780 | Safe Harbor:5 | Safe Harbor Water Power Corp | 0 | 32000 | 1932-01-01 | 2050-12-31
[10 empty] | 8781 | Safe Harbor:6 | Safe Harbor Water Power Corp | 0 | 32000 | 1932-01-01 | 2050-12-31
[10 empty] | 8782 | Safe Harbor:7 | Safe Harbor Water Power Corp | 0 | 32000 | 1933-10-01 | 2050-12-31
[10 empty] | 8783 | Safe Harbor:8 | Safe Harbor Water Power Corp | 0 | 37500 | 1985-04-01 | 2050-12-31
[10 empty] | 8784 | Safe Harbor:9 | Safe Harbor Water Power Corp | 0 | 37500 | 1986-02-01 | 2050-12-31
2017 | 2017 | 2017 |  | 2021 | 2021 |  | 2017 |  |  | 8785 | Sagamore Plant Cogeneration:GEN1 | A E Staley Manufacturing Co | 11921 | 7400 | 1984-10-01 | 2050-12-31 | W
[10 empty] | 8786 | Saint Alban Hydro:All | Algonquin Power Systems Inc | 0 | 8200 | 1996-01-01 | 2050-12-31
[10 empty] | 8787 | Saint Lambert:GEN1 | Boralex Inc | 0 | 6000 | 1995-01-01 | 2050-12-31
[10 empty] | 8788 | Saint Lawrence Wind Project (NL):WT1 9 | Newind | 1000 | 27000 | 2009-02-02 | 2050-12-31
[10 empty] | 8789 | Saint Marys Falls:All | USACE Detroit District | 0 | 20900 | 1951-10-01 | 2050-12-31
[10 empty] | 8790 | Saint Marys Hospital:5 | St Marys Regional Health Center | 10780 | 2500 | 1978-01-01 | 2050-12-31
[10 empty] | 8791 | Saint Marys Hospital:6 | St Marys Regional Health Center | 10495 | 2700 | 1989-01-01 | 2050-12-31
[10 empty] | 8792 | Saint Marys Hospital:CC | St Marys Regional Health Center | 8015 | 7180 | 1996-06-01 | 2050-12-31
[10 empty] | 8793 | Saint Narcisse Generating Station:All | Hydro Quebec | 0 | 15000 | 1926-01-01 | 2050-12-31
[10 empty] | 8794 | Saint Raphael:All | Algonquin Power Systems Inc | 0 | 3570 | 1994-01-01 | 2050-12-31
[10 empty] | 8795 | Sainte Marguerite 2:All | Gulf Power Co | 0 | 18000 | 1954-01-01 | 2050-12-31
[10 empty] | 8796 | Sainte Marguerite 3:HY1 | Hydro Quebec | 0 | 352530 | 2003-09-30 | 2050-12-31
[10 empty] | 8797 | Sainte Marguerite 3:HY2 | Hydro Quebec | 0 | 352530 | 2003-12-31 | 2050-12-31
[10 empty] | 8798 | Salem County Landfill:IC | SC Landfill Energy LLC | 9000 | 1900 | 2008-12-01 | 2050-12-31
[10 empty] | 8799 | Salem Energy Systems:UNT1 | Salem Energy Systems LLC | 10000 | 3300 | 1996-07-01 | 2050-12-31
2017 | 2017 | 2017 |  | 2019 | 2021 |  | 2017 |  |  | 8800 | Salem Harbor:GEN1 | Dominion Resources Inc | 10933 | 81990 | 1952-01-01 | 2011-12-31 | W
2017 | 2017 | 2017 |  | 2019 | 2021 |  | 2017 |  |  | 8801 | Salem Harbor:GEN2 | Dominion Resources Inc | 10600 | 80000 | 1952-09-01 | 2011-12-31 | W
2016 | 2016 | 2016 |  | 2018 | 2021 |  | 2017 |  |  | 8802 | Salem Harbor:GEN3 | Dominion Resources Inc | 10218 | 144600 | 1958-08-01 | 2014-06-30 | W
[10 empty] | 8803 | Salem Harbor:GEN4 | Dominion Resources Inc | 11635 | 437400 | 1972-08-01 | 2014-12-31
[10 empty] | 8804 | Salem Street Dept:1 | Salem VA (City of) | 10479 | 2000 | 2005-01-01 | 2050-12-31
[10 empty] | 8805 | Salem Water Plant:1 | Salem VA (City of) | 10460 | 2000 | 2003-01-01 | 2050-12-31
[10 empty] | 8806 | Salina:1 | Grand River Dam Authority | 0 | 43000 | 1968-05-01 | 2050-12-31
[10 empty] | 8807 | Salina:2 | Grand River Dam Authority | 0 | 43000 | 1968-05-01 | 2050-12-31
[10 empty] | 8808 | Salina:3 | Grand River Dam Authority | 0 | 43000 | 1968-05-01 | 2050-12-31
[10 empty] | 8809 | Salina:4 | Grand River Dam Authority | 0 | 43000 | 1971-05-01 | 2050-12-31
[10 empty] | 8810 | Salina:5 | Grand River Dam Authority | 0 | 44000 | 1971-05-01 | 2050-12-31
[10 empty] | 8811 | Salina:6 | Grand River Dam Authority | 0 | 44000 | 1971-05-01 | 2050-12-31
[10 empty] | 8812 | Salisbury (City of):All | Salisbury Municipal Utility | 11000 | 4800 | 1983-06-01 | 2050-12-31
[10 empty] | 8813 | Salisbury:1 | Central Vermont Public Service Corp | 0 | 1200 | 1917-02-01 | 2050-12-31
[10 empty] | 8814 | Salmon Brook STN 3:1 | Northeast Utilities | 0 | 100 | 1985-12-01 | 2050-12-31
[10 empty] | 8815 | Salmon Falls:All | Consolidated Hydro Maine Inc | 0 | 1140 | 1986-07-01 | 2050-12-31
[10 empty] | 8816 | Salt Valley:All | Lincoln Electric System | 1000 | 1200 | 1998-12-01 | 2050-12-31
[10 empty] | 8817 | Salty Dog I:WT | Salty Dog I LLC | 1000 | 1300 | 2006-05-31 | 2050-12-31
[10 empty] | 8818 | Salty Dog II:WT | Salty Dog II LLC | 1000 | 1300 | 2006-05-31 | 2050-12-31
[10 empty] | 8819 | Saluda (SC NCHYD):All | Northbrook Carolina Hydro LLC | 0 | 2400 | 1905-12-01 | 2050-12-31
[10 empty] | 8820 | Saluda (SC SCEG):1 | South Carolina Electric & Gas Co | 0 | 32500 | 1930-08-01 | 2050-12-31
[10 empty] | 8821 | Saluda (SC SCEG):2 | South Carolina Electric & Gas Co | 0 | 32500 | 1930-08-01 | 2050-12-31
[10 empty] | 8822 | Saluda (SC SCEG):3 | South Carolina Electric & Gas Co | 0 | 35000 | 1930-08-01 | 2050-12-31
[10 empty] | 8823 | Saluda (SC SCEG):4 | South Carolina Electric & Gas Co | 0 | 32500 | 1930-08-01 | 2050-12-31
[10 empty] | 8824 | Saluda (SC SCEG):5 | South Carolina Electric & Gas Co | 0 | 66000 | 1971-07-01 | 2050-12-31
[10 empty] | 8825 | Sam Rayburn (JASPER):1 | USACE Fort Worth District | 0 | 26000 | 1965-09-01 | 2050-12-31
[10 empty] | 8826 | Sam Rayburn (JASPER):2 | USACE Fort Worth District | 0 | 26000 | 1965-09-01 | 2050-12-31
[10 empty] | 8827 | Sam Rogers Solar:PV | Sam Rogers | 1000 | 7 | 2008-01-01 | 2050-12-31
[10 empty] | 8828 | Sam Shoffner Solar:PV | Sam Shoffner | 1000 | 3 | 2008-06-01 | 2050-12-31
2017 | 2017 | 2017 |  | 2020 | 2021 |  | 2017 |  |  | 8829 | Samuel A Carlson:5 | Jamestown Board of Public Utilities | 9999 | 22400 | 1951-08-01 | 2050-12-31 | W
2017 | 2017 | 2017 |  | 2020 | 2021 |  | 2017 |  |  | 8830 | Samuel A Carlson:6 | Jamestown Board of Public Utilities | 11981 | 19500 | 1968-08-01 | 2050-12-31 | W
[10 empty] | 8831 | Samuel A Carlson:7 | Jamestown Board of Public Utilities | 9229 | 38000 | 2001-11-01 | 2050-12-31
[10 empty] | 8832 | San Juan Mesa Wind Project:WT1 120 | San Juan Mesa Wind Project LLC | 1000 | 120000 | 2005-12-23 | 2050-12-31
[10 empty] | 8833 | Sandersville Energy Facility:CT1 | AL Sandersville LLC | 12732 | 78000 | 2002-07-01 | 2050-12-31
[10 empty] | 8834 | Sandersville Energy Facility:CT2 | AL Sandersville LLC | 12367 | 78000 | 2002-07-01 | 2050-12-31
[10 empty] | 8835 | Sandersville Energy Facility:CT3 | AL Sandersville LLC | 11793 | 78000 | 2002-07-01 | 2050-12-31
[10 empty] | 8836 | Sandersville Energy Facility:CT4 | AL Sandersville LLC | 12251 | 78000 | 2002-07-01 | 2050-12-31
[10 empty] | 8837 | Sandersville Energy Facility:CT5 | AL Sandersville LLC | 12789 | 78000 | 2002-07-01 | 2050-12-31
[10 empty] | 8838 | Sandersville Energy Facility:CT6 | AL Sandersville LLC | 13000 | 78000 | 2002-07-01 | 2050-12-31
[10 empty] | 8839 | Sandersville Energy Facility:CT7 | AL Sandersville LLC | 13028 | 78000 | 2002-07-01 | 2050-12-31
[10 empty] | 8840 | Sandersville Energy Facility:CT8 | AL Sandersville LLC | 13065 | 78000 | 2002-07-01 | 2050-12-31
[10 empty] | 8841 | Sandersville:G1 | Thiele Kaolin Co | 10903 | 1100 | 1991-01-01 | 2050-12-31
[10 empty] | 8842 | Sandersville:G2 | Thiele Kaolin Co | 10903 | 1100 | 1991-01-01 | 2050-12-31
[10 empty] | 8843 | Sandstone Rapids:1 | Wisconsin Public Service Corp | 0 | 800 | 1925-01-01 | 2050-12-31
[10 empty] | 8844 | Sandstone Rapids:2 | Wisconsin Public Service Corp | 0 | 800 | 1925-01-01 | 2050-12-31
[10 empty] | 8845 | Sandy Falls Generating Station:All | Ontario Power Generation Inc | 0 | 8500 | 1911-06-01 | 2050-12-31
[10 empty] | 8846 | Sandy Lake (Hydro One):All | Hydro One Networks Inc | 11069 | 3200 | 1985-01-01 | 2050-12-31
[10 empty] | 8847 | Sandy Lake:All | Nova Scotia Power | 0 | 3600 | 1928-01-01 | 2050-12-31
[10 empty] | 8848 | Sanford (FL):3 | Florida Power & Light Co | 10493 | 138000 | 1959-05-01 | 2050-12-31
[10 empty] | 8849 | Sanford (FL):4CC | Florida Power & Light Co | 6867 | 958000 | 2003-10-24 | 2050-12-31
[10 empty] | 8850 | Sanford (FL):5CC | Florida Power & Light Co | 6867 | 958000 | 2002-06-14 | 2050-12-31
[10 empty] | 8851 | Sanford:All | Wolverine Power Corp | 0 | 3600 | 1923-01-01 | 2050-12-31
[10 empty] | 8852 | Santa Rosa Energy Center:CC1 | Santa Rosa Energy Center LLC | 7372 | 235900 | 2003-06-06 | 2050-12-31
[10 empty] | 8853 | Santeetlah:1 | Alcoa Power Generating Inc | 0 | 20000 | 1928-06-01 | 2050-12-31
[10 empty] | 8854 | Santeetlah:2 | Alcoa Power Generating Inc | 0 | 20000 | 1928-06-01 | 2050-12-31
[10 empty] | 8855 | Sappi Cloquet Mill:GEN3 | Sappi Cloquet LLC | 13953 | 14800 | 1976-01-01 | 2050-12-31
[10 empty] | 8856 | Sappi Cloquet Mill:GEN4 | Sappi Cloquet LLC | 11092 | 20500 | 1997-12-01 | 2050-12-31
[10 empty] | 8857 | Sappi Cloquet Mill:GEN5 | Sappi Cloquet LLC | 10691 | 14000 | 2001-06-28 | 2050-12-31
[10 empty] | 8858 | Sappi Cloquet Mill:All | Sappi Cloquet LLC | 0 | 3600 | 1950-01-01 | 2050-12-31
[10 empty] | 8859 | Saranac Facility:CC | Saranac Power Partners LP | 8337 | 265200 | 1994-06-01 | 2050-12-31
[10 empty] | 8860 | Sarcelle:HY | Hydro Quebec | 0 | 150000 | 2011-03-01 | 2050-12-31
[10 empty] | 8861 | Sargent:All | Sargent NE (City of) | 11353 | 2400 | 1968-01-03 | 2050-12-31
[10 empty] | 8862 | Sarnia CGS:CC1 | TransAlta Energy Corp | 8884 | 125000 | 1960-02-09 | 2050-12-31
[10 empty] | 8863 | Sarnia CGS:CC2 | TransAlta Energy Corp | 8000 | 412000 | 2003-03-27 | 2050-12-31
[10 empty] | 8864 | Sarnia Imperial Oil:GT1 | Imperial Oil Ltd | 11287 | 89000 | 2004-03-15 | 2050-12-31
[10 empty] | 8865 | Sarnia Landfill:IC1 | Bluewater Power Distribution Corp | 9000 | 1600 | 2007-11-15 | 2050-12-31
[10 empty] | 8866 | Sarnia Solar:PV1 | Enbridge Inc | 1000 | 10000 | 2009-12-07 | 2050-12-31
[10 empty] | 8867 | Sarnia Solar:PV2 | Enbridge Inc | 1000 | 10000 | 2009-12-07 | 2050-12-31
[10 empty] | 8868 | Sarpy County:1 | Omaha Public Power District | 12227 | 55200 | 1972-06-01 | 2050-12-31
[10 empty] | 8869 | Sarpy County:2 | Omaha Public Power District | 12227 | 55200 | 1972-06-01 | 2050-12-31
[10 empty] | 8870 | Sarpy County:3 | Omaha Public Power District | 11362 | 105500 | 1996-05-01 | 2050-12-31
[10 empty] | 8871 | Sarpy County:4 | Omaha Public Power District | 10837 | 47500 | 2000-05-01 | 2050-12-31
[10 empty] | 8872 | Sarpy County:5 | Omaha Public Power District | 11012 | 47500 | 2000-05-01 | 2050-12-31
[10 empty] | 8873 | Sarpy County:BSD | Omaha Public Power District | 9510 | 3400 | 1996-05-01 | 2050-12-31
2017 | 2017 | 2017 |  | 2020 | 2021 |  | 2017 |  |  | 8874 | Sartell Mill:ABB2 | International Paper Co | 11847 | 20400 | 1982-06-01 | 2050-12-31 | W
[10 empty] | 8875 | Sartell Mill:All | International Paper Co | 0 | 9300 | 1985-03-01 | 2050-12-31
[10 empty] | 8876 | SAS Solar North Carolina:PV1 | SAS Institute Inc | 1000 | 500 | 2008-12-17 | 2050-12-31
[10 empty] | 8877 | SAS Solar North Carolina:PV2 | SAS Institute Inc | 1000 | 500 | 2008-12-17 | 2050-12-31
[10 empty] | 8878 | SAS Solar North Carolina:PV3 | SAS Institute Inc | 1000 | 1200 | 2010-03-31 | 2050-12-31
[10 empty] | 8879 | Sauder:UNT1 | Sauder Woodworking Co | 11761 | 3600 | 1993-10-01 | 2050-12-31
[10 empty] | 8880 | Sauder:UNT2 | Sauder Woodworking Co | 11761 | 3600 | 1993-10-01 | 2050-12-31
[10 empty] | 8881 | Saugus:GEN1 | Wheelabrator Saugus JV | 12611 | 32000 | 1985-08-01 | 2050-12-31
[10 empty] | 8882 | Sauk County Landfill:1 | Wisconsin Power & Light Co | 10000 | 30 | 2003-06-01 | 2050-12-31
[10 empty] | 8883 | Sauk County Landfill:2 | Wisconsin Power & Light Co | 10000 | 30 | 2003-06-01 | 2050-12-31
[10 empty] | 8884 | Sauk County Landfill:3 | Wisconsin Power & Light Co | 10000 | 30 | 2003-06-01 | 2050-12-31
[10 empty] | 8885 | Sauk County Landfill:4 | Wisconsin Power & Light Co | 10000 | 30 | 2003-06-01 | 2050-12-31
[10 empty] | 8886 | Sauk County Landfill:5 | Wisconsin Power & Light Co | 10000 | 30 | 2003-06-01 | 2050-12-31
[10 empty] | 8887 | Sauk County Landfill:6 | Wisconsin Power & Light Co | 10000 | 30 | 2003-06-01 | 2050-12-31
[10 empty] | 8888 | Sauk County Landfill:7 | Wisconsin Power & Light Co | 10000 | 30 | 2003-06-01 | 2050-12-31
[10 empty] | 8889 | Sauk County Landfill:8 | Wisconsin Power & Light Co | 10000 | 30 | 2003-06-01 | 2050-12-31
[10 empty] | 8890 | Saunders GS:1234 | Ontario Power Generation Inc | 0 | 264000 | 1958-01-01 | 2050-12-31
[10 empty] | 8891 | Saunders GS:3456 | Ontario Power Generation Inc | 0 | 267000 | 1958-01-01 | 2050-12-31
[10 empty] | 8892 | Saunders GS:5678 | Ontario Power Generation Inc | 0 | 264000 | 1958-01-01 | 2050-12-31
[10 empty] | 8893 | Saunders GS:9012 | Ontario Power Generation Inc | 0 | 264000 | 1958-01-01 | 2050-12-31
[10 empty] | 8894 | Savannah Energy Systems Co:BPST | Katy Industries | 11100 | 960 | 1999-01-01 | 2050-12-31
[10 empty] | 8895 | Savannah Energy Systems Co:CST | Katy Industries | 11098 | 1500 | 1999-01-01 | 2050-12-31
[10 empty] | 8896 | Savannah Energy Systems Co:DGEN | Katy Industries | 10811 | 1200 | 1996-01-01 | 2050-12-31
[10 empty] | 8897 | Savannah River Mill:GEN1 | Fort James Operating Co | 13557 | 21420 | 1986-12-01 | 2050-12-31
[10 empty] | 8898 | Savannah River Mill:GEN2 | Fort James Operating Co | 13557 | 21420 | 1986-12-01 | 2050-12-31
|  |  | 2017 |  | 2017 |  | 2017 |  |  | 8899 | Savannah River Mill:GEN3 | Fort James Operating Co | 11582 | 41850 | 1988-02-01 | 2050-12-31 | E
|  |  | 2017 |  | 2017 |  | 2017 |  |  | 8900 | Savannah River Mill:GEN4 | Fort James Operating Co | 11562 | 41850 | 1989-09-01 | 2050-12-31 | E
|  |  | 2017 |  | 2017 |  | 2017 |  |  | 8901 | Savannah Sugar Refinery:GEN2 | Savannah Foods & Industrial Inc | 12273 | 3000 | 1959-02-01 | 2050-12-31 | E
|  |  | 2017 |  | 2017 |  | 2017 |  |  | 8902 | Savannah Sugar Refinery:GENA | Savannah Foods & Industrial Inc | 12410 | 2700 | 1948-03-01 | 2050-12-31 | E
|  |  | 2017 |  | 2017 |  | 2017 |  |  | 8903 | Savannah Sugar Refinery:GENC | Savannah Foods & Industrial Inc | 12443 | 1000 | 1946-08-01 | 2050-12-31 | E
|  |  | 2017 |  | 2017 |  | 2017 |  |  | 8904 | Savannah Sugar Refinery:GEND | Savannah Foods & Industrial Inc | 11935 | 4500 | 1985-03-01 | 2050-12-31 | E
[10 empty] | 8905 | Saxon Falls:All | Northern States Power Co (Wisconsin) | 0 | 1500 | 1913-01-03 | 2050-12-31
[10 empty] | 8906 | Sayreville Cogeneration Facili:CC | North Jersey Energy Associates LP | 7220 | 271000 | 1991-08-01 | 2050-12-31
[10 empty] | 8907 | Sayreville:GT1 | RRI Energy Mid Atlantic Power Holdings LLC | 15717 | 57000 | 1972-03-01 | 2050-12-31
[10 empty] | 8908 | Sayreville:GT2 | RRI Energy Mid Atlantic Power Holdings LLC | 15097 | 57000 | 1972-03-01 | 2050-12-31
[10 empty] | 8909 | Sayreville:GT3 | RRI Energy Mid Atlantic Power Holdings LLC | 15717 | 57000 | 1972-06-01 | 2050-12-31
[10 empty] | 8910 | Sayreville:GT4 | RRI Energy Mid Atlantic Power Holdings LLC | 14140 | 57000 | 1972-10-01 | 2050-12-31
[10 empty] | 8911 | SBG 9805 Rockford Products:GEN1 | Alliant Energy Integ Ser Cogeneration | 10767 | 800 | 1999-08-01 | 2050-12-31
[10 empty] | 8912 | SBG 9805 Rockford Products:GEN2 | Alliant Energy Integ Ser Cogeneration | 10767 | 800 | 1999-08-01 | 2050-12-31
[10 empty] | 8913 | SBG 9805 Rockford Products:GEN3 | Alliant Energy Integ Ser Cogeneration | 10767 | 800 | 1999-08-01 | 2050-12-31
[10 empty] | 8914 | SBG 9805 Rockford Products:GEN4 | Alliant Energy Integ Ser Cogeneration | 10767 | 800 | 1999-08-01 | 2050-12-31
[10 empty] | 8915 | SBG 9805 Rockford Products:GEN5 | Alliant Energy Integ Ser Cogeneration | 10767 | 800 | 1999-08-01 | 2050-12-31
[10 empty] | 8916 | SBG 9805 Rockford Products:GEN6 | Alliant Energy Integ Ser Cogeneration | 10767 | 800 | 1999-08-01 | 2050-12-31
[10 empty] | 8917 | SC Johnson Waxdale Plant:2 | SC Johnson | 14265 | 3200 | 2005-11-01 | 2050-12-31
[10 empty] | 8918 | SC Johnson Waxdale Plant:OT | SC Johnson | 11000 | 3200 | 2003-12-31 | 2050-12-31
[10 empty] | 8919 | Scanlon:All | ALLETE Inc | 0 | 1600 | 1923-01-01 | 2050-12-31
[10 empty] | 8920 | Scarfe Lake:1 | Synexus Global Inc | 0 | 2000 | 1988-01-01 | 2050-12-31
[10 empty] | 8921 | Scenic View Dairy:IC 1 | Scenic View Dairy LLC | 9000 | 650 | 2009-03-01 | 2050-12-31
[10 empty] | 8922 | Scenic View Dairy:IC 2 | Scenic View Dairy LLC | 9000 | 650 | 2009-03-01 | 2050-12-31
[10 empty] | 8923 | Schaghticoke:All | Brookfield Renewable Power Inc | 0 | 14400 | 1908-01-01 | 2050-12-31
| 2015 |  |  | 2015 | 2017 |  | 2017 |  |  | 8924 | Scherer:1 | Oglethorpe Power Corp | 9918 | 837000 | 1982-03-01 | 2050-12-31 | W
| 2015 |  |  | 2015 | 2014 |  | 2017 |  |  | 8925 | Scherer:2 | Oglethorpe Power Corp | 10041 | 843000 | 1984-02-01 | 2050-12-31 | W
| 2015 |  |  | 2015 | 2017 |  | 2017 |  |  | 8926 | Scherer:3 | Georgia Power Co | 10089 | 875000 | 1987-01-01 | 2050-12-31 | W
| 2015 |  |  | 2015 | 2017 |  | 2017 |  |  | 8927 | Scherer:4 | Florida Power & Light Co | 9945 | 849700 | 1989-02-01 | 2050-12-31 | W
[10 empty] | 8928 | Schering Cogen Facility:GEN1 | Schering Plough Corp | 12294 | 4600 | 1994-02-01 | 2050-12-31
[10 empty] | 8929 | Schering Cogen Facility:GEN2 | Schering Plough Corp | 11381 | 5700 | 1999-12-01 | 2050-12-31
[10 empty] | 8930 | Schiefer M:1 | Niagara Mohawk Power Corp | 1000 | 20 | 1993-06-01 | 2050-12-31
2017 | 2017 | 2017 |  | 2020 | 2021 |  | 2017 |  |  | 8931 | Schiller:4 | Public Service Co of New Hampshire | 11424 | 47500 | 1952-10-01 | 2050-12-31 | W
2017 | 2017 | 2017 |  | 2020 | 2021 |  | 2017 |  |  | 8932 | Schiller:6 | Public Service Co of New Hampshire | 12084 | 47938 | 1957-07-01 | 2050-12-31 | W
[10 empty] | 8933 | Schiller:GT1 | Public Service Co of New Hampshire | 13299 | 17000 | 1970-11-01 | 2050-12-31
[10 empty] | 8934 | Schiller:OT1 | Public Service Co of New Hampshire | 9540 | 43082 | 1955-05-01 | 2050-12-31
|  |  | 2017 |  | 2017 |  | 2017 |  |  | 8935 | Scholz:1 | Gulf Power Co | 12200 | 46000 | 1953-03-01 | 2014-12-31 | E
|  |  | 2017 |  | 2017 |  | 2017 |  |  | 8936 | Scholz:2 | Gulf Power Co | 12100 | 46000 | 1953-10-01 | 2014-12-31 | E
[10 empty] | 8937 | School Street:All | Brookfield Renewable Power Inc | 0 | 8100 | 1974-01-01 | 2050-12-31
[10 empty] | 8938 | Schoolfield Dam:All | STS HydroPower Ltd | 0 | 4500 | 1990-10-01 | 2050-12-31
[10 empty] | 8939 | Schuylerville:1 | Brookfield Renewable Power Inc | 0 | 1480 | 1919-01-01 | 2050-12-31
[10 empty] | 8940 | Schuylkill Generating Station:1 | Exelon Generation Co LLC | 9627 | 166000 | 1958-07-01 | 2050-12-31
[10 empty] | 8941 | Schuylkill Generating Station:10 | Exelon Generation Co LLC | 13552 | 13000 | 1969-05-01 | 2050-12-31
[10 empty] | 8942 | Schuylkill Generating Station:11 | Exelon Generation Co LLC | 14552 | 17000 | 1971-06-01 | 2050-12-31
[10 empty] | 8943 | Schuylkill Generating Station:IC1 | Exelon Generation Co LLC | 10450 | 2700 | 1967-07-01 | 2050-12-31
[10 empty] | 8944 | Scotland Dam:1 | FirstLight Hydro Generating Co LLC | 0 | 1690 | 1937-01-01 | 2050-12-31
[10 empty] | 8945 | Scott County Wind Farm (MMPA):WT | Minnesota Municipal Power Agency | 1000 | 160 | 2010-02-28 | 2050-12-31
[10 empty] | 8946 | Scott D Wosepka Wind:WT | Scott D Wosepka | 1000 | 5 | 2008-10-31 | 2050-12-31
[10 empty] | 8947 | Scott Falls GS:All | Brookfield Renewable Power Inc | 0 | 22500 | 1998-02-09 | 2050-12-31
[10 empty] | 8948 | Scott Korkowski Wind:WT | Scott Korkowski | 1000 | 65 | 2008-08-15 | 2050-12-31
[10 empty] | 8949 | Scott Winslow:1 | Central Maine Power Co | 12253 | 8600 | 1989-06-01 | 2050-12-31
|  |  | 2017 |  | 2017 |  | 2017 |  |  | 8950 | Scrubgrass Generating Co:GEN1 | Scrubgrass Generating Co LP | 11127 | 85000 | 1993-01-01 | 2050-12-31 | E
[10 empty] | 8951 | Sea Park Apartments East:NG ENGINE | Sea Park East LP | 10082 | 150 | 2007-12-01 | 2050-12-31
2017 | 2017 | 2017 |  | 2021 | 2021 |  | 2017 |  |  | 8952 | Seaford Delaware Plant:GEN1 | Invista SARL | 12466 | 9000 | 1939-01-01 | 2050-12-31 | W
2017 | 2017 | 2017 |  | 2021 | 2021 |  | 2017 |  |  | 8953 | Seaford Delaware Plant:GEN2 | Invista SARL | 12466 | 9000 | 1939-01-01 | 2050-12-31 | W
2017 | 2017 | 2017 |  | 2021 | 2021 |  | 2017 |  |  | 8954 | Seaford Delaware Plant:GEN3 | Invista SARL | 12466 | 9000 | 1939-01-01 | 2050-12-31 | W
[10 empty] | 8955 | Seaford:All | Seaford DE (City of) | 11270 | 6800 | 1958-01-03 | 2050-12-31
[10 empty] | 8956 | Sears Hydro:All | Rock Island IL (City of) | 0 | 1200 | 1985-11-01 | 2050-12-31
[10 empty] | 8957 | Searsburg Wind Turbines:WT 1-11 | Green Mountain Power Corp | 1000 | 6000 | 1997-06-01 | 2050-12-31
[10 empty] | 8958 | Searsburg:GEN1 | TransCanada Hydro Northeast Inc | 0 | 4960 | 1922-03-01 | 2050-12-31
[10 empty] | 8959 | Sebec:1 | Ampersand Sebec Lake Hydro LLC | 0 | 700 | 1985-02-01 | 2050-12-31
[10 empty] | 8960 | Seccra Community Landfill:1 | Southeastern Chester County Refuse Authority | 9000 | 900 | 2007-01-01 | 2050-12-31
[10 empty] | 8961 | Seccra Community Landfill:2 | Southeastern Chester County Refuse Authority | 9000 | 1100 | 2008-10-01 | 2050-12-31
[10 empty] | 8962 | Secord:1 | Wolverine Power Corp | 0 | 1200 | 1923-01-01 | 2050-12-31
[10 empty] | 8963 | Security Self Storage Solar:PV | Security Self Storage Inc | 1000 | 8 | 2008-05-13 | 2050-12-31
[10 empty] | 8964 | Sediver:1 | Santee Cooper | 10632 | 2900 | 1980-01-01 | 2050-12-31
[10 empty] | 8965 | Selkirk Cogeneration:CC1 | National Energy & Gas Transmission Inc | 7996 | 78299 | 1992-04-01 | 2050-12-31
[10 empty] | 8966 | Selkirk Cogeneration:CC2 | National Energy & Gas Transmission Inc | 8423 | 290600 | 1994-04-01 | 2050-12-31
[10 empty] | 8967 | Selkirk:1NG | Manitoba Hydro Electric | 12221 | 62800 | 1960-09-01 | 2050-12-31
[10 empty] | 8968 | Selkirk:2NG | Manitoba Hydro Electric | 12208 | 63000 | 1961-01-01 | 2050-12-31
[10 empty] | 8969 | Semass Resource Recovery:GEN1 | Semass Partnership | 12201 | 46180 | 1988-07-01 | 2050-12-31
[10 empty] | 8970 | Semass Resource Recovery:GEN2 | Semass Partnership | 11712 | 26700 | 1993-04-01 | 2050-12-31
|  |  | 2016 |  | 2016 |  | 2017 |  |  | 8971 | Seminole (FL):1 | Seminole Electric Coop Inc | 9976 | 658000 | 1984-02-01 | 2050-12-31 | E
|  |  | 2016 |  | 2016 |  | 2017 |  |  | 8972 | Seminole (FL):2 | Seminole Electric Coop Inc | 10000 | 658000 | 1985-01-01 | 2050-12-31 | E
[10 empty] | 8973 | Seminole (OK):1 | Oklahoma Gas & Electric Co | 10540 | 506000 | 1971-03-01 | 2050-12-31
[10 empty] | 8974 | Seminole (OK):2 | Oklahoma Gas & Electric Co | 10576 | 494000 | 1973-02-01 | 2050-12-31
[10 empty] | 8975 | Seminole (OK):3 | Oklahoma Gas & Electric Co | 10098 | 502000 | 1975-06-01 | 2050-12-31
[10 empty] | 8976 | Seminole (OK):GT1 | Oklahoma Gas & Electric Co | 18500 | 17000 | 1971-05-01 | 2050-12-31
[10 empty] | 8977 | Seminole County Landfill (FL):IC1 | Seminole Energy LLC | 9000 | 1600 | 2007-08-31 | 2050-12-31
[10 empty] | 8978 | Seminole County Landfill (FL):IC2 | Seminole Energy LLC | 9000 | 1600 | 2007-08-31 | 2050-12-31
[10 empty] | 8979 | Seminole County Landfill (FL):IC3 | Seminole Energy LLC | 9000 | 1600 | 2007-08-31 | 2050-12-31
[10 empty] | 8980 | Seminole County Landfill (FL):IC4 | Seminole Energy LLC | 9000 | 1600 | 2007-08-31 | 2050-12-31
[10 empty] | 8981 | Seminole Mill:GEN3 | Smurfit Stone Container Corp | 12880 | 30000 | 1957-02-01 | 2050-12-31
[10 empty] | 8982 | Seminole Road Landfill:IC 1 | DeKalb County (GA) | 9000 | 1600 | 2006-10-12 | 2050-12-31
[10 empty] | 8983 | Seminole Road Landfill:IC 2 | DeKalb County (GA) | 9000 | 1600 | 2006-10-12 | 2050-12-31
[10 empty] | 8984 | Seneca (City of):All | Seneca SC (City of) | 10425 | 9000 | 2004-12-01 | 2050-12-31
[10 empty] | 8985 | Seneca Limited:1 | Niagara Mohawk Power Corp | 0 | 200 | 1985-12-01 | 2050-12-31
[10 empty] | 8986 | Seneca Meadows:GE10 | Seneca Energy II LLC | 10000 | 794 | 1998-08-01 | 2050-12-31
[10 empty] | 8987 | Seneca Meadows:GE11 | Seneca Energy II LLC | 10000 | 794 | 1998-08-01 | 2050-12-31
[10 empty] | 8988 | Seneca Meadows:GE12 | Seneca Energy II LLC | 10000 | 794 | 1998-08-01 | 2050-12-31
[10 empty] | 8989 | Seneca Meadows:GE13 | Seneca Energy II LLC | 10000 | 794 | 1998-08-01 | 2050-12-31
[10 empty] | 8990 | Seneca Meadows:GE14 | Seneca Energy II LLC | 10000 | 794 | 1998-08-01 | 2050-12-31
[10 empty] | 8991 | Seneca Meadows:GE15 | Seneca Energy II LLC | 9000 | 1623 | 2007-01-01 | 2050-12-31
[10 empty] | 8992 | Seneca Meadows:GE16 | Seneca Energy II LLC | 9000 | 1623 | 2007-01-01 | 2050-12-31
[10 empty] | 8993 | Seneca Meadows:GE17 | Seneca Energy II LLC | 9000 | 1623 | 2007-01-01 | 2050-12-31
[10 empty] | 8994 | Seneca Meadows:GE18 | Seneca Energy II LLC | 9000 | 1623 | 2007-01-01 | 2050-12-31
[10 empty] | 8995 | Seneca Meadows:GEN1 | Seneca Energy II LLC | 10000 | 794 | 1996-03-01 | 2050-12-31
[10 empty] | 8996 | Seneca Meadows:GEN2 | Seneca Energy II LLC | 10000 | 794 | 1996-03-01 | 2050-12-31
[10 empty] | 8997 | Seneca Meadows:GEN3 | Seneca Energy II LLC | 10000 | 794 | 1996-03-01 | 2050-12-31
[10 empty] | 8998 | Seneca Meadows:GEN4 | Seneca Energy II LLC | 10000 | 794 | 1996-08-01 | 2050-12-31
[10 empty] | 8999 | Seneca Meadows:GEN5 | Seneca Energy II LLC | 10000 | 794 | 1996-08-01 | 2050-12-31
[10 empty] | 9000 | Seneca Meadows:GEN6 | Seneca Energy II LLC | 10000 | 794 | 1997-06-01 | 2050-12-31
[10 empty] | 9001 | Seneca Meadows:GEN7 | Seneca Energy II LLC | 10000 | 794 | 1997-06-01 | 2050-12-31
[10 empty] | 9002 | Seneca Meadows:GEN8 | Seneca Energy II LLC | 10000 | 794 | 1998-08-01 | 2050-12-31
[10 empty] | 9003 | Seneca Meadows:GEN9 | Seneca Energy II LLC | 10000 | 794 | 1998-08-01 | 2050-12-31
[10 empty] | 9004 | Seneca:1 | FirstEnergy Generation Corp | 0 | 210000 | 1970-01-01 | 2050-12-31
[10 empty] | 9005 | Seneca:2 | FirstEnergy Generation Corp | 0 | 203000 | 1970-01-01 | 2050-12-31
[10 empty] | 9006 | Seneca:3 | FirstEnergy Generation Corp | 0 | 30000 | 1970-01-01 | 2050-12-31
[10 empty] | 9007 | Senneterre Power Station:ST | Boralex Inc | 10505 | 34600 | 2002-10-02 | 2050-12-31
[10 empty] | 9008 | Sept Chutes:All | Hydro Quebec | 0 | 10000 | 1912-01-01 | 2050-12-31
[10 empty] | 9009 | Sequoyah (TN):1 | Tennessee Valley Authority | 10230 | 1150000 | 1981-07-01 | 2050-12-31
[10 empty] | 9010 | Sequoyah (TN):2 | Tennessee Valley Authority | 10275 | 1127000 | 1982-06-01 | 2050-12-31
[10 empty] | 9011 | Serpent River CGS:All | Brookfield Renewable Power Inc | 0 | 8000 | 1989-02-09 | 2050-12-31
[10 empty] | 9012 | Serpent River:All | Algonquin Power Systems Inc | 0 | 7200 | 1989-01-01 | 2050-12-31
[10 empty] | 9013 | Settlers Hill Gas Recovery:GEN1 | Bio Energy Partners | 13000 | 2900 | 1988-10-01 | 2050-12-31
[10 empty] | 9014 | Settlers Hill Gas Recovery:GEN2 | Bio Energy Partners | 10000 | 2900 | 1998-05-01 | 2050-12-31
[10 empty] | 9015 | Seven Mile Creek Landfill:IC1 | Dairyland Power Coop | 9000 | 830 | 2004-04-12 | 2050-12-31
[10 empty] | 9016 | Seven Mile Creek Landfill:IC2 | Dairyland Power Coop | 9000 | 830 | 2004-04-12 | 2050-12-31
[10 empty] | 9017 | Seven Mile Creek Landfill:IC3 | Dairyland Power Coop | 9000 | 830 | 2004-04-12 | 2050-12-31
[10 empty] | 9018 | Seven Mile Creek Landfill:IC4 | Dairyland Power Coop | 9000 | 1000 | 2008-04-01 | 2050-12-31
[10 empty] | 9019 | Seven Sisters:1 | Manitoba Hydro Electric | 0 | 29170 | 1931-05-01 | 2050-12-31
[10 empty] | 9020 | Seven Sisters:2 | Manitoba Hydro Electric | 0 | 28410 | 1931-07-01 | 2050-12-31
[10 empty] | 9021 | Seven Sisters:3 | Manitoba Hydro Electric | 0 | 27220 | 1931-06-01 | 2050-12-31
[10 empty] | 9022 | Seven Sisters:4 | Manitoba Hydro Electric | 0 | 27890 | 1949-11-01 | 2050-12-31
[10 empty] | 9023 | Seven Sisters:5 | Manitoba Hydro Electric | 0 | 25770 | 1950-07-01 | 2050-12-31
[10 empty] | 9024 | Seven Sisters:6 | Manitoba Hydro Electric | 0 | 25410 | 1952-08-01 | 2050-12-31
[10 empty] | 9025 | Seville:All | Ohio Municipal Electric Agency Joint Venture 2 | 10545 | 5400 | 2001-06-01 | 2050-12-31
[10 empty] | 9026 | Sewalls:All | Brookfield Renewable Power Inc | 0 | 2230 | 1925-01-01 | 2050-12-31
|  |  | 2016 |  | 2016 |  | 2017 |  |  | 9027 | Seward:FB1 | RRI Energy Wholesale Generation LLC | 9700 | 521000 | 2004-10-30 | 2050-12-31 | E
[10 empty] | 9028 | Sewaren:1 | PSEG Fossil LLC | 12191 | 104000 | 1948-12-01 | 2050-12-31
[10 empty] | 9029 | Sewaren:2 | PSEG Fossil LLC | 11816 | 118000 | 1948-11-01 | 2050-12-31
[10 empty] | 9030 | Sewaren:3 | PSEG Fossil LLC | 11489 | 107000 | 1949-10-01 | 2050-12-31
[10 empty] | 9031 | Sewaren:4 | PSEG Fossil LLC | 10717 | 124000 | 1951-07-01 | 2050-12-31
[10 empty] | 9032 | Sewaren:6 | PSEG Fossil LLC | 14027 | 105000 | 1965-11-01 | 2050-12-31
[10 empty] | 9033 | Sewell Creek Energy:1 | Smarr EMC | 12498 | 113600 | 2000-07-01 | 2050-12-31
[10 empty] | 9034 | Sewell Creek Energy:2 | Smarr EMC | 12038 | 113600 | 2000-07-01 | 2050-12-31
[10 empty] | 9035 | Sewell Creek Energy:3 | Smarr EMC | 11043 | 134000 | 2000-09-01 | 2050-12-31
[10 empty] | 9036 | Sewell Creek Energy:4 | Smarr EMC | 11097 | 134000 | 2000-06-01 | 2050-12-31
[10 empty] | 9037 | Seymour Road:1 | Granger Electric Co | 10000 | 800 | 1995-11-01 | 2050-12-31
[10 empty] | 9038 | Seymour Station:All | Ontario Power Generation Inc | 0 | 6300 | 1909-12-04 | 2050-12-31
[10 empty] | 9039 | Shady Hills Generating Station:G101 | Shady Hills Power Co LLC | 10621 | 156000 | 2002-03-11 | 2050-12-31
[10 empty] | 9040 | Shady Hills Generating Station:G201 | Shady Hills Power Co LLC | 10666 | 156000 | 2002-03-11 | 2050-12-31
[10 empty] | 9041 | Shady Hills Generating Station:G301 | Shady Hills Power Co LLC | 10632 | 156000 | 2002-03-11 | 2050-12-31
[10 empty] | 9042 | Shady Oaks Wind Farm:WT1 40 | Mainstream Renewable Power | 1000 | 80000 | 2007-09-30 | 2050-12-31
[10 empty] | 9043 | Shallock Wind:WT | Wesley Shallock | 1000 | 2 | 2008-09-16 | 2050-12-31
[10 empty] | 9044 | Shand Dam:1 | Ontario Power Generation Inc | 0 | 500 | 1990-01-01 | 2050-12-31
2015 | 2015 | 2015 |  | 2017 | 2020 |  | 2017 |  |  | 9045 | Shand:1 | Saskatchewan Power Corp | 9524 | 276300 | 1992-06-01 | 2050-12-31 | W
[10 empty] | 9046 | Shanes Wind Machine:WT | Shanes Wind Machine LLC | 1000 | 1300 | 2006-07-01 | 2050-12-31
[10 empty] | 9047 | Shaokatan Hills:6150 | Wind Energy America Inc | 1000 | 11800 | 1999-08-01 | 2050-12-31
[10 empty] | 9048 | Sharon Spring:1 | Sharon Springs KS (City of) | 11969 | 900 | 1970-11-01 | 2050-12-31
[10 empty] | 9049 | Sharon Spring:2 | Sharon Springs KS (City of) | 11969 | 1000 | 1964-01-03 | 2050-12-31
[10 empty] | 9050 | Sharon Spring:3 | Sharon Springs KS (City of) | 11969 | 400 | 1958-07-01 | 2050-12-31
[10 empty] | 9051 | Sharon Spring:4 | Sharon Springs KS (City of) | 11969 | 600 | 1951-01-03 | 2050-12-31
[10 empty] | 9052 | Sharp Falls:1 | Blue Ridge Electric Membership Corp | 0 | 175 | 1931-09-01 | 2050-12-31
[10 empty] | 9053 | Sharpe Generating Station:1-5 | Kansas Electric Power Coop Inc | 10470 | 10000 | 2002-06-25 | 2050-12-31
[10 empty] | 9054 | Sharpe Generating Station:6-10 | Kansas Electric Power Coop Inc | 10470 | 10000 | 2002-06-25 | 2050-12-31
[10 empty] | 9055 | Shawano:1 | Wisconsin Power & Light Co | 0 | 750 | 1928-01-03 | 2050-12-31
[10 empty] | 9056 | Shawinigan 2:1 | Hydro Quebec | 0 | 32600 | 1995-11-01 | 2050-12-31
[10 empty] | 9057 | Shawinigan 2:2 | Hydro Quebec | 0 | 32600 | 1995-10-01 | 2050-12-31
[10 empty] | 9058 | Shawinigan 2:3 | Hydro Quebec | 0 | 32600 | 1988-07-01 | 2050-12-31
[10 empty] | 9059 | Shawinigan 2:4 | Hydro Quebec | 0 | 32600 | 1987-04-01 | 2050-12-31
[10 empty] | 9060 | Shawinigan 2:5 | Hydro Quebec | 0 | 32600 | 1986-04-01 | 2050-12-31
[10 empty] | 9061 | Shawinigan 2:6 | Hydro Quebec | 0 | 32600 | 1986-05-01 | 2050-12-31
[10 empty] | 9062 | Shawinigan 2:7 | Hydro Quebec | 0 | 32600 | 1987-03-01 | 2050-12-31
[10 empty] | 9063 | Shawinigan 2:8 | Hydro Quebec | 0 | 32600 | 1990-08-01 | 2050-12-31
[10 empty] | 9064 | Shawinigan 3:10 | Hydro Quebec | 0 | 32600 | 1984-12-01 | 2050-12-31
[10 empty] | 9065 | Shawinigan 3:11 | Hydro Quebec | 0 | 32600 | 1983-04-01 | 2050-12-31
[10 empty] | 9066 | Shawinigan 3:9 | Hydro Quebec | 0 | 32600 | 1984-03-01 | 2050-12-31
[10 empty] | 9067 | Shawmut:All | FPL Energy Maine Hydro LLC | 0 | 9430 | 1913-01-01 | 2050-12-31
2016 | 2016 | 2016 |  | 2018 | 2021 |  | 2017 |  |  | 9068 | Shawnee (KY):1 | Tennessee Valley Authority | 10588 | 134000 | 1953-04-01 | 2050-12-31 | W
2016 | 2016 | 2016 |  | 2018 | 2021 |  | 2017 |  |  | 9069 | Shawnee (KY):10 | Tennessee Valley Authority | 10300 | 124000 | 1956-10-01 | 2050-12-31 | W
2016 | 2016 | 2016 |  | 2018 | 2021 |  | 2017 |  |  | 9070 | Shawnee (KY):2 | Tennessee Valley Authority | 10556 | 134000 | 1953-06-01 | 2050-12-31 | W
2016 | 2016 | 2016 |  | 2018 | 2021 |  | 2017 |  |  | 9071 | Shawnee (KY):3 | Tennessee Valley Authority | 10569 | 134000 | 1953-10-01 | 2050-12-31 | W
2016 | 2016 | 2016 |  | 2018 | 2021 |  | 2017 |  |  | 9072 | Shawnee (KY):4 | Tennessee Valley Authority | 10592 | 134000 | 1954-01-01 | 2050-12-31 | W
2016 | 2016 | 2016 |  | 2018 | 2021 |  | 2017 |  |  | 9073 | Shawnee (KY):5 | Tennessee Valley Authority | 10579 | 134000 | 1954-10-01 | 2050-12-31 | W
2016 | 2016 | 2016 |  | 2018 | 2021 |  | 2017 |  |  | 9074 | Shawnee (KY):6 | Tennessee Valley Authority | 10763 | 134000 | 1954-11-01 | 2050-12-31 | W
2016 | 2016 | 2016 |  | 2018 | 2021 |  | 2017 |  |  | 9075 | Shawnee (KY):7 | Tennessee Valley Authority | 10285 | 134000 | 1954-12-01 | 2050-12-31 | W
2016 | 2016 | 2016 |  | 2018 | 2021 |  | 2017 |  |  | 9076 | Shawnee (KY):8 | Tennessee Valley Authority | 10271 | 134000 | 1955-03-01 | 2050-12-31 | W
2016 | 2016 | 2016 |  | 2018 | 2021 |  | 2017 |  |  | 9077 | Shawnee (KY):9 | Tennessee Valley Authority | 10293 | 134000 | 1955-07-01 | 2050-12-31 | W
[10 empty] | 9078 | Shawnee (PA):1 | RRI Energy Mid Atlantic Power Holdings LLC | 15075 | 20000 | 1972-06-01 | 2050-12-31
|  |  | 2017 |  | 2017 |  | 2017 | 2013 | 0.94518 | 9079 | Shawville:1 | RRI Energy Mid Atlantic Power Holdings LLC | 9825 | 122000 | 1954-08-01 | 2050-12-31 | E
|  |  | 2017 |  | 2017 |  | 2017 | 2013 | 0.94518 | 9080 | Shawville:2 | RRI Energy Mid Atlantic Power Holdings LLC | 10659 | 125000 | 1954-03-01 | 2050-12-31 | E
|  |  | 2017 |  | 2017 |  | 2017 | 2013 | 0.94518 | 9081 | Shawville:3 | RRI Energy Mid Atlantic Power Holdings LLC | 9621 | 175000 | 1959-12-01 | 2050-12-31 | E
|  |  | 2017 |  | 2017 |  | 2017 | 2013 | 0.94518 | 9082 | Shawville:4 | RRI Energy Mid Atlantic Power Holdings LLC | 9618 | 175000 | 1960-04-01 | 2050-12-31 | E
[10 empty] | 9083 | Shawville:5 | RRI Energy Mid Atlantic Power Holdings LLC | 10547 | 2000 | 1960-04-01 | 2050-12-31
[10 empty] | 9084 | Shawville:6 | RRI Energy Mid Atlantic Power Holdings LLC | 10547 | 2000 | 1960-04-01 | 2050-12-31
[10 empty] | 9085 | Shawville:7 | RRI Energy Mid Atlantic Power Holdings LLC | 10547 | 2000 | 1960-04-01 | 2050-12-31
[10 empty] | 9086 | Sheboygan Falls Energy Facility:GT1 | Alliant Energy Corp | 10456 | 151400 | 2005-06-02 | 2050-12-31
[10 empty] | 9087 | Sheboygan Falls Energy Facility:GT2 | Alliant Energy Corp | 10456 | 150100 | 2005-06-02 | 2050-12-31
[10 empty] | 9088 | Sheboygan Wastewater Treatment Plant:IC | Wisconsin Power & Light Co | 9000 | 300 | 2006-03-01 | 2050-12-31
[10 empty] | 9089 | Sheepskin:1 | Wisconsin Power & Light Co | 15265 | 35700 | 1971-06-01 | 2050-12-31
[10 empty] | 9090 | Shelbina Power No 1:G1 | Shelbina MO (City of) | 10586 | 3000 | 1981-01-01 | 2050-12-31
[10 empty] | 9091 | Shelbina Power No 1:G2 | Shelbina MO (City of) | 10823 | 1600 | 1989-05-01 | 2050-12-31
[10 empty] | 9092 | Shelbina Power No 2:G3 | Shelbina MO (City of) | 10769 | 1600 | 1992-04-01 | 2050-12-31
[10 empty] | 9093 | Shelbina Power No 2:G4 | Shelbina MO (City of) | 10769 | 1600 | 1992-04-01 | 2050-12-31
[10 empty] | 9094 | Shelbina Power No 2:G5 | Shelbina MO (City of) | 10769 | 1600 | 1992-04-01 | 2050-12-31
[10 empty] | 9095 | Shelbina Power No 2:G6 | Shelbina MO (City of) | 10580 | 1800 | 1999-07-01 | 2050-12-31
[10 empty] | 9096 | Shelbina Power No 3:G7 | Shelbina MO (City of) | 10529 | 1800 | 2002-04-01 | 2050-12-31
[10 empty] | 9097 | Shelbina Power No 3:G8 | Shelbina MO (City of) | 10529 | 1800 | 2002-04-01 | 2050-12-31
|  |  | 2017 |  | 2017 |  | 2017 |  |  | 9098 | Shelby Munic Light Plant:1A | Shelby Dept of Utilities | 12082 | 12000 | 1968-06-01 | 2012-06-14 | E
|  |  | 2017 |  | 2017 |  | 2017 |  |  | 9099 | Shelby Munic Light Plant:2 | Shelby Dept of Utilities | 12840 | 12000 | 1973-05-01 | 2012-06-14 | E
|  |  | 2017 |  | 2017 |  | 2017 |  |  | 9100 | Shelby Munic Light Plant:4 | Shelby Dept of Utilities | 13701 | 7000 | 1954-06-01 | 2012-06-14 | E
[10 empty] | 9101 | Shelby Munic Light Plant:IC1 | Shelby Dept of Utilities | 9500 | 3000 | 1963-06-01 | 2050-12-31
[10 empty] | 9102 | Shelby North:1 | American Municipal Power Inc | 10563 | 1800 | 2000-06-01 | 2050-12-31
[10 empty] | 9103 | Shelby Solar Project:PV1 | Duke Energy Generation Services | 1000 | 1000 | 2010-05-28 | 2050-12-31
[10 empty] | 9104 | Shelby South:1 | Shelby Dept of Utilities | 10563 | 1700 | 2000-06-01 | 2050-12-31
[10 empty] | 9105 | Shelby Toms Street:1 | North Carolina Municipal Power Agency No 1 | 10527 | 1800 | 2002-06-01 | 2050-12-31
2016 | 2016 | 2016 |  | 2019 | 2021 |  | 2017 |  |  | 9106 | Sheldon (NE):1 | Nebraska Public Power District | 11626 | 105000 | 1961-01-01 | 2050-12-31 | W
2016 | 2016 | 2016 |  | 2018 | 2021 |  | 2017 |  |  | 9107 | Sheldon (NE):2 | Nebraska Public Power District | 11572 | 120000 | 1965-01-01 | 2050-12-31 | W
[10 empty] | 9108 | Sheldon Springs Hydro:All | Missisquoi Associates | 0 | 14831 | 1988-07-01 | 2050-12-31
[10 empty] | 9109 | Shell Geismar:GT1 | Shell Energy Services Co | 12404 | 40000 | 2002-09-01 | 2050-12-31
[10 empty] | 9110 | Shell Geismar:GT2 | Shell Energy Services Co | 12404 | 40000 | 2002-09-01 | 2050-12-31
[10 empty] | 9111 | Shenandoah (VA):All | Shenandoah Valley Electric Coop | 0 | 812 | 1925-01-01 | 2050-12-31
[10 empty] | 9112 | Shenandoah:1 | MidAmerican Energy Co | 10511 | 2000 | 2000-04-01 | 2050-12-31
[10 empty] | 9113 | Shenandoah:10 | MidAmerican Energy Co | 10511 | 2000 | 2000-04-01 | 2050-12-31
[10 empty] | 9114 | Shenandoah:2 | MidAmerican Energy Co | 10511 | 2000 | 2000-04-01 | 2050-12-31
[10 empty] | 9115 | Shenandoah:3 | MidAmerican Energy Co | 10511 | 2000 | 2000-04-01 | 2050-12-31
[10 empty] | 9116 | Shenandoah:4 | MidAmerican Energy Co | 10511 | 2000 | 2000-04-01 | 2050-12-31
[10 empty] | 9117 | Shenandoah:5 | MidAmerican Energy Co | 10511 | 2000 | 2000-04-01 | 2050-12-31
[10 empty] | 9118 | Shenandoah:6 | MidAmerican Energy Co | 10511 | 2000 | 2000-04-01 | 2050-12-31
[10 empty] | 9119 | Shenandoah:7 | MidAmerican Energy Co | 10511 | 2000 | 2000-04-01 | 2050-12-31
[10 empty] | 9120 | Shenandoah:8 | MidAmerican Energy Co | 10511 | 2000 | 2000-04-01 | 2050-12-31
[10 empty] | 9121 | Shenandoah:9 | MidAmerican Energy Co | 10511 | 2000 | 2000-04-01 | 2050-12-31
[10 empty] | 9122 | Shepaug:1 | FirstLight Hydro Generating Co LLC | 0 | 41511 | 1955-01-01 | 2050-12-31
[10 empty] | 9123 | Shepherd Center:1 | Shepherd Center | 11041 | 600 | 1992-08-01 | 2050-12-31
[10 empty] | 9124 | Shepherd Center:2 | Shepherd Center | 11041 | 600 | 1992-08-01 | 2050-12-31
[10 empty] | 9125 | Shepherd Center:3 | Shepherd Center | 11208 | 200 | 1989-08-01 | 2050-12-31
[10 empty] | 9126 | Shepherd Center:4 | Shepherd Center | 11332 | 300 | 1981-05-01 | 2050-12-31
| 2016 |  |  | 2016 | 2018 |  | 2017 |  |  | 9127 | Sherburne County:1 | Northern States Power Co (Minnesota) | 10213 | 697000 | 1976-04-01 | 2050-12-31 | W
| 2016 |  |  | 2016 | 2018 |  | 2017 |  |  | 9128 | Sherburne County:2 | Northern States Power Co (Minnesota) | 10238 | 682000 | 1977-03-01 | 2050-12-31 | W
| 2015 |  |  | 2015 | 2017 |  | 2017 |  |  | 9129 | Sherburne County:3 | Northern States Power Co (Minnesota) | 9947 | 864400 | 1987-10-01 | 2050-12-31 | W
[10 empty] | 9130 | Sherman (MA):GEN1 | TransCanada Hydro Northeast Inc | 0 | 6334 | 1926-12-01 | 2050-12-31
[10 empty] | 9131 | Sherman Avenue:SEHR | Calpine New Jersey Generation LLC | 13172 | 81000 | 1991-05-01 | 2050-12-31
[10 empty] | 9132 | Sherman Hospital:1 | Sherman Hospital | 10912 | 800 | 1989-11-01 | 2050-12-31
[10 empty] | 9133 | Sherman Hospital:2 | Sherman Hospital | 10912 | 800 | 1989-11-01 | 2050-12-31
[10 empty] | 9134 | Sherman Island:All | Brookfield Renewable Power Inc | 0 | 42887 | 1923-01-01 | 2050-12-31
[10 empty] | 9135 | Shipshaw:1 | Alcan Aluminum Corp | 0 | 70000 | 1943-01-01 | 2050-12-31
[10 empty] | 9136 | Shipshaw:10 | Alcan Aluminum Corp | 0 | 70000 | 1943-01-01 | 2050-12-31
[10 empty] | 9137 | Shipshaw:11 | Alcan Aluminum Corp | 0 | 70000 | 1943-01-01 | 2050-12-31
[10 empty] | 9138 | Shipshaw:12 | Alcan Aluminum Corp | 0 | 70000 | 1943-01-01 | 2050-12-31
[10 empty] | 9139 | Shipshaw:2 | Alcan Aluminum Corp | 0 | 70000 | 1943-01-01 | 2050-12-31
[10 empty] | 9140 | Shipshaw:3 | Alcan Aluminum Corp | 0 | 70000 | 1943-01-01 | 2050-12-31
[10 empty] | 9141 | Shipshaw:4 | Alcan Aluminum Corp | 0 | 70000 | 1943-01-01 | 2050-12-31
[10 empty] | 9142 | Shipshaw:5 | Alcan Aluminum Corp | 0 | 70000 | 1943-01-01 | 2050-12-31
[10 empty] | 9143 | Shipshaw:6 | Alcan Aluminum Corp | 0 | 70000 | 1943-01-01 | 2050-12-31
[10 empty] | 9144 | Shipshaw:7 | Alcan Aluminum Corp | 0 | 70000 | 1943-01-01 | 2050-12-31
[10 empty] | 9145 | Shipshaw:8 | Alcan Aluminum Corp | 0 | 70000 | 1943-01-01 | 2050-12-31
[10 empty] | 9146 | Shipshaw:9 | Alcan Aluminum Corp | 0 | 70000 | 1943-01-01 | 2050-12-31
2017 | 2017 | 2017 |  | 2020 | 2021 |  | 2017 |  |  | 9147 | Shiras:2 | Marquette Board of Light & Power | 11971 | 19500 | 1972-01-03 | 2050-12-31 | W
2017 | 2017 | 2017 |  | 2020 | 2021 |  | 2017 |  |  | 9148 | Shiras:3 | Marquette Board of Light & Power | 12035 | 41000 | 1983-04-01 | 2050-12-31 | W
[10 empty] | 9149 | Shoemaker:SHOE | AER NY Gen LLC | 14589 | 30700 | 1972-07-01 | 2050-12-31
[10 empty] | 9150 | Shoreham (KEYSPAN):GT1 | National Grid Generation LLC | 10860 | 47700 | 1971-07-01 | 2050-12-31
[10 empty] | 9151 | Shoreham (KEYSPAN):GT2 | National Grid Generation LLC | 10860 | 18500 | 1966-04-01 | 2050-12-31
[10 empty] | 9152 | Shoreham (She):CT01 | Shoreham Energy LLC | 9973 | 43100 | 2002-07-28 | 2050-12-31
[10 empty] | 9153 | Shoreham (She):CT02 | Shoreham Energy LLC | 9947 | 42600 | 2002-07-28 | 2050-12-31
[10 empty] | 9154 | Shrewsbury:1 | Shrewsbury Electric Lighting Plant | 10094 | 2750 | 1969-11-01 | 2050-12-31
[10 empty] | 9155 | Shrewsbury:2 | Shrewsbury Electric Lighting Plant | 10094 | 2750 | 1969-11-01 | 2050-12-31
[10 empty] | 9156 | Shrewsbury:3 | Shrewsbury Electric Lighting Plant | 10094 | 2750 | 1975-12-01 | 2050-12-31
[10 empty] | 9157 | Shrewsbury:4 | Shrewsbury Electric Lighting Plant | 10094 | 2750 | 1975-12-01 | 2050-12-31
[10 empty] | 9158 | Shrewsbury:5 | Shrewsbury Electric Lighting Plant | 10094 | 2750 | 1978-05-01 | 2050-12-31
2017 | 2017 | 2017 |  | 2020 | 2021 |  | 2017 |  |  | 9159 | Sibley (MO):1 | KCP&L Greater Missouri Operations Co | 10461 | 53800 | 1960-06-01 | 2050-12-31 | W
2017 | 2017 | 2017 |  | 2020 | 2021 |  | 2017 |  |  | 9160 | Sibley (MO):2 | KCP&L Greater Missouri Operations Co | 10351 | 53900 | 1962-05-01 | 2050-12-31 | W
| 2017 |  |  | 2017 | 2020 |  | 2017 |  |  | 9161 | Sibley (MO):3 | KCP&L Greater Missouri Operations Co | 10074 | 400600 | 1969-06-01 | 2050-12-31 | W
[10 empty] | 9162 | Sibley One:2 | Sibley IA (City of) | 9700 | 1900 | 1971-09-01 | 2050-12-31
[10 empty] | 9163 | Sibley One:3 | Sibley IA (City of) | 9500 | 1100 | 1987-04-01 | 2050-12-31
[10 empty] | 9164 | Sibley One:5 | Sibley IA (City of) | 10511 | 1800 | 2000-04-01 | 2050-12-31
[10 empty] | 9165 | Sibley Two:4 | Sibley IA (City of) | 9500 | 1000 | 1987-12-01 | 2050-12-31
[10 empty] | 9166 | Sidney A Murray Jr Hydro:1 | Louisiana Hydro Ltd Partners | 0 | 24000 | 1990-07-01 | 2050-12-31
[10 empty] | 9167 | Sidney A Murray Jr Hydro:2 | Louisiana Hydro Ltd Partners | 0 | 24000 | 1990-08-01 | 2050-12-31
[10 empty] | 9168 | Sidney A Murray Jr Hydro:3 | Louisiana Hydro Ltd Partners | 0 | 24000 | 1990-06-01 | 2050-12-31
[10 empty] | 9169 | Sidney A Murray Jr Hydro:4 | Louisiana Hydro Ltd Partners | 0 | 24000 | 1990-05-01 | 2050-12-31
[10 empty] | 9170 | Sidney A Murray Jr Hydro:5 | Louisiana Hydro Ltd Partners | 0 | 24000 | 1990-06-01 | 2050-12-31
[10 empty] | 9171 | Sidney A Murray Jr Hydro:6 | Louisiana Hydro Ltd Partners | 0 | 24000 | 1990-05-01 | 2050-12-31
[10 empty] | 9172 | Sidney A Murray Jr Hydro:7 | Louisiana Hydro Ltd Partners | 0 | 24000 | 1990-06-01 | 2050-12-31
[10 empty] | 9173 | Sidney A Murray Jr Hydro:8 | Louisiana Hydro Ltd Partners | 0 | 24000 | 1990-07-01 | 2050-12-31
[10 empty] | 9174 | Sidney Generating Station:All | Ontario Power Generation Inc | 0 | 4880 | 1911-09-01 | 2050-12-31
[10 empty] | 9175 | Sidney:1 | Dayton Power & Light Co (The) | 10400 | 2400 | 1968-07-01 | 2050-12-31
[10 empty] | 9176 | Sidney:2 | Dayton Power & Light Co (The) | 10400 | 2400 | 1968-07-01 | 2050-12-31
[10 empty] | 9177 | Sidney:3 | Dayton Power & Light Co (The) | 10400 | 2400 | 1968-07-01 | 2050-12-31
[10 empty] | 9178 | Sidney:4 | Dayton Power & Light Co (The) | 10400 | 2400 | 1968-07-01 | 2050-12-31
[10 empty] | 9179 | Sidney:5 | Dayton Power & Light Co (The) | 10400 | 2400 | 1968-07-01 | 2050-12-31
[10 empty] | 9180 | Sieve Windfarm:WT | Sieve Windfarm LLC | 1000 | 1500 | 2003-01-08 | 2050-12-31
2015 | 2015 | 2015 |  | 2017 | 2020 |  | 2017 |  |  | 9181 | Sikeston:1 | Sikeston Utilities | 10538 | 233000 | 1981-09-01 | 2050-12-31 | W
[10 empty] | 9182 | Sills Island:1 2 | Ontario Power Generation Inc | 0 | 1600 | 1899-12-31 | 2050-12-31
2017 | 2017 | 2017 |  | 2020 | 2021 |  | 2017 |  |  | 9183 | Silver Bay Power Co:GEN1 | Silver Bay Power Corp | 14560 | 36000 | 1955-10-01 | 2050-12-31 | W
2017 | 2017 | 2017 |  | 2019 | 2021 |  | 2017 |  |  | 9184 | Silver Bay Power Co:GEN2 | Silver Bay Power Corp | 13023 | 69000 | 1962-01-01 | 2050-12-31 | W
[10 empty] | 9185 | Silver Creek:GT1 | South Mississippi Electric Power Association | 11793 | 75000 | 2003-07-08 | 2050-12-31
[10 empty] | 9186 | Silver Creek:GT2 | South Mississippi Electric Power Association | 11894 | 75000 | 2004-04-01 | 2050-12-31
[10 empty] | 9187 | Silver Creek:GT3 | South Mississippi Electric Power Association | 11793 | 75000 | 2005-05-20 | 2050-12-31
[10 empty] | 9188 | Silver Falls GS:1 | Ontario Power Generation Inc | 0 | 47800 | 1959-01-01 | 2050-12-31
[10 empty] | 9189 | Silver Grove:CG1 | Trigen Energy Corp | 7847 | 5200 | 2002-01-01 | 2050-12-31
2017 | 2017 | 2017 |  | 2021 | 2021 |  | 2017 |  |  | 9190 | Silver Lake (MN):1 | Rochester Dept Public Utilities | 15400 | 9600 | 1948-08-01 | 2050-12-31 | W
2017 | 2017 | 2017 |  | 2021 | 2021 |  | 2017 |  |  | 9191 | Silver Lake (MN):2 | Rochester Dept Public Utilities | 13075 | 14300 | 1953-12-01 | 2050-12-31 | W
2017 | 2017 | 2017 |  | 2020 | 2021 |  | 2017 |  |  | 9192 | Silver Lake (MN):3 | Rochester Dept Public Utilities | 11700 | 23500 | 1962-11-01 | 2050-12-31 | W
2017 | 2017 | 2017 |  | 2020 | 2021 |  | 2017 |  |  | 9193 | Silver Lake (MN):4 | Rochester Dept Public Utilities | 11949 | 56600 | 1969-12-01 | 2050-12-31 | W
[10 empty] | 9194 | Silver Lake (VT):1 | Central Vermont Public Service Corp | 0 | 2200 | 1917-02-01 | 2050-12-31
[10 empty] | 9195 | Silver Lake Solar Farm (NJ):PV1 | Public Service Electric & Gas Co | 1000 | 2000 | 2010-09-01 | 2050-12-31
[10 empty] | 9196 | Silver Springs:CC | Indeck Energy Services of Silver Springs Inc | 8580 | 49800 | 1991-05-01 | 2050-12-31
[10 empty] | 9197 | Sinclair Dam:1 | Georgia Power Co | 0 | 21900 | 1953-02-01 | 2050-12-31
[10 empty] | 9198 | Sinclair Dam:2 | Georgia Power Co | 0 | 21900 | 1953-02-01 | 2050-12-31
|  |  | 2017 |  | 2017 |  | 2017 |  |  | 9199 | Sioux:1 | AmerenUE | 9411 | 495000 | 1967-05-01 | 2050-12-31 | E
|  |  | 2017 |  | 2017 |  | 2017 |  |  | 9200 | Sioux:2 | AmerenUE | 9621 | 498000 | 1968-05-01 | 2050-12-31 | E
[10 empty] | 9201 | Sir Adam Beck 25HZ 1:1 | Ontario Power Generation Inc | 0 | 50000 | 1922-01-01 | 2050-12-31
[10 empty] | 9202 | Sir Adam Beck 3:HY 3 | Ontario Power Generation Inc | 0 | 900000 | 2013-01-01 | 2050-12-31
[10 empty] | 9203 | Sir Adam Beck 60HZ 1:EBUS | Ontario Power Generation Inc | 0 | 345000 | 1922-01-01 | 2050-12-31
[10 empty] | 9204 | Sir Adam Beck GS 2:1112 | Ontario Power Generation Inc | 0 | 161000 | 1954-01-01 | 2050-12-31
[10 empty] | 9205 | Sir Adam Beck GS 2:1314 | Ontario Power Generation Inc | 0 | 161000 | 1954-01-01 | 2050-12-31
[10 empty] | 9206 | Sir Adam Beck GS 2:1516 | Ontario Power Generation Inc | 0 | 173000 | 1954-01-01 | 2050-12-31
[10 empty] | 9207 | Sir Adam Beck GS 2:1718 | Ontario Power Generation Inc | 0 | 173000 | 1954-01-01 | 2050-12-31
[10 empty] | 9208 | Sir Adam Beck GS 2:1920 | Ontario Power Generation Inc | 0 | 173000 | 1954-01-01 | 2050-12-31
[10 empty] | 9209 | Sir Adam Beck GS 2:2122 | Ontario Power Generation Inc | 0 | 173000 | 1954-01-01 | 2050-12-31
[10 empty] | 9210 | Sir Adam Beck GS 2:2324 | Ontario Power Generation Inc | 0 | 173000 | 1954-01-01 | 2050-12-31
[10 empty] | 9211 | Sir Adam Beck GS 2:2526 | Ontario Power Generation Inc | 0 | 173000 | 1954-01-01 | 2050-12-31
[10 empty] | 9212 | Sir Adam Beck PGS 2:123 | Ontario Power Generation Inc | 0 | 60000 | 1957-01-01 | 2050-12-31
[10 empty] | 9213 | Sir Adam Beck PGS 2:456 | Ontario Power Generation Inc | 0 | 63000 | 1957-01-01 | 2050-12-31
[10 empty] | 9214 | Sissiboo:1 | Nova Scotia Power | 0 | 5300 | 1961-01-01 | 2050-12-31
[10 empty] | 9215 | Sisson:1 | Énergie NB Power | 0 | 9000 | 1965-01-01 | 2050-12-31
[10 empty] | 9216 | Sissonville Hydro:HY1 | Sissonville LP | 0 | 2900 | 1990-07-01 | 2050-12-31
[10 empty] | 9217 | Sisters of St Joseph Cogeneration:IC | Sisters of St Joseph | 10773 | 150 | 2009-01-01 | 2050-12-31
[10 empty] | 9218 | Site Nordique Experimental en Eolien Corus:WT 1 2 | Wind Energy Technocentre | 1000 | 4100 | 2010-02-12 | 2050-12-31
[10 empty] | 9219 | Sixth Street (MI):1 | Holland Board of Public Works | 15321 | 18000 | 1974-05-01 | 2050-12-31
[10 empty] | 9220 | Skeets 1:WT2 | Waverly Light & Power | 1000 | 900 | 2001-12-18 | 2050-12-31
[10 empty] | 9221 | Skelton:1 | FPL Energy Maine Hydro LLC | 0 | 9900 | 1948-01-01 | 2050-12-31
[10 empty] | 9222 | Skelton:2 | FPL Energy Maine Hydro LLC | 0 | 9900 | 1948-01-01 | 2050-12-31
[10 empty] | 9223 | Skinner:1 | Holyoke Gas & Electric Dept | 0 | 280 | 1924-01-03 | 2050-12-31
[10 empty] | 9224 | Slack Dam:1 | Vermont Group | 0 | 200 | 1988-01-01 | 2050-12-31
[10 empty] | 9225 | Slave Falls:All | Manitoba Hydro Electric | 0 | 60440 | 1931-08-01 | 2050-12-31
[10 empty] | 9226 | Sleeping Bear Wind Farm:WT1 45 | Clear Wind Renewable Power Inc | 1000 | 94500 | 2007-08-01 | 2050-12-31
[10 empty] | 9227 | Sleeping Bear Wind Farm:WT46 59 | Clear Wind Renewable Power Inc | 1000 | 21000 | 2009-10-01 | 2050-12-31
[10 empty] | 9228 | Sleepy Eye:1A | Sleepy Eye Public Utility Commission | 10585 | 1800 | 1999-04-01 | 2050-12-31
[10 empty] | 9229 | Sleepy Eye:3 | Sleepy Eye Public Utility Commission | 10932 | 1500 | 1961-07-01 | 2050-12-31
[10 empty] | 9230 | Sleepy Eye:5 | Sleepy Eye Public Utility Commission | 10637 | 1800 | 1996-06-01 | 2050-12-31
[10 empty] | 9231 | Sleepy Eye:IC4 | Sleepy Eye Public Utility Commission | 10653 | 1800 | 1995-07-01 | 2050-12-31
[10 empty] | 9232 | Sleepy Eye:NEW | Sleepy Eye Public Utility Commission | 10489 | 1800 | 2001-06-01 | 2050-12-31
[10 empty] | 9233 | Slocum:1 | Detroit Edison Co (The) | 10600 | 2750 | 1968-12-01 | 2050-12-31
[10 empty] | 9234 | Slocum:2 | Detroit Edison Co (The) | 10600 | 2750 | 1968-12-01 | 2050-12-31
[10 empty] | 9235 | Slocum:3 | Detroit Edison Co (The) | 10600 | 2750 | 1968-11-01 | 2050-12-31
[10 empty] | 9236 | Slocum:4 | Detroit Edison Co (The) | 10600 | 2750 | 1968-11-01 | 2050-12-31
[10 empty] | 9237 | Slocum:5 | Detroit Edison Co (The) | 10600 | 2750 | 1968-11-01 | 2050-12-31
[10 empty] | 9238 | Sloss Industries Corp:NO 10 | Sloss Industries Inc | 13060 | 8500 | 1958-05-01 | 2050-12-31
[10 empty] | 9239 | Sloss Industries Corp:NO 9 | Sloss Industries Inc | 13060 | 7500 | 1958-05-01 | 2050-12-31
[10 empty] | 9240 | Smallwood (MI):1 | Wolverine Power Corp | 0 | 1200 | 1923-01-01 | 2050-12-31
[10 empty] | 9241 | Smarr Energy Center:1 | Smarr EMC | 11856 | 108500 | 1999-06-19 | 2050-12-31
[10 empty] | 9242 | Smarr Energy Center:2 | Smarr EMC | 11825 | 108500 | 1999-06-19 | 2050-12-31
|  |  | 2017 |  | 2017 |  | 2017 |  |  | 9243 | Smart Papers LLC:GEN3 | Sun Premium Paper Advisors LLC | 12683 | 6000 | 1924-01-01 | 2050-12-31 | E
|  |  | 2017 |  | 2017 |  | 2017 |  |  | 9244 | Smart Papers LLC:GEN4 | Sun Premium Paper Advisors LLC | 12681 | 1500 | 1927-01-01 | 2050-12-31 | E
|  |  | 2017 |  | 2017 |  | 2017 |  |  | 9245 | Smart Papers LLC:GEN5 | Sun Premium Paper Advisors LLC | 12597 | 7500 | 1930-01-01 | 2050-12-31 | E
|  |  | 2017 |  | 2017 |  | 2017 |  |  | 9246 | Smart Papers LLC:GEN6 | Sun Premium Paper Advisors LLC | 12573 | 10500 | 1930-01-01 | 2050-12-31 | E
[10 empty] | 9247 | Smith (NH):1 | Public Service Co of New Hampshire | 0 | 17600 | 1948-08-01 | 2050-12-31
[10 empty] | 9248 | Smith (VT):1 | Central Vermont Public Service Corp | 0 | 478 | 1982-12-01 | 2050-12-31
[10 empty] | 9249 | Smith Island (MD):2 | A & N Electric Coop | 11485 | 400 | 1969-12-01 | 2050-12-31
[10 empty] | 9250 | Smith Island (MD):3 | A & N Electric Coop | 9211 | 1200 | 1994-03-01 | 2050-12-31
[10 empty] | 9251 | Smith Mountain:1 | Appalachian Power Co | 0 | 66000 | 1965-12-01 | 2050-12-31
[10 empty] | 9252 | Smith Mountain:2 | Appalachian Power Co | 0 | 174000 | 1965-12-01 | 2050-12-31
[10 empty] | 9253 | Smith Mountain:3 | Appalachian Power Co | 0 | 106000 | 1980-06-01 | 2050-12-31
[10 empty] | 9254 | Smith Mountain:4 | Appalachian Power Co | 0 | 174000 | 1966-02-01 | 2050-12-31
[10 empty] | 9255 | Smith Mountain:5 | Appalachian Power Co | 0 | 66000 | 1966-02-01 | 2050-12-31
[10 empty] | 9256 | Smith Solar:PV | Matthew Smith | 1000 | 8 | 2008-03-13 | 2050-12-31
[10 empty] | 9257 | Smith Street:10 | Utilities Commission New Smyrna Beach | 10500 | 2000 | 1967-01-01 | 2050-12-31
[10 empty] | 9258 | Smith Street:11 | Utilities Commission New Smyrna Beach | 10500 | 2000 | 1967-01-01 | 2050-12-31
[10 empty] | 9259 | Smith Street:3 | Utilities Commission New Smyrna Beach | 10500 | 800 | 1946-01-01 | 2050-12-31
[10 empty] | 9260 | Smith Street:4 | Utilities Commission New Smyrna Beach | 10500 | 1000 | 1950-01-01 | 2050-12-31
[10 empty] | 9261 | Smith Street:6 | Utilities Commission New Smyrna Beach | 10500 | 1800 | 1955-01-01 | 2050-12-31
[10 empty] | 9262 | Smith Street:7 | Utilities Commission New Smyrna Beach | 10500 | 1800 | 1956-01-01 | 2050-12-31
[10 empty] | 9263 | Smith Street:8 | Utilities Commission New Smyrna Beach | 10500 | 1100 | 1960-01-01 | 2050-12-31
[10 empty] | 9264 | Smith Street:9 | Utilities Commission New Smyrna Beach | 10500 | 2000 | 1967-01-01 | 2050-12-31
[10 empty] | 9265 | Smither Solar:PV | Barbara K Smither | 1000 | 2 | 2008-10-31 | 2050-12-31
[10 empty] | 9266 | Smithfield Packing (Bladen):1-9 | Smithfield Packing Co | 10769 | 13500 | 1993-10-01 | 2050-12-31
[10 empty] | 9267 | Smithfield Packing (Bladen):10-19 | Smithfield Packing Co | 10689 | 15000 | 1998-02-01 | 2050-12-31
[10 empty] | 9268 | Smithfield Packing (Wilson):All | Smithfield Packing Co | 10644 | 2600 | 2002-02-01 | 2050-12-31
[10 empty] | 9269 | Smithfield:All | Smithfield Foods Inc | 10516 | 2800 | 2003-01-01 | 2050-12-31
[10 empty] | 9270 | Smithland:HY 1 | American Municipal Power Inc | 0 | 24000 | 2014-05-01 | 2050-12-31
[10 empty] | 9271 | Smithland:HY 2 | American Municipal Power Inc | 0 | 24000 | 2014-05-01 | 2050-12-31
[10 empty] | 9272 | Smithland:HY 3 | American Municipal Power Inc | 0 | 24000 | 2014-05-01 | 2050-12-31
[10 empty] | 9273 | Smiths Falls Hydro:1 | Ontario Power Generation Inc | 0 | 300 | 1990-01-01 | 2050-12-31
[10 empty] | 9274 | Smithville Hydroelectric Project:HY1 3 | Commonwealth Power Co Inc | 0 | 562 | 1940-01-01 | 2050-12-31
[10 empty] | 9275 | Smoky Falls GS:1234 | Ontario Power Generation Inc | 0 | 53000 | 1931-02-09 | 2050-12-31
[10 empty] | 9276 | Smoky Hills Wind Farm:WT1 56 | Smoky Hills Wind Farm LLC | 1000 | 100800 | 2008-01-30 | 2050-12-31
[10 empty] | 9277 | Smoky Hills Wind Farm:WT57 155 | Smoky Hills Wind Project II LLC | 1000 | 148500 | 2008-10-03 | 2050-12-31
[10 empty] | 9278 | Smooth Rock Falls:All | Tembec Inc | 0 | 8000 | 1917-01-01 | 2050-12-31
[10 empty] | 9279 | Snider Industries Inc:WGN1 | Snider Industries Inc | 13045 | 5000 | 1983-08-01 | 2050-12-31
[10 empty] | 9280 | Snowden:All | Bedford County Public Service Authority | 0 | 5000 | 1987-08-01 | 2050-12-31
[10 empty] | 9281 | Snyder Hill Solar:PV1 | Paul Houston | 1000 | 5 | 2007-03-09 | 2050-12-31
[10 empty] | 9282 | Soaring Wind Lubbock:WT1 10 | Soaring Wind Energy LLC | 1000 | 10000 | 2008-05-31 | 2050-12-31
[10 empty] | 9283 | Soft Maple:All | Brookfield Renewable Power Inc | 0 | 14650 | 1925-01-01 | 2050-12-31
[10 empty] | 9284 | Soliloquoy Ridge LLC:SR30 | Northern Alternative Energy | 1000 | 1900 | 2001-01-17 | 2050-12-31
[10 empty] | 9285 | Solomon Forks Wind Farm:WT1 72 | Solomon Forks Wind LLC | 1000 | 108000 | 2010-08-31 | 2050-12-31
[10 empty] | 9286 | Solon Diesel:All | Dahlberg Light & Power Co | 13800 | 8000 | 1988-01-01 | 2050-12-31
[10 empty] | 9287 | Solway:1 | Otter Tail Power Co | 9867 | 42700 | 2003-06-01 | 2050-12-31
[10 empty] | 9288 | Solway:D1 | Otter Tail Power Co | 10618 | 1240 | 2005-01-10 | 2050-12-31
[10 empty] | 9289 | Somerset (SDWRN):GEN1 | S D Warren Co | 13844 | 50000 | 1976-01-01 | 2050-12-31
[10 empty] | 9290 | Somerset (SDWRN):GEN2 | S D Warren Co | 11901 | 65000 | 1990-10-01 | 2050-12-31
[10 empty] | 9291 | Somerset Station:JET2 | Somerset Power LLC | 16750 | 18300 | 1971-05-01 | 2050-12-31
2016 | 2016 | 2016 |  | 2019 | 2021 |  | 2017 |  |  | 9292 | Somerset Station:SOM6 | Somerset Power LLC | 10907 | 109058 | 1959-07-01 | 2012-01-01 | W
[10 empty] | 9293 | Somerset Windpower:WT1 6 | Somerset Windpower LLC | 1000 | 9000 | 2001-10-15 | 2050-12-31
[10 empty] | 9294 | Somersworth Lower Great Dam:GEN1 | Somersworth Hydropower Associates | 0 | 1240 | 1985-07-01 | 2050-12-31
| 2016 |  |  | 2016 | 2019 |  | 2017 |  |  | 9295 | Sooner:1 | Oklahoma Gas & Electric Co | 9674 | 522000 | 1979-11-01 | 2050-12-31 | W
| 2016 |  |  | 2016 | 2019 |  | 2017 |  |  | 9296 | Sooner:2 | Oklahoma Gas & Electric Co | 10243 | 524000 | 1980-12-01 | 2050-12-31 | W
[10 empty] | 9297 | South Barre Hydro:1 | Massachusetts Municipal Wholesale Electric Co | 0 | 100 | 1989-10-01 | 2050-12-31
[10 empty] | 9298 | South Barrington Electric:1 | Gas Recovery Services IL Inc | 10000 | 800 | 1997-06-01 | 2050-12-31
[10 empty] | 9299 | South Barrington Electric:2 | Gas Recovery Services IL Inc | 10000 | 800 | 1997-06-01 | 2050-12-31
[10 empty] | 9300 | South Berwick:All | Consolidated Hydro Maine Inc | 0 | 1200 | 1917-01-01 | 2050-12-31
[10 empty] | 9301 | South Broward:GEN1 | Wheelabrator South Broward Inc | 11847 | 57900 | 1991-04-01 | 2050-12-31
[10 empty] | 9302 | South Cairo:GT1 | Central Hudson Gas & Electric Corp | 13410 | 16300 | 1970-06-01 | 2050-12-31
[10 empty] | 9303 | South Colton:1 | Brookfield Renewable Power Inc | 0 | 19900 | 1954-01-01 | 2050-12-31
[10 empty] | 9304 | South District Wastewater:1 | Miami Dade Water & Sewer Authority | 10000 | 900 | 1991-03-01 | 2050-12-31
[10 empty] | 9305 | South District Wastewater:2 | Miami Dade Water & Sewer Authority | 10000 | 900 | 1991-03-01 | 2050-12-31
[10 empty] | 9306 | South District Wastewater:3 | Miami Dade Water & Sewer Authority | 10000 | 900 | 1991-03-01 | 2050-12-31
[10 empty] | 9307 | South Edwards:All | Brookfield Renewable Power Inc | 0 | 3528 | 1937-01-01 | 2050-12-31
[10 empty] | 9308 | South Falls:All | Ontario Power Generation Inc | 0 | 4000 | 1925-01-22 | 2050-12-31
[10 empty] | 9309 | South Fond Du Lac:CT1 | Wisconsin Power & Light Co | 13920 | 80400 | 1993-05-10 | 2050-12-31
[10 empty] | 9310 | South Fond Du Lac:CT2 | Wisconsin Power & Light Co | 13546 | 79500 | 1994-08-18 | 2050-12-31
[10 empty] | 9311 | South Fond Du Lac:CT3 | Wisconsin Power & Light Co | 13733 | 81700 | 1994-08-18 | 2050-12-31
[10 empty] | 9312 | South Fond Du Lac:CT4 | Wisconsin Power & Light Co | 12810 | 83200 | 1996-06-01 | 2050-12-31
[10 empty] | 9313 | South Generation (MN):3 | Redwood Falls Public Utility Commission | 10404 | 2000 | 2003-01-01 | 2050-12-31
[10 empty] | 9314 | South Generation (MN):4 | Redwood Falls Public Utility Commission | 10404 | 2000 | 2003-01-01 | 2050-12-31
[10 empty] | 9315 | South Generation (MN):5 | Redwood Falls Public Utility Commission | 10404 | 2200 | 2003-01-01 | 2050-12-31
[10 empty] | 9316 | South Georgia Medical Center:All | Lowndes County Hospital Authority | 10690 | 2700 | 2008-09-01 | 2050-12-31
[10 empty] | 9317 | South Glens Falls (New):All | South Glens Falls LP | 0 | 10900 | 1994-08-01 | 2050-12-31
[10 empty] | 9318 | South Hampton:1 | National Grid Generation LLC | 14958 | 9300 | 1963-03-01 | 2050-12-31
[10 empty] | 9319 | South Harper Peaking Facility:GT1 | KCP&L Greater Missouri Operations Co | 11918 | 105000 | 2005-07-01 | 2050-12-31
[10 empty] | 9320 | South Harper Peaking Facility:GT2 | KCP&L Greater Missouri Operations Co | 11918 | 105000 | 2005-07-01 | 2050-12-31
[10 empty] | 9321 | South Harper Peaking Facility:GT3 | KCP&L Greater Missouri Operations Co | 11918 | 105000 | 2005-07-01 | 2050-12-31
[10 empty] | 9322 | South Holston:1 | Tennessee Valley Authority | 0 | 44370 | 1951-02-01 | 2050-12-31
[10 empty] | 9323 | South Main Street:1 | Rochelle Municipal Utilities | 13200 | 1600 | 1967-09-01 | 2050-12-31
[10 empty] | 9324 | South Main Street:2 | Rochelle Municipal Utilities | 12428 | 2000 | 1967-09-01 | 2050-12-31
[10 empty] | 9325 | South Meadow:11 | Connecticut Resource Recovery Authority | 12517 | 35781 | 1970-08-01 | 2050-12-31
[10 empty] | 9326 | South Meadow:12 | Connecticut Resource Recovery Authority | 13293 | 37701 | 1970-08-01 | 2050-12-31
[10 empty] | 9327 | South Meadow:13 | Connecticut Resource Recovery Authority | 11871 | 38317 | 1970-08-01 | 2050-12-31
[10 empty] | 9328 | South Meadow:14 | Connecticut Resource Recovery Authority | 12837 | 36746 | 1970-08-01 | 2050-12-31
[10 empty] | 9329 | South Norwalk:IC6 | South Norwalk Electric Works | 9488 | 1050 | 1990-05-01 | 2050-12-31
2015 | 2015 | 2015 |  | 2017 | 2020 |  | 2017 |  |  | 9330 | South Oak Creek:5 | Wisconsin Electric Power Co | 9580 | 261000 | 1959-12-01 | 2050-12-31 | W
2015 | 2015 | 2015 |  | 2017 | 2020 |  | 2017 |  |  | 9331 | South Oak Creek:6 | Wisconsin Electric Power Co | 9874 | 264000 | 1961-12-01 | 2050-12-31 | W
2015 | 2015 | 2015 |  | 2017 | 2020 |  | 2017 |  |  | 9332 | South Oak Creek:7 | Wisconsin Electric Power Co | 9309 | 298000 | 1965-03-01 | 2050-12-31 | W
2015 | 2015 | 2015 |  | 2017 | 2020 |  | 2017 |  |  | 9333 | South Oak Creek:8 | Wisconsin Electric Power Co | 10053 | 312000 | 1967-10-01 | 2050-12-31 | W
[10 empty] | 9334 | South Oak Creek:9 | Wisconsin Electric Power Co | 25253 | 18000 | 1968-12-01 | 2050-12-31
[10 empty] | 9335 | South Oaks Hospital:CG1 | South Oak Hospital | 10773 | 100 | 2008-04-01 | 2050-12-31
[10 empty] | 9336 | South Oaks Hospital:CG2 | South Oak Hospital | 10773 | 100 | 2008-04-01 | 2050-12-31
[10 empty] | 9337 | South Oaks Hospital:CG3 | South Oak Hospital | 10773 | 100 | 2008-04-01 | 2050-12-31
[10 empty] | 9338 | South Oaks Hospital:CG4 | South Oak Hospital | 10773 | 100 | 2008-04-01 | 2050-12-31
[10 empty] | 9339 | South Oaks Hospital:CG5 | South Oak Hospital | 10773 | 100 | 2008-04-01 | 2050-12-31
[10 empty] | 9340 | South Pierce:TG1 | Imc Phosphates Co | 12000 | 4000 | 1978-01-01 | 2050-12-31
[10 empty] | 9341 | South Pierce:TG2 | Imc Phosphates Co | 10500 | 33000 | 1992-01-01 | 2050-12-31
[10 empty] | 9342 | South Plant:All | Waverly Light & Power | 10509 | 11400 | 2000-05-01 | 2050-12-31
[10 empty] | 9343 | South Rivanna:1 | Rivanna Water & Sewer Authority | 0 | 1070 | 1988-04-01 | 2050-12-31
[10 empty] | 9344 | South River Station:All | Northeast Missouri Electric Power Coop | 11293 | 6600 | 1951-01-01 | 2050-12-31
[10 empty] | 9345 | South Strawberry:IC1 | Strawberry Point IA (City of) | 10534 | 1800 | 2002-01-01 | 2050-12-31
[10 empty] | 9346 | South Strawberry:IC2 | Strawberry Point IA (City of) | 10534 | 1800 | 2002-01-01 | 2050-12-31
[10 empty] | 9347 | South West Landfill:1 | Gainesville Regional Utilities | 9000 | 650 | 2003-01-01 | 2050-12-31
[10 empty] | 9348 | South West Landfill:2 | Gainesville Regional Utilities | 9000 | 650 | 2003-01-01 | 2050-12-31
[10 empty] | 9349 | South West Landfill:3 | Gainesville Regional Utilities | 9000 | 650 | 2003-01-01 | 2050-12-31
2017 | 2017 | 2017 |  | 2019 | 2021 |  | 2017 |  |  | 9350 | Southampton:1 | Virginia Electric & Power Co | 11324 | 63000 | 1992-03-01 | 2050-12-31 | W
[10 empty] | 9351 | Southaven Energy LLC:CC1 | Tennessee Valley Authority | 6898 | 253000 | 2003-05-30 | 2050-12-31
[10 empty] | 9352 | Southaven Energy LLC:CC2 | Tennessee Valley Authority | 6901 | 253000 | 2003-05-30 | 2050-12-31
[10 empty] | 9353 | Southaven Energy LLC:CC3 | Tennessee Valley Authority | 6888 | 253000 | 2003-05-30 | 2050-12-31
[10 empty] | 9354 | Southbridge Energy Center LLC:ENG1 | Ae Operations LLC | 10627 | 1300 | 2001-06-01 | 2050-12-31
[10 empty] | 9355 | Southbridge Energy Center LLC:ENG2 | Ae Operations LLC | 10627 | 1300 | 2001-06-01 | 2050-12-31
[10 empty] | 9356 | Southbridge Energy Center LLC:ENG3 | Ae Operations LLC | 10633 | 1300 | 2001-01-01 | 2050-12-31
[10 empty] | 9357 | Southbridge Energy Center LLC:ENG4 | Ae Operations LLC | 10633 | 1300 | 2001-01-01 | 2050-12-31
[10 empty] | 9358 | Southbridge Energy Center LLC:ENG5 | Ae Operations LLC | 10633 | 1300 | 2001-01-01 | 2050-12-31
[10 empty] | 9359 | Southeast Chicago:GT05 | Southeast Chicago Energy Project LLC | 12452 | 37000 | 2002-07-31 | 2050-12-31
[10 empty] | 9360 | Southeast Chicago:GT06 | Southeast Chicago Energy Project LLC | 12510 | 37000 | 2002-07-31 | 2050-12-31
[10 empty] | 9361 | Southeast Chicago:GT07 | Southeast Chicago Energy Project LLC | 12391 | 37000 | 2002-07-31 | 2050-12-31
[10 empty] | 9362 | Southeast Chicago:GT08 | Southeast Chicago Energy Project LLC | 12466 | 37000 | 2002-07-31 | 2050-12-31
[10 empty] | 9363 | Southeast Chicago:GT09 | Southeast Chicago Energy Project LLC | 12503 | 37000 | 2002-07-31 | 2050-12-31
[10 empty] | 9364 | Southeast Chicago:GT10 | Southeast Chicago Energy Project LLC | 12404 | 37000 | 2002-07-31 | 2050-12-31
[10 empty] | 9365 | Southeast Chicago:GT11 | Southeast Chicago Energy Project LLC | 12404 | 37000 | 2002-07-31 | 2050-12-31
[10 empty] | 9366 | Southeast Chicago:GT12 | Southeast Chicago Energy Project LLC | 12404 | 37000 | 2002-07-31 | 2050-12-31
[10 empty] | 9367 | Southeast Chicago:IC1 | Southeast Chicago Energy Project LLC | 10438 | 2000 | 2004-03-18 | 2050-12-31
[10 empty] | 9368 | Southeast Chicago:IC2 | Southeast Chicago Energy Project LLC | 10438 | 2000 | 2004-03-18 | 2050-12-31
[10 empty] | 9369 | Southeast Chicago:IC3 | Southeast Chicago Energy Project LLC | 10438 | 2000 | 2004-03-18 | 2050-12-31
[10 empty] | 9370 | Southeast Missouri State Univ:GEN1 | Southeast Missouri State University | 11620 | 1000 | 1955-01-01 | 2050-12-31
[10 empty] | 9371 | Southern Landfill:1 | Ameresco Delaware South | 9000 | 1000 | 2006-11-15 | 2050-12-31
[10 empty] | 9372 | Southern Landfill:2 | Ameresco Delaware South | 9000 | 1000 | 2006-11-15 | 2050-12-31
[10 empty] | 9373 | Southern Landfill:3 | Ameresco Delaware South | 9000 | 1000 | 2006-11-15 | 2050-12-31
[10 empty] | 9374 | Southern Landfill:4 | Ameresco Delaware South | 9000 | 1000 | 2006-11-15 | 2050-12-31
2017 | 2017 | 2017 |  | 2021 | 2021 |  | 2017 |  |  | 9375 | Southern Minnesota Beet Sugar:1 | Southern Minnesota Beet Sugar | 12020 | 7500 | 1976-09-01 | 2050-12-31 | W
[10 empty] | 9376 | Southold:1 | National Grid Generation LLC | 16546 | 11700 | 1964-08-01 | 2050-12-31
|  |  | 2017 |  | 2017 |  | 2017 |  |  | 9377 | Southport:GEN1 | EPCOR Power LP | 11409 | 53500 | 1987-08-01 | 2050-12-31 | E
[10 empty] | 9378 | Southport:GEN1 | Archer Daniels Midland Co | 12603 | 15000 | 1992-09-01 | 2050-12-31
|  |  | 2017 |  | 2017 |  | 2017 |  |  | 9379 | Southport:GEN2 | EPCOR Power LP | 11408 | 53500 | 1987-09-01 | 2050-12-31 | E
[10 empty] | 9380 | Southport:GEN2 | Archer Daniels Midland Co | 12587 | 15000 | 1992-10-01 | 2050-12-31
[10 empty] | 9381 | Southport:GEN3 | Archer Daniels Midland Co | 12189 | 15000 | 1995-04-01 | 2050-12-31
[10 empty] | 9382 | Southside Wind Farm:WT1 5 | Boralex Inc | 1000 | 10000 | 2010-12-31 | 2050-12-31
[10 empty] | 9383 | Southwark Generating Station:3 | Exelon Generation Co LLC | 13552 | 13000 | 1967-06-01 | 2050-12-31
[10 empty] | 9384 | Southwark Generating Station:4 | Exelon Generation Co LLC | 13552 | 13000 | 1967-10-01 | 2050-12-31
[10 empty] | 9385 | Southwark Generating Station:5 | Exelon Generation Co LLC | 13552 | 13000 | 1967-07-01 | 2050-12-31
[10 empty] | 9386 | Southwark Generating Station:6 | Exelon Generation Co LLC | 13552 | 13000 | 1968-11-01 | 2050-12-31
[10 empty] | 9387 | Southwest:GT1 | Springfield MO (City of) | 14398 | 52000 | 1983-06-01 | 2050-12-31
[10 empty] | 9388 | Southwest:GT2 | Springfield MO (City of) | 14280 | 52000 | 1983-06-01 | 2050-12-31
2015 | 2015 | 2015 |  | 2017 | 2021 |  | 2017 |  |  | 9389 | Southwest:ST1 | Springfield MO (City of) | 10574 | 178000 | 1976-06-01 | 2050-12-31 | W
2015 | 2015 | 2015 |  | 2017 | 2020 |  | 2017 |  |  | 9390 | Southwest:ST2 | Springfield MO (City of) | 9500 | 275000 | 2010-10-01 | 2050-12-31 | W
[10 empty] | 9391 | Southwestern Bell Telephone:All | Southwestern Bell Telephone Co | 10661 | 11600 | 1992-02-01 | 2050-12-31
[10 empty] | 9392 | Southwestern:1 | Public Service Co of Oklahoma | 11700 | 78000 | 1952-07-01 | 2050-12-31
[10 empty] | 9393 | Southwestern:2 | Public Service Co of Oklahoma | 11960 | 78000 | 1954-03-01 | 2050-12-31
[10 empty] | 9394 | Southwestern:3 | Public Service Co of Oklahoma | 10427 | 295000 | 1967-07-01 | 2050-12-31
[10 empty] | 9395 | Southwestern:GT1 | Public Service Co of Oklahoma | 12140 | 76000 | 2008-03-04 | 2050-12-31
[10 empty] | 9396 | Southwestern:GT2 | Public Service Co of Oklahoma | 12140 | 76000 | 2008-03-04 | 2050-12-31
[10 empty] | 9397 | Southwestern:IC1 | Public Service Co of Oklahoma | 10500 | 2000 | 1966-05-01 | 2050-12-31
[10 empty] | 9398 | SOWEGA Power:CTG2 | SOWEGA Power LLC | 9858 | 49000 | 1999-06-01 | 2050-12-31
[10 empty] | 9399 | SOWEGA Power:CTG3 | SOWEGA Power LLC | 9882 | 49000 | 1999-06-01 | 2050-12-31
|  |  | 2017 |  | 2017 |  | 2017 |  |  | 9400 | SP Newsprint (GA):GEN1 | SP Newsprint Co | 11564 | 44000 | 1989-07-01 | 2050-12-31 | E
[10 empty] | 9401 | SP Newsprint (GA):GEN2 | SP Newsprint Co | 13237 | 40000 | 1989-06-01 | 2050-12-31
[10 empty] | 9402 | Spalding:All | Spalding NE (City of) | 12100 | 1870 | 1947-08-01 | 2050-12-31
[10 empty] | 9403 | Sparhawk:1 | PPL Energyplus LLC | 0 | 200 | 2000-04-01 | 2050-12-31
[10 empty] | 9404 | Sparrows Point:GEN1 | ISG Sparrows Point Inc | 13192 | 38000 | 1949-01-01 | 2050-12-31
[10 empty] | 9405 | Sparrows Point:GEN2 | ISG Sparrows Point Inc | 13192 | 38000 | 1949-01-01 | 2050-12-31
[10 empty] | 9406 | Sparrows Point:GEN3 | ISG Sparrows Point Inc | 13192 | 38000 | 1949-01-01 | 2050-12-31
[10 empty] | 9407 | Sparrows Point:GEN4 | ISG Sparrows Point Inc | 13192 | 38000 | 1949-01-01 | 2050-12-31
[10 empty] | 9408 | Spartan Hills LLC:SH30 | Northern Alternative Energy | 1000 | 1900 | 2001-01-08 | 2050-12-31
[10 empty] | 9409 | Spartanburg Water System:DI1 | Spartanburg Commissioners Public Works | 10663 | 1600 | 1998-01-01 | 2050-12-31
[10 empty] | 9410 | Spartanburg Water System:All | Spartanburg Commissioners Public Works | 0 | 1000 | 1926-01-01 | 2050-12-31
[10 empty] | 9411 | Spaulding Hydro:1 | Northeast Utilities | 0 | 400 | 1929-01-01 | 2050-12-31
[10 empty] | 9412 | Spearville Wind Energy Facility:WT1 67 | Kansas City Power & Light Co | 1000 | 100500 | 2006-09-12 | 2050-12-31
[10 empty] | 9413 | Spencer (IA):GT1 | Spencer Municipal Utilities | 15400 | 17000 | 1970-01-01 | 2050-12-31
[10 empty] | 9414 | Spencer (NE):All | Nebraska Public Power District | 0 | 1800 | 1927-01-01 | 2050-12-31
[10 empty] | 9415 | Spencer Mountain:All | Northbrook Carolina Hydro LLC | 0 | 560 | 1905-01-03 | 2050-12-31
[10 empty] | 9416 | Spier Falls:8 | Brookfield Renewable Power Inc | 0 | 8400 | 1924-01-01 | 2050-12-31
[10 empty] | 9417 | Spier Falls:9 | Brookfield Renewable Power Inc | 0 | 46300 | 1930-01-01 | 2050-12-31
[10 empty] | 9418 | Spillway:1 | Santee Cooper | 0 | 2000 | 1950-08-01 | 2050-12-31
[10 empty] | 9419 | Spirit Mound:1 | Basin Electric Power Coop | 13200 | 52000 | 1978-06-01 | 2050-12-31
[10 empty] | 9420 | Spirit Mound:2 | Basin Electric Power Coop | 13200 | 48000 | 1978-06-01 | 2050-12-31
|  |  | 2017 |  | 2017 |  | 2017 |  |  | 9421 | Spiritwood Energy:AB | Great River Energy | 10000 | 99000 | 2010-10-01 | 2050-12-31 | E
[10 empty] | 9422 | Sprague Paperboard:NO1 | Cascades Boxboard Group Connecticut LLC | 12792 | 14000 | 1962-10-01 | 2050-12-31
[10 empty] | 9423 | Spray (NC):1 | Spray Cotton Mills | 0 | 1000 | 1970-01-01 | 2050-12-31
[10 empty] | 9424 | Spring Creek Power Plant:GT1 | Westar Energy Inc | 11793 | 70000 | 2001-05-29 | 2050-12-31
[10 empty] | 9425 | Spring Creek Power Plant:GT2 | Westar Energy Inc | 11793 | 68000 | 2001-05-29 | 2050-12-31
[10 empty] | 9426 | Spring Creek Power Plant:GT3 | Westar Energy Inc | 11793 | 66000 | 2001-05-29 | 2050-12-31
[10 empty] | 9427 | Spring Creek Power Plant:GT4 | Westar Energy Inc | 11793 | 68000 | 2001-05-29 | 2050-12-31
[10 empty] | 9428 | Spring Valley:2 | Spring Valley Public Utilities Commission | 9800 | 1070 | 1952-01-01 | 2050-12-31
[10 empty] | 9429 | Spring Valley:3 | Spring Valley Public Utilities Commission | 12780 | 2170 | 1960-05-01 | 2050-12-31
[10 empty] | 9430 | Springfield (MN):All | Springfield Public Utilities Commission | 10673 | 8900 | 1994-06-01 | 2050-12-31
[10 empty] | 9431 | Springhill Landfill:IC1 | WM Renewable Energy LLC | 9000 | 800 | 2006-03-30 | 2050-12-31
[10 empty] | 9432 | Springhill Landfill:IC2 | WM Renewable Energy LLC | 9000 | 800 | 2006-03-30 | 2050-12-31
[10 empty] | 9433 | Springhill Landfill:IC3 | WM Renewable Energy LLC | 9000 | 800 | 2006-03-30 | 2050-12-31
[10 empty] | 9434 | Springhill Landfill:IC4 | WM Renewable Energy LLC | 9000 | 800 | 2006-03-30 | 2050-12-31
[10 empty] | 9435 | Springhill Landfill:IC5 | WM Renewable Energy LLC | 9000 | 800 | 2006-03-30 | 2050-12-31
[10 empty] | 9436 | Springhill Landfill:IC6 | WM Renewable Energy LLC | 9000 | 800 | 2007-02-14 | 2050-12-31
[10 empty] | 9437 | Springhill Wind Power Project (NS):All | Springhill Riverhurst Wind Power Ltd | 1000 | 2100 | 2005-12-22 | 2050-12-31
[10 empty] | 9438 | Sprint Mid Atlantic Telecom:GEN1 | Sprint Mid Atlantic Telecom | 10919 | 600 | 1993-03-01 | 2050-12-31
[10 empty] | 9439 | Sprint Mid Atlantic Telecom:GEN2 | Sprint Mid Atlantic Telecom | 10919 | 600 | 1993-03-01 | 2050-12-31
[10 empty] | 9440 | Spruce Ridge Landfill:IC1 | WM Renewable Energy LLC | 9000 | 800 | 2008-04-11 | 2050-12-31
[10 empty] | 9441 | Spruce Ridge Landfill:IC2 | WM Renewable Energy LLC | 9000 | 800 | 2008-04-11 | 2050-12-31
[10 empty] | 9442 | Spruce Ridge Landfill:IC3 | WM Renewable Energy LLC | 9000 | 800 | 2008-04-11 | 2050-12-31
[10 empty] | 9443 | Spruce Ridge Landfill:IC4 | WM Renewable Energy LLC | 9000 | 800 | 2008-04-11 | 2050-12-31
[10 empty] | 9444 | SPSA WTE:1410 | Wheelabrator Portsmouth Inc | 12461 | 15500 | 1987-10-01 | 2050-12-31
[10 empty] | 9445 | SPSA WTE:1420 | Wheelabrator Portsmouth Inc | 12535 | 15500 | 1987-03-01 | 2050-12-31
[10 empty] | 9446 | SPSA WTE:1430 | Wheelabrator Portsmouth Inc | 12544 | 15500 | 1987-02-01 | 2050-12-31
[10 empty] | 9447 | Squa Pan:SP1 | Algonquin Northern Maine Gen Co | 0 | 1400 | 1941-12-01 | 2050-12-31
[10 empty] | 9448 | Squam Lake Dam:All | Ashland Electric Dept | 0 | 80 | 1982-01-01 | 2050-12-31
[10 empty] | 9449 | SRW Cogeneration:CC | SRW Cogeneration LP | 7808 | 420000 | 2001-11-28 | 2050-12-31
[10 empty] | 9450 | St Anthony Heat Recovery:ST | Ormat Nevada Inc | 10000 | 5500 | 2006-06-29 | 2050-12-31
[10 empty] | 9451 | St Bonifacius:1 | Great River Energy | 23007 | 52500 | 1978-06-01 | 2050-12-31
[10 empty] | 9452 | St Charles Operations:CC | Dow Chemical Co | 7270 | 282000 | 1996-12-01 | 2050-12-31
[10 empty] | 9453 | St Charles Power Plant:All | St Charles Light & Water | 10369 | 8000 | 2004-12-01 | 2050-12-31
[10 empty] | 9454 | St Clair Power:CC | Invenergy LLC | 7098 | 635000 | 2009-03-30 | 2050-12-31
2016 | 2016 | 2016 |  | 2018 | 2021 |  | 2017 |  |  | 9455 | St Clair:1 | Detroit Edison Co (The) | 10211 | 151000 | 1953-08-01 | 2050-12-31 | W
[10 empty] | 9456 | St Clair:11 | Detroit Edison Co (The) | 13600 | 19000 | 1968-05-01 | 2050-12-31
[10 empty] | 9457 | St Clair:12A | Detroit Edison Co (The) | 10600 | 2750 | 1970-12-01 | 2050-12-31
[10 empty] | 9458 | St Clair:12B | Detroit Edison Co (The) | 10600 | 2750 | 1970-12-01 | 2050-12-31
2016 | 2016 | 2016 |  | 2018 | 2021 |  | 2017 |  |  | 9459 | St Clair:2 | Detroit Edison Co (The) | 10406 | 154000 | 1953-11-01 | 2050-12-31 | W
2016 | 2016 | 2016 |  | 2018 | 2021 |  | 2017 |  |  | 9460 | St Clair:3 | Detroit Edison Co (The) | 10192 | 160000 | 1954-06-01 | 2050-12-31 | W
2016 | 2016 | 2016 |  | 2018 | 2021 |  | 2017 |  |  | 9461 | St Clair:4 | Detroit Edison Co (The) | 10082 | 151000 | 1954-10-01 | 2050-12-31 | W
2015 | 2015 | 2015 |  | 2017 | 2020 |  | 2017 |  |  | 9462 | St Clair:6 | Detroit Edison Co (The) | 9360 | 312000 | 1961-04-01 | 2050-12-31 | W
| 2017 |  |  | 2017 | 2020 |  | 2017 |  |  | 9463 | St Clair:7 | Detroit Edison Co (The) | 9887 | 440000 | 1969-04-01 | 2050-12-31 | W
[10 empty] | 9464 | St Cloud Generation Facility:All | St Cloud FL (City of) | 0 | 8000 | 1988-06-01 | 2050-12-31
[10 empty] | 9465 | St Cloud:1 | Orlando Utilities Commission | 9621 | 2000 | 1982-07-01 | 2050-12-31
[10 empty] | 9466 | St Cloud:2 | Orlando Utilities Commission | 10284 | 5000 | 1974-12-01 | 2050-12-31
[10 empty] | 9467 | St Cloud:3 | Orlando Utilities Commission | 11436 | 2000 | 1982-09-01 | 2050-12-31
[10 empty] | 9468 | St Cloud:4 | Orlando Utilities Commission | 10870 | 3000 | 1961-08-01 | 2050-12-31
[10 empty] | 9469 | St Cloud:6 | Orlando Utilities Commission | 10785 | 3000 | 1967-03-01 | 2050-12-31
[10 empty] | 9470 | St Cloud:7 | Orlando Utilities Commission | 10519 | 6000 | 1982-09-01 | 2050-12-31
[10 empty] | 9471 | St Cloud:8 | Orlando Utilities Commission | 10882 | 6000 | 1977-04-01 | 2050-12-31
[10 empty] | 9472 | St Croix Falls:All | Northern States Power Co (Wisconsin) | 0 | 28350 | 1917-01-03 | 2050-12-31
[10 empty] | 9473 | St Felicien Cogeneration:ST | Chi Canada Inc | 10665 | 23000 | 2001-11-01 | 2050-12-31
[10 empty] | 9474 | St Francis (KS):All | St Francis KS (City of) | 11315 | 5880 | 1964-01-03 | 2050-12-31
[10 empty] | 9475 | St Francis Energy Facility:1 | Associated Electric Coop Inc | 6974 | 225000 | 1999-07-01 | 2050-12-31
[10 empty] | 9476 | St Francis Energy Facility:2 | Associated Electric Coop Inc | 7126 | 248000 | 2001-05-20 | 2050-12-31
[10 empty] | 9477 | St George Paper:All | St George Pulp & Paper Co | 0 | 15000 | 2004-04-26 | 2050-12-31
[10 empty] | 9478 | St James (City of):All | St James MN (City of) | 10469 | 10020 | 2002-07-01 | 2050-12-31
[10 empty] | 9479 | St John (KS):All | St John KS (City of) | 10666 | 5000 | 2002-06-01 | 2050-12-31
| 2016 |  |  | 2016 | 2018 |  | 2017 |  |  | 9480 | St Johns River Power Park:1 | JEA | 9884 | 626000 | 1987-04-01 | 2050-12-31 | W
| 2016 |  |  | 2016 | 2018 |  | 2017 |  |  | 9481 | St Johns River Power Park:2 | JEA | 9254 | 626000 | 1988-07-01 | 2050-12-31 | W
[10 empty] | 9482 | St Joseph Wind Farm:WT1 60 | Pattern Energy Group LP | 1000 | 138000 | 2010-12-31 | 2050-12-31
[10 empty] | 9483 | St Josephs Hospital:1 | St Josephs Hospital | 10660 | 1500 | 1993-02-01 | 2050-12-31
[10 empty] | 9484 | St Leon Wind Energy:WT1 12 | Airsource Power | 1000 | 19800 | 2005-06-30 | 2050-12-31
[10 empty] | 9485 | St Leon Wind Energy:WT13 63 | Airsource Power | 1000 | 84150 | 2006-03-11 | 2050-12-31
[10 empty] | 9486 | St Louis (MI):1 | St Louis MI (City of) | 11482 | 1300 | 1958-01-01 | 2050-12-31
[10 empty] | 9487 | St Louis (MI):2 | St Louis MI (City of) | 11915 | 600 | 1945-01-01 | 2050-12-31
[10 empty] | 9488 | St Louis (MI):3 | St Louis MI (City of) | 11722 | 900 | 1951-01-01 | 2050-12-31
[10 empty] | 9489 | St Louis (MI):6 | St Louis MI (City of) | 0 | 200 | 1919-01-01 | 2050-12-31
[10 empty] | 9490 | St Louis (MI):7 | St Louis MI (City of) | 10830 | 1100 | 1996-07-01 | 2050-12-31
[10 empty] | 9491 | St Louis (MI):8 | St Louis MI (City of) | 10593 | 1500 | 2003-05-01 | 2050-12-31
[10 empty] | 9492 | St Louis (MI):9 | St Louis MI (City of) | 10649 | 1100 | 2003-05-01 | 2050-12-31
[10 empty] | 9493 | St Lucie:1 | Florida Power & Light Co | 10500 | 839000 | 1976-05-01 | 2050-12-31
[10 empty] | 9494 | St Lucie:2 | Florida Power & Light Co | 10500 | 839000 | 1983-06-01 | 2050-12-31
[10 empty] | 9495 | St Mary of Nazareth Hospital:GEN1 | Resurrection Health Care Corp | 10856 | 800 | 1993-08-01 | 2050-12-31
[10 empty] | 9496 | St Mary of Nazareth Hospital:GEN2 | Resurrection Health Care Corp | 10856 | 800 | 1993-08-01 | 2050-12-31
[10 empty] | 9497 | St Mary of Nazareth Hospital:GEN3 | Resurrection Health Care Corp | 10856 | 800 | 1993-08-01 | 2050-12-31
[10 empty] | 9498 | St Marys (OH):7 | Saint Marys OH (City of) | 13215 | 12000 | 1992-08-01 | 2050-12-31
[10 empty] | 9499 | St Marys (OH):GT1 | Ohio Municipal Electric Agency Joint Venture 2 | 12333 | 10400 | 1999-12-01 | 2050-12-31
[10 empty] | 9500 | St Michel Landfill:1 | Montreal (City of) | 10500 | 25000 | 1996-08-01 | 2050-12-31
|  |  | 2017 |  | 2017 |  | 2017 |  |  | 9501 | St Nicholas Cogeneration:SNCP | Schuylkill Energy Resource Inc | 11120 | 86500 | 1990-09-01 | 2050-12-31 | E
[10 empty] | 9502 | St Paul Cogeneration:OT1 | St Paul Cogeneration LLC | 10422 | 33000 | 2003-05-06 | 2050-12-31
[10 empty] | 9503 | St Stephen:1 | USACE Buffalo District | 0 | 28000 | 1985-03-01 | 2050-12-31
[10 empty] | 9504 | St Stephen:2 | USACE Buffalo District | 0 | 28000 | 1985-03-01 | 2050-12-31
[10 empty] | 9505 | St Stephen:3 | USACE Buffalo District | 0 | 28000 | 1985-03-01 | 2050-12-31
[10 empty] | 9506 | St Vincents Medical Center:6805 | St Vincents Medical Center | 12631 | 1300 | 1991-11-01 | 2050-12-31
[10 empty] | 9507 | Stafford:All | Stafford KS (City of) | 13596 | 5100 | 1960-09-01 | 2050-12-31
[10 empty] | 9508 | Stahl Wind:WT | Stahl Wind Energy LLC | 1000 | 1700 | 2004-01-01 | 2050-12-31
[10 empty] | 9509 | Stallings:1 | Midwest Generation Inc | 16750 | 20500 | 1970-08-01 | 2050-12-31
[10 empty] | 9510 | Stallings:2 | Midwest Generation Inc | 16750 | 20500 | 1970-08-01 | 2050-12-31
[10 empty] | 9511 | Stallings:3 | Midwest Generation Inc | 16750 | 20500 | 1970-09-01 | 2050-12-31
[10 empty] | 9512 | Stallings:4 | Midwest Generation Inc | 16750 | 20500 | 1970-08-01 | 2050-12-31
[10 empty] | 9513 | Stanberry:1 | Stanberry MO (City of) | 12285 | 1100 | 1963-07-01 | 2050-12-31
[10 empty] | 9514 | Stanberry:2 | Stanberry MO (City of) | 12285 | 1100 | 1967-10-01 | 2050-12-31
[10 empty] | 9515 | Stanberry:IC5 | Stanberry MO (City of) | 11760 | 300 | 1958-01-03 | 2050-12-31
[10 empty] | 9516 | Stanberry:IC6 | Stanberry MO (City of) | 12285 | 1800 | 1979-01-01 | 2050-12-31
|  |  | 2017 |  | 2017 |  | 2017 |  |  | 9517 | Stanton (ND):1 | Great River Energy | 10990 | 187700 | 1967-04-01 | 2050-12-31 | E
|  |  | 2017 |  | 2017 |  | 2017 |  |  | 9518 | Stanton Energy Center:1 | Orlando Utilities Commission | 10442 | 440000 | 1987-07-01 | 2050-12-31 | E
|  |  | 2017 |  | 2017 |  | 2017 |  |  | 9519 | Stanton Energy Center:2 | Orlando Utilities Commission | 9749 | 446000 | 1996-03-01 | 2050-12-31 | E
[10 empty] | 9520 | Stanton Energy Center:CC 1 | Southern Co Florida LLC | 7288 | 591901 | 2003-10-01 | 2050-12-31
[10 empty] | 9521 | Stanton Energy Center:CC 2 | Southern Power Co | 7098 | 297800 | 2009-12-31 | 2050-12-31
[10 empty] | 9522 | Stanton Solar (NC):PV1 | William Stanton | 1000 | 6 | 2010-05-27 | 2050-12-31
[10 empty] | 9523 | Staples Gary D:1 | Niagara Mohawk Power Corp | 1000 | 10 | 1985-05-01 | 2050-12-31
[10 empty] | 9524 | Star Lake Hydroelectric Project:HY1 18 | Chi Canada Inc | 0 | 18000 | 1998-10-01 | 2050-12-31
[10 empty] | 9525 | Starfield Circle Solar:PV | Helioelectric Inc | 1000 | 10 | 2007-12-01 | 2050-12-31
[10 empty] | 9526 | Stark:1 | Brookfield Renewable Power Inc | 0 | 24670 | 1957-01-01 | 2050-12-31
[10 empty] | 9527 | Starrett City:GEN1 | Starrett City Inc | 12512 | 5500 | 1974-10-01 | 2050-12-31
[10 empty] | 9528 | Starrett City:GEN2 | Starrett City Inc | 12512 | 5500 | 1974-10-01 | 2050-12-31
[10 empty] | 9529 | Starrett City:GEN3 | Starrett City Inc | 10979 | 2000 | 1974-10-01 | 2050-12-31
[10 empty] | 9530 | Starrett City:GEN4 | Starrett City Inc | 10979 | 2000 | 1974-10-01 | 2050-12-31
[10 empty] | 9531 | Starrett City:GEN5 | Starrett City Inc | 10979 | 2000 | 1974-10-01 | 2050-12-31
[10 empty] | 9532 | State Auto Ins:1 | Otter Tail Power Co | 10576 | 1700 | 2001-04-01 | 2050-12-31
[10 empty] | 9533 | State Center:All | State Center IA (City of) | 10991 | 3800 | 1995-05-01 | 2050-12-31
[10 empty] | 9534 | State Center:6 | State Center IA (City of) | 10793 | 2500 | 1972-01-03 | 2050-12-31
[10 empty] | 9535 | State Farm Insurance Co Isc:All | State Farm Insurance Co | 10608 | 10800 | 1998-01-01 | 2050-12-31
[10 empty] | 9536 | State Farm:All | State Farm Insurance Co | 10387 | 5304 | 1996-10-01 | 2050-12-31
[10 empty] | 9537 | State Line Combined Cycle:1 | Empire District Electric Co (The) | 12152 | 96000 | 1995-05-01 | 2050-12-31
[10 empty] | 9538 | State Line Combined Cycle:CC | Empire District Electric Co (The) | 7200 | 500000 | 2001-06-22 | 2050-12-31
2015 | 2015 | 2015 |  | 2017 | 2020 |  | 2017 |  |  | 9539 | State Line Energy:ST3 | State Line Energy LLC | 10646 | 197000 | 1955-12-01 | 2014-06-01 | W
2015 | 2015 | 2015 |  | 2017 | 2020 |  | 2017 |  |  | 9540 | State Line Energy:ST4 | State Line Energy LLC | 9964 | 318000 | 1962-05-01 | 2014-06-01 | W
[10 empty] | 9541 | State St Generating:All | Michigan South Central Power Agency | 10548 | 16200 | 2001-04-01 | 2050-12-31
[10 empty] | 9542 | Statesville Highway 64:1 | North Carolina Municipal Power Agency No 1 | 10527 | 1800 | 2002-06-01 | 2050-12-31
[10 empty] | 9543 | Station H:1 | Independence Power & Light | 14400 | 19000 | 1972-06-01 | 2050-12-31
[10 empty] | 9544 | Station H:2 | Independence Power & Light | 14400 | 20000 | 1974-06-01 | 2050-12-31
[10 empty] | 9545 | Station I:1 | Independence Power & Light | 14400 | 19000 | 1972-06-01 | 2050-12-31
[10 empty] | 9546 | Station I:2 | Independence Power & Light | 14400 | 19000 | 1972-06-01 | 2050-12-31
[10 empty] | 9547 | Ste Brigitte:1 | Algonquin Power Systems Inc | 0 | 4200 | 1992-01-01 | 2050-12-31
[10 empty] | 9548 | Ste Rose:1 | Énergie NB Power | 11186 | 90000 | 1991-01-01 | 2050-12-31
[10 empty] | 9549 | Stec S LLC:STEC | Riviana Foods Inc | 11296 | 4000 | 1997-01-01 | 2050-12-31
[10 empty] | 9550 | Steel Winds Wind Farm:WT1 8 | Niagara Wind Power LLC | 1000 | 20000 | 2007-06-01 | 2050-12-31
[10 empty] | 9551 | Steels Pond Hydro:1 | Northeast Utilities | 0 | 300 | 1984-12-01 | 2050-12-31
[10 empty] | 9552 | Steephill Falls GS:1 | Brookfield Renewable Power Inc | 0 | 15500 | 1990-02-09 | 2050-12-31
[10 empty] | 9553 | Stellone Gerald:1 | Niagara Mohawk Power Corp | 1000 | 4 | 1986-01-01 | 2050-12-31
[10 empty] | 9554 | Stephenville:2 | Newfoundland & Labrador Hydro | 14832 | 54000 | 1980-01-01 | 2050-12-31
[10 empty] | 9555 | Sterling Avenue:1 | AmerenEnergy Resources Generating Co | 14385 | 15000 | 1967-12-01 | 2050-12-31
[10 empty] | 9556 | Sterling Avenue:2 | AmerenEnergy Resources Generating Co | 14385 | 15000 | 1967-12-01 | 2050-12-31
[10 empty] | 9557 | Sterling Power Partners:CC | Sterling Power Partners LP | 8705 | 51900 | 1991-07-01 | 2050-12-31
[10 empty] | 9558 | Sterling Power Partners:GEN3 | Sterling Power Partners LP | 10924 | 1100 | 1991-06-01 | 2050-12-31
[10 empty] | 9559 | Sterling:All | Sterling KS (City of) | 11500 | 8500 | 1962-01-03 | 2050-12-31
[10 empty] | 9560 | Sterlington Power LLC:GT1 | NRG South Central Generating LLC | 11423 | 24000 | 2000-06-01 | 2050-12-31
[10 empty] | 9561 | Sterlington Power LLC:GT2 | NRG South Central Generating LLC | 11423 | 22000 | 2000-06-01 | 2050-12-31
[10 empty] | 9562 | Sterlington Power LLC:GT3 | NRG South Central Generating LLC | 11373 | 16000 | 2000-06-01 | 2050-12-31
[10 empty] | 9563 | Sterlington Power LLC:GT4 | NRG South Central Generating LLC | 11373 | 16000 | 2000-06-01 | 2050-12-31
[10 empty] | 9564 | Sterlington Power LLC:GT5 | NRG South Central Generating LLC | 11266 | 18000 | 2001-06-01 | 2050-12-31
[10 empty] | 9565 | Sterlington Power LLC:GT6 | NRG South Central Generating LLC | 11266 | 16000 | 2001-06-01 | 2050-12-31
[10 empty] | 9566 | Sterlington Power LLC:GT7 | NRG South Central Generating LLC | 11266 | 19000 | 2001-06-01 | 2050-12-31
[10 empty] | 9567 | Sterlington Power LLC:GT8 | NRG South Central Generating LLC | 11266 | 22000 | 2001-06-01 | 2050-12-31
[10 empty] | 9568 | Sterlington Power LLC:GT9 | NRG South Central Generating LLC | 11266 | 23000 | 2001-06-01 | 2050-12-31
[10 empty] | 9569 | Sterlington:6 | Entergy Louisiana Inc | 10266 | 212000 | 1958-06-01 | 2050-12-31
[10 empty] | 9570 | Sterlington:CC7 | Entergy Louisiana Inc | 8640 | 180000 | 1974-09-01 | 2050-12-31
[10 empty] | 9571 | Stetson Wind:WT 1-38 | Evergreen Wind Power V LLC | 1000 | 57000 | 2009-01-22 | 2050-12-31
[10 empty] | 9572 | Stetson Wind:WT39 55 | Stetson Wind II LLC | 1000 | 25500 | 2010-03-01 | 2050-12-31
[10 empty] | 9573 | Stevens Community Medical Center Generator:IC | Stevens Community Medical Center | 10651 | 1000 | 2004-05-01 | 2050-12-31
[10 empty] | 9574 | Stevens Creek:All | South Carolina Electric & Gas Co | 0 | 12100 | 1914-01-03 | 2050-12-31
[10 empty] | 9575 | Stevens Point Mill:SP | Newpage Corp | 11441 | 7100 | 2002-01-01 | 2050-12-31
[10 empty] | 9576 | Stevens Point:All | Consolidated Water Power Co | 0 | 4000 | 1918-01-03 | 2050-12-31
[10 empty] | 9577 | Stevenson:All | FirstLight Hydro Generating Co LLC | 0 | 28280 | 1919-01-01 | 2050-12-31
[10 empty] | 9578 | Stewart Miller Solar:PV | Stewart Miller | 1000 | 4 | 2009-05-01 | 2050-12-31
[10 empty] | 9579 | Stewarts Bridge:1 | Brookfield Renewable Power Inc | 0 | 34300 | 1952-01-01 | 2050-12-31
[10 empty] | 9580 | Stewartville GS:123 | Ontario Power Generation Inc | 0 | 64000 | 1948-01-01 | 2050-12-31
[10 empty] | 9581 | Stewartville GS:45 | Ontario Power Generation Inc | 0 | 110800 | 1948-01-01 | 2050-12-31
[10 empty] | 9582 | Stice Shoals:All | Northbrook Carolina Hydro LLC | 0 | 600 | 1901-01-03 | 2050-12-31
[10 empty] | 9583 | Stiles:All | Oconto Electric Coop | 0 | 600 | 1949-03-01 | 2050-12-31
[10 empty] | 9584 | Stillwater (OK):4 | Stillwater Power | 10443 | 1950 | 2003-12-01 | 2050-12-31
[10 empty] | 9585 | Stillwater Hydro:All | Stillwater Hydro Partners LP | 0 | 1268 | 1993-04-01 | 2050-12-31
[10 empty] | 9586 | Stillwater Reservoir Hydro:GEN1 | Stillwater Associates | 0 | 2500 | 1992-01-01 | 2050-12-31
[10 empty] | 9587 | Stingray:1S72 | Dynegy Midstream Services | 14874 | 2500 | 1977-09-01 | 2050-12-31
[10 empty] | 9588 | Stinson Station:All | Ontario Power Generation Inc | 0 | 5400 | 1925-01-01 | 2050-12-31
[10 empty] | 9589 | Stock Island:GT1 | Keys Energy Services | 14738 | 19000 | 1978-11-01 | 2050-12-31
[10 empty] | 9590 | Stock Island:GT2 | Florida Municipal Power Agency | 12069 | 17000 | 1999-09-01 | 2050-12-31
[10 empty] | 9591 | Stock Island:GT3 | Florida Municipal Power Agency | 12069 | 17000 | 1999-09-01 | 2050-12-31
[10 empty] | 9592 | Stock Island:GT4 | Keys Energy Services | 9387 | 44000 | 2006-06-28 | 2050-12-31
[10 empty] | 9593 | Stock Island:IC1 | Keys Energy Services | 10607 | 2000 | 1965-01-01 | 2050-12-31
[10 empty] | 9594 | Stock Island:IC2 | Keys Energy Services | 10607 | 2000 | 1965-01-01 | 2050-12-31
[10 empty] | 9595 | Stock Island:IC3 | Keys Energy Services | 10607 | 2000 | 1965-01-01 | 2050-12-31
[10 empty] | 9596 | Stock Island:MSD1 | Keys Energy Services | 8556 | 8700 | 1991-06-01 | 2050-12-31
[10 empty] | 9597 | Stock Island:MSD2 | Keys Energy Services | 8556 | 8700 | 1991-06-01 | 2050-12-31
[10 empty] | 9598 | Stockport Mill Country Inn Hydro:1 | Stockport Mill Country Inn | 0 | 250 | 2002-01-01 | 2050-12-31
[10 empty] | 9599 | Stockton (KS):1 | Stockton KS (City of) | 11453 | 1000 | 1967-07-01 | 2050-12-31
[10 empty] | 9600 | Stockton (KS):2 | Stockton KS (City of) | 11453 | 1000 | 1962-05-01 | 2050-12-31
[10 empty] | 9601 | Stockton (KS):3 | Stockton KS (City of) | 11453 | 1900 | 1971-07-01 | 2050-12-31
[10 empty] | 9602 | Stockton (KS):4 | Stockton KS (City of) | 11453 | 500 | 1951-05-01 | 2050-12-31
[10 empty] | 9603 | Stockton (KS):5 | Stockton KS (City of) | 11453 | 1200 | 1955-07-01 | 2050-12-31
[10 empty] | 9604 | Stockton (MO):1 | USACE Kansas City District | 0 | 54200 | 1973-03-01 | 2050-12-31
[10 empty] | 9605 | Stone Container Corp Florence:GEN1 | Stone Container Corp | 12000 | 12500 | 1963-11-01 | 2050-12-31
[10 empty] | 9606 | Stone Container Corp Florence:GEN2 | Stone Container Corp | 14113 | 16000 | 1974-11-01 | 2050-12-31
2017 | 2017 | 2017 |  | 2019 | 2021 |  | 2017 |  |  | 9607 | Stone Container Corp Florence:GEN3 | Stone Container Corp | 11323 | 74800 | 1987-03-01 | 2050-12-31 | W
[10 empty] | 9608 | Stone Container Uncasville:GEN1 | Stone Container Corp | 11950 | 1300 | 1990-06-01 | 2050-12-31
[10 empty] | 9609 | Stone Savannah River Pulp & Paper C:1 | Stone Container Corp | 13471 | 12500 | 1980-01-01 | 2050-12-31
[10 empty] | 9610 | Stone Savannah River Pulp & Paper C:2 | Stone Container Corp | 13471 | 12500 | 1980-01-01 | 2050-12-31
[10 empty] | 9611 | Stone Savannah River Pulp & Paper C:3 | Stone Container Corp | 13471 | 12500 | 1980-01-01 | 2050-12-31
[10 empty] | 9612 | Stone Savannah River Pulp & Paper C:4 | Stone Container Corp | 13471 | 12500 | 1980-01-01 | 2050-12-31
[10 empty] | 9613 | Stoney Corners Wind Farm:WT1 2 | Heritage Stoney Corners Wind Farm I LLC | 1000 | 5000 | 2008-09-01 | 2050-12-31
[10 empty] | 9614 | Stoney Corners Wind Farm:WT10 18 | Heritage Stoney Corners Wind Farm I LLC | 1000 | 18450 | 2009-12-01 | 2050-12-31
[10 empty] | 9615 | Stoney Corners Wind Farm:WT3 9 | Heritage Stoney Corners Wind Farm I LLC | 1000 | 14000 | 2009-10-15 | 2050-12-31
[10 empty] | 9616 | Stony Brook (MA):1 | Massachusetts Municipal Wholesale Electric Co | 13176 | 67400 | 1982-11-01 | 2050-12-31
[10 empty] | 9617 | Stony Brook (MA):2 | Massachusetts Municipal Wholesale Electric Co | 12772 | 65000 | 1982-11-01 | 2050-12-31
[10 empty] | 9618 | Stony Brook (MA):CC1 | Massachusetts Municipal Wholesale Electric Co | 8312 | 305100 | 1981-11-01 | 2050-12-31
[10 empty] | 9619 | Stony Brook (MA):EDSI | Massachusetts Municipal Wholesale Electric Co | 11239 | 639 | 1981-11-01 | 2050-12-31
[10 empty] | 9620 | Stony Brook (MA):IC 1B | Massachusetts Municipal Wholesale Electric Co | 10374 | 2000 | 2007-09-13 | 2050-12-31
[10 empty] | 9621 | Stony Brook (MA):IC 2B | Massachusetts Municipal Wholesale Electric Co | 10374 | 2000 | 2007-09-13 | 2050-12-31
[10 empty] | 9622 | Stony Brook Cogeneration (NY):GEN1 | Calpine Stony Brook Inc | 10399 | 44500 | 1995-04-01 | 2050-12-31
[10 empty] | 9623 | Stony Creek Wind Farm:WT1 35 | Stony Creek Wind Farm LLC | 1000 | 52500 | 2009-11-18 | 2050-12-31
[10 empty] | 9624 | Storm Lake I:All | Storm Lake Power Partners I LLC | 1000 | 1400 | 1999-06-01 | 2050-12-31
[10 empty] | 9625 | Storm Lake I:EXIS | Storm Lake Power Partners I LLC | 1000 | 112500 | 1999-06-01 | 2050-12-31
[10 empty] | 9626 | Storm Lake II:EXIS | AES Corp (The) | 1000 | 80200 | 1999-04-21 | 2050-12-31
[10 empty] | 9627 | Storrs Cogeneration:CC | University of Connecticut | 8000 | 24000 | 2006-01-15 | 2050-12-31
[10 empty] | 9628 | Story City:IC4 | Story City IA (City of) | 9553 | 1300 | 1964-01-03 | 2050-12-31
[10 empty] | 9629 | Story City:IC5 | Story City IA (City of) | 9553 | 2000 | 1972-01-03 | 2050-12-31
[10 empty] | 9630 | Story City:IC6 | Story City IA (City of) | 9553 | 2000 | 1978-01-03 | 2050-12-31
[10 empty] | 9631 | Story City:IC7 | Story City IA (City of) | 9553 | 2000 | 1978-01-03 | 2050-12-31
[10 empty] | 9632 | Story City:IC8 | Story City IA (City of) | 10334 | 3100 | 1993-03-01 | 2050-12-31
[10 empty] | 9633 | Story City:IC9 | Story City IA (City of) | 10036 | 3100 | 2003-05-01 | 2050-12-31
[10 empty] | 9634 | Story County Wind Farm:WT 101 200 | Garden Wind LLC | 1000 | 150000 | 2009-12-31 | 2050-12-31
[10 empty] | 9635 | Story County Wind Farm:WT1 100 | Story Wind LLC | 1000 | 150000 | 2008-11-25 | 2050-12-31
[10 empty] | 9636 | Stowe Power Production Plant:GEN1 | Bio Energy Partners | 13000 | 2900 | 1989-03-01 | 2050-12-31
[10 empty] | 9637 | Stowe Power Production Plant:GEN2 | Bio Energy Partners | 10000 | 2900 | 1991-05-01 | 2050-12-31
[10 empty] | 9638 | Straits:1 | Consumers Energy Co | 14500 | 16000 | 1969-10-01 | 2050-12-31
[10 empty] | 9639 | Streator Cayuga Ridge Wind Farm:WT1 150 | Streator Cayuga Ridge Wind Power LLC | 1000 | 300000 | 2010-03-27 | 2050-12-31
[10 empty] | 9640 | Streator:ST1 | Illinois Electrical Generating Partners | 10000 | 900 | 1999-12-01 | 2050-12-31
[10 empty] | 9641 | Streeter:6 | Cedar Falls Utilities | 12200 | 18850 | 1963-09-01 | 2050-12-31
2017 | 2017 | 2017 |  | 2020 | 2021 |  | 2017 |  |  | 9642 | Streeter:7 | Cedar Falls Utilities | 12130 | 35500 | 1973-06-01 | 2050-12-31 | W
[10 empty] | 9643 | Strotherfield Substation:IC1 | Winfield KS (City of) | 10562 | 1600 | 2003-07-01 | 2050-12-31
[10 empty] | 9644 | Stryker:1 | FirstEnergy Generation Corp | 15274 | 17000 | 1968-02-01 | 2050-12-31
[10 empty] | 9645 | Stuart (IA):1 | Stuart Municipal Utility | 13300 | 600 | 1956-02-01 | 2050-12-31
[10 empty] | 9646 | Stuart (IA):2 | Stuart Municipal Utility | 13300 | 1100 | 1968-06-01 | 2050-12-31
[10 empty] | 9647 | Stuart (IA):4 | Stuart Municipal Utility | 13300 | 1000 | 1964-10-01 | 2050-12-31
[10 empty] | 9648 | Stuart (NE):1 | Stuart Municipal Water & Power | 11000 | 700 | 1952-01-03 | 2050-12-31
[10 empty] | 9649 | Stuart (NE):2 | Stuart Municipal Water & Power | 11000 | 200 | 1960-01-03 | 2050-12-31
[10 empty] | 9650 | Stuart (NE):3 | Stuart Municipal Water & Power | 11000 | 200 | 1952-01-03 | 2050-12-31
[10 empty] | 9651 | Stuart (NE):5 | Stuart Municipal Water & Power | 10894 | 800 | 1997-08-01 | 2050-12-31
[10 empty] | 9652 | Sturgeon (MI):1 | Wisconsin Electric Power Co | 0 | 400 | 1923-10-01 | 2050-12-31
[10 empty] | 9653 | Sturgeon (NY):All | Central Hudson Gas & Electric Corp | 0 | 15450 | 1924-01-01 | 2050-12-31
[10 empty] | 9654 | Sturgeon Falls GS:All | Abitibi Consolidated Co of Canada | 0 | 9000 | 1927-02-09 | 2050-12-31
[10 empty] | 9655 | Stuyvesant Falls:1 | Albany Engineering Corp | 0 | 3500 | 1943-01-01 | 2050-12-31
[10 empty] | 9656 | Sub 2 Generating Station:All | Macon MO (City of) | 10516 | 10800 | 2003-01-01 | 2050-12-31
[10 empty] | 9657 | Success:1 | Saskatchewan Power Corp | 16607 | 8000 | 1967-01-01 | 2050-12-31
[10 empty] | 9658 | Success:2 | Saskatchewan Power Corp | 16607 | 8000 | 1967-01-01 | 2050-12-31
[10 empty] | 9659 | Success:3 | Saskatchewan Power Corp | 16370 | 8000 | 1968-07-01 | 2050-12-31
[10 empty] | 9660 | Sudbury District Energy Cogeneration Plant:IC1 | Toromont Energy Ltd | 11322 | 2500 | 2000-03-01 | 2050-12-31
[10 empty] | 9661 | Sudbury District Energy Cogeneration Plant:IC2 | Toromont Energy Ltd | 11322 | 2500 | 2000-03-01 | 2050-12-31
[10 empty] | 9662 | Sudbury District Energy Hospital Cogeneration:IC1 | Toromont Energy Ltd | 11050 | 3400 | 2001-12-01 | 2050-12-31
[10 empty] | 9663 | Sudbury District Energy Hospital Cogeneration:IC2 | Toromont Energy Ltd | 11050 | 3400 | 2001-12-01 | 2050-12-31
[10 empty] | 9664 | Sudbury Landfill:IC1 | Greater Sudbury Hydro Inc | 9000 | 1600 | 2007-10-01 | 2050-12-31
[10 empty] | 9665 | Suffolk Energy Partners LP:SU1 | Suffolk Energy Partners LP | 10000 | 700 | 1994-11-01 | 2050-12-31
[10 empty] | 9666 | Suffolk Energy Partners LP:SU2 | Suffolk Energy Partners LP | 10000 | 700 | 1994-11-01 | 2050-12-31
[10 empty] | 9667 | Suffolk Energy Partners LP:SU3 | Suffolk Energy Partners LP | 10000 | 700 | 1994-11-01 | 2050-12-31
[10 empty] | 9668 | Suffolk Energy Partners LP:SU4 | Suffolk Energy Partners LP | 10000 | 700 | 1994-11-01 | 2050-12-31
[10 empty] | 9669 | Sugar Creek:CC1 | Northern Indiana Public Service Co | 7304 | 520700 | 2003-06-06 | 2050-12-31
[10 empty] | 9670 | Sugar Island:All | Brookfield Renewable Power Inc | 0 | 5343 | 1924-01-01 | 2050-12-31
[10 empty] | 9671 | Sugar River Hydro:1 | Sugar River Hydro Power Co | 0 | 54 | 1986-10-01 | 2050-12-31
[10 empty] | 9672 | Sullivan (IL):1 | Sullivan Municipal Utilities (IL) | 10335 | 4300 | 1974-12-01 | 2050-12-31
[10 empty] | 9673 | Sullivan (IL):10 | Sullivan Municipal Utilities (IL) | 10929 | 2200 | 1971-06-01 | 2050-12-31
[10 empty] | 9674 | Sullivan (IL):11 | Sullivan Municipal Utilities (IL) | 10587 | 2000 | 1996-02-01 | 2050-12-31
[10 empty] | 9675 | Sullivan (IL):12 | Sullivan Municipal Utilities (IL) | 10838 | 1000 | 1996-02-01 | 2050-12-31
[10 empty] | 9676 | Sullivan (IL):2 | Sullivan Municipal Utilities (IL) | 11216 | 2000 | 1961-11-01 | 2050-12-31
[10 empty] | 9677 | Sullivan (IL):3 | Sullivan Municipal Utilities (IL) | 11447 | 1300 | 1956-11-01 | 2050-12-31
[10 empty] | 9678 | Sullivan (IL):4 | Sullivan Municipal Utilities (IL) | 10470 | 900 | 1951-05-01 | 2050-12-31
[10 empty] | 9679 | Sullivan (IL):5 | Sullivan Municipal Utilities (IL) | 11272 | 1100 | 1948-09-01 | 2050-12-31
[10 empty] | 9680 | Sullivan (IL):6 | Sullivan Municipal Utilities (IL) | 9799 | 600 | 1946-01-03 | 2050-12-31
[10 empty] | 9681 | Sullivan (IL):9 | Sullivan Municipal Utilities (IL) | 10929 | 2200 | 1971-06-01 | 2050-12-31
[10 empty] | 9682 | Sullivan Wind:WT | Daryl & Connie Sullivan | 1000 | 1 | 2008-05-01 | 2050-12-31
[10 empty] | 9683 | Summerside Wind Farm:WT1 4 | Summerside (City of) (PEI) | 1000 | 12000 | 2009-12-24 | 2050-12-31
[10 empty] | 9684 | Summit Lake:CC | Central Iowa Power Coop | 8000 | 86500 | 1975-06-01 | 2050-12-31
[10 empty] | 9685 | Summit Solar:PV1 | PPL New Jersey Solar LLC | 1000 | 1700 | 2009-04-01 | 2050-12-31
[10 empty] | 9686 | Sumner:1 | Sumner Municipal Light Plant | 14500 | 2600 | 1972-12-01 | 2050-12-31
[10 empty] | 9687 | Sumner:2 | Sumner Municipal Light Plant | 11324 | 1100 | 1956-01-03 | 2050-12-31
[10 empty] | 9688 | Sumner:6 | Sumner Municipal Light Plant | 10580 | 1800 | 1999-07-01 | 2050-12-31
[10 empty] | 9689 | Sumpter Energy Associates:201 | Sumpter Energy Associates | 10000 | 800 | 1998-07-01 | 2050-12-31
[10 empty] | 9690 | Sumpter Energy Associates:202 | Sumpter Energy Associates | 10000 | 800 | 1998-07-01 | 2050-12-31
[10 empty] | 9691 | Sumpter Energy Associates:203 | Sumpter Energy Associates | 10000 | 800 | 1998-07-01 | 2050-12-31
[10 empty] | 9692 | Sumpter Energy Associates:204 | Sumpter Energy Associates | 10000 | 800 | 1998-07-01 | 2050-12-31
[10 empty] | 9693 | Sumpter Energy Associates:205 | Sumpter Energy Associates | 10000 | 800 | 1998-07-01 | 2050-12-31
[10 empty] | 9694 | Sumpter Energy Associates:386 | Sumpter Energy Associates | 10000 | 800 | 1992-07-01 | 2050-12-31
[10 empty] | 9695 | Sumpter Energy Associates:388 | Sumpter Energy Associates | 10000 | 800 | 1992-07-01 | 2050-12-31
[10 empty] | 9696 | Sumpter Energy Associates:389 | Sumpter Energy Associates | 10000 | 800 | 1992-07-01 | 2050-12-31
[10 empty] | 9697 | Sumpter Energy Associates:392 | Sumpter Energy Associates | 10000 | 800 | 1992-07-01 | 2050-12-31
[10 empty] | 9698 | Sumpter Energy Associates:435 | Sumpter Energy Associates | 10000 | 800 | 1992-07-01 | 2050-12-31
[10 empty] | 9699 | Sumpter Energy Associates:437 | Sumpter Energy Associates | 10000 | 800 | 1992-07-01 | 2050-12-31
[10 empty] | 9700 | Sumpter Energy Associates:440 | Sumpter Energy Associates | 10000 | 800 | 1992-07-01 | 2050-12-31
[10 empty] | 9701 | Sumpter Energy Associates:447 | Sumpter Energy Associates | 10000 | 800 | 1992-07-01 | 2050-12-31
[10 empty] | 9702 | Sumpter Energy Associates:464 | Sumpter Energy Associates | 10000 | 800 | 1992-07-01 | 2050-12-31
[10 empty] | 9703 | Sumpter Energy Associates:467 | Sumpter Energy Associates | 10000 | 800 | 1992-07-01 | 2050-12-31
[10 empty] | 9704 | Sumpter:1 | Wolverine Power Supply Coop Inc | 12373 | 85000 | 2002-07-01 | 2050-12-31
[10 empty] | 9705 | Sumpter:2 | Wolverine Power Supply Coop Inc | 12344 | 85000 | 2002-07-01 | 2050-12-31
[10 empty] | 9706 | Sumpter:3 | Wolverine Power Supply Coop Inc | 12435 | 85000 | 2002-07-01 | 2050-12-31
[10 empty] | 9707 | Sumpter:4 | Wolverine Power Supply Coop Inc | 12438 | 85000 | 2002-07-01 | 2050-12-31
[10 empty] | 9708 | Sun Capital Solar:PV | Sun Capital Inc | 1000 | 20 | 2009-03-01 | 2050-12-31
[10 empty] | 9709 | Sun River LLC:SU30 | Northern Alternative Energy | 1000 | 1900 | 2001-02-21 | 2050-12-31
[10 empty] | 9710 | Sun Trust Plaza:EG 1 | Suntrust Plaza Associates LLC | 10848 | 1000 | 1994-01-01 | 2050-12-31
[10 empty] | 9711 | Sun Trust Plaza:EG 2 | Suntrust Plaza Associates LLC | 10848 | 1000 | 1994-01-01 | 2050-12-31
[10 empty] | 9712 | Sunapee Hydro:1 | Northeast Utilities | 0 | 300 | 1985-02-01 | 2050-12-31
[10 empty] | 9713 | Sunbridge:1 | Saskatchewan Power Corp | 1000 | 11200 | 2002-02-01 | 2050-12-31
[10 empty] | 9714 | Sunbury Generation LLC:CTG2 | Sunbury Generation LLC | 13850 | 18000 | 1971-11-01 | 2050-12-31
[10 empty] | 9715 | Sunbury Generation LLC:D1 | Sunbury Generation LLC | 10142 | 5000 | 1967-04-01 | 2050-12-31
|  |  | 2017 |  | 2017 |  | 2017 | 2013 | 0.94145 | 9716 | Sunbury Generation LLC:U1 | Sunbury Generation LLC | 11705 | 80000 | 1949-11-01 | 2050-12-31 | E
|  |  | 2017 |  | 2017 |  | 2017 | 2013 | 0.94145 | 9717 | Sunbury Generation LLC:U2 | Sunbury Generation LLC | 11707 | 80000 | 1949-09-01 | 2050-12-31 | E
|  |  | 2017 |  | 2017 |  | 2017 | 2013 | 0.94145 | 9718 | Sunbury Generation LLC:U3 | Sunbury Generation LLC | 11686 | 94000 | 1951-04-01 | 2050-12-31 | E
|  |  | 2017 |  | 2017 |  | 2017 | 2013 | 0.94145 | 9719 | Sunbury Generation LLC:U4 | Sunbury Generation LLC | 10431 | 128000 | 1953-08-01 | 2050-12-31 | E
[10 empty] | 9720 | SunCoke Energy Project:ST | SunCoke Energy Inc | 10000 | 57000 | 2011-09-30 | 2050-12-31
[10 empty] | 9721 | SunE KHL285 Cherry Hill:PV | SunE KHL285 Cherry Hill LLC | 1000 | 219 | 2008-06-06 | 2050-12-31
[10 empty] | 9722 | SunE KHL478 Hillsborough:PV | SunE KHL478 Hillsborough LLC | 1000 | 300 | 2008-08-18 | 2050-12-31
[10 empty] | 9723 | SunE KHL503 Manchester:PV | SunE KHL503 Manchester LLC | 1000 | 213 | 2008-06-26 | 2050-12-31
[10 empty] | 9724 | SunE KHL722 Mantua:PV | SunE KHL722 Mantua LLC | 1000 | 200 | 2008-06-20 | 2050-12-31
[10 empty] | 9725 | SunE KHL723 Voorhees:PV | SunE KHL723 Voorhees LLC | 1000 | 286 | 2008-07-25 | 2050-12-31
[10 empty] | 9726 | SunE KHL95 Sussex:PV | SunE KHL95 Sussex LLC | 1000 | 122 | 2008-09-20 | 2050-12-31
[10 empty] | 9727 | SunE KHL987 Hagerstown:PV | SunE KHL987 Hagerstown LLC | 1000 | 215 | 2008-11-04 | 2050-12-31
[10 empty] | 9728 | SunE KHL989 Manahawkin:PV | SunE KHL989 Manahawkin LLC | 1000 | 200 | 2008-05-20 | 2050-12-31
[10 empty] | 9729 | SunE MA Toms River:PV | SunE MA Toms River LLC | 1000 | 237 | 2008-12-26 | 2050-12-31
[10 empty] | 9730 | SunE MCPS Clarksburg:PV | SunE MCPS Clarksburg LLC | 1000 | 213 | 2008-12-26 | 2050-12-31
[10 empty] | 9731 | SunE MCPS Gardens:PV | SunE MCPS Gardens LLC | 1000 | 59 | 2009-02-17 | 2050-12-31
[10 empty] | 9732 | SunE MCPS Lakelands:PV | SunE MCPS Lakelands LLC | 1000 | 85 | 2008-12-26 | 2050-12-31
[10 empty] | 9733 | SunE NC Progress1:PV | SunE NC Progress1 LLC | 1000 | 1200 | 2008-12-25 | 2050-12-31
[10 empty] | 9734 | SunE SIT1 Hoboken:PV | SunE SIT1 Hoboken LLC | 1000 | 124 | 2006-08-08 | 2050-12-31
[10 empty] | 9735 | SunE ST8 Monroe:PV | SunE ST8 Monroe LLC | 1000 | 500 | 2008-03-24 | 2050-12-31
[10 empty] | 9736 | SunE WG10 Piscataway:PV | SunE WG10 Piscataway LLC | 1000 | 38 | 2007-10-25 | 2050-12-31
[10 empty] | 9737 | SunE WG3 Bergenfield:PV | SunE WG3 Bergenfield LLC | 1000 | 30 | 2007-10-18 | 2050-12-31
[10 empty] | 9738 | SunE WG6 Clifton:PV | SunE WG6 Clifton LLC | 1000 | 50 | 2007-10-18 | 2050-12-31
[10 empty] | 9739 | SunE WG6902 Millville:PV | SunE WG6902 Millville LLC | 1000 | 28 | 2009-03-24 | 2050-12-31
[10 empty] | 9740 | SunE WG7 Clifton 2:PV | SunE WG7 Clifton 2 LLC | 1000 | 41 | 2007-11-05 | 2050-12-31
[10 empty] | 9741 | SunE WG7566 East Hartford:PV | SunE WG7566 East Hartford LLC | 1000 | 30 | 2008-11-14 | 2050-12-31
[10 empty] | 9742 | SunE WG7825 Westampton:PV | SunE WG7825 Westampton LLC | 1000 | 28 | 2009-03-24 | 2050-12-31
[10 empty] | 9743 | SunE WGNJ2 1:PV | SunE WGNJ2 LLC | 1000 | 63 | 2007-06-20 | 2050-12-31
[10 empty] | 9744 | SunE WGNJ2 2:PV | SunE WGNJ2 LLC | 1000 | 63 | 2007-06-20 | 2050-12-31
[10 empty] | 9745 | SunEdison Davidson County Solar:PV1 | SunEdison | 1000 | 4000 | 2009-12-21 | 2050-12-31
[10 empty] | 9746 | SunEdison Davidson County Solar:PV2 | SunEdison | 1000 | 12000 | 2010-12-31 | 2050-12-31
[10 empty] | 9747 | SunEdison Solar (NC):PV | SunEdison | 1000 | 1200 | 2009-04-02 | 2050-12-31
[10 empty] | 9748 | Sunnybrook Hydro 1:All | Northeast Utilities | 0 | 65 | 1981-05-01 | 2050-12-31
[10 empty] | 9749 | Sunoco Eagle Point Refinery:TR1 | Eagle Point Oil Co | 13485 | 6980 | 1949-01-01 | 2050-12-31
[10 empty] | 9750 | Sunoco Eagle Point Refinery:TR3 | Eagle Point Oil Co | 13485 | 6980 | 1949-01-01 | 2050-12-31
[10 empty] | 9751 | Sunray Wind Farm:WT1 6 | Signal Wind Energy LLC | 1000 | 9000 | 2009-02-16 | 2050-12-31
[10 empty] | 9752 | Sunray Wind Farm:WT7 32 | Signal Wind Energy LLC | 1000 | 39000 | 2009-09-30 | 2050-12-31
[10 empty] | 9753 | Superior Falls:All | Northern States Power Co (Wisconsin) | 0 | 1800 | 1917-01-03 | 2050-12-31
[10 empty] | 9754 | Superior Glacier Ridge Landfil:NO 1 | Superior Glacier Ridge Landfill | 9000 | 900 | 2001-02-01 | 2050-12-31
[10 empty] | 9755 | Superior Glacier Ridge Landfil:NO 2 | Superior Glacier Ridge Landfill | 9000 | 900 | 2001-02-01 | 2050-12-31
[10 empty] | 9756 | Superior Landfill:IC1 | Waste Management Inc | 9000 | 800 | 2009-11-01 | 2050-12-31
[10 empty] | 9757 | Superior Landfill:IC2 | Waste Management Inc | 9000 | 800 | 2009-11-01 | 2050-12-31
[10 empty] | 9758 | Superior Landfill:IC3 | Waste Management Inc | 9000 | 800 | 2009-11-01 | 2050-12-31
[10 empty] | 9759 | Superior Landfill:IC4 | Waste Management Inc | 9000 | 800 | 2009-11-01 | 2050-12-31
[10 empty] | 9760 | Superior Landfill:IC5 | Waste Management Inc | 9000 | 800 | 2009-11-01 | 2050-12-31
[10 empty] | 9761 | Superior Landfill:IC6 | Waste Management Inc | 9000 | 800 | 2009-11-01 | 2050-12-31
[10 empty] | 9762 | Superior:1 | Detroit Edison Co (The) | 15060 | 13000 | 1966-10-01 | 2050-12-31
[10 empty] | 9763 | Superior:2 | Detroit Edison Co (The) | 15060 | 13000 | 1966-10-01 | 2050-12-31
[10 empty] | 9764 | Superior:3 | Detroit Edison Co (The) | 15060 | 12000 | 1966-10-01 | 2050-12-31
[10 empty] | 9765 | Superior:4 | Detroit Edison Co (The) | 15060 | 14000 | 1966-10-01 | 2050-12-31
[10 empty] | 9766 | Surry:1 | Virginia Electric & Power Co | 10289 | 799000 | 1972-12-01 | 2050-12-31
[10 empty] | 9767 | Surry:2 | Virginia Electric & Power Co | 10289 | 799000 | 1973-05-01 | 2050-12-31
[10 empty] | 9768 | Susquehanna:1 | PPL Susquehanna LLC | 10505 | 1214500 | 1983-06-01 | 2050-12-31
[10 empty] | 9769 | Susquehanna:2 | PPL Susquehanna LLC | 10457 | 1190000 | 1985-02-01 | 2050-12-31
2017 | 2017 | 2017 |  | 2020 | 2021 |  | 2017 |  |  | 9770 | Sutherland (IA):1 | Interstate Power & Light Co | 12240 | 28400 | 1955-05-01 | 2050-12-31 | W
2017 | 2017 | 2017 |  | 2020 | 2021 |  | 2017 |  |  | 9771 | Sutherland (IA):2 | Interstate Power & Light Co | 12240 | 29500 | 1955-05-01 | 2050-12-31 | W
2017 | 2017 | 2017 |  | 2019 | 2021 |  | 2017 |  |  | 9772 | Sutherland (IA):3 | Interstate Power & Light Co | 10020 | 76500 | 1961-01-01 | 2050-12-31 | W
[10 empty] | 9773 | Sutherland (NE):1 | Sutherland (City of) | 11222 | 450 | 1952-01-01 | 2050-12-31
[10 empty] | 9774 | Sutherland (NE):2 | Sutherland (City of) | 11222 | 850 | 1959-01-01 | 2050-12-31
[10 empty] | 9775 | Sutherland (NE):4 | Sutherland (City of) | 11222 | 1360 | 1964-01-01 | 2050-12-31
[10 empty] | 9776 | Suwannee River Chem Complex:SRC | White Springs Agricultural Chemicals Inc | 11000 | 27300 | 1986-07-01 | 2050-12-31
[10 empty] | 9777 | Suwannee:1 | Progress Energy Florida | 12757 | 30000 | 1953-11-01 | 2050-12-31
[10 empty] | 9778 | Suwannee:2 | Progress Energy Florida | 12710 | 30000 | 1954-11-01 | 2050-12-31
[10 empty] | 9779 | Suwannee:3 | Progress Energy Florida | 10238 | 71000 | 1956-10-01 | 2050-12-31
[10 empty] | 9780 | Suwannee:P1 | Progress Energy Florida | 13838 | 52000 | 1980-10-01 | 2050-12-31
[10 empty] | 9781 | Suwannee:P2 | Progress Energy Florida | 12788 | 50000 | 1980-10-01 | 2050-12-31
[10 empty] | 9782 | Suwannee:P3 | Progress Energy Florida | 13719 | 51000 | 1980-11-01 | 2050-12-31
[10 empty] | 9783 | Swaco Facility:GT2 | Solid Waste Authority Central Ohio | 10000 | 1000 | 2012-01-01 | 2050-12-31
[10 empty] | 9784 | Swank Wind:WT | Sherman & Susan Swank | 1000 | 1 | 2008-07-01 | 2050-12-31
[10 empty] | 9785 | Swanner Solar:PV1 | Gary Swanner | 1000 | 2 | 2008-04-25 | 2050-12-31
[10 empty] | 9786 | Swanton Line Wind Farm:WT1 5 | Boralex Inc | 1000 | 10000 | 2009-11-12 | 2050-12-31
[10 empty] | 9787 | Sweatt:1 | Mississippi Power Co | 10343 | 46000 | 1951-05-01 | 2050-12-31
[10 empty] | 9788 | Sweatt:2 | Mississippi Power Co | 10110 | 46000 | 1953-06-01 | 2050-12-31
[10 empty] | 9789 | Sweatt:A | Mississippi Power Co | 14776 | 32000 | 1971-05-01 | 2050-12-31
[10 empty] | 9790 | Sweetheart Cup Owings Mills:1 | Trigen Cinergy Solutions Sweetheart Cup | 9642 | 5600 | 2002-06-01 | 2050-12-31
[10 empty] | 9791 | Sweetheart Cup Owings Mills:2 | Trigen Cinergy Solutions Sweetheart Cup | 9642 | 5600 | 2002-06-01 | 2050-12-31
[10 empty] | 9792 | Swift Creek Chemical Complex:SCC | White Springs Agricultural Chemicals Inc | 11000 | 18800 | 1980-01-01 | 2050-12-31
[10 empty] | 9793 | Swift Rapids:All | Orillia Power Generation Corp | 0 | 7800 | 1991-01-01 | 2050-12-31
[10 empty] | 9794 | Swinging Bridge 2:SWI2 | AER NY Gen LLC | 0 | 6600 | 1939-08-01 | 2050-12-31
[10 empty] | 9795 | Sycamore (IA):1 | MidAmerican Energy Co | 11210 | 74500 | 1974-08-01 | 2050-12-31
[10 empty] | 9796 | Sycamore (IA):2 | MidAmerican Energy Co | 11210 | 73000 | 1974-11-01 | 2050-12-31
[10 empty] | 9797 | Sycamore (WI):1 | Madison Gas & Electric Co | 15200 | 14700 | 1967-12-01 | 2050-12-31
[10 empty] | 9798 | Sycamore (WI):2 | Madison Gas & Electric Co | 14000 | 20800 | 1971-06-01 | 2050-12-31
2017 | 2017 | 2017 |  | 2020 | 2021 |  | 2017 |  |  | 9799 | Syl Laskin:1 | ALLETE Inc | 12529 | 55000 | 1953-06-01 | 2050-12-31 | W
2017 | 2017 | 2017 |  | 2020 | 2021 |  | 2017 |  |  | 9800 | Syl Laskin:2 | ALLETE Inc | 12529 | 55000 | 1953-09-01 | 2050-12-31 | W
[10 empty] | 9801 | Sylvan:All | ALLETE Inc | 0 | 1900 | 1913-01-01 | 2050-12-31
[10 empty] | 9802 | Sylvarena Smith County:GT1 | South Mississippi Electric Power Association | 10450 | 43000 | 2003-07-08 | 2050-12-31
[10 empty] | 9803 | Sylvarena Smith County:GT2 | South Mississippi Electric Power Association | 10450 | 43000 | 2003-07-08 | 2050-12-31
[10 empty] | 9804 | Sylvarena Smith County:GT3 | South Mississippi Electric Power Association | 10450 | 43000 | 2003-07-08 | 2050-12-31
[10 empty] | 9805 | Syracuse Generating Facility:CC | WPS Syracuse Generation LLC | 7122 | 87400 | 1994-01-01 | 2050-12-31
[10 empty] | 9806 | Syracuse No 2:6 | Nebraska City Utilities | 9600 | 2000 | 1969-04-01 | 2050-12-31
[10 empty] | 9807 | Syracuse No 2:7 | Nebraska City Utilities | 9600 | 2000 | 1970-05-01 | 2050-12-31
[10 empty] | 9808 | Syracuse Power Co:1 | Niagara Mohawk Power Corp | 12396 | 2100 | 1993-07-01 | 2050-12-31
[10 empty] | 9809 | Sysko Stony Brook:All | Small Hydro East | 0 | 37 | 2000-04-01 | 2050-12-31
|  |  | 2017 |  | 2017 |  | 2017 | 2013 | 0.87477 | 9810 | T B Simon Power Plant:GEN1 | Michigan State University | 12113 | 12500 | 1965-12-01 | 2050-12-31 | E
|  |  | 2017 |  | 2017 |  | 2017 | 2013 | 0.87477 | 9811 | T B Simon Power Plant:GEN2 | Michigan State University | 12104 | 12500 | 1966-09-01 | 2050-12-31 | E
|  |  | 2017 |  | 2017 |  | 2017 | 2013 | 0.87477 | 9812 | T B Simon Power Plant:GEN3 | Michigan State University | 11982 | 15000 | 1974-12-01 | 2050-12-31 | E
|  |  | 2017 |  | 2017 |  | 2017 | 2013 | 0.87477 | 9813 | T B Simon Power Plant:GEN4 | Michigan State University | 11704 | 21000 | 1993-08-01 | 2050-12-31 | E
|  |  | 2017 |  | 2017 |  | 2017 | 2013 | 0.87477 | 9814 | T B Simon Power Plant:GEN5 | Michigan State University | 10000 | 23800 | 2006-05-01 | 2050-12-31 | E
[10 empty] | 9815 | T B Simon Power Plant:GEN6 | Michigan State University | 10435 | 12600 | 2006-04-01 | 2050-12-31
[10 empty] | 9816 | T J Labbe Electric Generating:GT1 | Lafayette Utilities System | 9711 | 47700 | 2005-07-29 | 2050-12-31
[10 empty] | 9817 | T J Labbe Electric Generating:GT2 | Lafayette Utilities System | 9678 | 47700 | 2005-07-29 | 2050-12-31
[10 empty] | 9818 | T S Designs Solar:PV | T S Designs Inc | 1000 | 7 | 2008-09-01 | 2050-12-31
[10 empty] | 9819 | Table Rock:1 | USACE Little Rock District | 0 | 57500 | 1959-05-01 | 2050-12-31
[10 empty] | 9820 | Table Rock:2 | USACE Little Rock District | 0 | 57500 | 1959-05-01 | 2050-12-31
[10 empty] | 9821 | Table Rock:3 | USACE Little Rock District | 0 | 57500 | 1961-05-01 | 2050-12-31
[10 empty] | 9822 | Table Rock:4 | USACE Little Rock District | 0 | 57500 | 1961-06-01 | 2050-12-31
2017 | 2017 | 2017 |  | 2019 | 2021 |  | 2017 |  |  | 9823 | Taconite Harbor Energy Center:GEN1 | ALLETE Inc | 11733 | 77500 | 1957-01-01 | 2050-12-31 | W
2017 | 2017 | 2017 |  | 2019 | 2021 |  | 2017 |  |  | 9824 | Taconite Harbor Energy Center:GEN2 | ALLETE Inc | 11733 | 77000 | 1957-01-01 | 2050-12-31 | W
2017 | 2017 | 2017 |  | 2019 | 2021 |  | 2017 |  |  | 9825 | Taconite Harbor Energy Center:GEN3 | ALLETE Inc | 11292 | 76000 | 1967-01-01 | 2050-12-31 | W
[10 empty] | 9826 | Taconite Ridge I Energy Center:WT 1 10 | ALLETE Inc | 1000 | 25000 | 2008-06-20 | 2050-12-31
[10 empty] | 9827 | Taft Cogeneration Facility:CC1 | Occidental Chemical Corp | 6814 | 790000 | 2002-12-18 | 2050-12-31
[10 empty] | 9828 | Taftsville:1 | Central Vermont Public Service Corp | 0 | 121 | 1943-02-01 | 2050-12-31
[10 empty] | 9829 | Taftville:All | FirstLight Hydro Generating Co LLC | 0 | 2000 | 1926-01-01 | 2050-12-31
[10 empty] | 9830 | Tait Electric Generating Station:GT4 | DPL Energy LLC | 12369 | 85000 | 2002-06-01 | 2050-12-31
[10 empty] | 9831 | Tait Electric Generating Station:GT5 | DPL Energy LLC | 12517 | 85000 | 2002-06-01 | 2050-12-31
[10 empty] | 9832 | Tait Electric Generating Station:GT6 | DPL Energy LLC | 12210 | 85000 | 2002-06-01 | 2050-12-31
[10 empty] | 9833 | Tait Electric Generating Station:GT7 | DPL Energy LLC | 12733 | 85000 | 2002-06-01 | 2050-12-31
[10 empty] | 9834 | Talbot County Energy:1 | Oglethorpe Power Corp | 12220 | 109400 | 2002-05-09 | 2050-12-31
[10 empty] | 9835 | Talbot County Energy:2 | Oglethorpe Power Corp | 12476 | 109400 | 2002-05-09 | 2050-12-31
[10 empty] | 9836 | Talbot County Energy:3 | Oglethorpe Power Corp | 12428 | 109400 | 2002-06-01 | 2050-12-31
[10 empty] | 9837 | Talbot County Energy:4 | Oglethorpe Power Corp | 12363 | 109400 | 2002-06-01 | 2050-12-31
[10 empty] | 9838 | Talbot County Energy:5 | Oglethorpe Power Corp | 12080 | 109400 | 2003-05-19 | 2050-12-31
[10 empty] | 9839 | Talbot County Energy:6 | Oglethorpe Power Corp | 12258 | 109400 | 2003-05-19 | 2050-12-31
[10 empty] | 9840 | Talbot Windfarm:WT1 43 | Renewable Energy Systems Canada | 1000 | 98900 | 2010-12-31 | 2050-12-31
[10 empty] | 9841 | Talcville:All | Brookfield Renewable Power Inc | 0 | 380 | 1986-01-01 | 2050-12-31
[10 empty] | 9842 | Tallapoosa River:All | Le Bell Construction Co Inc | 0 | 250 | 1989-04-01 | 2050-12-31
[10 empty] | 9843 | Tallassee Hydro Project:2 | Fall Line Hydro Co LLC | 0 | 100 | 1986-08-01 | 2050-12-31
[10 empty] | 9844 | Tallassee M:1 | Mount Vernon Mills Inc | 0 | 8000 | 1970-01-01 | 2050-12-31
[10 empty] | 9845 | Tallmon Larry:1 | Niagara Mohawk Power Corp | 1000 | 12 | 1984-11-01 | 2050-12-31
[10 empty] | 9846 | Tallulah Falls:All | Georgia Power Co | 0 | 72000 | 1913-09-01 | 2050-12-31
[10 empty] | 9847 | Taloga Wind:WT1 54 | Taloga Wind LLC | 1000 | 129600 | 2010-09-30 | 2050-12-31
[10 empty] | 9848 | Tamworth:GEN1 | Pinetree Power Tamworth Inc | 12421 | 20073 | 1987-12-01 | 2050-12-31
[10 empty] | 9849 | Tangier:All | A & N Electric Coop | 11349 | 3800 | 1974-05-01 | 2050-12-31
|  |  | 2017 |  | 2017 |  | 2017 |  |  | 9850 | Tanners Creek:1 | Indiana Michigan Power Co | 9197 | 145000 | 1951-03-01 | 2014-12-31 | E
|  |  | 2017 |  | 2017 |  | 2017 |  |  | 9851 | Tanners Creek:2 | Indiana Michigan Power Co | 9544 | 145000 | 1952-11-01 | 2014-12-31 | E
|  |  | 2017 |  | 2017 |  | 2017 |  |  | 9852 | Tanners Creek:3 | Indiana Michigan Power Co | 9541 | 200000 | 1954-12-01 | 2014-12-31 | E
|  |  | 2017 |  | 2017 |  | 2017 |  |  | 9853 | Tanners Creek:4 | Indiana Michigan Power Co | 9784 | 500000 | 1964-07-01 | 2050-12-31 | E
[10 empty] | 9854 | Tannery Dam:1 | Templeton Municipal Light Plant | 0 | 200 | 2000-04-01 | 2050-12-31
[10 empty] | 9855 | Tannery Island Power Co:All | Tannery Island Power Corp | 0 | 2000 | 1986-01-01 | 2050-12-31
[10 empty] | 9856 | Taplin Gorge:1 | Otter Tail Power Co | 0 | 500 | 1925-11-01 | 2050-12-31
[10 empty] | 9857 | Tasley:TAS | Calpine Mid Atlantic Generation LLC | 13319 | 26000 | 1972-06-01 | 2050-12-31
[10 empty] | 9858 | Tatanka Wind Farm:WT 1 60 | Tatanka Wind Power LLC | 1000 | 87500 | 2008-05-01 | 2050-12-31
[10 empty] | 9859 | Tatanka Wind Farm:WT 61 120 | Tatanka Wind Power LLC | 1000 | 90000 | 2008-05-01 | 2050-12-31
[10 empty] | 9860 | Taum Sauk:1 | AmerenUE | 0 | 220000 | 1963-12-01 | 2050-12-31
[10 empty] | 9861 | Taum Sauk:2 | AmerenUE | 0 | 220000 | 1963-12-01 | 2050-12-31
[10 empty] | 9862 | Taunton Landfill:UNT1 | MM Taunton Energy LLC | 10000 | 880 | 1997-09-01 | 2050-12-31
[10 empty] | 9863 | Taunton Landfill:UNT2 | MM Taunton Energy LLC | 10000 | 880 | 1997-09-01 | 2050-12-31
[10 empty] | 9864 | Taylor County Landfill:IC1 | Energy Development Group | 11000 | 1000 | 2003-10-31 | 2050-12-31
[10 empty] | 9865 | Taylor County Landfill:IC2 | Energy Development Group | 11000 | 1000 | 2003-10-31 | 2050-12-31
[10 empty] | 9866 | Taylor County Landfill:IC3 | Energy Development Group | 11000 | 1000 | 2003-10-31 | 2050-12-31
[10 empty] | 9867 | Taylor County Landfill:IC4 | Energy Development Group | 11000 | 1000 | 2003-10-31 | 2050-12-31
[10 empty] | 9868 | Taylorville (NY):All | Brookfield Renewable Power Inc | 0 | 4268 | 1913-01-01 | 2050-12-31
[10 empty] | 9869 | Tazewell Gas Recovery:GEN1 | Bio Energy Partners | 10000 | 800 | 1989-07-01 | 2050-12-31
[10 empty] | 9870 | Tazewell Gas Recovery:GEN2 | Bio Energy Partners | 10000 | 800 | 1989-07-01 | 2050-12-31
[10 empty] | 9871 | Tazewell Gas Recovery:GEN3 | Bio Energy Partners | 10000 | 800 | 1999-05-01 | 2050-12-31
[10 empty] | 9872 | Teche:1 | CLECO Power LLC | 10000 | 19000 | 1953-07-01 | 2050-12-31
[10 empty] | 9873 | Teche:2 | CLECO Power LLC | 10857 | 34000 | 1956-05-01 | 2050-12-31
[10 empty] | 9874 | Teche:3 | CLECO Power LLC | 10748 | 331000 | 1971-03-01 | 2050-12-31
[10 empty] | 9875 | Tecumseh Energy Center:1 | Westar Energy Inc | 13506 | 19000 | 1972-06-01 | 2050-12-31
[10 empty] | 9876 | Tecumseh Energy Center:2 | Westar Energy Inc | 13367 | 19000 | 1972-06-01 | 2050-12-31
2017 | 2017 | 2017 |  | 2019 | 2021 |  | 2017 |  |  | 9877 | Tecumseh Energy Center:7 | Westar Energy Inc | 10875 | 74000 | 1957-08-01 | 2050-12-31 | W
2016 | 2016 | 2016 |  | 2018 | 2021 |  | 2017 |  |  | 9878 | Tecumseh Energy Center:8 | Westar Energy Inc | 11160 | 130000 | 1962-04-01 | 2050-12-31 | W
[10 empty] | 9879 | Tecumseh:All | Tecumseh Board of Public Works | 11832 | 6600 | 1948-01-01 | 2050-12-31
[10 empty] | 9880 | Telogia Power:GEN1 | Telogia Power LLC | 12641 | 12500 | 1986-07-01 | 2050-12-31
[10 empty] | 9881 | Tenaska Central Alabama:CC1 | Tenaska Alabama II Partners LP | 6895 | 864000 | 2003-05-01 | 2050-12-31
[10 empty] | 9882 | Tenaska Georgia:GTG1 | Tenaska Georgia I LP | 10598 | 155000 | 2001-06-29 | 2050-12-31
[10 empty] | 9883 | Tenaska Georgia:GTG2 | Tenaska Georgia I LP | 10598 | 155000 | 2001-06-29 | 2050-12-31
[10 empty] | 9884 | Tenaska Georgia:GTG3 | Tenaska Georgia I LP | 10598 | 155000 | 2001-06-29 | 2050-12-31
[10 empty] | 9885 | Tenaska Georgia:GTG4 | Tenaska Georgia I LP | 10598 | 156000 | 2002-05-31 | 2050-12-31
[10 empty] | 9886 | Tenaska Georgia:GTG5 | Tenaska Georgia I LP | 11562 | 156000 | 2002-05-31 | 2050-12-31
[10 empty] | 9887 | Tenaska Georgia:GTG6 | Tenaska Georgia I LP | 11633 | 156000 | 2002-05-31 | 2050-12-31
[10 empty] | 9888 | Tenaska Virginia Generating:CC1 | Tenaska Virginia Partners LP | 7180 | 935100 | 2004-03-01 | 2050-12-31
[10 empty] | 9889 | Tenkiller Ferry:1 | USACE Tulsa District | 0 | 21000 | 1953-11-01 | 2050-12-31
[10 empty] | 9890 | Tenkiller Ferry:2 | USACE Tulsa District | 0 | 21000 | 1953-12-01 | 2050-12-31
2017 | 2017 | 2017 |  | 2021 | 2021 |  | 2017 |  |  | 9891 | Tenn Eastman Division A Division of East:TG10 | Eastman Chemical Co | 12410 | 6000 | 1946-02-01 | 2050-12-31 | W
2017 | 2017 | 2017 |  | 2021 | 2021 |  | 2017 |  |  | 9892 | Tenn Eastman Division A Division of East:TG11 | Eastman Chemical Co | 12370 | 6000 | 1949-05-01 | 2050-12-31 | W
2017 | 2017 | 2017 |  | 2021 | 2021 |  | 2017 |  |  | 9893 | Tenn Eastman Division A Division of East:TG12 | Eastman Chemical Co | 12323 | 6000 | 1953-02-01 | 2050-12-31 | W
2017 | 2017 | 2017 |  | 2021 | 2021 |  | 2017 |  |  | 9894 | Tenn Eastman Division A Division of East:TG13 | Eastman Chemical Co | 12230 | 7000 | 1960-01-01 | 2050-12-31 | W
2017 | 2017 | 2017 |  | 2021 | 2021 |  | 2017 |  |  | 9895 | Tenn Eastman Division A Division of East:TG14 | Eastman Chemical Co | 12178 | 10000 | 1962-04-01 | 2050-12-31 | W
2017 | 2017 | 2017 |  | 2021 | 2021 |  | 2017 |  |  | 9896 | Tenn Eastman Division A Division of East:TG15 | Eastman Chemical Co | 12180 | 7500 | 1963-10-01 | 2050-12-31 | W
2017 | 2017 | 2017 |  | 2021 | 2021 |  | 2017 |  |  | 9897 | Tenn Eastman Division A Division of East:TG16 | Eastman Chemical Co | 12123 | 10400 | 1966-07-01 | 2050-12-31 | W
2017 | 2017 | 2017 |  | 2021 | 2021 |  | 2017 |  |  | 9898 | Tenn Eastman Division A Division of East:TG17 | Eastman Chemical Co | 12120 | 10400 | 1966-10-01 | 2050-12-31 | W
2017 | 2017 | 2017 |  | 2021 | 2021 |  | 2017 |  |  | 9899 | Tenn Eastman Division A Division of East:TG18 | Eastman Chemical Co | 12110 | 10400 | 1967-07-01 | 2050-12-31 | W
2017 | 2017 | 2017 |  | 2021 | 2021 |  | 2017 |  |  | 9900 | Tenn Eastman Division A Division of East:TG19 | Eastman Chemical Co | 12077 | 10400 | 1970-03-01 | 2050-12-31 | W
2017 | 2017 | 2017 |  | 2021 | 2021 |  | 2017 |  |  | 9901 | Tenn Eastman Division A Division of East:TG20 | Eastman Chemical Co | 12052 | 10400 | 1972-04-01 | 2050-12-31 | W
2017 | 2017 | 2017 |  | 2021 | 2021 |  | 2017 |  |  | 9902 | Tenn Eastman Division A Division of East:TG21 | Eastman Chemical Co | 12049 | 15000 | 1969-07-01 | 2050-12-31 | W
2017 | 2017 | 2017 |  | 2021 | 2021 |  | 2017 |  |  | 9903 | Tenn Eastman Division A Division of East:TG22 | Eastman Chemical Co | 11883 | 15400 | 1982-09-01 | 2050-12-31 | W
2017 | 2017 | 2017 |  | 2021 | 2021 |  | 2017 |  |  | 9904 | Tenn Eastman Division A Division of East:TG24 | Eastman Chemical Co | 11862 | 16800 | 1983-07-01 | 2050-12-31 | W
2017 | 2017 | 2017 |  | 2020 | 2021 |  | 2017 |  |  | 9905 | Tenn Eastman Division A Division of East:TG25 | Eastman Chemical Co | 11711 | 18000 | 1994-12-01 | 2050-12-31 | W
2017 | 2017 | 2017 |  | 2021 | 2021 |  | 2017 |  |  | 9906 | Tenn Eastman Division A Division of East:TG26 | Eastman Chemical Co | 11724 | 16600 | 1994-10-01 | 2050-12-31 | W
2017 | 2017 | 2017 |  | 2021 | 2021 |  | 2017 |  |  | 9907 | Tenn Eastman Division A Division of East:TGO7 | Eastman Chemical Co | 12526 | 6000 | 1936-09-01 | 2050-12-31 | W
2017 | 2017 | 2017 |  | 2021 | 2021 |  | 2017 |  |  | 9908 | Tenn Eastman Division A Division of East:TGO8 | Eastman Chemical Co | 12489 | 6000 | 1939-09-01 | 2050-12-31 | W
2017 | 2017 | 2017 |  | 2021 | 2021 |  | 2017 |  |  | 9909 | Tenn Eastman Division A Division of East:TGO9 | Eastman Chemical Co | 12467 | 6000 | 1941-07-01 | 2050-12-31 | W
[10 empty] | 9910 | Tennessee Creek:1 | Duke Energy Carolinas | 0 | 9800 | 1955-05-01 | 2050-12-31
[10 empty] | 9911 | Tenth Street:1 | Norwich CT (City of) | 0 | 760 | 1967-01-03 | 2050-12-31
[10 empty] | 9912 | Terrace Bay Pulp Mill:1 | Terrace Bay Pulp Inc | 11000 | 20000 | 1980-01-01 | 2050-12-31
[10 empty] | 9913 | Terrora:1 | Georgia Power Co | 0 | 8300 | 1925-07-01 | 2050-12-31
[10 empty] | 9914 | Terrora:2 | Georgia Power Co | 0 | 8300 | 1925-03-01 | 2050-12-31
[10 empty] | 9915 | Terry Bundy Generating Station:BSU | Lincoln Electric System | 10510 | 1600 | 2003-05-01 | 2050-12-31
[10 empty] | 9916 | Terry Bundy Generating Station:CC | Lincoln Electric System | 7481 | 120900 | 2004-07-12 | 2050-12-31
[10 empty] | 9917 | Terry Bundy Generating Station:GT3 | Lincoln Electric System | 9852 | 46500 | 2003-11-13 | 2050-12-31
|  |  | 2017 |  | 2017 |  | 2017 | 2013 | 0.91205 | 9918 | Tes Filer City Station:GEN1 | Tes Filer City Station LP | 11356 | 60000 | 1990-05-01 | 2050-12-31 | E
[10 empty] | 9919 | Texarkana Mill:GEN1 | International Paper Co | 14438 | 11540 | 1972-01-01 | 2050-12-31
[10 empty] | 9920 | Texarkana Mill:GEN2 | International Paper Co | 13749 | 18460 | 1977-01-01 | 2050-12-31
[10 empty] | 9921 | Texoga Woodlands Unit 3:GT | Biofuels Power Corp | 10000 | 7800 | 2007-11-01 | 2050-12-31
[10 empty] | 9922 | TG Windfarm LLC:WT 1-2 | TG Windfarm LLC | 1000 | 2000 | 2003-11-01 | 2050-12-31
[10 empty] | 9923 | Theodore Co Generating Fac:CC | Alabama Power Co | 6895 | 224700 | 2000-12-01 | 2050-12-31
[10 empty] | 9924 | Theresa (NY):All | Enel North America Inc | 0 | 1240 | 1929-01-01 | 2050-12-31
[10 empty] | 9925 | Thermal Kem (Saluda River Electric):1 | Saluda River Electric Coop Inc | 10640 | 2870 | 1980-01-01 | 2050-12-31
[10 empty] | 9926 | Thermal Kem:1 | Santee Cooper | 10200 | 2900 | 2003-07-01 | 2050-12-31
[10 empty] | 9927 | Thetford:1 | Consumers Energy Co | 14300 | 30000 | 1970-01-01 | 2050-12-31
[10 empty] | 9928 | Thetford:2 | Consumers Energy Co | 14300 | 29000 | 1970-01-01 | 2050-12-31
[10 empty] | 9929 | Thetford:3 | Consumers Energy Co | 14300 | 30000 | 1970-06-01 | 2050-12-31
[10 empty] | 9930 | Thetford:4 | Consumers Energy Co | 14300 | 30000 | 1970-07-01 | 2050-12-31
[10 empty] | 9931 | Thetford:5 | Consumers Energy Co | 13840 | 15000 | 1971-07-01 | 2050-12-31
[10 empty] | 9932 | Thetford:6 | Consumers Energy Co | 13840 | 15000 | 1971-07-01 | 2050-12-31
[10 empty] | 9933 | Thetford:7 | Consumers Energy Co | 13840 | 14000 | 1971-07-01 | 2050-12-31
[10 empty] | 9934 | Thetford:8 | Consumers Energy Co | 13840 | 15000 | 1971-07-01 | 2050-12-31
[10 empty] | 9935 | Thetford:9 | Consumers Energy Co | 13840 | 14000 | 1971-07-01 | 2050-12-31
[10 empty] | 9936 | Thief River Falls:All | Thief River Falls Municipal Utilities | 0 | 500 | 1927-01-03 | 2050-12-31
[10 empty] | 9937 | Thief River Falls:All | Thief River Falls Municipal Utilities | 12317 | 5300 | 1956-11-01 | 2050-12-31
[10 empty] | 9938 | Thilmany Pulp Paper:GEN1 | International Paper Co | 12000 | 6000 | 1951-01-01 | 2050-12-31
[10 empty] | 9939 | Thilmany Pulp Paper:GEN2 | International Paper Co | 13856 | 11000 | 1977-01-01 | 2050-12-31
2017 | 2017 | 2017 |  | 2021 | 2021 |  | 2017 |  |  | 9940 | Thilmany Pulp Paper:GEN3 | International Paper Co | 12137 | 15600 | 1962-01-01 | 2050-12-31 | W
2017 | 2017 | 2017 |  | 2021 | 2021 |  | 2017 |  |  | 9941 | Thilmany Pulp Paper:GEN4 | International Paper Co | 12104 | 12000 | 1967-01-01 | 2050-12-31 | W
[10 empty] | 9942 | Thomas A Watson Generating Station:GT 1 | Braintree Electric Light Dept | 9808 | 52600 | 2009-06-23 | 2050-12-31
[10 empty] | 9943 | Thomas A Watson Generating Station:GT2 | Braintree Electric Light Dept | 9904 | 52600 | 2009-06-23 | 2050-12-31
2016 | 2016 | 2016 |  | 2018 | 2021 |  | 2017 |  |  | 9944 | Thomas Hill:1 | Associated Electric Coop Inc | 10150 | 175000 | 1966-11-01 | 2050-12-31 | W
2015 | 2015 | 2015 |  | 2017 | 2020 |  | 2017 |  |  | 9945 | Thomas Hill:2 | Associated Electric Coop Inc | 10158 | 275000 | 1969-03-01 | 2050-12-31 | W
| 2016 |  |  | 2016 | 2018 |  | 2017 |  |  | 9946 | Thomas Hill:3 | Associated Electric Coop Inc | 10106 | 670000 | 1982-06-01 | 2050-12-31 | W
[10 empty] | 9947 | Thomas Mathew:PV | Thomas Mathew | 1000 | 3 | 2008-01-01 | 2050-12-31
[10 empty] | 9948 | Thompson Wind:WT | Stan Thompson | 1000 | 4 | 2008-06-01 | 2050-12-31
[10 empty] | 9949 | Thomson:All | ALLETE Inc | 0 | 71300 | 1907-01-01 | 2050-12-31
[10 empty] | 9950 | Thornapple:All | Northern States Power Co (Wisconsin) | 0 | 1700 | 1927-01-03 | 2050-12-31
[10 empty] | 9951 | Thornridge High School:1 | Thorton Township School District | 10885 | 500 | 1996-03-01 | 2050-12-31
[10 empty] | 9952 | Thornridge High School:2 | Thorton Township School District | 10885 | 500 | 1996-03-01 | 2050-12-31
[10 empty] | 9953 | Thornwood High School:1 | Thorton Township School District | 10833 | 700 | 1996-09-01 | 2050-12-31
[10 empty] | 9954 | Thornwood High School:2 | Thorton Township School District | 10833 | 700 | 1996-09-01 | 2050-12-31
[10 empty] | 9955 | Thorold Cogeneration Project:CC1 | Northland Power Inc | 7000 | 265000 | 2010-04-05 | 2050-12-31
[10 empty] | 9956 | Thorpe:1 | Duke Energy Carolinas | 0 | 19700 | 1941-10-01 | 2050-12-31
[10 empty] | 9957 | Three Mile Island:1 | Exelon Nuclear | 11148 | 786000 | 1974-08-01 | 2050-12-31
|  |  | 2017 |  | 2017 |  | 2017 |  |  | 9958 | Thunder Bay GS:2 | Ontario Power Generation Inc | 11061 | 153000 | 1981-01-01 | 2050-12-31 | E
|  |  | 2017 |  | 2017 |  | 2017 |  |  | 9959 | Thunder Bay GS:3 | Ontario Power Generation Inc | 11061 | 153000 | 1981-01-01 | 2050-12-31 | E
[10 empty] | 9960 | Thunder Bay:TOT | Bowater Inc | 14914 | 67000 | 1980-01-01 | 2050-12-31
[10 empty] | 9961 | Thundermist Hydro:HYD1 | Thundermist Hydropower LLC | 0 | 325 | 1981-06-01 | 2050-12-31
[10 empty] | 9962 | Thurlow Dam:1 | Alabama Power Co | 0 | 34000 | 1931-01-01 | 2050-12-31
[10 empty] | 9963 | Thurlow Dam:2 | Alabama Power Co | 0 | 34000 | 1931-01-01 | 2050-12-31
[10 empty] | 9964 | Thurlow Dam:3 | Alabama Power Co | 0 | 10000 | 1931-01-01 | 2050-12-31
[10 empty] | 9965 | Ticonderoga Mill:GEN1 | International Paper Co | 12660 | 41000 | 1970-01-01 | 2050-12-31
[10 empty] | 9966 | Tidewater:All | Nova Scotia Power | 0 | 4200 | 1922-01-01 | 2050-12-31
[10 empty] | 9967 | Tiger Bay:CS1 | Progress Energy Florida | 7100 | 207000 | 1997-08-01 | 2050-12-31
[10 empty] | 9968 | Tillery:1 | Progress Energy Carolinas | 0 | 21000 | 1928-01-03 | 2050-12-31
[10 empty] | 9969 | Tillery:2 | Progress Energy Carolinas | 0 | 19000 | 1928-01-03 | 2050-12-31
[10 empty] | 9970 | Tillery:3 | Progress Energy Carolinas | 0 | 22000 | 1928-01-03 | 2050-12-31
[10 empty] | 9971 | Tillery:4 | Progress Energy Carolinas | 0 | 27000 | 1960-01-03 | 2050-12-31
[10 empty] | 9972 | Tillotson Rubber Co Inc:HG1 | Tillotson Rubber Co Inc | 0 | 100 | 1980-06-01 | 2050-12-31
[10 empty] | 9973 | Tillotson Rubber Co Inc:All | Tillotson Rubber Co Inc | 11695 | 990 | 1960-01-01 | 2050-12-31
[10 empty] | 9974 | Tillotson Rubber Co Inc:TG2 | Tillotson Rubber Co Inc | 11477 | 600 | 1996-02-01 | 2050-12-31
[10 empty] | 9975 | Tillotson Rubber Co Inc:TGI | Tillotson Rubber Co Inc | 12480 | 700 | 1988-03-01 | 2050-12-31
[10 empty] | 9976 | Tilton:1 | Tilton Energy LLC | 10455 | 44000 | 1999-06-01 | 2050-12-31
[10 empty] | 9977 | Tilton:2 | Tilton Energy LLC | 10523 | 44000 | 1999-06-01 | 2050-12-31
[10 empty] | 9978 | Tilton:3 | Tilton Energy LLC | 10353 | 44000 | 1999-06-01 | 2050-12-31
[10 empty] | 9979 | Tilton:4 | Tilton Energy LLC | 10209 | 44000 | 1999-06-01 | 2050-12-31
[10 empty] | 9980 | Timberline Trail LGE:IC1 | Waste Management Inc | 9000 | 800 | 2006-01-01 | 2050-12-31
[10 empty] | 9981 | Timberline Trail LGE:IC2 | Waste Management Inc | 9000 | 800 | 2006-01-01 | 2050-12-31
[10 empty] | 9982 | Timberline Trail LGE:IC3 | Waste Management Inc | 9000 | 800 | 2006-01-01 | 2050-12-31
[10 empty] | 9983 | Timberline Trail LGE:IC4 | Waste Management Inc | 9000 | 800 | 2006-01-01 | 2050-12-31
[10 empty] | 9984 | Timberline Trail LGE:IC5 | Waste Management Inc | 9000 | 800 | 2008-02-15 | 2050-12-31
[10 empty] | 9985 | Timberline Trail LGE:IC6 | Waste Management Inc | 9000 | 800 | 2008-04-03 | 2050-12-31
[10 empty] | 9986 | Timberline Trail LGE:IC7 | Waste Management Inc | 9000 | 800 | 2008-04-03 | 2050-12-31
[10 empty] | 9987 | Time Factory Wind:WT | TF Publishing | 1000 | 50 | 2008-04-24 | 2050-12-31
[10 empty] | 9988 | Tims Ford:1 | Tennessee Valley Authority | 0 | 39700 | 1972-03-01 | 2050-12-31
[10 empty] | 9989 | Tims Ford:2 | Tennessee Valley Authority | 0 | 500 | 1987-03-01 | 2050-12-31
[10 empty] | 9990 | Tinker Generating Station:All | WPS Energy Services of Canada Corp | 0 | 11500 | 1925-01-01 | 2050-12-31
[10 empty] | 9991 | Tinker Generating Station:5 | WPS Energy Services of Canada Corp | 0 | 22000 | 1965-01-01 | 2050-12-31
[10 empty] | 9992 | Tinker Generating Station:IC1 | WPS Energy Services of Canada Corp | 11749 | 1000 | 1948-01-01 | 2050-12-31
[10 empty] | 9993 | Tippecanoe Laboratories:T121 | Eli Lilly & Co | 10879 | 400 | 1992-05-01 | 2050-12-31
[10 empty] | 9994 | Tipton:IC2 | Tipton IA (City of) | 10125 | 300 | 1955-11-01 | 2050-12-31
[10 empty] | 9995 | Tipton:IC3 | Tipton IA (City of) | 11190 | 1200 | 1971-04-01 | 2050-12-31
[10 empty] | 9996 | Tipton:IC4 | Tipton IA (City of) | 11054 | 1200 | 1971-04-01 | 2050-12-31
[10 empty] | 9997 | Tipton:IC6 | Tipton IA (City of) | 10495 | 2000 | 2001-02-01 | 2050-12-31
[10 empty] | 9998 | Titan Wind Project:WT1 10 | Rolling Thunder I Power Partners LLC | 1000 | 25000 | 2009-11-24 | 2050-12-31
|  |  | 2017 |  | 2017 |  | 2017 | 2013 | 0.90578 | 9999 | Titus:1 | RRI Energy Mid Atlantic Power Holdings LLC | 10319 | 81000 | 1951-03-01 | 2050-12-31 | E
|  |  | 2017 |  | 2017 |  | 2017 | 2013 | 0.90578 | 10000 | Titus:2 | RRI Energy Mid Atlantic Power Holdings LLC | 9736 | 81000 | 1951-06-01 | 2050-12-31 | E
|  |  | 2017 |  | 2017 |  | 2017 | 2013 | 0.90578 | 10001 | Titus:3 | RRI Energy Mid Atlantic Power Holdings LLC | 10162 | 81000 | 1953-04-01 | 2050-12-31 | E
[10 empty] | 10002 | Titus:4 | RRI Energy Mid Atlantic Power Holdings LLC | 18076 | 15000 | 1967-12-01 | 2050-12-31
[10 empty] | 10003 | Titus:5 | RRI Energy Mid Atlantic Power Holdings LLC | 17462 | 16000 | 1970-08-01 | 2050-12-31
[10 empty] | 10004 | Tiverton Power Plant:CC | Tiverton Power LLC | 7141 | 250000 | 2000-08-18 | 2050-12-31
[10 empty] | 10005 | Tjaden Farms Wind:WT | Tjaden Wind Farms Inc | 1000 | 450 | 2004-12-01 | 2050-12-31
[10 empty] | 10006 | Tobique:All | Énergie NB Power | 0 | 20000 | 1953-01-01 | 2050-12-31
[10 empty] | 10007 | Toca:IC1 | Anadarko Petroleum Corp | 11379 | 800 | 1958-06-01 | 2050-12-31
[10 empty] | 10008 | Toca:IC2 | Anadarko Petroleum Corp | 11379 | 800 | 1958-06-01 | 2050-12-31
[10 empty] | 10009 | Toca:IC3 | Anadarko Petroleum Corp | 10826 | 700 | 1997-02-01 | 2050-12-31
[10 empty] | 10010 | Toca:IC4 | Anadarko Petroleum Corp | 10805 | 500 | 2001-08-01 | 2050-12-31
[10 empty] | 10011 | Tofteland Windfarm LLC:WT 1-2 | Tofteland Windfarm LLC | 1000 | 2000 | 2003-10-20 | 2050-12-31
[10 empty] | 10012 | Toledo Bend:1 | Sabine River Authority of Louisiana | 0 | 40500 | 1969-02-01 | 2050-12-31
[10 empty] | 10013 | Toledo Bend:2 | Sabine River Authority of TX | 0 | 40500 | 1969-02-01 | 2050-12-31
[10 empty] | 10014 | Toledo PRT:GEN1 | Sunoco Inc | 13516 | 6000 | 1986-06-01 | 2050-12-31
| 2016 |  |  | 2016 | 2019 |  | 2017 |  |  | 10015 | Tolk:1 | Southwestern Public Service Co | 9374 | 535000 | 1982-01-01 | 2050-12-31 | W
| 2016 |  |  | 2016 | 2019 |  | 2017 |  |  | 10016 | Tolk:2 | Southwestern Public Service Co | 9674 | 545000 | 1985-01-01 | 2050-12-31 | W
[10 empty] | 10017 | Tolko Kraft Papers Mill:1 | Tolko Manitoba Inc | 10000 | 22600 | 2002-07-01 | 2050-12-31
[10 empty] | 10018 | Tolna:1 | RRI Energy Mid Atlantic Power Holdings LLC | 15565 | 20000 | 1972-06-01 | 2050-12-31
[10 empty] | 10019 | Tolna:2 | RRI Energy Mid Atlantic Power Holdings LLC | 15678 | 20000 | 1972-06-01 | 2050-12-31
[10 empty] | 10020 | Tom G Smith:CC | Lake Worth Utilities | 8531 | 30000 | 1978-03-01 | 2050-12-31
[10 empty] | 10021 | Tom G Smith:GT1 | Lake Worth Utilities | 18110 | 26000 | 1976-12-01 | 2050-12-31
[10 empty] | 10022 | Tom G Smith:MU1 | Lake Worth Utilities | 12460 | 2000 | 1965-12-01 | 2050-12-31
[10 empty] | 10023 | Tom G Smith:MU2 | Lake Worth Utilities | 12460 | 2000 | 1965-12-01 | 2050-12-31
[10 empty] | 10024 | Tom G Smith:MU3 | Lake Worth Utilities | 12460 | 2000 | 1965-12-01 | 2050-12-31
[10 empty] | 10025 | Tom G Smith:MU4 | Lake Worth Utilities | 12460 | 2000 | 1965-12-01 | 2050-12-31
[10 empty] | 10026 | Tom G Smith:MU5 | Lake Worth Utilities | 12460 | 2000 | 1965-12-01 | 2050-12-31
[10 empty] | 10027 | Tom G Smith:S3 | Lake Worth Utilities | 14269 | 22000 | 1967-11-01 | 2050-12-31
[10 empty] | 10028 | Tomahawk (WPSC):All | Wisconsin Public Service Corp | 0 | 2400 | 1938-01-03 | 2050-12-31
[10 empty] | 10029 | Tomoka Farms:1 | Florida Power & Light Co | 10000 | 3800 | 1998-07-01 | 2050-12-31
[10 empty] | 10030 | Tony & Linda Busen Wind:WT | Tony & Linda Busen | 1000 | 10 | 2007-11-30 | 2050-12-31
[10 empty] | 10031 | Top Crop Wind Farm:WT1 68 | Blackstone Wind Farm LLC | 1000 | 102000 | 2009-10-31 | 2050-12-31
[10 empty] | 10032 | Top Crop Wind Farm:WT69 200 | Blackstone Wind Farm II LLC | 1000 | 198000 | 2010-10-31 | 2050-12-31
[10 empty] | 10033 | Top of Iowa Wind Farm II:WT1 48 | Northern Iowa Windpower II LLC | 1000 | 79200 | 2008-02-20 | 2050-12-31
[10 empty] | 10034 | Top of Iowa Wind Farm III:WT1 18 | Madison Gas & Electric Co | 1000 | 29700 | 2008-05-01 | 2050-12-31
[10 empty] | 10035 | Top of Iowa Windfarm:WT1 89 | Northern Iowa Windpower LLC | 1000 | 80000 | 2001-11-30 | 2050-12-31
[10 empty] | 10036 | Toromont:1 | Toromont Energy Ltd | 10000 | 925 | 1999-08-23 | 2050-12-31
[10 empty] | 10037 | Toromont:2 | Toromont Energy Ltd | 10000 | 925 | 1999-08-23 | 2050-12-31
[10 empty] | 10038 | Toromont:3 | Toromont Energy Ltd | 10000 | 925 | 1999-08-23 | 2050-12-31
[10 empty] | 10039 | Toromont:4 | Toromont Energy Ltd | 10000 | 925 | 1999-08-23 | 2050-12-31
[10 empty] | 10040 | Toromont:5 | Toromont Energy Ltd | 9000 | 925 | 2007-05-18 | 2050-12-31
[10 empty] | 10041 | Torrington:UN10 | CT Jet Power LLC | 12716 | 15638 | 1967-11-01 | 2050-12-31
[10 empty] | 10042 | Toulnustouc Power Station:HY1 | Hydro Quebec | 0 | 247010 | 2005-06-03 | 2050-12-31
[10 empty] | 10043 | Toulnustouc Power Station:HY2 | Hydro Quebec | 0 | 247010 | 2005-07-01 | 2050-12-31
[10 empty] | 10044 | Toutant:1 | Toutant Hydro Power Inc | 0 | 200 | 1994-02-01 | 2050-12-31
[10 empty] | 10045 | Tower Hydro:All | Wolverine Power Supply Coop Inc | 0 | 500 | 1917-01-01 | 2050-12-31
[10 empty] | 10046 | Tower:2 | Wolverine Power Supply Coop Inc | 9800 | 1200 | 1948-01-01 | 2050-12-31
[10 empty] | 10047 | Tower:3 | Wolverine Power Supply Coop Inc | 9800 | 1200 | 1951-01-01 | 2050-12-31
[10 empty] | 10048 | Tower:GT4 | Wolverine Power Supply Coop Inc | 14800 | 18000 | 1971-03-01 | 2050-12-31
[10 empty] | 10049 | Tower:IC1 | Wolverine Power Supply Coop Inc | 9800 | 1200 | 1948-01-01 | 2050-12-31
[10 empty] | 10050 | Townsend Hydro:All | Beaver Falls Municipal Authority | 0 | 2000 | 1987-10-01 | 2050-12-31
[10 empty] | 10051 | Tracy:1 | Hydro Quebec | 11278 | 150000 | 1964-07-01 | 2050-12-31
[10 empty] | 10052 | Tracy:2 | Hydro Quebec | 11223 | 150000 | 1965-05-01 | 2050-12-31
[10 empty] | 10053 | Tracy:3 | Hydro Quebec | 11068 | 150000 | 1967-09-01 | 2050-12-31
[10 empty] | 10054 | Tracy:4 | Hydro Quebec | 11046 | 150000 | 1968-01-01 | 2050-12-31
[10 empty] | 10055 | Traer East:IC1 | Traer Municipal Utilities | 10439 | 2000 | 2004-03-01 | 2050-12-31
[10 empty] | 10056 | Traer East:IC2 | Traer Municipal Utilities | 10439 | 2000 | 2004-03-01 | 2050-12-31
[10 empty] | 10057 | Traer South:5 | Traer Municipal Utilities | 10492 | 1800 | 2001-04-01 | 2050-12-31
[10 empty] | 10058 | Trail Ridge Landfill:IC1 | Trail Ridge Energy LLC | 9000 | 1500 | 2008-12-13 | 2050-12-31
[10 empty] | 10059 | Trail Ridge Landfill:IC2 | Trail Ridge Energy LLC | 9000 | 1500 | 2008-12-13 | 2050-12-31
[10 empty] | 10060 | Trail Ridge Landfill:IC3 | Trail Ridge Energy LLC | 9000 | 1500 | 2008-12-13 | 2050-12-31
[10 empty] | 10061 | Trail Ridge Landfill:IC4 | Trail Ridge Energy LLC | 9000 | 1500 | 2008-12-13 | 2050-12-31
[10 empty] | 10062 | Trail Ridge Landfill:IC5 | Trail Ridge Energy LLC | 9000 | 1500 | 2008-12-13 | 2050-12-31
[10 empty] | 10063 | Trail Ridge Landfill:IC6 | Trail Ridge Energy LLC | 9000 | 1500 | 2008-12-13 | 2050-12-31
[10 empty] | 10064 | Trail Road Landfill Gas:IC1 | Energy Ottawa | 9000 | 1060 | 2007-01-31 | 2050-12-31
[10 empty] | 10065 | Trail Road Landfill Gas:IC2 | Energy Ottawa | 9000 | 1060 | 2007-01-31 | 2050-12-31
[10 empty] | 10066 | Trail Road Landfill Gas:IC3 | Energy Ottawa | 9000 | 1060 | 2007-01-31 | 2050-12-31
[10 empty] | 10067 | Trail Road Landfill Gas:IC4 | Energy Ottawa | 9000 | 1060 | 2007-01-31 | 2050-12-31
[10 empty] | 10068 | Trail Road Landfill Gas:IC5 | Energy Ottawa | 9000 | 1060 | 2007-01-31 | 2050-12-31
[10 empty] | 10069 | Treasure Coast Energy Center:CC | Florida Municipal Power Agency | 7117 | 318000 | 2008-05-31 | 2050-12-31
[10 empty] | 10070 | Trego:All | Northern States Power Co (Wisconsin) | 0 | 1500 | 1927-01-03 | 2050-12-31
[10 empty] | 10071 | Trenche:1 | Hydro Quebec | 0 | 48550 | 1983-10-01 | 2050-12-31
[10 empty] | 10072 | Trenche:2 | Hydro Quebec | 0 | 48550 | 1984-08-01 | 2050-12-31
[10 empty] | 10073 | Trenche:3 | Hydro Quebec | 0 | 48550 | 1991-11-01 | 2050-12-31
[10 empty] | 10074 | Trenche:4 | Hydro Quebec | 0 | 48550 | 1992-12-01 | 2050-12-31
[10 empty] | 10075 | Trenche:5 | Hydro Quebec | 0 | 48550 | 1985-07-01 | 2050-12-31
[10 empty] | 10076 | Trenche:6 | Hydro Quebec | 0 | 48550 | 1982-03-01 | 2050-12-31
[10 empty] | 10077 | Trent Rapids Hydroelectric Generating Station:All | Trent Rapids Power Corp | 0 | 8000 | 2009-12-31 | 2050-12-31
[10 empty] | 10078 | Trent Valley Cogeneration Plant:IC1 | Toromont Energy Ltd | 11224 | 3600 | 2000-11-01 | 2050-12-31
[10 empty] | 10079 | Trent Valley Cogeneration Plant:IC2 | Toromont Energy Ltd | 11224 | 3600 | 2000-11-01 | 2050-12-31
[10 empty] | 10080 | Trenton (NE):240 | Trenton NE (City of) | 12192 | 200 | 1936-01-03 | 2050-12-31
[10 empty] | 10081 | Trenton (NE):375 | Trenton NE (City of) | 11976 | 250 | 1947-01-03 | 2050-12-31
[10 empty] | 10082 | Trenton (NE):561 | Trenton NE (City of) | 11842 | 400 | 1952-01-03 | 2050-12-31
2016 | 2016 | 2016 |  | 2019 | 2021 |  | 2017 |  |  | 10083 | Trenton Channel:7 | Detroit Edison Co (The) | 10000 | 110000 | 1949-06-01 | 2050-12-31 | W
2016 | 2016 | 2016 |  | 2019 | 2021 |  | 2017 |  |  | 10084 | Trenton Channel:8 | Detroit Edison Co (The) | 10828 | 100000 | 1950-02-01 | 2050-12-31 | W
| 2016 |  |  | 2016 | 2019 |  | 2017 |  |  | 10085 | Trenton Channel:9 | Detroit Edison Co (The) | 9585 | 520000 | 1968-01-01 | 2050-12-31 | W
[10 empty] | 10086 | Trenton Diesel:All | Trenton Municipal Utilities | 10500 | 4600 | 1937-01-03 | 2050-12-31
[10 empty] | 10087 | Trenton Falls:All | Brookfield Renewable Power Inc | 0 | 27900 | 1919-01-01 | 2050-12-31
[10 empty] | 10088 | Trenton Peaking:All | Trenton Municipal Utilities | 10000 | 13500 | 1974-06-01 | 2050-12-31
[10 empty] | 10089 | Trenton Solar Farm:PV1 | Public Service Electric & Gas Co | 1000 | 1300 | 2010-12-31 | 2050-12-31
[10 empty] | 10090 | Trenton South:All | Dean Machinery | 10506 | 13200 | 2000-07-01 | 2050-12-31
2016 | 2016 | 2016 |  | 2018 | 2021 |  | 2017 |  |  | 10091 | Trenton:5A | Nova Scotia Power | 10480 | 150000 | 2009-11-20 | 2050-12-31 | W
2016 | 2016 | 2016 |  | 2018 | 2021 |  | 2017 |  |  | 10092 | Trenton:6 | Nova Scotia Power | 10634 | 157000 | 1991-01-01 | 2050-12-31 | W
[10 empty] | 10093 | Tretheway Falls:1 | Ontario Power Generation Inc | 0 | 1740 | 1929-09-01 | 2050-12-31
[10 empty] | 10094 | Trigen Nassau:CC | Trigen Nassau Energy Corp | 8073 | 43900 | 1991-03-01 | 2050-12-31
[10 empty] | 10095 | Trigen Oklahoma City:CR4 | Unknown | 12532 | 430 | 1992-06-01 | 2050-12-31
[10 empty] | 10096 | Trigen Oklahoma City:All | Unknown | 16386 | 580 | 1972-06-01 | 2050-12-31
[10 empty] | 10097 | Trigen Peoples District:GEN1 | Trigen Peoples District Energy Co | 11813 | 1100 | 1997-01-01 | 2050-12-31
[10 empty] | 10098 | Trigen Peoples District:GEN2 | Trigen Peoples District Energy Co | 11813 | 1100 | 1997-01-01 | 2050-12-31
[10 empty] | 10099 | Trigen Peoples District:GEN3 | Trigen Peoples District Energy Co | 11813 | 1100 | 1997-01-01 | 2050-12-31
[10 empty] | 10100 | Trigen Revere:GEN1 | Trigen Boston Energy Corp | 10225 | 2500 | 2004-03-01 | 2050-12-31
[10 empty] | 10101 | Trigen Revere:GEN2 | Trigen Boston Energy Corp | 10225 | 2500 | 2004-03-01 | 2050-12-31
[10 empty] | 10102 | Trigen St Louis:4 | Trigen St Louis Energy Corp | 7904 | 1500 | 2000-06-01 | 2050-12-31
[10 empty] | 10103 | Trigen St Louis:5 | Trigen St Louis Energy Corp | 7904 | 1500 | 2000-06-01 | 2050-12-31
[10 empty] | 10104 | Trigen St Louis:CT-1 | Trigen St Louis Energy Corp | 7917 | 4800 | 1999-07-19 | 2050-12-31
[10 empty] | 10105 | Trigen St Louis:CT-2 | Trigen St Louis Energy Corp | 7917 | 5000 | 1999-07-19 | 2050-12-31
[10 empty] | 10106 | Trigen St Louis:ST-3 | Trigen St Louis Energy Corp | 11364 | 18000 | 2000-06-01 | 2050-12-31
2017 | 2017 | 2017 |  | 2019 | 2021 |  | 2017 |  |  | 10107 | Trigen Syracuse Energy Corp:GEN1 | Syracuse Energy Corp | 10000 | 61700 | 1991-08-01 | 2050-12-31 | W
2017 | 2017 | 2017 |  | 2021 | 2021 |  | 2017 |  |  | 10108 | Trigen Syracuse Energy Corp:GEN2 | Syracuse Energy Corp | 10000 | 11000 | 2002-07-01 | 2050-12-31 | W
[10 empty] | 10109 | Trigen Trenton:7213 | Trigen Trenton Energy Co | 9827 | 6000 | 1983-12-01 | 2050-12-31
[10 empty] | 10110 | Trigen Trenton:7214 | Trigen Trenton Energy Co | 9827 | 6000 | 1983-12-01 | 2050-12-31
|  |  | 2016 |  | 2016 |  | 2017 |  |  | 10111 | Trimble Station (LGE):1 | Louisville Gas & Electric Co | 9567 | 511000 | 1990-12-01 | 2050-12-31 | E
[10 empty] | 10112 | Trimble Station (LGE):5 | Kentucky Utilities Co | 11009 | 160000 | 2002-06-01 | 2050-12-31
[10 empty] | 10113 | Trimble Station (LGE):6 | Kentucky Utilities Co | 10650 | 160000 | 2002-06-01 | 2050-12-31
[10 empty] | 10114 | Trimble Station (LGE):7 | Kentucky Utilities Co | 10998 | 160000 | 2004-03-12 | 2050-12-31
[10 empty] | 10115 | Trimble Station (LGE):8 | Kentucky Utilities Co | 10932 | 160000 | 2004-03-12 | 2050-12-31
[10 empty] | 10116 | Trimble Station (LGE):GT10 | Kentucky Utilities Co | 11002 | 160000 | 2004-07-01 | 2050-12-31
[10 empty] | 10117 | Trimble Station (LGE):GT9 | Kentucky Utilities Co | 10975 | 160000 | 2004-07-01 | 2050-12-31
|  |  | 2015 |  | 2015 |  | 2017 |  |  | 10118 | Trimble Station (LGE):ST2 | Kentucky Utilities Co | 8300 | 731901 | 2010-05-18 | 2050-12-31 | E
[10 empty] | 10119 | Trimont Area Wind Farm:WT1 67 | Trimont Wind I LLC | 1000 | 100500 | 2005-11-29 | 2050-12-31
[10 empty] | 10120 | Tropicana Products Inc Bradent:GEN1 | Tropicana Products Inc | 13193 | 31000 | 1990-02-01 | 2050-12-31
[10 empty] | 10121 | Troy (OH):1 | Troy Energy LLC | 10598 | 146000 | 2002-06-21 | 2050-12-31
[10 empty] | 10122 | Troy (OH):2 | Troy Energy LLC | 10598 | 146000 | 2002-06-21 | 2050-12-31
[10 empty] | 10123 | Troy (OH):3 | Troy Energy LLC | 10598 | 146000 | 2002-06-21 | 2050-12-31
[10 empty] | 10124 | Troy (OH):4 | Troy Energy LLC | 10598 | 146000 | 2002-06-21 | 2050-12-31
[10 empty] | 10125 | Truman:All | Truman Public Utilities Commission | 9630 | 7860 | 1938-09-01 | 2050-12-31
[10 empty] | 10126 | Trussler Chute:1 | Trout Creek Power | 0 | 400 | 1990-01-01 | 2050-12-31
[10 empty] | 10127 | Tsar Nicholas LLC:TN30 | Northern Alternative Energy | 1000 | 1900 | 2001-02-13 | 2050-12-31
[10 empty] | 10128 | Tuckasegee:1 | Duke Energy Carolinas | 0 | 2500 | 1950-05-01 | 2050-12-31
[10 empty] | 10129 | Tuckertown (NC):All | Alcoa Power Generating Inc | 0 | 39000 | 1962-04-01 | 2050-12-31
[10 empty] | 10130 | Tucumcari:3 | Southwestern Public Service Co | 10748 | 1000 | 1975-01-01 | 2050-12-31
[10 empty] | 10131 | Tucumcari:9 | Southwestern Public Service Co | 10780 | 5000 | 1977-01-01 | 2050-12-31
[10 empty] | 10132 | Tufts Cove:1 | Nova Scotia Power | 11663 | 81000 | 1965-01-01 | 2050-12-31
[10 empty] | 10133 | Tufts Cove:2 | Nova Scotia Power | 11393 | 93000 | 1972-01-01 | 2050-12-31
[10 empty] | 10134 | Tufts Cove:3 | Nova Scotia Power | 10588 | 147000 | 1976-01-01 | 2050-12-31
[10 empty] | 10135 | Tufts Cove:GT1 | Nova Scotia Power | 9454 | 47000 | 2003-11-01 | 2050-12-31
[10 empty] | 10136 | Tufts Cove:GT2 | Nova Scotia Power | 9454 | 47000 | 2005-01-18 | 2050-12-31
[10 empty] | 10137 | Tugalo:All | Georgia Power Co | 0 | 52000 | 1923-10-01 | 2050-12-31
[10 empty] | 10138 | Tulsa:2 | Public Service Co of Oklahoma | 10847 | 150000 | 1956-11-01 | 2050-12-31
[10 empty] | 10139 | Tulsa:3 | Public Service Co of Oklahoma | 14649 | 65000 | 1948-01-01 | 2050-12-31
[10 empty] | 10140 | Tulsa:4 | Public Service Co of Oklahoma | 12419 | 155000 | 1958-04-01 | 2050-12-31
[10 empty] | 10141 | Tulsa:IC1 | Public Service Co of Oklahoma | 10500 | 8300 | 1967-04-01 | 2050-12-31
[10 empty] | 10142 | Tunis:CC | EPCOR Power LP | 7481 | 60000 | 1995-01-01 | 2050-12-31
[10 empty] | 10143 | Tunnel:All | FirstLight Hydro Generating Co LLC | 0 | 17410 | 1919-01-01 | 2050-12-31
[10 empty] | 10144 | Tunnel:10 | FirstLight Hydro Generating Co LLC | 13058 | 15890 | 1969-01-01 | 2050-12-31
[10 empty] | 10145 | Tupperware:All | Blackstone Hydro Corp | 0 | 1520 | 1984-01-01 | 2050-12-31
[10 empty] | 10146 | Turkey Point:3 | Florida Power & Light Co | 10500 | 693000 | 1972-12-01 | 2050-12-31
[10 empty] | 10147 | Turkey Point:4 | Florida Power & Light Co | 10500 | 693000 | 1973-09-01 | 2050-12-31
[10 empty] | 10148 | Turkey Point:CC | Florida Power & Light Co | 6978 | 1144000 | 2007-05-01 | 2050-12-31
[10 empty] | 10149 | Turkey Point:ST1 | Florida Power & Light Co | 9509 | 396000 | 1967-04-01 | 2050-12-31
[10 empty] | 10150 | Turkey Point:ST2 | Florida Power & Light Co | 9798 | 392000 | 1968-04-01 | 2050-12-31
[10 empty] | 10151 | Turner Shoals:All | Northbrook Carolina Hydro LLC | 0 | 5400 | 1925-12-01 | 2050-12-31
[10 empty] | 10152 | Turners Falls:All | FirstLight Hydro Generating Co LLC | 0 | 6400 | 1913-01-01 | 2050-12-31
[10 empty] | 10153 | Turnkey Landfill Gas Recovery:GEN1 | Bio Energy Partners | 10000 | 782 | 1992-02-01 | 2050-12-31
[10 empty] | 10154 | Turnkey Landfill Gas Recovery:GEN2 | Bio Energy Partners | 10000 | 800 | 1992-02-01 | 2050-12-31
[10 empty] | 10155 | Turnkey Landfill Gas Recovery:GEN3 | Bio Energy Partners | 10000 | 800 | 1992-02-01 | 2050-12-31
[10 empty] | 10156 | Turnkey Landfill Gas Recovery:GEN4 | Bio Energy Partners | 10000 | 782 | 1993-09-01 | 2050-12-31
[10 empty] | 10157 | Turnkey Landfill Gas Recovery:GEN5 | Bio Energy Partners | 10000 | 2900 | 1997-12-01 | 2050-12-31
[10 empty] | 10158 | Turnkey Landfill Gas Recovery:GEN6 | Bio Energy Partners | 10000 | 2900 | 1997-12-01 | 2050-12-31
[10 empty] | 10159 | Tuscarora Landfill:1 | INGENCO | 9000 | 300 | 2007-08-31 | 2050-12-31
[10 empty] | 10160 | Tuscarora Landfill:10 | INGENCO | 9000 | 300 | 2007-08-31 | 2050-12-31
[10 empty] | 10161 | Tuscarora Landfill:11 | INGENCO | 9000 | 300 | 2007-08-31 | 2050-12-31
[10 empty] | 10162 | Tuscarora Landfill:12 | INGENCO | 9000 | 300 | 2007-08-31 | 2050-12-31
[10 empty] | 10163 | Tuscarora Landfill:2 | INGENCO | 9000 | 300 | 2007-08-31 | 2050-12-31
[10 empty] | 10164 | Tuscarora Landfill:3 | INGENCO | 9000 | 300 | 2007-08-31 | 2050-12-31
[10 empty] | 10165 | Tuscarora Landfill:4 | INGENCO | 9000 | 300 | 2007-08-31 | 2050-12-31
[10 empty] | 10166 | Tuscarora Landfill:5 | INGENCO | 9000 | 300 | 2007-08-31 | 2050-12-31
[10 empty] | 10167 | Tuscarora Landfill:6 | INGENCO | 9000 | 300 | 2007-08-31 | 2050-12-31
[10 empty] | 10168 | Tuscarora Landfill:7 | INGENCO | 9000 | 300 | 2007-08-31 | 2050-12-31
[10 empty] | 10169 | Tuscarora Landfill:8 | INGENCO | 9000 | 300 | 2007-08-31 | 2050-12-31
[10 empty] | 10170 | Tuscarora Landfill:9 | INGENCO | 9000 | 300 | 2007-08-31 | 2050-12-31
2017 | 2017 | 2017 |  | 2021 | 2021 |  | 2017 |  |  | 10171 | Tuscola:TG1 | SUEZ DEGS Tuscola | 12319 | 1740 | 1953-06-01 | 2050-12-31 | W
2017 | 2017 | 2017 |  | 2021 | 2021 |  | 2017 |  |  | 10172 | Tuscola:TG2 | SUEZ DEGS Tuscola | 12319 | 5120 | 1953-06-01 | 2050-12-31 | W
[10 empty] | 10173 | Tuscola:TG3 | SUEZ DEGS Tuscola | 11501 | 3590 | 2001-01-01 | 2050-12-31
[10 empty] | 10174 | Tusket GT:1 | Nova Scotia Power | 15788 | 21000 | 1971-01-01 | 2050-12-31
[10 empty] | 10175 | Tusket Hydro:All | Nova Scotia Power | 0 | 2700 | 1929-01-01 | 2050-12-31
[10 empty] | 10176 | Tuxedo:All | Duke Energy Carolinas | 0 | 6400 | 1920-06-01 | 2050-12-31
[10 empty] | 10177 | Twin Branch:All | Indiana Michigan Power Co | 0 | 5441 | 1989-05-01 | 2050-12-31
[10 empty] | 10178 | Twin Bridges Gas Recovery:GEN1 | Wabash Valley Power Association Inc | 10000 | 800 | 1994-10-01 | 2050-12-31
[10 empty] | 10179 | Twin Bridges Gas Recovery:GEN10 | Wabash Valley Power Association Inc | 9000 | 800 | 2009-01-01 | 2050-12-31
[10 empty] | 10180 | Twin Bridges Gas Recovery:GEN11 | Wabash Valley Power Association Inc | 9000 | 800 | 2009-01-01 | 2050-12-31
[10 empty] | 10181 | Twin Bridges Gas Recovery:GEN12 | Wabash Valley Power Association Inc | 9000 | 800 | 2009-01-01 | 2050-12-31
[10 empty] | 10182 | Twin Bridges Gas Recovery:GEN2 | Wabash Valley Power Association Inc | 10000 | 800 | 1994-10-01 | 2050-12-31
[10 empty] | 10183 | Twin Bridges Gas Recovery:GEN3 | Wabash Valley Power Association Inc | 10000 | 800 | 1994-10-01 | 2050-12-31
[10 empty] | 10184 | Twin Bridges Gas Recovery:GEN4 | Wabash Valley Power Association Inc | 10000 | 800 | 1994-10-01 | 2050-12-31
[10 empty] | 10185 | Twin Bridges Gas Recovery:GEN5 | Wabash Valley Power Association Inc | 9000 | 800 | 2002-07-01 | 2050-12-31
[10 empty] | 10186 | Twin Bridges Gas Recovery:GEN6 | Wabash Valley Power Association Inc | 9000 | 800 | 2002-07-01 | 2050-12-31
[10 empty] | 10187 | Twin Bridges Gas Recovery:GEN7 | Wabash Valley Power Association Inc | 9000 | 800 | 2002-07-01 | 2050-12-31
[10 empty] | 10188 | Twin Bridges Gas Recovery:GEN8 | Wabash Valley Power Association Inc | 9000 | 800 | 2002-07-01 | 2050-12-31
[10 empty] | 10189 | Twin Bridges Gas Recovery:GEN9 | Wabash Valley Power Association Inc | 9000 | 800 | 2009-01-01 | 2050-12-31
[10 empty] | 10190 | Twin Bridges II:IC1 | Wabash Valley Power Association Inc | 9000 | 800 | 2004-01-01 | 2050-12-31
[10 empty] | 10191 | Twin Bridges II:IC2 | Wabash Valley Power Association Inc | 9000 | 800 | 2004-01-01 | 2050-12-31
[10 empty] | 10192 | Twin Bridges II:IC3 | Wabash Valley Power Association Inc | 9000 | 800 | 2004-01-01 | 2050-12-31
[10 empty] | 10193 | Twin Bridges II:IC4 | Wabash Valley Power Association Inc | 9000 | 800 | 2004-01-01 | 2050-12-31
[10 empty] | 10194 | Twin City:All | Twin Cities Hydro LLC | 0 | 18000 | 1924-10-01 | 2050-12-31
[10 empty] | 10195 | Twin Falls (MI):All | Wisconsin Electric Power Co | 0 | 4800 | 1913-01-01 | 2050-12-31
[10 empty] | 10196 | Twin Falls Facility:All | Abitibi Consolidated Co of Canada | 0 | 27520 | 1921-01-01 | 2050-12-31
[10 empty] | 10197 | Twin Groves I Wind Farm:WT1 120 | High Trail Wind Farm LLC | 1000 | 198000 | 2007-03-01 | 2050-12-31
[10 empty] | 10198 | Twin Groves II Wind Farm:WT1 120 | Old Trail Wind Farm LLC | 1000 | 198000 | 2007-09-28 | 2050-12-31
[10 empty] | 10199 | Twin Lake Hills LLC:TL30 | Northern Alternative Energy | 1000 | 1900 | 2000-12-29 | 2050-12-31
[10 empty] | 10200 | Twin Oaks Landfill:IC1 | Iredell Transmission LLC | 9000 | 1300 | 2008-08-01 | 2050-12-31
[10 empty] | 10201 | Twin Oaks Landfill:IC2 | Iredell Transmission LLC | 9000 | 1300 | 2008-08-01 | 2050-12-31
[10 empty] | 10202 | Twine Mill:2 | Kennebunk Light & Power District | 0 | 200 | 1981-03-01 | 2050-12-31
[10 empty] | 10203 | Two Harbors:3 | Two Harbors MN (City of) | 11027 | 1900 | 1972-03-01 | 2050-12-31
[10 empty] | 10204 | Two Pine Gas Recovery:IC1 | WM Renewable Energy LLC | 9000 | 800 | 2006-10-01 | 2050-12-31
[10 empty] | 10205 | Two Pine Gas Recovery:IC2 | WM Renewable Energy LLC | 9000 | 800 | 2006-10-01 | 2050-12-31
[10 empty] | 10206 | Two Pine Gas Recovery:IC3 | WM Renewable Energy LLC | 9000 | 800 | 2006-10-01 | 2050-12-31
[10 empty] | 10207 | Two Pine Gas Recovery:IC4 | WM Renewable Energy LLC | 9000 | 800 | 2006-10-01 | 2050-12-31
[10 empty] | 10208 | Two Pine Gas Recovery:IC5 | WM Renewable Energy LLC | 9000 | 800 | 2006-10-01 | 2050-12-31
[10 empty] | 10209 | Two Pine Gas Recovery:IC6 | WM Renewable Energy LLC | 9000 | 800 | 2006-10-01 | 2050-12-31
[10 empty] | 10210 | Ty Cooke:1 | Lubbock Power & Light Dept | 11763 | 44000 | 1965-06-01 | 2050-12-31
[10 empty] | 10211 | Ty Cooke:2 | Lubbock Power & Light Dept | 13111 | 48000 | 1978-06-01 | 2050-12-31
[10 empty] | 10212 | Ty Cooke:GT1 | Lubbock Power & Light Dept | 17500 | 11000 | 1964-04-01 | 2050-12-31
[10 empty] | 10213 | Ty Cooke:GT2 | Lubbock Power & Light Dept | 17200 | 16000 | 1971-06-01 | 2050-12-31
[10 empty] | 10214 | Ty Cooke:GT3 | Lubbock Power & Light Dept | 14100 | 16000 | 1974-07-01 | 2050-12-31
2017 | 2017 | 2017 |  | 2019 | 2021 |  | 2017 |  |  | 10215 | Tyrone (KY):3 | Kentucky Utilities Co | 12759 | 71000 | 1953-07-01 | 2050-12-31 | W
|  |  | 2017 |  | 2017 |  | 2017 |  |  | 10216 | Tyrone (PA):TG3 | American Eagle Paper Mills | 12649 | 2500 | 1929-01-01 | 2050-12-31 | E
|  |  | 2017 |  | 2017 |  | 2017 |  |  | 10217 | Tyrone (PA):TG4 | American Eagle Paper Mills | 12621 | 4500 | 1930-01-01 | 2050-12-31 | E
|  |  | 2017 |  | 2017 |  | 2017 |  |  | 10218 | Tyrone (PA):TG5 | American Eagle Paper Mills | 12558 | 3000 | 1936-01-01 | 2050-12-31 | E
|  |  | 2017 |  | 2017 |  | 2017 |  |  | 10219 | Tyrone (PA):TG6 | American Eagle Paper Mills | 12251 | 7030 | 1958-01-01 | 2050-12-31 | E
[10 empty] | 10220 | U S Agri Chemicals Fort Meade:T/G | U S Agri Chemicals Corp | 11000 | 32000 | 1982-12-01 | 2050-12-31
[10 empty] | 10221 | U S Alliance Coosa Pines:7 | Bowater Newsprint Coosa Pines Operations | 9913 | 15000 | 2007-11-30 | 2050-12-31
2017 | 2017 | 2017 |  | 2021 | 2021 |  | 2017 |  |  | 10222 | U S Alliance Coosa Pines:AOW1 | Bowater Newsprint Coosa Pines Operations | 12468 | 4690 | 1942-01-01 | 2050-12-31 | W
2017 | 2017 | 2017 |  | 2021 | 2021 |  | 2017 |  |  | 10223 | U S Alliance Coosa Pines:AOW2 | Bowater Newsprint Coosa Pines Operations | 12468 | 4690 | 1942-01-01 | 2050-12-31 | W
2017 | 2017 | 2017 |  | 2021 | 2021 |  | 2017 |  |  | 10224 | U S Alliance Coosa Pines:AOW4 | Bowater Newsprint Coosa Pines Operations | 12468 | 4690 | 1942-01-01 | 2050-12-31 | W
2017 | 2017 | 2017 |  | 2021 | 2021 |  | 2017 |  |  | 10225 | U S Alliance Coosa Pines:AOW5 | Bowater Newsprint Coosa Pines Operations | 12468 | 4690 | 1942-01-01 | 2050-12-31 | W
[10 empty] | 10226 | U S Alliance Coosa Pines:AOW6 | Bowater Newsprint Coosa Pines Operations | 14992 | 11630 | 1968-01-01 | 2050-12-31
[10 empty] | 10227 | U S Gypsum Oakfield:GEN1 | U S Gypsum Co | 13540 | 4930 | 1986-04-01 | 2050-12-31
[10 empty] | 10228 | Ubly:All | Thumb Electric Coop Michigan | 12036 | 10760 | 1938-06-01 | 2050-12-31
[10 empty] | 10229 | Ubly:6 | Thumb Electric Coop Michigan | 11600 | 1500 | 1993-11-01 | 2050-12-31
[10 empty] | 10230 | Uilk Wind Farm:WT1 3 | Uilk Wind Farm LLC | 1000 | 4500 | 2009-12-31 | 2050-12-31
[10 empty] | 10231 | Umbata Hydroelectric Project:All | Begetekong Power Corp | 0 | 23000 | 2008-12-29 | 2050-12-31
[10 empty] | 10232 | UMCP CHP Plant:1 | Trigen Cinergy Solutions College Park | 10863 | 11000 | 2003-06-01 | 2050-12-31
[10 empty] | 10233 | UMCP CHP Plant:2 | Trigen Cinergy Solutions College Park | 10863 | 11000 | 2003-06-01 | 2050-12-31
[10 empty] | 10234 | UMCP CHP Plant:3 | Trigen Cinergy Solutions College Park | 11412 | 5400 | 2003-07-01 | 2050-12-31
|  |  | 2017 |  | 2017 |  | 2017 |  |  | 10235 | UNC Chapel Hill Cogeneration:ST1 | University of North Carolina | 11674 | 28700 | 1991-07-01 | 2050-12-31 | E
[10 empty] | 10236 | Uncle Sam:GEN1 | Imc Phosphates Co | 12000 | 10230 | 1968-01-01 | 2050-12-31
[10 empty] | 10237 | Uncle Sam:GEN2 | Imc Phosphates Co | 12000 | 10230 | 1968-01-01 | 2050-12-31
[10 empty] | 10238 | Ungemach Solar:PV | Ed Ungemach | 1000 | 4 | 2008-11-01 | 2050-12-31
|  |  | 2017 |  | 2017 |  | 2017 |  |  | 10239 | Union Carbide South Charleston:GEN8 | Union Carbide C & P Charleston | 12314 | 5580 | 1953-11-01 | 2050-12-31 | E
[10 empty] | 10240 | Union City:All | Union City MI (City of) | 12072 | 900 | 1941-01-03 | 2050-12-31
[10 empty] | 10241 | Union County Resource Recovery:GEN1 | Union County Utilities Authority | 11565 | 37500 | 1994-02-01 | 2050-12-31
[10 empty] | 10242 | Union Falls:All | Union Falls Hydropower LP | 0 | 1320 | 1987-12-01 | 2050-12-31
[10 empty] | 10243 | Union Power:CC1 | Union Power Partners LP | 7808 | 505000 | 2003-01-27 | 2050-12-31
[10 empty] | 10244 | Union Power:CC2 | Union Power Partners LP | 7808 | 505000 | 2003-04-18 | 2050-12-31
[10 empty] | 10245 | Union Power:CC3 | Union Power Partners LP | 7808 | 505000 | 2003-05-10 | 2050-12-31
[10 empty] | 10246 | Union Power:CC4 | Union Power Partners LP | 7808 | 505000 | 2003-06-19 | 2050-12-31
[10 empty] | 10247 | Union Village Dam:1 | Northeast Utilities | 0 | 0 | 1985-04-01 | 2050-12-31
[10 empty] | 10248 | Unionville (ASSELECCOOP):1 | Associated Electric Coop Inc | 14500 | 22500 | 1976-06-01 | 2050-12-31
[10 empty] | 10249 | Unionville (ASSELECCOOP):2 | Associated Electric Coop Inc | 14500 | 22500 | 1976-06-01 | 2050-12-31
[10 empty] | 10250 | Unionville (City):All | Unionville MO (City of) | 10036 | 8000 | 1970-12-01 | 2050-12-31
[10 empty] | 10251 | Unionville Hydro Project 2499 (NY):HY1 | Brookfield Power Corp | 0 | 2900 | 1984-07-01 | 2050-12-31
[10 empty] | 10252 | United Health Care:All | Northern States Power Co (Minnesota) | 12600 | 3660 | 1993-07-01 | 2050-12-31
[10 empty] | 10253 | United Hospital:All | Northern States Power Co (Minnesota) | 12600 | 4800 | 1992-10-01 | 2050-12-31
[10 empty] | 10254 | United Water:GEN1 | PPL Renewable Energy | 10417 | 2000 | 2004-12-01 | 2050-12-31
[10 empty] | 10255 | United Water:GEN2 | PPL Renewable Energy | 10417 | 2000 | 2004-12-01 | 2050-12-31
[10 empty] | 10256 | United Water:GEN3 | PPL Renewable Energy | 10417 | 2000 | 2004-12-01 | 2050-12-31
[10 empty] | 10257 | United Water:GEN4 | PPL Renewable Energy | 10417 | 2000 | 2004-12-01 | 2050-12-31
[10 empty] | 10258 | Univ Medicine Dentistry:GEN1 | University of M & D New Jersey | 13012 | 3400 | 1989-07-01 | 2050-12-31
[10 empty] | 10259 | Univ Medicine Dentistry:GEN2 | University of M & D New Jersey | 13012 | 3400 | 1989-07-01 | 2050-12-31
[10 empty] | 10260 | Univ Medicine Dentistry:GEN3 | University of M & D New Jersey | 13012 | 3400 | 1989-07-01 | 2050-12-31
[10 empty] | 10261 | Univ of Cincinnati:CC1 | University of Cincinnati | 6900 | 47000 | 2004-04-01 | 2050-12-31
[10 empty] | 10262 | Univ of Florida:P1 | Progress Energy Florida | 9500 | 46000 | 1994-01-01 | 2050-12-31
[10 empty] | 10263 | Univ of Illinois Abbott:T1 | University of Illinois | 13858 | 3000 | 1940-11-01 | 2050-12-31
|  |  | 2017 |  | 2017 |  | 2017 | 2013 | 0.93232 | 10264 | Univ of Illinois Abbott:T10 | University of Illinois | 10000 | 12500 | 2004-08-01 | 2050-12-31 | E
|  |  | 2017 |  | 2017 |  | 2017 | 2013 | 0.93232 | 10265 | Univ of Illinois Abbott:T11 | University of Illinois | 10000 | 12500 | 2004-06-01 | 2050-12-31 | E
|  |  | 2017 |  | 2017 |  | 2017 | 2013 | 0.93232 | 10266 | Univ of Illinois Abbott:T12 | University of Illinois | 10000 | 7000 | 2004-04-01 | 2050-12-31 | E
[10 empty] | 10267 | Univ of Illinois Abbott:T2 | University of Illinois | 13858 | 3000 | 1940-11-01 | 2050-12-31
[10 empty] | 10268 | Univ of Illinois Abbott:T3 | University of Illinois | 13550 | 3000 | 1948-11-01 | 2050-12-31
[10 empty] | 10269 | Univ of Illinois Abbott:T4 | University of Illinois | 13463 | 3000 | 1951-02-01 | 2050-12-31
|  |  | 2017 |  | 2017 |  | 2017 | 2013 | 0.93232 | 10270 | Univ of Illinois Abbott:T6 | University of Illinois | 12233 | 7500 | 1959-06-01 | 2050-12-31 | E
|  |  | 2017 |  | 2017 |  | 2017 | 2013 | 0.93232 | 10271 | Univ of Illinois Abbott:T7 | University of Illinois | 12194 | 7500 | 1962-08-01 | 2050-12-31 | E
[10 empty] | 10272 | Univ of Illinois Abbott:T8 | University of Illinois | 10834 | 13000 | 2003-09-01 | 2050-12-31
[10 empty] | 10273 | Univ of Illinois Abbott:T9 | University of Illinois | 10809 | 13000 | 2003-11-01 | 2050-12-31
[10 empty] | 10274 | Univ of Iowa Main:DG7 | University of Iowa | 10628 | 1700 | 1998-06-01 | 2050-12-31
2017 | 2017 | 2017 |  | 2021 | 2021 |  | 2017 |  |  | 10275 | Univ of Iowa Main:GEN1 | University of Iowa | 12422 | 3000 | 1947-01-01 | 2013-12-30 | W
2017 | 2017 | 2017 |  | 2021 | 2021 |  | 2017 |  |  | 10276 | Univ of Iowa Main:GEN2 | University of Iowa | 12311 | 3000 | 1956-01-01 | 2013-12-30 | W
2017 | 2017 | 2017 |  | 2021 | 2021 |  | 2017 |  |  | 10277 | Univ of Iowa Main:GEN6 | University of Iowa | 11994 | 15000 | 1974-01-01 | 2013-12-30 | W
[10 empty] | 10278 | Univ of Massachusetts Medical:All | University of Massachusetts | 13018 | 3000 | 1974-04-01 | 2050-12-31
[10 empty] | 10279 | Univ of Massachusetts Medical:GEN3 | University of Massachusetts | 11459 | 3000 | 2002-06-01 | 2050-12-31
[10 empty] | 10280 | Univ of Michigan:CC1 | University of Michigan | 8121 | 14500 | 1992-06-01 | 2050-12-31
[10 empty] | 10281 | Univ of Michigan:CC2 | University of Michigan | 8151 | 26000 | 1990-08-01 | 2050-12-31
[10 empty] | 10282 | Univ of Missouri Columbia:CC | University of Missouri Columbia | 8000 | 73500 | 2003-01-01 | 2050-12-31
[10 empty] | 10283 | Univ of Missouri Columbia:All | University of Missouri Columbia | 10471 | 3500 | 2002-05-30 | 2050-12-31
[10 empty] | 10284 | Univ of NH CHP:CG1 | University of New Hampshire | 10000 | 7900 | 2006-09-28 | 2050-12-31
2017 | 2017 | 2017 |  | 2021 | 2021 |  | 2017 |  |  | 10285 | Univ of Northern Iowa:GEN1 | University of Northern Iowa | 13000 | 7500 | 1982-11-01 | 2050-12-31 | W
2017 | 2017 | 2017 |  | 2021 | 2021 |  | 2017 |  |  | 10286 | Univ of Notre Dame:GEN1 | University of Notre Dame | 12232 | 3000 | 1962-06-01 | 2050-12-31 | W
[10 empty] | 10287 | Univ of Notre Dame:GEN10 | University of Notre Dame | 10419 | 1700 | 2006-10-01 | 2050-12-31
2017 | 2017 | 2017 |  | 2021 | 2021 |  | 2017 |  |  | 10288 | Univ of Notre Dame:GEN2 | University of Notre Dame | 12365 | 1700 | 1952-07-01 | 2050-12-31 | W
[10 empty] | 10289 | Univ of Notre Dame:GEN3 | University of Notre Dame | 11666 | 1000 | 1952-07-01 | 2050-12-31
[10 empty] | 10290 | Univ of Notre Dame:GEN4 | University of Notre Dame | 11666 | 1000 | 1952-07-01 | 2050-12-31
2017 | 2017 | 2017 |  | 2021 | 2021 |  | 2017 |  |  | 10291 | Univ of Notre Dame:GEN5 | University of Notre Dame | 12311 | 2000 | 1956-09-01 | 2050-12-31 | W
2017 | 2017 | 2017 |  | 2021 | 2021 |  | 2017 |  |  | 10292 | Univ of Notre Dame:GEN6 | University of Notre Dame | 12158 | 5000 | 1967-02-01 | 2050-12-31 | W
2017 | 2017 | 2017 |  | 2021 | 2021 |  | 2017 |  |  | 10293 | Univ of Notre Dame:GEN7 | University of Notre Dame | 10000 | 9400 | 2000-03-01 | 2050-12-31 | W
[10 empty] | 10294 | Univ of Notre Dame:GEN8 | University of Notre Dame | 10419 | 1700 | 2006-10-01 | 2050-12-31
[10 empty] | 10295 | Univ of Notre Dame:GEN9 | University of Notre Dame | 10419 | 1700 | 2006-10-01 | 2050-12-31
[10 empty] | 10296 | Univ of Oklahoma:GEN1 | University of Oklahoma | 12881 | 7500 | 1964-09-01 | 2050-12-31
[10 empty] | 10297 | Univ of Oklahoma:GEN2 | University of Oklahoma | 11546 | 2500 | 2001-01-01 | 2050-12-31
[10 empty] | 10298 | Univ of Oklahoma:GEN3 | University of Oklahoma | 13528 | 2500 | 1949-08-01 | 2050-12-31
[10 empty] | 10299 | Univ of Oklahoma:GEN4 | University of Oklahoma | 12139 | 4300 | 1985-01-01 | 2050-12-31
[10 empty] | 10300 | Univ of Oklahoma:GEN5 | University of Oklahoma | 10552 | 1800 | 2001-01-01 | 2050-12-31
[10 empty] | 10301 | University of Illinois Cogen Facility:CT1 | University of Illinois | 11772 | 6400 | 2002-01-01 | 2050-12-31
[10 empty] | 10302 | University of Illinois Cogen Facility:CT2 | University of Illinois | 11772 | 6400 | 2002-01-01 | 2050-12-31
[10 empty] | 10303 | University of Illinois Cogen Facility:CT3 | University of Illinois | 11772 | 6400 | 2002-01-01 | 2050-12-31
[10 empty] | 10304 | University of Illinois Cogen Facility:GEN1 | University of Illinois | 9620 | 6300 | 1993-04-01 | 2050-12-31
[10 empty] | 10305 | University of Illinois Cogen Facility:GEN2 | University of Illinois | 9619 | 6300 | 1993-05-01 | 2050-12-31
[10 empty] | 10306 | University of Illinois Cogen Facility:GEN3 | University of Illinois | 9941 | 3700 | 2000-07-01 | 2050-12-31
[10 empty] | 10307 | University of Illinois Cogen Facility:GEN4 | University of Illinois | 9941 | 3700 | 2000-07-01 | 2050-12-31
[10 empty] | 10308 | University of Illinois Cogen Facility:RE1 | University of Illinois | 8721 | 5500 | 2002-01-01 | 2050-12-31
[10 empty] | 10309 | University of Illinois Cogen Facility:RE2 | University of Illinois | 8721 | 5500 | 2002-01-01 | 2050-12-31
[10 empty] | 10310 | University of Illinois Cogen Facility:RE3 | University of Illinois | 8721 | 5500 | 2002-01-01 | 2050-12-31
[10 empty] | 10311 | University Park Energy:UPG1 | University Park Energy LLC | 9948 | 50000 | 2001-07-06 | 2050-12-31
[10 empty] | 10312 | University Park Energy:UPG2 | University Park Energy LLC | 9911 | 50000 | 2001-07-06 | 2050-12-31
[10 empty] | 10313 | University Park Energy:UPG3 | University Park Energy LLC | 9698 | 50000 | 2001-07-06 | 2050-12-31
[10 empty] | 10314 | University Park Energy:UPG4 | University Park Energy LLC | 9419 | 50000 | 2001-07-06 | 2050-12-31
[10 empty] | 10315 | University Park Energy:UPG5 | University Park Energy LLC | 9401 | 50000 | 2001-07-06 | 2050-12-31
[10 empty] | 10316 | University Park Energy:UPG6 | University Park Energy LLC | 9436 | 50000 | 2001-07-06 | 2050-12-31
[10 empty] | 10317 | Unocals Chunchula Plant 1:1 | Union Oil Co of California | 14523 | 460 | 1979-11-01 | 2050-12-31
[10 empty] | 10318 | Unocals Chunchula Plant 1:2 | Union Oil Co of California | 14523 | 460 | 1979-11-01 | 2050-12-31
[10 empty] | 10319 | Unocals Chunchula Plant 1:3 | Union Oil Co of California | 12381 | 390 | 1979-11-01 | 2050-12-31
[10 empty] | 10320 | Upper Androscoggin:All | Lewiston ME (City of) | 0 | 1000 | 1920-04-01 | 2050-12-31
[10 empty] | 10321 | Upper Lake Falls:All | Nova Scotia Power | 0 | 5400 | 1929-01-01 | 2050-12-31
[10 empty] | 10322 | Upper Mechanicville (Ny Nyseg):All | New York State Electric & Gas Corp | 0 | 16200 | 1983-09-01 | 2050-12-31
[10 empty] | 10323 | Upper Rock:UR1 | Illinois Electrical Generating Partners | 9000 | 1100 | 2000-04-01 | 2050-12-31
[10 empty] | 10324 | Upper Rock:UR2 | Illinois Electrical Generating Partners | 9000 | 1100 | 2000-04-01 | 2050-12-31
[10 empty] | 10325 | Upper Rock:UR3 | Illinois Electrical Generating Partners | 9000 | 1100 | 2000-04-01 | 2050-12-31
[10 empty] | 10326 | Upper Rock:UR4 | Illinois Electrical Generating Partners | 9000 | 900 | 2003-04-01 | 2050-12-31
[10 empty] | 10327 | Upper Salmon:1 | Newfoundland & Labrador Hydro | 0 | 84000 | 1983-01-19 | 2050-12-31
[10 empty] | 10328 | Upper St Croix:GEN1 | Minas Basin Pulp & Paper Ltd | 0 | 2000 | 1938-01-01 | 2050-12-31
[10 empty] | 10329 | Upper Sterling:All | Rock Falls Electrical Dept | 0 | 2000 | 1988-06-01 | 2050-12-31
[10 empty] | 10330 | Upper Weed:All | Gresham WI (Village of) | 0 | 300 | 1946-01-03 | 2050-12-31
[10 empty] | 10331 | Upstate Forever Solar:PV | Upstate Forever | 1000 | 1 | 2008-05-31 | 2050-12-31
|  |  | 2017 |  | 2017 |  | 2017 |  |  | 10332 | Urquhart:3 | South Carolina Electric & Gas Co | 9892 | 94000 | 1955-11-01 | 2050-12-31 | E
[10 empty] | 10333 | Urquhart:CC1 | South Carolina Electric & Gas Co | 7219 | 231000 | 2002-04-01 | 2050-12-31
[10 empty] | 10334 | Urquhart:CC2 | South Carolina Electric & Gas Co | 7069 | 241000 | 2002-06-01 | 2050-12-31
[10 empty] | 10335 | Urquhart:GT1 | South Carolina Electric & Gas Co | 18483 | 15000 | 1969-10-01 | 2050-12-31
[10 empty] | 10336 | Urquhart:GT2 | South Carolina Electric & Gas Co | 18183 | 14000 | 1969-08-01 | 2050-12-31
[10 empty] | 10337 | Urquhart:GT3 | South Carolina Electric & Gas Co | 20111 | 11000 | 1969-07-01 | 2050-12-31
[10 empty] | 10338 | Urquhart:GT4 | South Carolina Electric & Gas Co | 11089 | 47000 | 1999-06-01 | 2050-12-31
|  |  | 2017 |  | 2017 |  | 2017 |  |  | 10339 | US DOE SRS (D Area):HP 1 | South Carolina Electric & Gas Co | 12310 | 9400 | 1952-01-01 | 2013-12-31 | E
|  |  | 2017 |  | 2017 |  | 2017 |  |  | 10340 | US DOE SRS (D Area):HP 2 | South Carolina Electric & Gas Co | 12310 | 9400 | 1952-01-01 | 2013-12-31 | E
|  |  | 2017 |  | 2017 |  | 2017 |  |  | 10341 | US DOE SRS (D Area):HP 3 | South Carolina Electric & Gas Co | 12310 | 9400 | 1952-01-01 | 2050-12-31 | E
|  |  | 2017 |  | 2017 |  | 2017 |  |  | 10342 | US DOE SRS (D Area):LP 1 | South Carolina Electric & Gas Co | 12285 | 12500 | 1952-01-01 | 2050-12-31 | E
|  |  | 2017 |  | 2017 |  | 2017 |  |  | 10343 | US DOE SRS (D Area):LP 2 | South Carolina Electric & Gas Co | 12285 | 12500 | 1952-01-01 | 2050-12-31 | E
|  |  | 2017 |  | 2017 |  | 2017 |  |  | 10344 | US DOE SRS (D Area):LP 3 | South Carolina Electric & Gas Co | 12285 | 12500 | 1952-01-01 | 2050-12-31 | E
|  |  | 2017 |  | 2017 |  | 2017 |  |  | 10345 | US DOE SRS (D Area):LP 4 | South Carolina Electric & Gas Co | 12285 | 12500 | 1952-01-01 | 2050-12-31 | E
[10 empty] | 10346 | US Doe SRS (F Area):AB | South Carolina Electric & Gas Co | 10000 | 20000 | 2011-12-01 | 2050-12-31
[10 empty] | 10347 | Uss Corp Mon Valley Works:GEN1 | United States Steel Corp | 13472 | 28000 | 1943-06-01 | 2050-12-31
[10 empty] | 10348 | Uss Corp Mon Valley Works:GEN2 | United States Steel Corp | 13472 | 28000 | 1943-06-01 | 2050-12-31
[10 empty] | 10349 | Uss Corp Mon Valley Works:GEN3 | United States Steel Corp | 10000 | 1900 | 2002-02-01 | 2050-12-31
[10 empty] | 10350 | UT Steam:GEN1 | University of Tennessee | 11929 | 3700 | 1996-06-01 | 2050-12-31
[10 empty] | 10351 | Utica (City of):All | Niagara Mohawk Power Corp | 0 | 262 | 1993-02-01 | 2050-12-31
2017 | 2017 | 2017 |  | 2021 | 2021 |  | 2017 |  |  | 10352 | UW Madison Charter St Plant:1 | State of Wisconsin | 12147 | 7500 | 1965-01-01 | 2011-08-31 | W
[10 empty] | 10353 | V C Summer:1 | South Carolina Electric & Gas Co | 10393 | 966000 | 1984-01-01 | 2050-12-31
[10 empty] | 10354 | Vail:1 | Lyndonville Electric Dept | 0 | 400 | 1949-08-01 | 2050-12-31
[10 empty] | 10355 | Valatie Falls:1 | Niagara Mohawk Power Corp | 0 | 35 | 1992-12-01 | 2050-12-31
[10 empty] | 10356 | Valdosta Water Treatment:GEN1 | Valdosta (City of) | 10727 | 1660 | 1993-01-01 | 2050-12-31
[10 empty] | 10357 | Valdosta Water Treatment:GEN2 | Valdosta (City of) | 10436 | 1700 | 2008-11-01 | 2050-12-31
[10 empty] | 10358 | Valenite:1 | Santee Cooper | 10632 | 2900 | 1980-01-01 | 2050-12-31
[10 empty] | 10359 | Valerie Falls GS:All | Valerie Falls LP | 0 | 10400 | 1994-02-09 | 2050-12-31
[10 empty] | 10360 | Valero Delaware City Refinery:G1 | Delaware City Refining Co LLC | 10000 | 29500 | 1956-10-01 | 2050-12-31
[10 empty] | 10361 | Valero Delaware City Refinery:G2 | Delaware City Refining Co LLC | 12926 | 29500 | 1956-10-01 | 2050-12-31
[10 empty] | 10362 | Valero Delaware City Refinery:G3 | Delaware City Refining Co LLC | 13562 | 66000 | 1961-11-01 | 2050-12-31
[10 empty] | 10363 | Valero Delaware City Refinery:G4 | Delaware City Refining Co LLC | 12165 | 10000 | 1982-06-01 | 2050-12-31
2016 | 2016 | 2016 |  | 2018 | 2021 |  | 2017 |  |  | 10364 | Valley (WI):1 | Wisconsin Electric Power Co | 11647 | 133500 | 1968-06-01 | 2050-12-31 | W
2016 | 2016 | 2016 |  | 2018 | 2021 |  | 2017 |  |  | 10365 | Valley (WI):2 | Wisconsin Electric Power Co | 11747 | 133500 | 1969-03-01 | 2050-12-31 | W
[10 empty] | 10366 | Valley (WI):3 | Wisconsin Electric Power Co | 10700 | 3000 | 1969-03-01 | 2050-12-31
[10 empty] | 10367 | Valley Falls Hydro:GEN1 | Valley Falls Associates | 0 | 2500 | 1992-01-01 | 2050-12-31
[10 empty] | 10368 | Valley Hydro QF:1 | New England Power Co | 0 | 200 | 1984-01-01 | 2050-12-31
[10 empty] | 10369 | Valley Queen Cheese:IC | Valley Queen Cheese | 10538 | 500 | 2004-05-01 | 2050-12-31
[10 empty] | 10370 | Valley Queen Cheese:IC1 | Valley Queen Cheese | 10569 | 500 | 2002-04-01 | 2050-12-31
[10 empty] | 10371 | Valley Queen Cheese:IC2 | Valley Queen Cheese | 10569 | 500 | 2002-04-01 | 2050-12-31
[10 empty] | 10372 | Valliant (OK):TG1 | International Paper Co | 13615 | 7800 | 1979-01-01 | 2050-12-31
[10 empty] | 10373 | Valliant (OK):TG2 | International Paper Co | 12000 | 5000 | 1949-01-01 | 2050-12-31
[10 empty] | 10374 | Valliant (OK):TG3 | International Paper Co | 12000 | 12500 | 1953-01-01 | 2050-12-31
[10 empty] | 10375 | Valliant (OK):TG4 | International Paper Co | 13369 | 30000 | 1980-01-01 | 2050-12-31
[10 empty] | 10376 | Van Sant Station (DE):1 | Dover DE (City of) | 11500 | 39000 | 1991-05-01 | 2050-12-31
[10 empty] | 10377 | Van Strander JM:1 | J M Van Strander | 1000 | 1 | 1981-11-01 | 2050-12-31
[10 empty] | 10378 | Vandalia (MO):1 | Vandalia MO (City of) | 14000 | 1000 | 1967-01-03 | 2050-12-31
[10 empty] | 10379 | Vandalia (MO):10 | Vandalia MO (City of) | 13000 | 1100 | 1984-04-01 | 2050-12-31
[10 empty] | 10380 | Vandalia (MO):11 | Vandalia MO (City of) | 11250 | 1000 | 1993-07-01 | 2050-12-31
[10 empty] | 10381 | Vandalia (MO):12 | Vandalia MO (City of) | 11250 | 1000 | 1993-07-01 | 2050-12-31
[10 empty] | 10382 | Vandalia (MO):4A | Vandalia MO (City of) | 10801 | 1000 | 1996-08-01 | 2050-12-31
[10 empty] | 10383 | Vandalia (MO):5A | Vandalia MO (City of) | 10801 | 1000 | 1996-08-01 | 2050-12-31
[10 empty] | 10384 | Vandalia (MO):8 | Vandalia MO (City of) | 14000 | 800 | 1957-01-01 | 2050-12-31
[10 empty] | 10385 | Vandalia (MO):9 | Vandalia MO (City of) | 13000 | 1100 | 1977-06-01 | 2050-12-31
2017 | 2017 | 2017 |  | 2021 | 2021 |  | 2017 |  |  | 10386 | Vanderbilt Univ:GEN1 | Vanderbilt University | 11878 | 6500 | 1988-11-01 | 2050-12-31 | W
2017 | 2017 | 2017 |  | 2021 | 2021 |  | 2017 |  |  | 10387 | Vanderbilt Univ:GEN2 | Vanderbilt University | 11886 | 4500 | 1989-06-01 | 2050-12-31 | W
[10 empty] | 10388 | Vanderbilt Univ:GT1 | Vanderbilt University | 10997 | 4000 | 2002-05-01 | 2050-12-31
[10 empty] | 10389 | Vanderbilt Univ:GT2 | Vanderbilt University | 10970 | 4000 | 2002-07-01 | 2050-12-31
[10 empty] | 10390 | Vandolah Power Station:G101 | Vandolah Power Co LLC | 10598 | 158000 | 2002-06-01 | 2050-12-31
[10 empty] | 10391 | Vandolah Power Station:G201 | Vandolah Power Co LLC | 10598 | 158000 | 2002-06-01 | 2050-12-31
[10 empty] | 10392 | Vandolah Power Station:G301 | Vandolah Power Co LLC | 10624 | 158000 | 2002-06-01 | 2050-12-31
[10 empty] | 10393 | Vandolah Power Station:G401 | Vandolah Power Co LLC | 10598 | 158000 | 2002-06-01 | 2050-12-31
[10 empty] | 10394 | Vanguard Homes Solar:PV | Vanguard Homes Inc | 1000 | 2 | 2008-09-25 | 2050-12-31
[10 empty] | 10395 | Varick:All | Brookfield Renewable Power Inc | 0 | 6524 | 1926-01-01 | 2050-12-31
[10 empty] | 10396 | Velcro USA:GEN1 | Velcro USA Inc | 10911 | 1200 | 1990-08-01 | 2050-12-31
[10 empty] | 10397 | Velcro USA:GEN2 | Velcro USA Inc | 10911 | 1200 | 1990-08-01 | 2050-12-31
[10 empty] | 10398 | Velcro USA:GEN3 | Velcro USA Inc | 10785 | 1200 | 1997-06-01 | 2050-12-31
[10 empty] | 10399 | Velcro USA:GEN5 | Velcro USA Inc | 11245 | 3800 | 2000-10-01 | 2050-12-31
[10 empty] | 10400 | Velva Wind Farm:WT1 18 | Velva Wind Farm LLC | 1000 | 11900 | 2005-12-31 | 2050-12-31
[10 empty] | 10401 | Venice (IL):CT05 | AmerenUE | 11089 | 116000 | 2005-10-19 | 2050-12-31
[10 empty] | 10402 | Venice (IL):GT2 | AmerenUE | 10433 | 48000 | 2002-06-01 | 2050-12-31
[10 empty] | 10403 | Venice (IL):GT3 | AmerenUE | 9996 | 168000 | 2005-06-22 | 2050-12-31
[10 empty] | 10404 | Venice (IL):GT4 | AmerenUE | 10118 | 168000 | 2005-06-22 | 2050-12-31
[10 empty] | 10405 | Venice Resources Gas Recovery:GEN1 | WM Renewable Energy LLC | 10000 | 800 | 1992-03-01 | 2050-12-31
[10 empty] | 10406 | Venice Resources Gas Recovery:GEN2 | WM Renewable Energy LLC | 10000 | 800 | 1992-03-01 | 2050-12-31
[10 empty] | 10407 | Vergennes 9:All | Green Mountain Power Corp | 0 | 1629 | 1912-01-03 | 2050-12-31
[10 empty] | 10408 | Vergennes 9:5 | Green Mountain Power Corp | 10470 | 1975 | 1963-11-01 | 2050-12-31
[10 empty] | 10409 | Vergennes 9:6 | Green Mountain Power Corp | 10470 | 2000 | 1964-11-01 | 2050-12-31
[10 empty] | 10410 | Verizon Garden City:FC 1 7 | Verizon Communications Inc | 0 | 1400 | 2005-09-21 | 2050-12-31
[10 empty] | 10411 | Verizon Garden City:IC1 | Verizon Communications Inc | 10630 | 1000 | 2005-09-21 | 2050-12-31
[10 empty] | 10412 | Verizon Garden City:IC2 | Verizon Communications Inc | 10630 | 1000 | 2005-09-21 | 2050-12-31
[10 empty] | 10413 | Verizon Garden City:IC3 | Verizon Communications Inc | 10743 | 500 | 2005-09-21 | 2050-12-31
[10 empty] | 10414 | Verizon Garden City:IC4 | Verizon Communications Inc | 10743 | 500 | 2005-09-21 | 2050-12-31
2016 | 2016 | 2016 |  | 2019 | 2021 |  | 2017 |  |  | 10415 | Vermilion Power Station:2 | Midwest Generation Inc | 11917 | 99000 | 1956-11-01 | 2050-12-31 | W
[10 empty] | 10416 | Vermilion Power Station:3 | Midwest Generation Inc | 19903 | 10000 | 1967-08-01 | 2050-12-31
2017 | 2017 | 2017 |  | 2019 | 2021 |  | 2017 |  |  | 10417 | Vermilion Power Station:ST1 | Midwest Generation Inc | 12012 | 64000 | 1955-05-01 | 2050-12-31 | W
[10 empty] | 10418 | Vermillion Generating Station:CT1 | Duke Energy Ohio | 13090 | 70000 | 2000-06-01 | 2050-12-31
[10 empty] | 10419 | Vermillion Generating Station:CT2 | Duke Energy Ohio | 12140 | 70000 | 2000-06-01 | 2050-12-31
[10 empty] | 10420 | Vermillion Generating Station:CT3 | Duke Energy Ohio | 12140 | 70000 | 2000-06-01 | 2050-12-31
[10 empty] | 10421 | Vermillion Generating Station:CT4 | Duke Energy Ohio | 12140 | 70000 | 2000-06-01 | 2050-12-31
[10 empty] | 10422 | Vermillion Generating Station:CT5 | Duke Energy Ohio | 12140 | 70000 | 2000-06-01 | 2050-12-31
[10 empty] | 10423 | Vermillion Generating Station:CT6 | Duke Energy Ohio | 12140 | 70000 | 2000-06-01 | 2050-12-31
[10 empty] | 10424 | Vermillion Generating Station:CT7 | Duke Energy Ohio | 12140 | 70000 | 2000-06-01 | 2050-12-31
[10 empty] | 10425 | Vermillion Generating Station:CT8 | Duke Energy Ohio | 12140 | 70000 | 2000-06-01 | 2050-12-31
[10 empty] | 10426 | Vermont Marble/Huntington Falls:All | Vermont Marble Power Co | 0 | 4530 | 1988-10-01 | 2050-12-31
[10 empty] | 10427 | Vermont Yankee:1 | Entergy Nuclear Vermont Yankee LLC | 10123 | 604250 | 1972-11-01 | 2012-03-21
[10 empty] | 10428 | Vernon (NH):All | New England Power Co | 0 | 42050 | 1980-01-01 | 2050-12-31
[10 empty] | 10429 | Vernon BLVD:VG02 | New York Power Authority | 10522 | 40000 | 2001-08-01 | 2050-12-31
[10 empty] | 10430 | Vernon BLVD:VG03 | New York Power Authority | 10362 | 40000 | 2001-08-01 | 2050-12-31
[10 empty] | 10431 | Vero Beach Municipal:1 | Vero Beach Municipal Utilities | 13000 | 13000 | 1961-11-01 | 2050-12-31
[10 empty] | 10432 | Vero Beach Municipal:3 | Vero Beach Municipal Utilities | 12824 | 33000 | 1971-09-01 | 2050-12-31
[10 empty] | 10433 | Vero Beach Municipal:4 | Vero Beach Municipal Utilities | 12389 | 56000 | 1976-08-01 | 2050-12-31
[10 empty] | 10434 | Vero Beach Municipal:CC | Vero Beach Municipal Utilities | 9000 | 48000 | 1992-12-01 | 2050-12-31
[10 empty] | 10435 | Versailles Peaking:1 | Ohio Municipal Electric Agency Joint Venture 2 | 10582 | 1800 | 1999-06-01 | 2050-12-31
[10 empty] | 10436 | Versailles Peaking:2 | Ohio Municipal Electric Agency Joint Venture 2 | 10582 | 1800 | 1999-06-01 | 2050-12-31
[10 empty] | 10437 | Versailles Peaking:3 | Ohio Municipal Electric Agency Joint Venture 2 | 10582 | 1800 | 1999-06-01 | 2050-12-31
[10 empty] | 10438 | Vestaburg:6 | Wolverine Power Supply Coop Inc | 9800 | 3000 | 1959-01-01 | 2050-12-31
[10 empty] | 10439 | Vestaburg:7 | Wolverine Power Supply Coop Inc | 9800 | 3000 | 1960-01-01 | 2050-12-31
[10 empty] | 10440 | Vestaburg:8 | Wolverine Power Supply Coop Inc | 15825 | 17500 | 1972-07-01 | 2050-12-31
[10 empty] | 10441 | Viaduct:1 | AmerenUE | 26448 | 25000 | 1967-11-01 | 2050-12-31
[10 empty] | 10442 | Vicksburg Mill:GEN1 | International Paper Co | 12000 | 1500 | 1967-01-01 | 2050-12-31
[10 empty] | 10443 | Vicksburg Mill:GEN2 | International Paper Co | 14987 | 37000 | 1967-01-01 | 2050-12-31
| 2017 |  |  | 2017 | 2019 |  | 2017 |  |  | 10444 | Victor J Daniel Jr:1 | Mississippi Power Co | 10091 | 510000 | 1977-09-01 | 2050-12-31 | W
| 2017 |  |  | 2017 | 2019 |  | 2017 |  |  | 10445 | Victor J Daniel Jr:2 | Gulf Power Co | 9909 | 510000 | 1981-06-01 | 2050-12-31 | W
[10 empty] | 10446 | Victor J Daniel Jr:CC3 | Mississippi Power Co | 6995 | 483000 | 2001-05-01 | 2050-12-31
[10 empty] | 10447 | Victor J Daniel Jr:CC4 | Mississippi Power Co | 6895 | 483000 | 2001-04-01 | 2050-12-31
[10 empty] | 10448 | Victoria (MI):All | Upper Peninsula Power Co | 0 | 10800 | 1931-01-01 | 2050-12-31
[10 empty] | 10449 | Victoria Junction:1 | Nova Scotia Power | 15034 | 25000 | 1975-01-01 | 2050-12-31
[10 empty] | 10450 | Victoria Junction:2 | Nova Scotia Power | 15034 | 25000 | 1975-01-01 | 2050-12-31
[10 empty] | 10451 | Victory Mill:GEN1 | Enel North America Inc | 0 | 1620 | 1986-12-01 | 2050-12-31
[10 empty] | 10452 | Victory Project (IA):WT1 66 | MidAmerican Energy Co | 1000 | 99000 | 2006-12-26 | 2050-12-31
[10 empty] | 10453 | Victory Project (IA):WT67 166 | MidAmerican Energy Co | 1000 | 150000 | 2008-12-31 | 2050-12-31
[10 empty] | 10454 | Vienna:10 | Vienna Power LLC | 14494 | 14000 | 1968-01-01 | 2050-12-31
[10 empty] | 10455 | Vienna:8 | Vienna Power LLC | 10832 | 153000 | 1971-01-01 | 2050-12-31
[10 empty] | 10456 | Viking Energy Northumberland:GEN1 | Viking Energy of Northumberland LP | 12331 | 16000 | 1988-11-01 | 2050-12-31
[10 empty] | 10457 | Viking Energy of Lincoln:GEN1 | Viking Energy Corp | 12310 | 16000 | 1989-01-01 | 2050-12-31
[10 empty] | 10458 | Viking Energy of McBain:GEN1 | Viking Energy Corp | 12320 | 18000 | 1988-12-01 | 2050-12-31
[10 empty] | 10459 | Viking Wind Power Project:1 | Viking Wind Projects | 1000 | 12000 | 2003-01-01 | 2050-12-31
[10 empty] | 10460 | Vill of Potsdam:1 | Niagara Mohawk Power Corp | 0 | 408 | 1986-01-01 | 2050-12-31
[10 empty] | 10461 | Village Plant:HY1 | Enosburg Falls Water & Light Dept | 0 | 600 | 1944-08-01 | 2050-12-31
[10 empty] | 10462 | Villisca:5 | Villisca Municipal Power Plant | 10452 | 2000 | 2003-06-01 | 2050-12-31
[10 empty] | 10463 | Villisca:6 | Villisca Municipal Power Plant | 10452 | 2000 | 2003-06-01 | 2050-12-31
[10 empty] | 10464 | Vineland Solar One:PV1 | Calpine Vineland Solar LLC | 1000 | 2000 | 2009-09-21 | 2050-12-31
[10 empty] | 10465 | Vineland Solar One:PV2 | Calpine Vineland Solar LLC | 1000 | 2000 | 2009-12-15 | 2050-12-31
[10 empty] | 10466 | Vinton:1 | Vinton Municipal Electric Utility | 12585 | 1200 | 1955-01-03 | 2050-12-31
[10 empty] | 10467 | Vinton:5 | Vinton Municipal Electric Utility | 11739 | 500 | 1946-01-03 | 2050-12-31
[10 empty] | 10468 | Vinton:6 | Vinton Municipal Electric Utility | 11283 | 2500 | 1961-01-03 | 2050-12-31
[10 empty] | 10469 | Vinton:7 | Vinton Municipal Electric Utility | 10273 | 3700 | 1967-01-03 | 2050-12-31
[10 empty] | 10470 | Vinton:8 | Vinton Municipal Electric Utility | 10008 | 5600 | 1973-01-03 | 2050-12-31
[10 empty] | 10471 | Vinton:9 | Vinton Municipal Electric Utility | 9927 | 3000 | 1992-09-01 | 2050-12-31
[10 empty] | 10472 | Viola:3 | Viola Municipal Electric Utility | 9700 | 1820 | 2002-01-01 | 2050-12-31
[10 empty] | 10473 | Virginia Beach Landfill:1 | INGENCO | 9000 | 300 | 2001-11-01 | 2050-12-31
[10 empty] | 10474 | Virginia Beach Landfill:10 | INGENCO | 9000 | 300 | 2001-11-01 | 2050-12-31
[10 empty] | 10475 | Virginia Beach Landfill:11 | INGENCO | 9000 | 300 | 2001-11-01 | 2050-12-31
[10 empty] | 10476 | Virginia Beach Landfill:12 | INGENCO | 9000 | 300 | 2001-11-01 | 2050-12-31
[10 empty] | 10477 | Virginia Beach Landfill:13 | INGENCO | 9000 | 300 | 2001-11-01 | 2050-12-31
[10 empty] | 10478 | Virginia Beach Landfill:14 | INGENCO | 9000 | 300 | 2001-11-01 | 2050-12-31
[10 empty] | 10479 | Virginia Beach Landfill:15 | INGENCO | 9000 | 300 | 2001-11-01 | 2050-12-31
[10 empty] | 10480 | Virginia Beach Landfill:16 | INGENCO | 9000 | 300 | 2001-11-01 | 2050-12-31
[10 empty] | 10481 | Virginia Beach Landfill:17 | INGENCO | 9000 | 300 | 2001-11-01 | 2050-12-31
[10 empty] | 10482 | Virginia Beach Landfill:18 | INGENCO | 9000 | 300 | 2001-11-01 | 2050-12-31
[10 empty] | 10483 | Virginia Beach Landfill:19 | INGENCO | 9000 | 300 | 2001-11-01 | 2050-12-31
[10 empty] | 10484 | Virginia Beach Landfill:2 | INGENCO | 9000 | 300 | 2001-11-01 | 2050-12-31
[10 empty] | 10485 | Virginia Beach Landfill:20 | INGENCO | 9000 | 300 | 2001-11-01 | 2050-12-31
[10 empty] | 10486 | Virginia Beach Landfill:21 | INGENCO | 9000 | 300 | 2001-11-01 | 2050-12-31
[10 empty] | 10487 | Virginia Beach Landfill:22 | INGENCO | 9000 | 300 | 2001-11-01 | 2050-12-31
[10 empty] | 10488 | Virginia Beach Landfill:23 | INGENCO | 9000 | 300 | 2001-11-01 | 2050-12-31
[10 empty] | 10489 | Virginia Beach Landfill:24 | INGENCO | 9000 | 300 | 2001-11-01 | 2050-12-31
[10 empty] | 10490 | Virginia Beach Landfill:25 | INGENCO | 9000 | 300 | 2001-11-01 | 2050-12-31
[10 empty] | 10491 | Virginia Beach Landfill:26 | INGENCO | 9000 | 300 | 2001-11-01 | 2050-12-31
[10 empty] | 10492 | Virginia Beach Landfill:27 | INGENCO | 9000 | 300 | 2001-11-01 | 2050-12-31
[10 empty] | 10493 | Virginia Beach Landfill:28 | INGENCO | 9000 | 300 | 2001-11-01 | 2050-12-31
[10 empty] | 10494 | Virginia Beach Landfill:29 | INGENCO | 9000 | 300 | 2001-11-01 | 2050-12-31
[10 empty] | 10495 | Virginia Beach Landfill:3 | INGENCO | 9000 | 300 | 2001-11-01 | 2050-12-31
[10 empty] | 10496 | Virginia Beach Landfill:30 | INGENCO | 9000 | 300 | 2001-11-01 | 2050-12-31
[10 empty] | 10497 | Virginia Beach Landfill:31 | INGENCO | 9000 | 300 | 2001-11-01 | 2050-12-31
[10 empty] | 10498 | Virginia Beach Landfill:32 | INGENCO | 9000 | 300 | 2001-11-01 | 2050-12-31
[10 empty] | 10499 | Virginia Beach Landfill:33 | INGENCO | 9000 | 300 | 2001-11-01 | 2050-12-31
[10 empty] | 10500 | Virginia Beach Landfill:34 | INGENCO | 9000 | 300 | 2001-11-01 | 2050-12-31
[10 empty] | 10501 | Virginia Beach Landfill:35 | INGENCO | 9000 | 300 | 2001-11-01 | 2050-12-31
[10 empty] | 10502 | Virginia Beach Landfill:36 | INGENCO | 9000 | 300 | 2001-11-01 | 2050-12-31
[10 empty] | 10503 | Virginia Beach Landfill:4 | INGENCO | 9000 | 300 | 2001-11-01 | 2050-12-31
[10 empty] | 10504 | Virginia Beach Landfill:5 | INGENCO | 9000 | 300 | 2001-11-01 | 2050-12-31
[10 empty] | 10505 | Virginia Beach Landfill:6 | INGENCO | 9000 | 300 | 2001-11-01 | 2050-12-31
[10 empty] | 10506 | Virginia Beach Landfill:7 | INGENCO | 9000 | 300 | 2001-11-01 | 2050-12-31
[10 empty] | 10507 | Virginia Beach Landfill:8 | INGENCO | 9000 | 300 | 2001-11-01 | 2050-12-31
[10 empty] | 10508 | Virginia Beach Landfill:9 | INGENCO | 9000 | 300 | 2001-11-01 | 2050-12-31
| 2016 |  |  | 2016 | 2019 |  | 2017 |  |  | 10509 | Virginia City Hybrid Energy Center:CFB | Virginia Electric & Power Co | 9500 | 586000 | 2012-07-31 | 2050-12-31 | W
2017 | 2017 | 2017 |  | 2021 | 2021 |  | 2017 |  |  | 10510 | Virginia:1A | Virginia Dept of Public Utilities | 11851 | 4000 | 1992-08-01 | 2050-12-31 | W
2017 | 2017 | 2017 |  | 2021 | 2021 |  | 2017 |  |  | 10511 | Virginia:5 | Virginia Dept of Public Utilities | 12293 | 8000 | 1954-08-01 | 2050-12-31 | W
2017 | 2017 | 2017 |  | 2021 | 2021 |  | 2017 |  |  | 10512 | Virginia:6 | Virginia Dept of Public Utilities | 11994 | 17000 | 1971-08-01 | 2050-12-31 | W
[10 empty] | 10513 | Virginia:ST | Virginia Dept of Public Utilities | 9540 | 15000 | 2007-01-01 | 2050-12-31
[10 empty] | 10514 | Vischer Ferry:All | New York Power Authority | 0 | 6800 | 1924-07-01 | 2050-12-31
[10 empty] | 10515 | VMEA 1 Credit Generating:All | Harrisonburg VA (City of) | 9705 | 10500 | 1990-05-01 | 2050-12-31
[10 empty] | 10516 | Vmea Peaking Generating:All | Harrisonburg VA (City of) | 9705 | 6000 | 1992-11-01 | 2050-12-31
[10 empty] | 10517 | Vogtle (GA):1 | Georgia Power Co | 10500 | 1152000 | 1987-05-01 | 2050-12-31
[10 empty] | 10518 | Vogtle (GA):2 | Georgia Power Co | 10500 | 1149000 | 1989-05-01 | 2050-12-31
[10 empty] | 10519 | Vollmer Schwasinger Solar:PV | Kathryn Vollmer & Ruth Schwasinger | 1000 | 2 | 2008-06-01 | 2050-12-31
[10 empty] | 10520 | Volusia County Landfill:UNT1 | MM Velusia Energy LLC | 10000 | 1900 | 1998-06-01 | 2050-12-31
[10 empty] | 10521 | Volusia County Landfill:UNT2 | MM Velusia Energy LLC | 10000 | 1900 | 1998-06-01 | 2050-12-31
[10 empty] | 10522 | W E Swoope:All | Utilities Commission New Smyrna Beach | 9500 | 5100 | 1981-11-01 | 2050-12-31
|  |  | 2017 |  | 2017 |  | 2017 | 2013 | 0.89737 | 10523 | W H Sammis:1 | FirstEnergy Generation Corp | 10756 | 180000 | 1959-08-01 | 2050-12-31 | E
|  |  | 2017 |  | 2017 |  | 2017 | 2013 | 0.89737 | 10524 | W H Sammis:2 | FirstEnergy Generation Corp | 10769 | 180000 | 1960-07-01 | 2050-12-31 | E
|  |  | 2017 |  | 2017 |  | 2017 | 2013 | 0.89737 | 10525 | W H Sammis:3 | FirstEnergy Generation Corp | 9228 | 180000 | 1961-07-01 | 2050-12-31 | E
|  |  | 2017 |  | 2017 |  | 2017 | 2013 | 0.89737 | 10526 | W H Sammis:4 | FirstEnergy Generation Corp | 9115 | 180000 | 1962-11-01 | 2050-12-31 | E
|  |  | 2017 |  | 2017 |  | 2017 | 2013 | 0.89737 | 10527 | W H Sammis:5 | FirstEnergy Generation Corp | 9927 | 300000 | 1967-12-01 | 2050-12-31 | E
|  |  | 2016 |  | 2016 |  | 2017 | 2013 | 0.89737 | 10528 | W H Sammis:6 | FirstEnergy Generation Corp | 9153 | 600000 | 1969-04-01 | 2050-12-31 | E
|  |  | 2016 |  | 2016 |  | 2017 | 2013 | 0.89737 | 10529 | W H Sammis:7 | FirstEnergy Generation Corp | 9286 | 600000 | 1971-09-01 | 2050-12-31 | E
[10 empty] | 10530 | W H Sammis:A1 | FirstEnergy Generation Corp | 10408 | 3000 | 1972-03-01 | 2050-12-31
[10 empty] | 10531 | W H Sammis:B1 | FirstEnergy Generation Corp | 10408 | 3000 | 1972-03-01 | 2050-12-31
[10 empty] | 10532 | W H Sammis:B2 | FirstEnergy Generation Corp | 10408 | 3000 | 1972-03-01 | 2050-12-31
[10 empty] | 10533 | W H Sammis:B3 | FirstEnergy Generation Corp | 10408 | 2000 | 1972-03-01 | 2050-12-31
[10 empty] | 10534 | W H Sammis:B4 | FirstEnergy Generation Corp | 10408 | 2000 | 1972-03-01 | 2050-12-31
|  |  | 2017 |  | 2017 |  | 2017 |  |  | 10535 | W H Weatherspoon:1 | Progress Energy Carolinas | 12081 | 48000 | 1949-09-01 | 2011-09-29 | E
|  |  | 2017 |  | 2017 |  | 2017 |  |  | 10536 | W H Weatherspoon:2 | Progress Energy Carolinas | 12144 | 49000 | 1950-06-01 | 2011-09-29 | E
|  |  | 2017 |  | 2017 |  | 2017 |  |  | 10537 | W H Weatherspoon:3 | Progress Energy Carolinas | 12081 | 75000 | 1952-08-01 | 2011-09-29 | E
[10 empty] | 10538 | W H Weatherspoon:GT1 | Progress Energy Carolinas | 15213 | 33000 | 1970-05-01 | 2050-12-31
[10 empty] | 10539 | W H Weatherspoon:GT2 | Progress Energy Carolinas | 16290 | 32000 | 1970-05-01 | 2050-12-31
[10 empty] | 10540 | W H Weatherspoon:GT3 | Progress Energy Carolinas | 14043 | 34000 | 1971-04-01 | 2050-12-31
[10 empty] | 10541 | W H Weatherspoon:GT4 | Progress Energy Carolinas | 13779 | 33000 | 1971-04-01 | 2050-12-31
|  |  | 2015 |  | 2015 |  | 2017 | 2013 | 0.93014 | 10542 | W H Zimmer:ST1 | Duke Energy Ohio | 9522 | 1300000 | 1991-03-01 | 2050-12-31 | E
[10 empty] | 10543 | W K Sanders:All | Morrisville Water & Light Dept VT (Village of) | 0 | 1400 | 1983-07-01 | 2050-12-31
2016 | 2016 | 2016 |  | 2019 | 2021 |  | 2017 |  |  | 10544 | W S Lee:1 | Duke Energy Carolinas | 10644 | 100000 | 1951-03-01 | 2050-12-31 | W
2016 | 2016 | 2016 |  | 2019 | 2021 |  | 2017 |  |  | 10545 | W S Lee:2 | Duke Energy Carolinas | 10927 | 100000 | 1951-07-01 | 2050-12-31 | W
2016 | 2016 | 2016 |  | 2018 | 2021 |  | 2017 |  |  | 10546 | W S Lee:3 | Duke Energy Carolinas | 9669 | 170000 | 1958-12-01 | 2050-12-31 | W
[10 empty] | 10547 | W S Lee:GT1 | Duke Energy Carolinas | 10002 | 34900 | 2007-01-15 | 2050-12-31
[10 empty] | 10548 | W S Lee:GT2 | Duke Energy Carolinas | 9947 | 34900 | 2007-01-15 | 2050-12-31
|  |  | 2017 |  | 2017 |  | 2017 | 2013 | 0.94 | 10549 | Wabash River:4 | Duke Energy Indiana | 9836 | 85000 | 1955-01-01 | 2050-12-31 | E
|  |  | 2017 |  | 2017 |  | 2017 | 2013 | 0.94 | 10550 | Wabash River:6 | Duke Energy Indiana | 9824 | 318000 | 1968-08-01 | 2050-12-31 | E
[10 empty] | 10551 | Wabash River:71 | Duke Energy Indiana | 10848 | 3000 | 1967-05-01 | 2050-12-31
[10 empty] | 10552 | Wabash River:72 | Duke Energy Indiana | 10848 | 3000 | 1967-05-01 | 2050-12-31
[10 empty] | 10553 | Wabash River:73 | Duke Energy Indiana | 10848 | 2000 | 1967-05-01 | 2050-12-31
[10 empty] | 10554 | Wabash River:FCCC1 | Global Energy Inc | 0 | 1800 | 2003-11-01 | 2050-12-31
|  |  | 2017 |  | 2017 |  | 2017 | 2013 | 0.94 | 10555 | Wabash River:IGCC | Wabash Valley Power Association Inc | 8900 | 274000 | 1995-11-01 | 2050-12-31 | E
2017 | 2017 | 2017 |  | 2020 | 2021 |  | 2017 |  |  | 10556 | Wade Power Plant:GEN1 | Purdue University | 11603 | 30800 | 1995-07-01 | 2050-12-31 | W
2017 | 2017 | 2017 |  | 2021 | 2021 |  | 2017 |  |  | 10557 | Wade Power Plant:GEN2 | Purdue University | 12090 | 7000 | 1969-01-01 | 2050-12-31 | W
[10 empty] | 10558 | Wade Power Plant:GEN3 | Purdue University | 10571 | 1800 | 2000-01-01 | 2050-12-31
[10 empty] | 10559 | Wading River:1 | National Grid Generation LLC | 12278 | 81200 | 1989-08-01 | 2050-12-31
[10 empty] | 10560 | Wading River:2 | National Grid Generation LLC | 12277 | 81000 | 1989-08-01 | 2050-12-31
[10 empty] | 10561 | Wading River:3 | National Grid Generation LLC | 12442 | 80000 | 1989-08-01 | 2050-12-31
[10 empty] | 10562 | Wadsworth:13 | American Municipal Power Inc | 8919 | 5400 | 1990-12-01 | 2050-12-31
[10 empty] | 10563 | Wagner Solar:PV | Karen & AL Wagner | 1000 | 4 | 2009-01-12 | 2050-12-31
[10 empty] | 10564 | Wahoo:1 | Wahoo NE (City of) | 10870 | 2100 | 1960-09-01 | 2050-12-31
[10 empty] | 10565 | Wahoo:2 | Wahoo NE (City of) | 9824 | 400 | 1936-01-03 | 2050-12-31
[10 empty] | 10566 | Wahoo:3 | Wahoo NE (City of) | 10239 | 4400 | 1973-08-01 | 2050-12-31
[10 empty] | 10567 | Wahoo:4 | Wahoo NE (City of) | 10831 | 1100 | 1947-06-01 | 2050-12-31
[10 empty] | 10568 | Wahoo:5 | Wahoo NE (City of) | 9994 | 2200 | 1952-09-01 | 2050-12-31
[10 empty] | 10569 | Wahoo:6 | Wahoo NE (City of) | 9742 | 3400 | 1969-07-01 | 2050-12-31
[10 empty] | 10570 | Wainwright Falls:1 | Clean Power Operating Trust | 0 | 1100 | 1928-01-01 | 2050-12-31
[10 empty] | 10571 | Wakefield:2 | Wakefield NE (City of) | 12070 | 500 | 1915-01-01 | 2050-12-31
[10 empty] | 10572 | Wakefield:5 | Wakefield NE (City of) | 15296 | 1000 | 1966-01-01 | 2050-12-31
[10 empty] | 10573 | Wakefield:6 | Wakefield NE (City of) | 15296 | 1100 | 1971-01-01 | 2050-12-31
[10 empty] | 10574 | Wakefield:IC4 | Wakefield NE (City of) | 15296 | 600 | 1961-01-01 | 2050-12-31
[10 empty] | 10575 | Walden:All | Consolidated Hydro New York Inc | 0 | 2280 | 1986-04-01 | 2050-12-31
|  |  | 2017 |  | 2017 |  | 2017 |  |  | 10576 | Walhalla (ND ARCHDAN):GEN1 | Archer Daniels Midland Co | 10000 | 2000 | 2000-12-01 | 2050-12-31 | E
[10 empty] | 10577 | Wallace Dam:1 | Georgia Power Co | 0 | 53300 | 1980-07-01 | 2050-12-31
[10 empty] | 10578 | Wallace Dam:2 | Georgia Power Co | 0 | 53300 | 1980-12-01 | 2050-12-31
[10 empty] | 10579 | Wallace Dam:3 | Georgia Power Co | 0 | 57400 | 1980-02-01 | 2050-12-31
[10 empty] | 10580 | Wallace Dam:4 | Georgia Power Co | 0 | 57400 | 1980-04-01 | 2050-12-31
[10 empty] | 10581 | Wallace Dam:5 | Georgia Power Co | 0 | 53300 | 1980-01-01 | 2050-12-31
[10 empty] | 10582 | Wallace Dam:6 | Georgia Power Co | 0 | 53300 | 1979-12-01 | 2050-12-31
[10 empty] | 10583 | Wallenpaupack:WP1 | PPL Holtwood LLC | 0 | 22000 | 1926-06-01 | 2050-12-31
[10 empty] | 10584 | Wallenpaupack:WP2 | PPL Holtwood LLC | 0 | 22000 | 1926-06-01 | 2050-12-31
[10 empty] | 10585 | Wallingford Resource Recovery:GEN1 | Covanta Projects LP | 12367 | 8400 | 1988-10-01 | 2050-12-31
[10 empty] | 10586 | Wally's Wind Farm:WT | Wallys Wind Farm LLC | 1000 | 1300 | 2006-05-31 | 2050-12-31
[10 empty] | 10587 | Walnut Wind Project:WT1 102 | MidAmerican Energy Co | 1000 | 153000 | 2008-12-31 | 2050-12-31
[10 empty] | 10588 | Walter B Hall Resource Recovery:GEN1 | Covanta Energy Corp | 12314 | 15620 | 1989-01-01 | 2050-12-31
[10 empty] | 10589 | Walter Bouldin Dam:1 | Alabama Power Co | 0 | 75300 | 1967-07-01 | 2050-12-31
[10 empty] | 10590 | Walter Bouldin Dam:2 | Alabama Power Co | 0 | 75300 | 1967-08-01 | 2050-12-31
[10 empty] | 10591 | Walter Bouldin Dam:3 | Alabama Power Co | 0 | 75300 | 1967-08-01 | 2050-12-31
|  |  | 2017 |  | 2017 |  | 2017 | 2013 | 0.86844 | 10592 | Walter C Beckjord:1 | Duke Energy Ohio | 10166 | 94000 | 1952-06-01 | 2015-01-01 | E
|  |  | 2017 |  | 2017 |  | 2017 | 2013 | 0.86844 | 10593 | Walter C Beckjord:2 | Duke Energy Ohio | 10020 | 94000 | 1953-10-01 | 2015-01-01 | E
|  |  | 2017 |  | 2017 |  | 2017 | 2013 | 0.86844 | 10594 | Walter C Beckjord:3 | Duke Energy Ohio | 10649 | 128000 | 1954-11-01 | 2015-01-01 | E
|  |  | 2017 |  | 2017 |  | 2017 | 2013 | 0.86844 | 10595 | Walter C Beckjord:4 | Duke Energy Ohio | 9846 | 150000 | 1958-07-01 | 2015-01-01 | E
|  |  | 2017 |  | 2017 |  | 2017 | 2013 | 0.86844 | 10596 | Walter C Beckjord:5 | Duke Energy Ohio | 9575 | 238000 | 1962-12-01 | 2015-01-01 | E
|  |  | 2017 |  | 2017 |  | 2017 | 2013 | 0.86844 | 10597 | Walter C Beckjord:6 | Dayton Power & Light Co (The) | 9895 | 414000 | 1969-07-01 | 2015-01-01 | E
[10 empty] | 10598 | Walter C Beckjord:GT1 | Duke Energy Ohio | 11560 | 46600 | 1972-04-01 | 2050-12-31
[10 empty] | 10599 | Walter C Beckjord:GT2 | Duke Energy Ohio | 11560 | 46600 | 1972-04-01 | 2050-12-31
[10 empty] | 10600 | Walter C Beckjord:GT3 | Duke Energy Ohio | 11560 | 46600 | 1972-06-01 | 2050-12-31
[10 empty] | 10601 | Walter C Beckjord:GT4 | Duke Energy Ohio | 11560 | 46600 | 1972-06-01 | 2050-12-31
[10 empty] | 10602 | Walter F George:1 | USACE Mobile District | 0 | 37500 | 1963-03-01 | 2050-12-31
[10 empty] | 10603 | Walter F George:2 | USACE Mobile District | 0 | 32500 | 1963-05-01 | 2050-12-31
[10 empty] | 10604 | Walter F George:3 | USACE Mobile District | 0 | 37500 | 1963-09-01 | 2050-12-31
[10 empty] | 10605 | Walter F George:4 | USACE Mobile District | 0 | 37500 | 1963-11-01 | 2050-12-31
2017 | 2017 | 2017 |  | 2020 | 2021 |  | 2017 |  |  | 10606 | Walter Scott Jr Energy Center:ST1 | MidAmerican Energy Co | 10143 | 45000 | 1954-03-01 | 2050-12-31 | W
2016 | 2016 | 2016 |  | 2019 | 2021 |  | 2017 |  |  | 10607 | Walter Scott Jr Energy Center:ST2 | MidAmerican Energy Co | 10143 | 88000 | 1958-10-01 | 2050-12-31 | W
| 2016 |  |  | 2016 | 2018 |  | 2017 |  |  | 10608 | Walter Scott Jr Energy Center:ST3 | MidAmerican Energy Co | 10040 | 690000 | 1978-12-01 | 2050-12-31 | W
| 2015 |  |  | 2015 | 2017 |  | 2017 |  |  | 10609 | Walter Scott Jr Energy Center:ST4 | MidAmerican Energy Co | 8300 | 800000 | 2007-06-30 | 2050-12-31 | W
[10 empty] | 10610 | Walters Solar:PV | Mike Walters | 1000 | 1 | 2008-03-04 | 2050-12-31
[10 empty] | 10611 | Walters:1 | Progress Energy Carolinas | 0 | 36000 | 1930-07-01 | 2050-12-31
[10 empty] | 10612 | Walters:2 | Progress Energy Carolinas | 0 | 40000 | 1930-07-01 | 2050-12-31
[10 empty] | 10613 | Walters:3 | Progress Energy Carolinas | 0 | 36000 | 1930-11-01 | 2050-12-31
[10 empty] | 10614 | Walton County Power:101G | Walton County Power LLC | 10290 | 155500 | 2001-06-01 | 2050-12-31
[10 empty] | 10615 | Walton County Power:102G | Walton County Power LLC | 10302 | 153500 | 2001-06-01 | 2050-12-31
[10 empty] | 10616 | Walton County Power:103G | Walton County Power LLC | 10064 | 156200 | 2001-06-01 | 2050-12-31
[10 empty] | 10617 | Wamego:1 | Wamego KS (City of) | 10500 | 1300 | 1963-09-01 | 2050-12-31
[10 empty] | 10618 | Wamego:3 | Wamego KS (City of) | 10500 | 1300 | 1972-06-01 | 2050-12-31
[10 empty] | 10619 | Wamego:4 | Wamego KS (City of) | 10500 | 1100 | 1956-08-01 | 2050-12-31
[10 empty] | 10620 | Wamego:5 | Wamego KS (City of) | 10500 | 1800 | 1967-01-01 | 2050-12-31
[10 empty] | 10621 | Wamego:6 | Wamego KS (City of) | 10500 | 2200 | 1979-08-01 | 2050-12-31
[10 empty] | 10622 | Wamego:7 | Wamego KS (City of) | 10701 | 1300 | 1996-06-01 | 2050-12-31
[10 empty] | 10623 | Wamego:8 | Wamego KS (City of) | 10701 | 1300 | 1996-06-01 | 2050-12-31
[10 empty] | 10624 | Wamego:9 | Wamego KS (City of) | 10701 | 1300 | 1996-06-01 | 2050-12-31
|  |  | 2015 |  | 2015 |  | 2017 |  |  | 10625 | Wansley (GPC):1 | Georgia Power Co | 9673 | 863000 | 1976-12-01 | 2050-12-31 | E
|  |  | 2015 |  | 2015 |  | 2017 |  |  | 10626 | Wansley (GPC):2 | Georgia Power Co | 9204 | 889000 | 1978-04-01 | 2050-12-31 | E
[10 empty] | 10627 | Wansley (GPC):5A | Georgia Power Co | 11940 | 49000 | 1980-11-01 | 2050-12-31
[10 empty] | 10628 | Wansley (MEAG):CC | Municipal Electric Authority of Georgia | 7808 | 497400 | 2004-05-20 | 2050-12-31
[10 empty] | 10629 | Wansley (SPC):CC1 | Southern Power Co | 7007 | 564000 | 2002-06-01 | 2050-12-31
[10 empty] | 10630 | Wansley (SPC):CC2 | Southern Power Co | 7024 | 565000 | 2002-06-01 | 2050-12-31
[10 empty] | 10631 | Wapekeka First Nation:GEN1 | Hydro One Networks Inc | 10959 | 1000 | 1991-01-01 | 2050-12-31
[10 empty] | 10632 | Wapekeka First Nation:GEN2 | Hydro One Networks Inc | 10959 | 1000 | 1991-01-01 | 2050-12-31
[10 empty] | 10633 | Wapekeka First Nation:GEN3 | Hydro One Networks Inc | 10812 | 1000 | 1999-01-01 | 2050-12-31
[10 empty] | 10634 | Wappinger Falls Hydro:All | Electro Ecology Inc | 0 | 2000 | 1988-12-01 | 2050-12-31
[10 empty] | 10635 | Warbasse Cogeneration:D1 | Warbasse Cogeneration | 10773 | 386 | 1992-01-01 | 2050-12-31
[10 empty] | 10636 | Warbasse Cogeneration:D2 | Warbasse Cogeneration | 10773 | 1600 | 1992-01-01 | 2050-12-31
[10 empty] | 10637 | Ward Mill Dam:HY | Ray F Ward | 0 | 168 | 1986-09-09 | 2050-12-31
[10 empty] | 10638 | Warden Energy Centre:1 | Markham District Energy | 10252 | 2500 | 2008-06-04 | 2050-12-31
[10 empty] | 10639 | Warden Energy Centre:2 | Markham District Energy | 10252 | 2500 | 2008-06-04 | 2050-12-31
[10 empty] | 10640 | Ware Shoals Hydro:GEN1 | Aquenergy Systems Inc | 0 | 3000 | 1939-01-01 | 2050-12-31
[10 empty] | 10641 | Ware Shoals Hydro:GEN2 | Aquenergy Systems Inc | 0 | 3000 | 1986-01-01 | 2050-12-31
[10 empty] | 10642 | Warner Lambert Co:016E | Warner Lambert Co | 10933 | 1000 | 1992-06-01 | 2050-12-31
[10 empty] | 10643 | Warner Lambert Co:085 1 | Warner Lambert Co | 10323 | 2250 | 2005-12-01 | 2050-12-31
[10 empty] | 10644 | Warner Lambert Co:085 2 | Warner Lambert Co | 10323 | 2250 | 2005-12-01 | 2050-12-31
[10 empty] | 10645 | Warner Lambert Co:2 | Warner Lambert Co | 10610 | 1500 | 2002-06-01 | 2050-12-31
[10 empty] | 10646 | Warner Lambert Co:5164 | Warner Lambert Co | 12997 | 2800 | 1989-08-01 | 2050-12-31
[10 empty] | 10647 | Warner Lambert Co:800-1 | Warner Lambert Co | 10288 | 2300 | 2007-11-01 | 2050-12-31
[10 empty] | 10648 | Warren (PA):3 | RRI Energy Mid Atlantic Power Holdings LLC | 12286 | 57000 | 1972-09-01 | 2050-12-31
[10 empty] | 10649 | Warren (VA):All | Rappahannock Electric Coop | 0 | 800 | 1924-01-01 | 2050-12-31
[10 empty] | 10650 | Warren County Landfill:GT1 | WC Landfill Energy LLC | 10000 | 1900 | 2006-11-01 | 2050-12-31
[10 empty] | 10651 | Warren County Landfill:GT2 | WC Landfill Energy LLC | 10000 | 1900 | 2006-11-01 | 2050-12-31
[10 empty] | 10652 | Warren Energy Resource Co:NA | Covanta Warren Energy Resource Co | 12368 | 10000 | 1988-09-01 | 2050-12-31
[10 empty] | 10653 | Warren F Sam Beasley Generation:GT1 | Delaware Municipal Electric Corp | 10008 | 48000 | 2002-01-01 | 2050-12-31
[10 empty] | 10654 | Warrensburg Hydroelectric:HY1 | Warrensburg Hydro Power LP | 0 | 2700 | 1988-12-01 | 2050-12-31
|  |  | 2017 |  | 2017 |  | 2017 | 2013 | 0.93057 | 10655 | Warrick:1 | Alcoa Power Generating Inc | 10952 | 147000 | 1960-04-01 | 2050-12-31 | E
|  |  | 2017 |  | 2017 |  | 2017 | 2013 | 0.93057 | 10656 | Warrick:2 | Alcoa Power Generating Inc | 10952 | 138000 | 1964-01-01 | 2050-12-31 | E
|  |  | 2017 |  | 2017 |  | 2017 | 2013 | 0.93057 | 10657 | Warrick:3 | Alcoa Power Generating Inc | 10952 | 138000 | 1965-10-01 | 2050-12-31 | E
|  |  | 2017 |  | 2017 |  | 2017 | 2013 | 0.93057 | 10658 | Warrick:4 | Alcoa Power Generating Inc | 10140 | 300000 | 1970-12-01 | 2050-12-31 | E
[10 empty] | 10659 | Warrior Ridge Hydro:All | American Hydro Power Co | 0 | 2100 | 1985-12-01 | 2050-12-31
[10 empty] | 10660 | Warwick:All | Crisp County Power Commission | 0 | 15200 | 1930-01-03 | 2050-12-31
[10 empty] | 10661 | Washington (KS):All | Washington KS (City of) | 13927 | 5100 | 1963-01-03 | 2050-12-31
[10 empty] | 10662 | Washington (KS):IC4 | Washington KS (City of) | 9863 | 2300 | 1986-12-01 | 2050-12-31
[10 empty] | 10663 | Washington County (AL):CC | Alabama Power Co | 7699 | 100000 | 1999-02-01 | 2050-12-31
[10 empty] | 10664 | Washington County (GA):1 | Washington County Power LLC | 10598 | 157900 | 2003-06-01 | 2050-12-31
[10 empty] | 10665 | Washington County (GA):2 | Washington County Power LLC | 10598 | 156400 | 2003-06-01 | 2050-12-31
[10 empty] | 10666 | Washington County (GA):3 | Washington County Power LLC | 10598 | 156400 | 2003-06-01 | 2050-12-31
[10 empty] | 10667 | Washington County (GA):4 | Washington County Power LLC | 10598 | 156600 | 2003-06-01 | 2050-12-31
[10 empty] | 10668 | Washington Energy Facility:CC1 | Duke Energy Ohio | 7098 | 600000 | 2002-07-26 | 2050-12-31
[10 empty] | 10669 | Washington Island:All | Washington Island Electric Coop Inc | 11365 | 5000 | 1952-08-01 | 2050-12-31
[10 empty] | 10670 | Wasson Co2 Removal:GEN1 | Occidental Permian Ltd | 13362 | 9000 | 1988-02-01 | 2050-12-31
[10 empty] | 10671 | Waste Energy Partners LP:1 | Northeast Maryland Waste Disposal Authority | 12509 | 1120 | 1987-12-01 | 2050-12-31
[10 empty] | 10672 | Wastemgmt of NY Inc:1 | Niagara Mohawk Power Corp | 10000 | 1080 | 1991-11-01 | 2050-12-31
[10 empty] | 10673 | Watauga:1 | Tennessee Valley Authority | 0 | 37860 | 1949-09-01 | 2050-12-31
[10 empty] | 10674 | Watauga:2 | Tennessee Valley Authority | 0 | 29100 | 1949-08-01 | 2050-12-31
[10 empty] | 10675 | Watchtower Educational Center:GEN1 | Watchtower Bible & Tract Society of New York | 10841 | 700 | 1996-02-01 | 2050-12-31
[10 empty] | 10676 | Watchtower Educational Center:GEN2 | Watchtower Bible & Tract Society of New York | 10998 | 700 | 1993-06-01 | 2050-12-31
[10 empty] | 10677 | Watchtower Educational Center:GEN3 | Watchtower Bible & Tract Society of New York | 10782 | 700 | 2000-02-01 | 2050-12-31
[10 empty] | 10678 | Water Filter Plant No 2:3516 | Morganton NC (City of) | 10769 | 1300 | 1992-04-01 | 2050-12-31
[10 empty] | 10679 | Water Power:1 | Milstar Manufacturing Corp | 0 | 4800 | 1970-01-01 | 2050-12-31
[10 empty] | 10680 | Water Reclamation Facility:1 | Utilities Commission New Smyrna Beach | 10801 | 1000 | 1999-08-01 | 2050-12-31
[10 empty] | 10681 | Water Street Station:GEN1 | Bay City Electric Light & Power | 9944 | 5700 | 1980-08-01 | 2050-12-31
[10 empty] | 10682 | Water Street Station:GEN2 | Bay City Electric Light & Power | 9611 | 6900 | 1984-10-01 | 2050-12-31
[10 empty] | 10683 | Water Treatment Plant (VA):WP1 | Manassas VA (City of) | 10427 | 1700 | 2007-04-01 | 2050-12-31
[10 empty] | 10684 | Waterbury 22:1 | Green Mountain Power Corp | 0 | 5632 | 1953-06-01 | 2050-12-31
[10 empty] | 10685 | Waterbury:GT | Waterbury Generation LLC | 8878 | 97911 | 2009-07-01 | 2050-12-31
[10 empty] | 10686 | Wateree (KERSHAW):1 | Duke Energy Carolinas | 0 | 17000 | 1919-10-01 | 2050-12-31
[10 empty] | 10687 | Wateree (KERSHAW):2 | Duke Energy Carolinas | 0 | 17000 | 1919-10-01 | 2050-12-31
[10 empty] | 10688 | Wateree (KERSHAW):3 | Duke Energy Carolinas | 0 | 17000 | 1919-10-01 | 2050-12-31
[10 empty] | 10689 | Wateree (KERSHAW):4 | Duke Energy Carolinas | 0 | 17000 | 1919-10-01 | 2050-12-31
[10 empty] | 10690 | Wateree (KERSHAW):5 | Duke Energy Carolinas | 0 | 17000 | 1919-10-01 | 2050-12-31
|  |  | 2017 |  | 2017 |  | 2017 |  |  | 10691 | Wateree:1 | South Carolina Electric & Gas Co | 9051 | 350000 | 1970-09-01 | 2050-12-31 | E
|  |  | 2017 |  | 2017 |  | 2017 |  |  | 10692 | Wateree:2 | South Carolina Electric & Gas Co | 9506 | 350000 | 1971-12-01 | 2050-12-31 | E
[10 empty] | 10693 | Waterford (LA):1 | Entergy Louisiana Inc | 10816 | 411000 | 1975-07-01 | 2050-12-31
[10 empty] | 10694 | Waterford (LA):2 | Entergy Louisiana Inc | 11302 | 405000 | 1975-10-01 | 2050-12-31
[10 empty] | 10695 | Waterford (LA):4 | Entergy Louisiana Inc | 9000 | 33000 | 2009-08-01 | 2050-12-31
[10 empty] | 10696 | Waterford 3:3 | Entergy Louisiana Inc | 10539 | 1176000 | 1985-09-01 | 2050-12-31
[10 empty] | 10697 | Waterford Energy Facility:CC1 | Columbus Southern Power Co | 7121 | 810000 | 2003-08-11 | 2050-12-31
[10 empty] | 10698 | Waterloo (IL):1 | Waterloo IL (City of) | 10284 | 2700 | 1970-05-01 | 2050-12-31
[10 empty] | 10699 | Waterloo (IL):10 | Illinois Municipal Electric Agency | 10637 | 1800 | 1996-06-01 | 2050-12-31
[10 empty] | 10700 | Waterloo (IL):11 | Illinois Municipal Electric Agency | 10536 | 1800 | 1996-06-01 | 2050-12-31
[10 empty] | 10701 | Waterloo (IL):12 | Waterloo IL (City of) | 11058 | 6600 | 2002-01-01 | 2050-12-31
[10 empty] | 10702 | Waterloo (IL):2 | Waterloo IL (City of) | 15104 | 200 | 1954-01-03 | 2050-12-31
[10 empty] | 10703 | Waterloo (IL):3 | Waterloo IL (City of) | 13800 | 200 | 1946-01-03 | 2050-12-31
[10 empty] | 10704 | Waterloo (IL):4 | Waterloo IL (City of) | 11688 | 1800 | 1963-05-01 | 2050-12-31
[10 empty] | 10705 | Waterloo (IL):5 | Waterloo IL (City of) | 13143 | 400 | 1950-01-03 | 2050-12-31
[10 empty] | 10706 | Waterloo (IL):6 | Waterloo IL (City of) | 13246 | 500 | 1950-01-03 | 2050-12-31
[10 empty] | 10707 | Waterloo (IL):7 | Waterloo IL (City of) | 9968 | 1500 | 1959-06-01 | 2050-12-31
[10 empty] | 10708 | Waterloo (IL):8 | Waterloo IL (City of) | 10536 | 2400 | 1973-04-01 | 2050-12-31
[10 empty] | 10709 | Waterloo (IL):9 | Illinois Municipal Electric Agency | 10637 | 1800 | 1996-06-01 | 2050-12-31
[10 empty] | 10710 | Waterloo (NY):1 | New York State Electric & Gas Corp | 0 | 500 | 1915-01-03 | 2050-12-31
[10 empty] | 10711 | Waterloo Lundquist:1 | MidAmerican Energy Co | 10511 | 2000 | 2000-04-01 | 2050-12-31
[10 empty] | 10712 | Waterloo Lundquist:10 | MidAmerican Energy Co | 10511 | 2000 | 2000-04-01 | 2050-12-31
[10 empty] | 10713 | Waterloo Lundquist:2 | MidAmerican Energy Co | 10511 | 2000 | 2000-04-01 | 2050-12-31
[10 empty] | 10714 | Waterloo Lundquist:3 | MidAmerican Energy Co | 10511 | 2000 | 2000-04-01 | 2050-12-31
[10 empty] | 10715 | Waterloo Lundquist:4 | MidAmerican Energy Co | 10511 | 2000 | 2000-04-01 | 2050-12-31
[10 empty] | 10716 | Waterloo Lundquist:5 | MidAmerican Energy Co | 10511 | 2000 | 2000-04-01 | 2050-12-31
[10 empty] | 10717 | Waterloo Lundquist:6 | MidAmerican Energy Co | 10511 | 2000 | 2000-04-01 | 2050-12-31
[10 empty] | 10718 | Waterloo Lundquist:7 | MidAmerican Energy Co | 10511 | 2000 | 2000-04-01 | 2050-12-31
[10 empty] | 10719 | Waterloo Lundquist:8 | MidAmerican Energy Co | 10511 | 2000 | 2000-04-01 | 2050-12-31
[10 empty] | 10720 | Waterloo Lundquist:9 | MidAmerican Energy Co | 10511 | 2000 | 2000-04-01 | 2050-12-31
[10 empty] | 10721 | Waterloo:1 | Saskatchewan Power Corp | 0 | 8000 | 1961-01-01 | 2050-12-31
[10 empty] | 10722 | Waterloom Falls:1 | Northeast Utilities | 0 | 0 | 1981-01-01 | 2050-12-31
[10 empty] | 10723 | Waterport:1 | Brookfield Renewable Power Inc | 0 | 1800 | 1921-01-01 | 2050-12-31
[10 empty] | 10724 | Waterport:2 | Brookfield Renewable Power Inc | 0 | 1824 | 1968-01-01 | 2050-12-31
[10 empty] | 10725 | Waters River:1 | Peabody Municipal Light Plant | 12756 | 16050 | 1971-12-01 | 2050-12-31
[10 empty] | 10726 | Waters River:2 | Peabody Municipal Light Plant | 12859 | 30506 | 1990-11-01 | 2050-12-31
[10 empty] | 10727 | Waterside Power:GT4 | Waterside Power LLC | 10795 | 23200 | 2004-05-01 | 2050-12-31
[10 empty] | 10728 | Waterside Power:GT5 | Waterside Power LLC | 10795 | 23200 | 2004-05-01 | 2050-12-31
[10 empty] | 10729 | Waterside Power:GT7 | Waterside Power LLC | 10479 | 23200 | 2006-05-01 | 2050-12-31
[10 empty] | 10730 | Watertown (City of):All | Watertown NY (City of) | 0 | 6300 | 1924-08-01 | 2050-12-31
[10 empty] | 10731 | Watertown PP:1 | Missouri River Energy Services | 12340 | 49200 | 1978-01-01 | 2050-12-31
[10 empty] | 10732 | Watson Dam:1 | Northeast Utilities | 0 | 100 | 1985-01-01 | 2050-12-31
[10 empty] | 10733 | Watson Wind:WT | Darryl Watson | 1000 | 2 | 2009-05-01 | 2050-12-31
[10 empty] | 10734 | Watsons Brook:1 | Deer Lake Power Co | 0 | 4600 | 1958-01-01 | 2050-12-31
[10 empty] | 10735 | Watsons Brook:2 | Deer Lake Power Co | 0 | 4600 | 1958-01-01 | 2050-12-31
[10 empty] | 10736 | Watts Bar Hydro:HY1 | Tennessee Valley Authority | 0 | 39300 | 1942-07-01 | 2050-12-31
[10 empty] | 10737 | Watts Bar Hydro:HY2 | Tennessee Valley Authority | 0 | 39300 | 1942-04-01 | 2050-12-31
[10 empty] | 10738 | Watts Bar Hydro:HY3 | Tennessee Valley Authority | 0 | 39300 | 1942-03-01 | 2050-12-31
[10 empty] | 10739 | Watts Bar Hydro:HY4 | Tennessee Valley Authority | 0 | 36700 | 1944-04-01 | 2050-12-31
[10 empty] | 10740 | Watts Bar Hydro:HY5 | Tennessee Valley Authority | 0 | 37500 | 1944-03-01 | 2050-12-31
[10 empty] | 10741 | Watts Bar Nuclear:NP1 | Tennessee Valley Authority | 10209 | 1123000 | 1996-05-01 | 2050-12-31
[10 empty] | 10742 | Watts Bar Nuclear:NP2 | Tennessee Valley Authority | 10500 | 1122000 | 2013-10-01 | 2050-12-31
[10 empty] | 10743 | Waukegan:311 | Midwest Generations EME LLC | 15718 | 24600 | 1968-06-01 | 2050-12-31
[10 empty] | 10744 | Waukegan:312 | Midwest Generations EME LLC | 15718 | 28500 | 1968-06-01 | 2050-12-31
[10 empty] | 10745 | Waukegan:321 | Midwest Generations EME LLC | 15343 | 28000 | 1968-06-01 | 2050-12-31
[10 empty] | 10746 | Waukegan:322 | Midwest Generations EME LLC | 15343 | 26700 | 1968-06-01 | 2050-12-31
2015 | 2015 | 2015 |  | 2017 | 2014 |  | 2017 |  |  | 10747 | Waukegan:7 | Midwest Generations EME LLC | 9887 | 328000 | 1958-06-01 | 2050-12-31 | W
2015 | 2015 | 2015 | x | 2017 | 2020 |  | 2017 |  |  | 10748 | Waukegan:8 | Midwest Generations EME LLC | 10706 | 361000 | 1962-07-01 | 2050-12-31 | W
[10 empty] | 10749 | Waunakee Waste To Energy:IC | Dane County Public Works | 9000 | 1000 | 2010-07-31 | 2050-12-31
2017 | 2017 | 2017 |  | 2021 | 2021 |  | 2017 |  |  | 10750 | Waupun Correctional Inst CTR:1 | State of Wisconsin | 12385 | 200 | 1951-05-01 | 2050-12-31 | W
[10 empty] | 10751 | Wausau Mosinee Paper Corp Pulp:GEN1 | Mosinee Paper Corp | 13852 | 13000 | 1976-12-01 | 2050-12-31
[10 empty] | 10752 | Wausau Mosinee Paper Corp Pulp:All | Mosinee Paper Corp | 0 | 3400 | 1924-08-01 | 2050-12-31
[10 empty] | 10753 | Wausau Mosinee Paper Corp Pulp:WEST | Mosinee Paper Corp | 12000 | 5000 | 1951-08-01 | 2050-12-31
[10 empty] | 10754 | Wausau Papers of New Hampshire:GT1 | Wausau Papers of New Hampshire | 11074 | 6900 | 2001-12-01 | 2050-12-31
[10 empty] | 10755 | Wausau:All | Wisconsin Public Service Corp | 0 | 3600 | 1921-01-03 | 2050-12-31
[10 empty] | 10756 | Wautoma:ZZ1 | North American Hydro Inc | 0 | 250 | 1970-01-01 | 2050-12-31
[10 empty] | 10757 | Waverly Ave:1 | Anthony Construction Inc | 0 | 148 | 1984-02-01 | 2050-12-31
[10 empty] | 10758 | Waverly Ave:2 | Anthony Construction Inc | 0 | 148 | 1984-02-01 | 2050-12-31
[10 empty] | 10759 | Waverly Wind Farm:WT 1 2 | Waverly Light & Power | 1000 | 1800 | 2009-09-15 | 2050-12-31
[10 empty] | 10760 | Wawaitin Generating Station:All | Ontario Power Generation Inc | 0 | 25400 | 1912-01-01 | 2050-12-31
[10 empty] | 10761 | Wawatay GS:All | Clean Power Operating Trust | 0 | 14400 | 1992-02-09 | 2050-12-31
[10 empty] | 10762 | Way:1 | Wisconsin Electric Power Co | 0 | 700 | 1949-12-01 | 2050-12-31
[10 empty] | 10763 | Waymart Wind Farm:WT1 43 | Waymart Wind Farm LLC | 1000 | 64500 | 2003-10-31 | 2050-12-31
[10 empty] | 10764 | Wayne (NE):All | Wayne Electric Utility | 10123 | 19900 | 1951-01-01 | 2050-12-31
[10 empty] | 10765 | Wayne Assembly Plant (DTE):IC 1-3 | DTE Biomass Energy Inc | 10000 | 2400 | 1995-11-01 | 2050-12-31
[10 empty] | 10766 | Wayne County:1 | Progress Energy Carolinas | 11302 | 177000 | 2000-05-01 | 2050-12-31
[10 empty] | 10767 | Wayne County:2 | Progress Energy Carolinas | 11387 | 174000 | 2000-05-01 | 2050-12-31
[10 empty] | 10768 | Wayne County:3 | Progress Energy Carolinas | 11462 | 173000 | 2000-06-01 | 2050-12-31
[10 empty] | 10769 | Wayne County:4 | Progress Energy Carolinas | 10598 | 170000 | 2000-06-01 | 2050-12-31
[10 empty] | 10770 | Wayne County:5 | Progress Energy Carolinas | 10644 | 157000 | 2009-06-30 | 2050-12-31
2017 | 2017 | 2017 |  | 2021 | 2021 |  | 2017 |  |  | 10771 | Waynesboro Virginia:GEN1 | E I DuPont de Nemours & Co | 12645 | 3000 | 1929-01-01 | 2050-12-31 | W
2017 | 2017 | 2017 |  | 2021 | 2021 |  | 2017 |  |  | 10772 | Waynesboro Virginia:GEN2 | E I DuPont de Nemours & Co | 12645 | 3000 | 1929-01-01 | 2050-12-31 | W
2017 | 2017 | 2017 |  | 2021 | 2021 |  | 2017 |  |  | 10773 | Waynesboro Virginia:GEN4 | E I DuPont de Nemours & Co | 12642 | 3000 | 1929-01-01 | 2050-12-31 | W
[10 empty] | 10774 | Wci Steel Inc:GEN1 | Wci Steel Inc | 14093 | 2790 | 1934-10-01 | 2050-12-31
[10 empty] | 10775 | Wci Steel Inc:GEN2 | Wci Steel Inc | 13825 | 6980 | 1940-03-01 | 2050-12-31
[10 empty] | 10776 | Wci Steel Inc:GEN3 | Wci Steel Inc | 12184 | 9300 | 1981-12-01 | 2050-12-31
[10 empty] | 10777 | Weagamow First Nation:GEN1 | Hydro One Networks Inc | 10742 | 1250 | 1999-01-01 | 2050-12-31
[10 empty] | 10778 | Weatherford Wind Farm:WT 72 98 | FPL Energy Cowboy Wind LLC | 1000 | 40500 | 2006-01-17 | 2050-12-31
[10 empty] | 10779 | Weatherford Wind Farm:WT1 71 | FPL Energy Cowboy Wind LLC | 1000 | 106500 | 2005-04-01 | 2050-12-31
[10 empty] | 10780 | Webb Forging:1 | Santee Cooper | 10200 | 2900 | 2003-07-01 | 2050-12-31
[10 empty] | 10781 | Webb Forging:2 | Santee Cooper | 10209 | 2900 | 2003-01-01 | 2050-12-31
[10 empty] | 10782 | Webb:1 | Saluda River Electric Coop Inc | 10640 | 2870 | 1980-01-01 | 2050-12-31
[10 empty] | 10783 | Webb:2 | Saluda River Electric Coop Inc | 10640 | 2870 | 1980-01-01 | 2050-12-31
[10 empty] | 10784 | Webber:All | Consumers Energy Co | 0 | 4300 | 1907-01-01 | 2050-12-31
[10 empty] | 10785 | Webbers Falls:1 | USACE Tulsa District | 0 | 23000 | 1973-08-01 | 2050-12-31
[10 empty] | 10786 | Webbers Falls:2 | USACE Tulsa District | 0 | 23000 | 1973-09-01 | 2050-12-31
[10 empty] | 10787 | Webeque First Nation:GEN1 | Hydro One Networks Inc | 10965 | 650 | 1996-01-01 | 2050-12-31
[10 empty] | 10788 | Weber Richard:1 | Niagara Mohawk Power Corp | 1000 | 4 | 1998-02-01 | 2050-12-31
[10 empty] | 10789 | Webster City:6 | Corn Belt Power Coop | 13318 | 20700 | 1972-04-01 | 2050-12-31
[10 empty] | 10790 | Webster Hyd:1 | Massachusetts Municipal Wholesale Electric Co | 0 | 0 | 1983-02-01 | 2050-12-31
[10 empty] | 10791 | Wedemeyer Solar:PV | Elesa & Zac Wedemeyer | 1000 | 3 | 2008-10-31 | 2050-12-31
[10 empty] | 10792 | Weedon:All | Hydro Sherbrooke | 0 | 3760 | 1920-01-01 | 2050-12-31
[10 empty] | 10793 | Wege Wind Energy Farm:WT1 8 | High Plains Wind Power LLC | 1000 | 10000 | 2008-03-31 | 2050-12-31
[10 empty] | 10794 | Weiss Dam:1 | Alabama Power Co | 0 | 24700 | 1962-07-01 | 2050-12-31
[10 empty] | 10795 | Weiss Dam:2 | Alabama Power Co | 0 | 24700 | 1961-06-01 | 2050-12-31
[10 empty] | 10796 | Weiss Dam:3 | Alabama Power Co | 0 | 24700 | 1961-06-01 | 2050-12-31
[10 empty] | 10797 | Weleetka:4 | Public Service Co of Oklahoma | 13920 | 55000 | 1975-07-01 | 2050-12-31
[10 empty] | 10798 | Weleetka:5 | Public Service Co of Oklahoma | 14780 | 53000 | 1976-09-01 | 2050-12-31
[10 empty] | 10799 | Weleetka:6 | Public Service Co of Oklahoma | 14580 | 55000 | 1976-09-01 | 2050-12-31
[10 empty] | 10800 | Weleetka:IC1 | Public Service Co of Oklahoma | 10500 | 4000 | 1963-10-01 | 2050-12-31
[10 empty] | 10801 | Welland Canal GS 1:HY1 | Rankin Renewable Power Inc | 0 | 2000 | 2009-06-21 | 2050-12-31
[10 empty] | 10802 | Wellesley College Central Utility:1118 | Wellesley College | 10729 | 1200 | 1994-07-01 | 2050-12-31
[10 empty] | 10803 | Wellesley College Central Utility:1119 | Wellesley College | 10729 | 1200 | 1994-07-01 | 2050-12-31
[10 empty] | 10804 | Wellesley College Central Utility:1120 | Wellesley College | 10729 | 1200 | 1994-07-01 | 2050-12-31
[10 empty] | 10805 | Wellesley College Central Utility:1121 | Wellesley College | 10729 | 1270 | 1994-07-01 | 2050-12-31
[10 empty] | 10806 | Wellesley College Central Utility:8187 | Wellesley College | 10520 | 1850 | 1999-07-01 | 2050-12-31
[10 empty] | 10807 | Wellington (OH):1 | American Municipal Power Inc | 10829 | 1000 | 1998-02-01 | 2050-12-31
[10 empty] | 10808 | Wellington City:6 | Wellington Municipal Electric Utility | 11400 | 21000 | 1989-01-01 | 2050-12-31
[10 empty] | 10809 | Wellington Municipal:4 | Wellington Municipal Electric Utility | 12435 | 19500 | 1972-01-03 | 2050-12-31
[10 empty] | 10810 | Wellington Municipal:7 | Wellington Municipal Electric Utility | 10440 | 2000 | 2004-02-01 | 2050-12-31
[10 empty] | 10811 | Wellington Municipal:8 | Wellington Municipal Electric Utility | 10440 | 2000 | 2004-02-01 | 2050-12-31
[10 empty] | 10812 | Wellington:All | Saskatchewan Power Corp | 0 | 4800 | 1939-01-01 | 2050-12-31
[10 empty] | 10813 | Wells (MN):1 | Wells MN (City of) | 11347 | 1330 | 1953-01-03 | 2050-12-31
[10 empty] | 10814 | Wells (MN):2 | Wells MN (City of) | 11287 | 1330 | 1957-01-01 | 2050-12-31
[10 empty] | 10815 | Wells (MN):3 | Wells MN (City of) | 11436 | 1200 | 1950-01-03 | 2050-12-31
[10 empty] | 10816 | Wells (MN):4 | Wells MN (City of) | 10928 | 2100 | 1966-01-03 | 2050-12-31
[10 empty] | 10817 | Wells (MN):5 | Wells MN (City of) | 10794 | 2300 | 1975-01-01 | 2050-12-31
[10 empty] | 10818 | Wells (Town of):1 | Niagara Mohawk Power Corp | 0 | 25 | 1987-12-01 | 2050-12-31
[10 empty] | 10819 | Wells Manufacturing Dura Bar:1A | Wells Manufacturing Co | 10831 | 900 | 1992-04-01 | 2050-12-31
[10 empty] | 10820 | Wells Manufacturing Dura Bar:1B | Wells Manufacturing Co | 10831 | 900 | 1992-04-01 | 2050-12-31
[10 empty] | 10821 | Wells Manufacturing Dura Bar:2A | Wells Manufacturing Co | 10831 | 900 | 1992-04-01 | 2050-12-31
[10 empty] | 10822 | Wells Manufacturing Dura Bar:2B | Wells Manufacturing Co | 10831 | 900 | 1992-04-01 | 2050-12-31
[10 empty] | 10823 | Wells Manufacturing Dura Bar:3A | Wells Manufacturing Co | 10831 | 900 | 1992-04-01 | 2050-12-31
[10 empty] | 10824 | Wells Manufacturing Dura Bar:3B | Wells Manufacturing Co | 10831 | 900 | 1992-04-01 | 2050-12-31
| 2016 |  |  | 2016 | 2019 |  | 2017 |  |  | 10825 | Welsh Station:1 | Southwestern Electric Power Co | 10249 | 528000 | 1977-03-01 | 2050-12-31 | W
| 2016 |  |  | 2016 | 2019 |  | 2017 |  |  | 10826 | Welsh Station:2 | Southwestern Electric Power Co | 10395 | 528000 | 1980-04-01 | 2014-12-30 | W
| 2016 |  |  | 2016 | 2019 |  | 2017 |  |  | 10827 | Welsh Station:3 | Southwestern Electric Power Co | 10647 | 528000 | 1982-03-01 | 2050-12-31 | W
[10 empty] | 10828 | Werdel Solar:PV | William & Anne Werdel | 1000 | 3 | 2008-10-31 | 2050-12-31
[10 empty] | 10829 | Werner:GT1 | RRI Energy Mid Atlantic Power Holdings LLC | 16012 | 53000 | 1972-03-01 | 2050-12-31
[10 empty] | 10830 | Werner:GT2 | RRI Energy Mid Atlantic Power Holdings LLC | 16012 | 53000 | 1972-04-01 | 2050-12-31
[10 empty] | 10831 | Werner:GT4 | RRI Energy Mid Atlantic Power Holdings LLC | 16012 | 53000 | 1972-06-01 | 2050-12-31
[10 empty] | 10832 | Wessington Springs Wind Project:WT1 34 | Wessington Wind Energy Center LLC | 1000 | 51000 | 2009-02-01 | 2050-12-31
[10 empty] | 10833 | West 14TH Street:GT1 | Winfield KS (City of) | 16000 | 11100 | 1962-08-01 | 2050-12-31
[10 empty] | 10834 | West 41ST Street:1 | Cleveland Public Power | 13900 | 16000 | 1970-03-01 | 2050-12-31
[10 empty] | 10835 | West 41ST Street:2 | Cleveland Public Power | 13900 | 16000 | 1970-03-01 | 2050-12-31
[10 empty] | 10836 | West Babylon:4 | National Grid Generation LLC | 13687 | 48800 | 1971-08-01 | 2050-12-31
[10 empty] | 10837 | West Bend:All | West Bend IA (City of) | 15164 | 3900 | 1959-08-01 | 2050-12-31
[10 empty] | 10838 | West Buxton:All | FPL Energy Maine Hydro LLC | 0 | 7700 | 1982-01-01 | 2050-12-31
[10 empty] | 10839 | West Campus Cogen:CG1 | University of Wisconsin | 7481 | 130201 | 2005-04-01 | 2050-12-31
[10 empty] | 10840 | West Cape Wind Farm:WT1 11 | Ventus Energy Inc | 1000 | 19800 | 2007-05-19 | 2050-12-31
[10 empty] | 10841 | West Cape Wind Farm:WT12 55 | Ventus Energy Inc | 1000 | 79200 | 2009-02-01 | 2050-12-31
[10 empty] | 10842 | West Charleston:2 | Barton Village Inc | 0 | 700 | 1948-10-01 | 2050-12-31
[10 empty] | 10843 | West Charleston:All | Barton Village Inc | 15220 | 1514 | 1956-07-01 | 2050-12-31
[10 empty] | 10844 | West County Energy Center:CC1 | Florida Power & Light Co | 6879 | 1219000 | 2009-10-27 | 2050-12-31
[10 empty] | 10845 | West County Energy Center:CC2 | Florida Power & Light Co | 6837 | 1219000 | 2009-11-03 | 2050-12-31
[10 empty] | 10846 | West County Energy Center:CC3 | Florida Power & Light Co | 6854 | 1250000 | 2011-06-30 | 2050-12-31
[10 empty] | 10847 | West Coxsackie:GT1 | Central Hudson Gas & Electric Corp | 14958 | 18400 | 1969-12-01 | 2050-12-31
[10 empty] | 10848 | West Danville 15:1 | Green Mountain Power Corp | 0 | 1100 | 1917-01-03 | 2050-12-31
[10 empty] | 10849 | West Delaware Tunnel Plant:GEN1 | Brookfield Renewable Power Inc | 0 | 7500 | 1988-12-01 | 2050-12-31
[10 empty] | 10850 | West End Dam Hydro:All | West End Dam Associates | 0 | 4180 | 1985-10-01 | 2050-12-31
[10 empty] | 10851 | West Enfield (ME):All | PPL Maine LLC | 0 | 7472 | 1988-04-01 | 2050-12-31
[10 empty] | 10852 | West Gardner:1 | Kansas City Power & Light Co | 11793 | 77000 | 2003-04-01 | 2050-12-31
[10 empty] | 10853 | West Gardner:2 | Kansas City Power & Light Co | 11793 | 77000 | 2003-07-07 | 2050-12-31
[10 empty] | 10854 | West Gardner:3 | Kansas City Power & Light Co | 11793 | 77000 | 2003-07-07 | 2050-12-31
[10 empty] | 10855 | West Gardner:4 | Kansas City Power & Light Co | 11793 | 77000 | 2003-07-07 | 2050-12-31
[10 empty] | 10856 | West Georgia Generating Co:712 | West Georgia Power Co LLC | 10865 | 152000 | 2000-06-01 | 2050-12-31
[10 empty] | 10857 | West Georgia Generating Co:713 | West Georgia Power Co LLC | 10598 | 153000 | 2000-06-01 | 2050-12-31
[10 empty] | 10858 | West Georgia Generating Co:714 | West Georgia Power Co LLC | 10896 | 153000 | 2000-06-01 | 2050-12-31
[10 empty] | 10859 | West Georgia Generating Co:715 | West Georgia Power Co LLC | 11061 | 150000 | 2000-06-01 | 2050-12-31
[10 empty] | 10860 | West Group Data Center:1 | Thomson Corp (The) | 10424 | 600 | 2004-06-01 | 2050-12-31
[10 empty] | 10861 | West Group Data Center:2 | Thomson Corp (The) | 10424 | 600 | 2004-06-01 | 2050-12-31
[10 empty] | 10862 | West Group Data Center:3 | Thomson Corp (The) | 10424 | 600 | 2004-06-01 | 2050-12-31
[10 empty] | 10863 | West Group Data Center:4 | Thomson Corp (The) | 10424 | 600 | 2004-06-01 | 2050-12-31
[10 empty] | 10864 | West Group Data Center:IC5 | Thomson Corp (The) | 10411 | 630 | 2005-05-01 | 2050-12-31
[10 empty] | 10865 | West Group Data Center:IC6 | Thomson Corp (The) | 10411 | 630 | 2005-05-01 | 2050-12-31
[10 empty] | 10866 | West Group Data Center:IC7 | Thomson Corp (The) | 10411 | 630 | 2005-05-01 | 2050-12-31
[10 empty] | 10867 | West Group Data Center:IC8 | Thomson Corp (The) | 10411 | 630 | 2005-05-01 | 2050-12-31
[10 empty] | 10868 | West Group Generator Building:All | Thomson Corp (The) | 10829 | 13300 | 1990-07-01 | 2050-12-31
[10 empty] | 10869 | West Liberty:All | West Liberty IA (City of) | 14000 | 15500 | 1948-01-03 | 2050-12-31
[10 empty] | 10870 | West Lorain:1A | FirstEnergy Generation Corp | 11371 | 57000 | 1983-06-01 | 2050-12-31
[10 empty] | 10871 | West Lorain:1B | FirstEnergy Generation Corp | 11640 | 57000 | 1973-06-01 | 2050-12-31
[10 empty] | 10872 | West Lorain:1D | FirstEnergy Generation Corp | 11793 | 85000 | 2001-06-05 | 2050-12-31
[10 empty] | 10873 | West Lorain:1E | FirstEnergy Generation Corp | 12140 | 85000 | 2001-06-05 | 2050-12-31
[10 empty] | 10874 | West Lorain:1F | FirstEnergy Generation Corp | 11793 | 85000 | 2001-06-05 | 2050-12-31
[10 empty] | 10875 | West Lorain:1G | FirstEnergy Generation Corp | 11793 | 85000 | 2001-06-05 | 2050-12-31
[10 empty] | 10876 | West Lorain:1H | FirstEnergy Generation Corp | 11793 | 85000 | 2001-06-05 | 2050-12-31
[10 empty] | 10877 | West Lorne Cogeneration:GT | Dynamotive Corp | 10700 | 2500 | 2005-04-27 | 2050-12-31
[10 empty] | 10878 | West Marinette (WI MGE):34 | Madison Gas & Electric Co | 12140 | 79500 | 2000-06-01 | 2050-12-31
[10 empty] | 10879 | West Marinette (WI WPS):31 | Wisconsin Public Service Corp | 13013 | 36700 | 1971-06-01 | 2050-12-31
[10 empty] | 10880 | West Marinette (WI WPS):32 | Wisconsin Public Service Corp | 13700 | 35000 | 1973-04-01 | 2050-12-31
[10 empty] | 10881 | West Marinette (WI WPS):33 | Wisconsin Public Service Corp | 12737 | 77300 | 1993-05-01 | 2050-12-31
[10 empty] | 10882 | West Medway Station:GT1 | Sithe New England Holdings LLC | 13570 | 30762 | 1970-07-01 | 2050-12-31
[10 empty] | 10883 | West Medway Station:GT2 | Sithe New England Holdings LLC | 13570 | 34730 | 1971-03-01 | 2050-12-31
[10 empty] | 10884 | West Medway Station:GT3 | Sithe New England Holdings LLC | 13032 | 35441 | 1970-07-01 | 2050-12-31
[10 empty] | 10885 | West Pharmaceutical Services:GEN1 | West Pharmaceutical Services | 10822 | 1200 | 1995-06-01 | 2050-12-31
[10 empty] | 10886 | West Point Facility:COG3 | Merck & Co Inc | 12626 | 38500 | 2001-04-01 | 2050-12-31
[10 empty] | 10887 | West Point Facility:GEN1 | Merck & Co Inc | 12044 | 3000 | 1987-12-01 | 2050-12-31
[10 empty] | 10888 | West Point Facility:GEN2 | Merck & Co Inc | 15021 | 24500 | 1989-01-01 | 2050-12-31
[10 empty] | 10889 | West Point Facility:GEN3 | Merck & Co Inc | 10890 | 2440 | 1972-01-01 | 2050-12-31
[10 empty] | 10890 | West Point Facility:GEN4 | Merck & Co Inc | 10626 | 1660 | 1995-06-01 | 2050-12-31
[10 empty] | 10891 | West Point Facility:GEN5 | Merck & Co Inc | 10841 | 1170 | 1994-06-01 | 2050-12-31
[10 empty] | 10892 | West Point Facility:GEN6 | Merck & Co Inc | 10859 | 1170 | 1993-06-01 | 2050-12-31
[10 empty] | 10893 | West Point Facility:GEN7 | Merck & Co Inc | 10866 | 680 | 1994-06-01 | 2050-12-31
[10 empty] | 10894 | West Point Facility:GEN8 | Merck & Co Inc | 10722 | 980 | 1999-08-01 | 2050-12-31
[10 empty] | 10895 | West Point Facility:GEN9 | Merck & Co Inc | 10587 | 900 | 2004-02-01 | 2050-12-31
[10 empty] | 10896 | West Point Facility:GN10 | Merck & Co Inc | 10587 | 900 | 2004-02-01 | 2050-12-31
[10 empty] | 10897 | West Point Mill:GEN8 | Smurfit Stone Container Corp | 12000 | 5000 | 1954-01-01 | 2050-12-31
[10 empty] | 10898 | West Point Mill:GEN9 | Smurfit Stone Container Corp | 12000 | 10000 | 1960-10-01 | 2050-12-31
[10 empty] | 10899 | West Point Mill:GN10 | Smurfit Stone Container Corp | 14829 | 25000 | 1968-12-01 | 2050-12-31
[10 empty] | 10900 | West Point Mill:GN11 | Smurfit Stone Container Corp | 13768 | 15000 | 1977-08-01 | 2050-12-31
[10 empty] | 10901 | West Point Mill:GN12 | Smurfit Stone Container Corp | 12618 | 46000 | 1985-10-01 | 2050-12-31
[10 empty] | 10902 | West Point Municipal:2 | West Point NE (City of) | 11521 | 900 | 1947-05-01 | 2050-12-31
[10 empty] | 10903 | West Point Municipal:3 | West Point NE (City of) | 11273 | 1200 | 1959-07-01 | 2050-12-31
[10 empty] | 10904 | West Point Municipal:4 | West Point NE (City of) | 10934 | 2300 | 1965-08-01 | 2050-12-31
[10 empty] | 10905 | West Point Municipal:5 | West Point NE (City of) | 10441 | 4100 | 1971-06-01 | 2050-12-31
[10 empty] | 10906 | West Point:1 | USACE Mobile District | 0 | 3000 | 1975-04-01 | 2050-12-31
[10 empty] | 10907 | West Point:2 | USACE Mobile District | 0 | 38500 | 1975-04-01 | 2050-12-31
[10 empty] | 10908 | West Receiving:1 | Denison IA (City of) | 10547 | 1820 | 1998-04-01 | 2050-12-31
[10 empty] | 10909 | West River Dairy:IC1 | West River Dairy LLP | 9000 | 2130 | 2008-12-30 | 2050-12-31
[10 empty] | 10910 | West Shore:CTG1 | PPL Martins Creek LLC | 13500 | 14000 | 1969-08-01 | 2050-12-31
[10 empty] | 10911 | West Shore:CTG2 | PPL Martins Creek LLC | 13500 | 14000 | 1969-08-01 | 2050-12-31
[10 empty] | 10912 | West Springfield:GT1 | NAEA Energy Massachusetts LLC | 9970 | 37820 | 2002-06-07 | 2050-12-31
[10 empty] | 10913 | West Springfield:GT2 | NAEA Energy Massachusetts LLC | 10267 | 37700 | 2002-06-07 | 2050-12-31
[10 empty] | 10914 | West Springfield:WS10 | NAEA Energy Massachusetts LLC | 12843 | 17215 | 1968-01-01 | 2050-12-31
[10 empty] | 10915 | West Springfield:WS3 | NAEA Energy Massachusetts LLC | 12150 | 94276 | 1957-01-01 | 2050-12-31
[10 empty] | 10916 | West Station:1 | Vineland NJ (City of) | 17607 | 26000 | 1972-06-01 | 2050-12-31
[10 empty] | 10917 | West Substation:WEST | Calpine Mid Atlantic Generation LLC | 15106 | 15000 | 1964-06-01 | 2050-12-31
[10 empty] | 10918 | West Tisbury:All | Mirant Canal LLC | 10550 | 5500 | 1975-01-01 | 2050-12-31
[10 empty] | 10919 | West Town Eatery Solar:PV | West Town Eatery & Express LLC | 1000 | 5 | 2008-08-12 | 2050-12-31
[10 empty] | 10920 | West Windsor GS:12 | West Windsor Power | 9000 | 128000 | 1995-10-30 | 2050-12-31
[10 empty] | 10921 | Westar Wind:WT1 | Westar Energy Inc | 1000 | 700 | 1999-01-01 | 2050-12-31
[10 empty] | 10922 | Westar Wind:WT2 | Westar Energy Inc | 1000 | 700 | 1999-01-01 | 2050-12-31
[10 empty] | 10923 | Westbrook Energy Center:CC | Calpine Eastern Corp | 6895 | 506000 | 2001-05-09 | 2050-12-31
[10 empty] | 10924 | Westbrook:5 | Westbrook MN (City of) | 10363 | 2000 | 2003-10-01 | 2050-12-31
[10 empty] | 10925 | Westbury:All | Hydro Sherbrooke | 0 | 4800 | 1929-01-01 | 2050-12-31
[10 empty] | 10926 | Westchester Landfill:W1 | Sexton Energy LLC | 9000 | 1800 | 2004-09-01 | 2050-12-31
[10 empty] | 10927 | Westchester Landfill:W2 | Sexton Energy LLC | 9000 | 1800 | 2004-09-01 | 2050-12-31
[10 empty] | 10928 | Westchester Resco:GEN1 | Wheelabrator Westchester LP | 10000 | 52900 | 1984-10-01 | 2050-12-31
[10 empty] | 10929 | Weston (ME):All | FPL Energy Maine Hydro LLC | 0 | 13200 | 1921-01-01 | 2050-12-31
[10 empty] | 10930 | Weston (NH):1 | Powerhouse Systems Inc | 0 | 268 | 1987-02-01 | 2050-12-31
2017 | 2017 | 2017 |  | 2019 | 2021 |  | 2017 |  |  | 10931 | Weston:1 | Wisconsin Public Service Corp | 10543 | 59800 | 1954-11-01 | 2050-12-31 | W
2017 | 2017 | 2017 |  | 2019 | 2021 |  | 2017 |  |  | 10932 | Weston:2 | Wisconsin Public Service Corp | 10543 | 81500 | 1960-09-01 | 2050-12-31 | W
2015 | 2015 | 2015 |  | 2017 | 2020 |  | 2017 |  |  | 10933 | Weston:3 | Wisconsin Public Service Corp | 9751 | 333100 | 1981-12-01 | 2050-12-31 | W
[10 empty] | 10934 | Weston:31 | Wisconsin Public Service Corp | 14859 | 17400 | 1969-03-01 | 2050-12-31
[10 empty] | 10935 | Weston:32 | Wisconsin Public Service Corp | 13642 | 48200 | 1973-06-01 | 2050-12-31
| 2016 |  |  | 2016 | 2019 |  | 2017 |  |  | 10936 | Weston:4 | Wisconsin Public Service Corp | 8530 | 537000 | 2008-06-02 | 2050-12-31 | W
[10 empty] | 10937 | Westover:GEN1 | Danville Power & Light Dept | 10470 | 1200 | 2005-07-01 | 2050-12-31
[10 empty] | 10938 | Westport:GT5 | Constellation Power Source Inc | 14726 | 121000 | 1969-02-01 | 2050-12-31
[10 empty] | 10939 | Westridge Windfarm LLC:WT 1-2 | Westridge Windfarm LLC | 1000 | 2000 | 2003-11-01 | 2050-12-31
[10 empty] | 10940 | Westvaco Evadale:GEN1 | MeadWestvaco Corp | 12000 | 7500 | 1954-06-01 | 2050-12-31
[10 empty] | 10941 | Westvaco Evadale:GEN2 | MeadWestvaco Corp | 12000 | 32600 | 1965-05-01 | 2050-12-31
[10 empty] | 10942 | Westvaco Evadale:GEN3 | MeadWestvaco Corp | 12691 | 17600 | 1986-01-01 | 2050-12-31
|  |  | 2017 |  | 2017 |  | 2017 |  |  | 10943 | Westwood:GEN1 | WPS Westwood Generation LLC | 13500 | 30000 | 1987-06-01 | 2050-12-31 | E
[10 empty] | 10944 | Wethersfield Windpark:WT1 84 | Noble Wethersfield Windpark LLC | 1000 | 126000 | 2009-02-02 | 2050-12-31
[10 empty] | 10945 | Wethersfield:WT1 10 | Western New York Wind Corp | 1000 | 6600 | 2000-09-30 | 2050-12-31
[10 empty] | 10946 | Weybridge:1 | Central Vermont Public Service Corp | 0 | 3350 | 1951-02-01 | 2050-12-31
[10 empty] | 10947 | Weymouth:All | Nova Scotia Power | 0 | 19200 | 1961-01-01 | 2050-12-31
[10 empty] | 10948 | WFEC GENCO:GT1 | Wfec Genco | 10089 | 45000 | 2001-05-01 | 2050-12-31
[10 empty] | 10949 | WFEC GENCO:GT2 | Wfec Genco | 10218 | 45000 | 2001-05-01 | 2050-12-31
[10 empty] | 10950 | WGBH Solar:PV | MP2 Capital WGBH Education Found LLC | 1000 | 101 | 2007-12-31 | 2050-12-31
[10 empty] | 10951 | Wheatland Power Facility:CTG1 | Duke Energy Indiana | 12987 | 118000 | 2000-06-01 | 2050-12-31
[10 empty] | 10952 | Wheatland Power Facility:CTG2 | Duke Energy Indiana | 12987 | 118000 | 2000-06-01 | 2050-12-31
[10 empty] | 10953 | Wheatland Power Facility:CTG3 | Duke Energy Indiana | 12987 | 118000 | 2000-06-01 | 2050-12-31
[10 empty] | 10954 | Wheatland Power Facility:CTG4 | Duke Energy Indiana | 12987 | 118000 | 2000-06-01 | 2050-12-31
[10 empty] | 10955 | Wheaton:1 | Northern States Power Co (Wisconsin) | 12241 | 56400 | 1973-01-03 | 2050-12-31
[10 empty] | 10956 | Wheaton:2 | Northern States Power Co (Wisconsin) | 12064 | 65000 | 1973-04-01 | 2050-12-31
[10 empty] | 10957 | Wheaton:3 | Northern States Power Co (Wisconsin) | 12730 | 56100 | 1973-04-01 | 2050-12-31
[10 empty] | 10958 | Wheaton:4 | Northern States Power Co (Wisconsin) | 12387 | 55800 | 1973-04-01 | 2050-12-31
[10 empty] | 10959 | Wheaton:5 | Northern States Power Co (Wisconsin) | 11576 | 59700 | 1973-06-01 | 2050-12-31
[10 empty] | 10960 | Wheaton:6 | Northern States Power Co (Wisconsin) | 11576 | 60300 | 1973-06-01 | 2050-12-31
[10 empty] | 10961 | Wheelabrator Baltimore Refuse:GEN1 | Wheelabrator Baltimore Inc | 10000 | 57000 | 1984-11-01 | 2050-12-31
[10 empty] | 10962 | Wheelabrator Baltimore Refuse:GEN2 | Wheelabrator Baltimore Inc | 10839 | 4300 | 2001-01-01 | 2050-12-31
[10 empty] | 10963 | Wheelabrator Concord Waste To Energy Facility:GEN1 | Wheelabrator Concord Co LP | 12293 | 12000 | 1989-04-01 | 2050-12-31
[10 empty] | 10964 | Wheelabrator Falls:WFI1 | Waste Management Inc | 11503 | 48100 | 1994-05-01 | 2050-12-31
|  |  | 2017 |  | 2017 |  | 2017 |  |  | 10965 | Wheelabrator Frackville:GEN1 | Wheelabrator Frackville Energy Co | 11551 | 42500 | 1988-09-01 | 2050-12-31 | E
[10 empty] | 10966 | Wheelabrator Hudson Falls:GEN1 | Foster Wheeler Power System Inc | 10000 | 11500 | 1990-01-01 | 2050-12-31
[10 empty] | 10967 | Wheelabrator Millbury:GEN1 | Waste Energy II LLC | 12369 | 40000 | 1987-09-01 | 2050-12-31
[10 empty] | 10968 | Wheeler County Diesel Project:All | Golden Spread Electric Coop Inc | 10656 | 4000 | 2007-07-05 | 2050-12-31
[10 empty] | 10969 | Wheeler Landfill Gas Recovery:GEN2 | Bio Energy Partners | 10000 | 800 | 1997-01-01 | 2050-12-31
[10 empty] | 10970 | Wheeler:1 | Tennessee Valley Authority | 0 | 34090 | 1936-11-01 | 2050-12-31
[10 empty] | 10971 | Wheeler:10 | Tennessee Valley Authority | 0 | 41890 | 1963-06-01 | 2050-12-31
[10 empty] | 10972 | Wheeler:11 | Tennessee Valley Authority | 0 | 41890 | 1963-12-01 | 2050-12-31
[10 empty] | 10973 | Wheeler:2 | Tennessee Valley Authority | 0 | 33230 | 1937-04-01 | 2050-12-31
[10 empty] | 10974 | Wheeler:3 | Tennessee Valley Authority | 0 | 33620 | 1941-01-01 | 2050-12-31
[10 empty] | 10975 | Wheeler:4 | Tennessee Valley Authority | 0 | 33430 | 1941-03-01 | 2050-12-31
[10 empty] | 10976 | Wheeler:5 | Tennessee Valley Authority | 0 | 34690 | 1948-10-01 | 2050-12-31
[10 empty] | 10977 | Wheeler:6 | Tennessee Valley Authority | 0 | 34570 | 1949-02-01 | 2050-12-31
[10 empty] | 10978 | Wheeler:7 | Tennessee Valley Authority | 0 | 34360 | 1949-12-01 | 2050-12-31
[10 empty] | 10979 | Wheeler:8 | Tennessee Valley Authority | 0 | 34460 | 1950-03-01 | 2050-12-31
[10 empty] | 10980 | Wheeler:9 | Tennessee Valley Authority | 0 | 41890 | 1962-12-01 | 2050-12-31
2017 | 2017 | 2017 |  | 2019 | 2021 |  | 2017 |  |  | 10981 | Whelan Energy Center:1 | Hastings Utilities (NE) | 12316 | 77000 | 1981-07-01 | 2050-12-31 | W
2015 | 2015 | 2015 |  | 2017 | 2020 |  | 2017 |  |  | 10982 | Whelan Energy Center:ST | Municipal Energy Agency of Nebraska | 9500 | 220000 | 2011-01-01 | 2050-12-31 | W
[10 empty] | 10983 | Whillock:All | Arkansas Electric Coop Corp | 0 | 32400 | 1993-10-01 | 2050-12-31
[10 empty] | 10984 | Whispering Willow Wind Farm:WT1 121 | Interstate Power & Light Co | 1000 | 199650 | 2009-10-01 | 2050-12-31
[10 empty] | 10985 | Whitby Cogeneration:1 | Whitby Cogeneration LP | 7857 | 56400 | 1998-01-01 | 2050-12-31
| 2015 |  |  | 2015 | 2017 |  | 2017 |  |  | 10986 | White Bluff:1 | Entergy Arkansas Inc | 10058 | 815000 | 1980-08-01 | 2050-12-31 | W
| 2015 |  |  | 2015 | 2017 |  | 2017 |  |  | 10987 | White Bluff:2 | Entergy Arkansas Inc | 9932 | 840000 | 1981-08-01 | 2050-12-31 | W
[10 empty] | 10988 | White Lake Landfill Generating Station (The):IC1 2 | North American Natural Resources | 9000 | 1600 | 2001-09-01 | 2050-12-31
[10 empty] | 10989 | White Lake:GT1 | Public Service Co of New Hampshire | 12952 | 17447 | 1968-07-01 | 2050-12-31
[10 empty] | 10990 | White Oak Wind Farm:WT1 100 | Invenergy LLC | 1000 | 150000 | 2011-09-01 | 2050-12-31
[10 empty] | 10991 | White Otter Falls Hydro:All | Hydromega Services Inc | 0 | 5000 | 2012-06-30 | 2050-12-31
2017 | 2017 | 2017 |  | 2021 | 2021 |  | 2017 |  |  | 10992 | White Pine Copper Refinery Inc:GEN1 | White Pine Electric Power Co | 12190 | 18000 | 1954-12-01 | 2050-12-31 | W
2017 | 2017 | 2017 |  | 2021 | 2021 |  | 2017 |  |  | 10993 | White Pine Copper Refinery Inc:GEN2 | White Pine Electric Power Co | 12190 | 18000 | 1954-12-01 | 2050-12-31 | W
[10 empty] | 10994 | White Rapids:All | Wisconsin Electric Power Co | 0 | 3700 | 1927-10-01 | 2050-12-31
[10 empty] | 10995 | White River (WI):All | Northern States Power Co (Wisconsin) | 0 | 840 | 1907-01-03 | 2050-12-31
[10 empty] | 10996 | White River Biomeg:ST | Primary Power International | 11081 | 7500 | 1999-01-01 | 2050-12-31
[10 empty] | 10997 | White Rock (NS):1 | Nova Scotia Power | 0 | 2900 | 1952-01-01 | 2050-12-31
[10 empty] | 10998 | Whitedog GS:123 | Ontario Power Generation Inc | 0 | 67700 | 1958-01-01 | 2050-12-31
[10 empty] | 10999 | Whitefield Power & Light Co:GEN1 | DG Whitefield LLC | 12424 | 14873 | 1988-03-01 | 2050-12-31
[10 empty] | 11000 | Whites Bridge Hydro:HY | Whites Bridge Hydro | 0 | 775 | 1985-12-31 | 2050-12-31
[10 empty] | 11001 | Whitewater Cogeneration Facility:CC1 | LSP Whitewater LP | 7194 | 261000 | 1997-09-01 | 2050-12-31
2017 | 2017 | 2017 |  | 2020 | 2021 |  | 2017 |  |  | 11002 | Whitewater Valley:1 | Richmond Power & Light | 11883 | 34700 | 1955-03-01 | 2012-07-31 | W
2017 | 2017 | 2017 |  | 2019 | 2021 |  | 2017 |  |  | 11003 | Whitewater Valley:2 | Richmond Power & Light | 11434 | 65000 | 1973-08-01 | 2050-12-31 | W
[10 empty] | 11004 | Whiting (WI):1 | Consolidated Water Power Co | 0 | 5790 | 1945-01-01 | 2050-12-31
[10 empty] | 11005 | Whiting Clean Energy Inc:CC1 | Whiting Clean Energy Inc | 7776 | 547000 | 2002-02-01 | 2050-12-31
2017 | 2017 | 2017 |  | 2021 | 2021 |  | 2017 |  |  | 11006 | Whiting Mill:GEN4 | Newpage Corp | 12358 | 4100 | 1951-07-01 | 2050-12-31 | W
[10 empty] | 11007 | Whiting Refinery:15TG | BP America Inc | 14327 | 5000 | 1928-01-01 | 2050-12-31
[10 empty] | 11008 | Whiting Refinery:31TG | BP America Inc | 13458 | 11200 | 1948-01-01 | 2050-12-31
[10 empty] | 11009 | Whiting Refinery:32TG | BP America Inc | 13458 | 11200 | 1948-01-01 | 2050-12-31
[10 empty] | 11010 | Whiting Refinery:33TG | BP America Inc | 13106 | 16400 | 1955-01-01 | 2050-12-31
[10 empty] | 11011 | Whiting Refinery:34TG | BP America Inc | 13221 | 11800 | 1955-01-01 | 2050-12-31
[10 empty] | 11012 | Whiting Refinery:35TG | BP America Inc | 11997 | 38000 | 1980-01-01 | 2050-12-31
[10 empty] | 11013 | Whitney Wind:WT | Jim & Karla Whitney | 1000 | 2 | 2008-06-15 | 2050-12-31
[10 empty] | 11014 | Whittemore:All | Whittemore IA (City of) | 12036 | 1900 | 1946-01-03 | 2050-12-31
[10 empty] | 11015 | Whittles Mill:1 | Rockfish Corp | 0 | 280 | 1986-06-01 | 2050-12-31
[10 empty] | 11016 | Wichita Plant:GEN1 | Vulcan Materials Co | 14290 | 27000 | 1982-08-01 | 2050-12-31
|  |  | 2017 |  | 2017 |  | 2017 |  |  | 11017 | Widows Creek:1 | Tennessee Valley Authority | 11110 | 111000 | 1952-07-01 | 2013-07-31 | E
|  |  | 2017 |  | 2017 |  | 2017 |  |  | 11018 | Widows Creek:2 | Tennessee Valley Authority | 11064 | 111000 | 1952-10-01 | 2050-12-31 | E
|  |  | 2017 |  | 2017 |  | 2017 |  |  | 11019 | Widows Creek:3 | Tennessee Valley Authority | 11141 | 111000 | 1952-11-01 | 2014-07-31 | E
|  |  | 2017 |  | 2017 |  | 2017 |  |  | 11020 | Widows Creek:4 | Tennessee Valley Authority | 11250 | 111000 | 1953-01-01 | 2014-07-31 | E
|  |  | 2017 |  | 2017 |  | 2017 |  |  | 11021 | Widows Creek:5 | Tennessee Valley Authority | 11086 | 111000 | 1954-06-01 | 2050-12-31 | E
|  |  | 2017 |  | 2017 |  | 2017 |  |  | 11022 | Widows Creek:6 | Tennessee Valley Authority | 11142 | 111000 | 1954-07-01 | 2015-07-31 | E
|  |  | 2017 |  | 2017 |  | 2017 |  |  | 11023 | Widows Creek:7 | Tennessee Valley Authority | 10755 | 473000 | 1961-02-01 | 2050-12-31 | E
|  |  | 2017 |  | 2017 |  | 2017 |  |  | 11024 | Widows Creek:8 | Tennessee Valley Authority | 10021 | 465000 | 1965-02-01 | 2050-12-31 | E
[10 empty] | 11025 | Wilber (NE):4 | Wilber NE (City of) | 11925 | 900 | 1960-01-03 | 2050-12-31
[10 empty] | 11026 | Wilber (NE):5 | Wilber NE (City of) | 9540 | 600 | 1960-01-03 | 2050-12-31
[10 empty] | 11027 | Wilber (NE):6 | Wilber NE (City of) | 10682 | 1600 | 1997-01-01 | 2050-12-31
[10 empty] | 11028 | Wilbur:All | Tennessee Valley Authority | 0 | 11140 | 1912-01-03 | 2050-12-31
[10 empty] | 11029 | Wild Rose Dairy:GT1 | Dairyland Power Coop | 10000 | 775 | 2005-08-01 | 2050-12-31
[10 empty] | 11030 | Wilder (VT):GEN1 | TransCanada Hydro Northeast Inc | 0 | 19500 | 1950-11-01 | 2050-12-31
[10 empty] | 11031 | Wilder (VT):GEN2 | TransCanada Hydro Northeast Inc | 0 | 19520 | 1950-11-01 | 2050-12-31
[10 empty] | 11032 | Wilder (VT):GEN3 | TransCanada Hydro Northeast Inc | 0 | 3700 | 1987-10-01 | 2050-12-31
[10 empty] | 11033 | Wildorado Wind Ranch:WT 1-70 | Wildorado Wind LLC | 1000 | 161000 | 2007-05-08 | 2050-12-31
[10 empty] | 11034 | Wilkes:1 | Southwestern Electric Power Co | 11212 | 172000 | 1964-05-01 | 2050-12-31
[10 empty] | 11035 | Wilkes:2 | Southwestern Electric Power Co | 10186 | 362000 | 1970-05-01 | 2050-12-31
[10 empty] | 11036 | Wilkes:3 | Southwestern Electric Power Co | 9933 | 360000 | 1971-12-01 | 2050-12-31
[10 empty] | 11037 | Wilkins Station:1 | Marblehead Municipal Light Dept | 10200 | 2500 | 1975-11-01 | 2050-12-31
[10 empty] | 11038 | Wilkins Station:2 | Marblehead Municipal Light Dept | 10200 | 2500 | 1975-11-01 | 2050-12-31
2016 | 2016 | 2016 |  | 2018 | 2021 |  | 2017 |  |  | 11039 | Will County:1 | Midwest Generations EME LLC | 11113 | 151000 | 1955-07-01 | 2010-12-31 | W
2016 | 2016 | 2016 |  | 2018 | 2021 |  | 2017 |  |  | 11040 | Will County:2 | Midwest Generations EME LLC | 10562 | 148000 | 1955-03-01 | 2010-12-31 | W
2015 | 2015 | 2015 |  | 2017 | 2020 |  | 2017 |  |  | 11041 | Will County:3 | Midwest Generations EME LLC | 10335 | 251000 | 1957-06-01 | 2050-12-31 | W
| 2017 |  |  | 2017 | 2019 |  | 2017 |  |  | 11042 | Will County:4 | Midwest Generations EME LLC | 10822 | 510000 | 1963-06-01 | 2050-12-31 | W
[10 empty] | 11043 | Willamette Industrial Facility Landfill:GT1 | Willamette Industries Inc | 12500 | 600 | 2001-11-01 | 2050-12-31
[10 empty] | 11044 | William Allen:1 | Niagara Mohawk Power Corp | 0 | 1 | 1995-06-01 | 2050-12-31
[10 empty] | 11045 | William Beaumont Hospital:GENA | William Beaumont Hospital | 10676 | 1900 | 1992-10-01 | 2050-12-31
[10 empty] | 11046 | William Beaumont Hospital:GENB | William Beaumont Hospital | 10676 | 1900 | 1992-10-01 | 2050-12-31
[10 empty] | 11047 | William F Matson Generating Station (Raystown):All | Allegheny Electric Coop Inc | 0 | 21700 | 1988-06-01 | 2050-12-31
[10 empty] | 11048 | Williams (ME):All | FPL Energy Maine Hydro LLC | 0 | 12350 | 1939-01-01 | 2050-12-31
[10 empty] | 11049 | Williams (SC SCGC):1 | South Carolina Electric & Gas Co | 16329 | 20000 | 1972-06-01 | 2050-12-31
[10 empty] | 11050 | Williams (SC SCGC):2 | South Carolina Electric & Gas Co | 16970 | 20000 | 1972-06-01 | 2050-12-31
| 2016 |  |  | 2016 | 2018 |  | 2017 |  |  | 11051 | Williams (SC SCGC):WIL1 | South Carolina Generating Co Inc | 8808 | 615000 | 1973-07-01 | 2050-12-31 | W
[10 empty] | 11052 | Williamsport:CTG1 | PPL Martins Creek LLC | 14000 | 14000 | 1967-08-01 | 2050-12-31
[10 empty] | 11053 | Williamsport:CTG2 | PPL Martins Creek LLC | 14000 | 14000 | 1967-08-01 | 2050-12-31
[10 empty] | 11054 | Willimantic:All | FirstLight Hydro Generating Co LLC | 0 | 800 | 1990-01-01 | 2050-12-31
[10 empty] | 11055 | Williston:2 | MDU Resources Group Inc | 21000 | 4700 | 1953-11-01 | 2050-12-31
[10 empty] | 11056 | Williston:3 | MDU Resources Group Inc | 21000 | 4900 | 1953-12-01 | 2050-12-31
2017 | 2017 | 2017 |  | 2021 | 2021 |  | 2017 |  |  | 11057 | Willmar:3 | Willmar Municipal Utilities Commission | 12260 | 15900 | 1970-11-01 | 2050-12-31 | W
2017 | 2017 | 2017 |  | 2021 | 2021 |  | 2017 |  |  | 11058 | Willmar:4 | Willmar Municipal Utilities Commission | 10000 | 2000 | 2010-03-01 | 2050-12-31 | W
2017 | 2017 | 2017 |  | 2021 | 2021 |  | 2017 |  |  | 11059 | Willmar:5 | Willmar Municipal Utilities Commission | 10000 | 2000 | 2010-03-01 | 2050-12-31 | W
[10 empty] | 11060 | Willmar:ST2 | Willmar Municipal Utilities Commission | 14600 | 7500 | 1956-09-01 | 2050-12-31
[10 empty] | 11061 | Willow Glen:1 | Entergy Gulf States Louisiana LLC | 11290 | 152000 | 1960-01-01 | 2050-12-31
[10 empty] | 11062 | Willow Glen:2 | Entergy Gulf States Louisiana LLC | 11269 | 205000 | 1960-01-01 | 2050-12-31
[10 empty] | 11063 | Willow Glen:3 | Entergy Gulf States Louisiana LLC | 11445 | 522000 | 1968-01-01 | 2050-12-31
[10 empty] | 11064 | Willow Glen:4 | Entergy Gulf States Louisiana LLC | 10466 | 470000 | 1973-01-01 | 2050-12-31
[10 empty] | 11065 | Willow Glen:5 | Entergy Gulf States Louisiana LLC | 10244 | 559000 | 1976-01-01 | 2050-12-31
|  |  | 2017 |  | 2017 |  | 2017 |  |  | 11066 | Willow Island:1 | Monongahela Power Co | 12619 | 54000 | 1949-02-01 | 2050-12-31 | E
|  |  | 2017 |  | 2017 |  | 2017 |  |  | 11067 | Willow Island:2 | Monongahela Power Co | 11008 | 181000 | 1960-10-01 | 2050-12-31 | E
[10 empty] | 11068 | Wilmarth:1 | Northern States Power Co (Minnesota) | 12000 | 9000 | 1948-09-01 | 2050-12-31
[10 empty] | 11069 | Wilmarth:2 | Northern States Power Co (Minnesota) | 12000 | 9490 | 1951-03-01 | 2050-12-31
[10 empty] | 11070 | Wilmont Hill:WH01 | Northern Alternative Energy | 1000 | 1500 | 2001-12-21 | 2050-12-31
[10 empty] | 11071 | Wilmot:1 | Detroit Edison Co (The) | 10600 | 2750 | 1968-12-01 | 2050-12-31
[10 empty] | 11072 | Wilmot:2 | Detroit Edison Co (The) | 10600 | 2750 | 1968-12-01 | 2050-12-31
[10 empty] | 11073 | Wilmot:3 | Detroit Edison Co (The) | 10600 | 2750 | 1968-12-01 | 2050-12-31
[10 empty] | 11074 | Wilmot:4 | Detroit Edison Co (The) | 10600 | 2750 | 1968-12-01 | 2050-12-31
[10 empty] | 11075 | Wilmot:5 | Detroit Edison Co (The) | 10600 | 2750 | 1968-12-01 | 2050-12-31
[10 empty] | 11076 | Wilson (AL):1 | Tennessee Valley Authority | 0 | 22000 | 1925-09-01 | 2050-12-31
[10 empty] | 11077 | Wilson (AL):10 | Tennessee Valley Authority | 0 | 29460 | 1942-05-01 | 2050-12-31
[10 empty] | 11078 | Wilson (AL):11 | Tennessee Valley Authority | 0 | 29220 | 1942-07-01 | 2050-12-31
[10 empty] | 11079 | Wilson (AL):12 | Tennessee Valley Authority | 0 | 29220 | 1942-08-01 | 2050-12-31
[10 empty] | 11080 | Wilson (AL):13 | Tennessee Valley Authority | 0 | 29360 | 1943-04-01 | 2050-12-31
[10 empty] | 11081 | Wilson (AL):14 | Tennessee Valley Authority | 0 | 29370 | 1943-11-01 | 2050-12-31
[10 empty] | 11082 | Wilson (AL):15 | Tennessee Valley Authority | 0 | 29220 | 1949-12-01 | 2050-12-31
[10 empty] | 11083 | Wilson (AL):16 | Tennessee Valley Authority | 0 | 29220 | 1950-01-01 | 2050-12-31
[10 empty] | 11084 | Wilson (AL):17 | Tennessee Valley Authority | 0 | 29000 | 1950-02-01 | 2050-12-31
[10 empty] | 11085 | Wilson (AL):18 | Tennessee Valley Authority | 0 | 29010 | 1950-03-01 | 2050-12-31
[10 empty] | 11086 | Wilson (AL):19 | Tennessee Valley Authority | 0 | 55000 | 1961-12-01 | 2050-12-31
[10 empty] | 11087 | Wilson (AL):2 | Tennessee Valley Authority | 0 | 22290 | 1925-09-01 | 2050-12-31
[10 empty] | 11088 | Wilson (AL):20 | Tennessee Valley Authority | 0 | 55490 | 1962-01-01 | 2050-12-31
[10 empty] | 11089 | Wilson (AL):21 | Tennessee Valley Authority | 0 | 55000 | 1962-04-01 | 2050-12-31
[10 empty] | 11090 | Wilson (AL):3 | Tennessee Valley Authority | 0 | 22940 | 1925-09-01 | 2050-12-31
[10 empty] | 11091 | Wilson (AL):4 | Tennessee Valley Authority | 0 | 22030 | 1925-09-01 | 2050-12-31
[10 empty] | 11092 | Wilson (AL):5 | Tennessee Valley Authority | 0 | 30310 | 1925-09-01 | 2050-12-31
[10 empty] | 11093 | Wilson (AL):6 | Tennessee Valley Authority | 0 | 30410 | 1925-09-01 | 2050-12-31
[10 empty] | 11094 | Wilson (AL):7 | Tennessee Valley Authority | 0 | 29050 | 1925-09-01 | 2050-12-31
[10 empty] | 11095 | Wilson (AL):8 | Tennessee Valley Authority | 0 | 30670 | 1925-09-01 | 2050-12-31
[10 empty] | 11096 | Wilson (AL):9 | Tennessee Valley Authority | 0 | 29560 | 1942-03-01 | 2050-12-31
[10 empty] | 11097 | Wilson (GA):5A | Georgia Power Co | 13950 | 46000 | 1972-12-01 | 2050-12-31
[10 empty] | 11098 | Wilson (GA):5B | Georgia Power Co | 13950 | 46000 | 1972-12-01 | 2050-12-31
[10 empty] | 11099 | Wilson (GA):5C | Georgia Power Co | 13950 | 46000 | 1972-12-01 | 2050-12-31
[10 empty] | 11100 | Wilson (GA):5D | Georgia Power Co | 13950 | 46000 | 1973-02-01 | 2050-12-31
[10 empty] | 11101 | Wilson (GA):5E | Georgia Power Co | 13950 | 46000 | 1973-04-01 | 2050-12-31
[10 empty] | 11102 | Wilson (GA):5F | Georgia Power Co | 13950 | 46000 | 1973-04-01 | 2050-12-31
[10 empty] | 11103 | Wilson (GA):IC1 | Georgia Power Co | 12500 | 2500 | 1972-12-01 | 2050-12-31
[10 empty] | 11104 | Wilson Community College Solar:PV | Wilson Community College | 1000 | 12 | 2008-10-19 | 2050-12-31
[10 empty] | 11105 | Wilson Language Training Corp Solar:PV | Wilson Holdings LLC | 1000 | 135 | 2008-11-28 | 2050-12-31
[10 empty] | 11106 | Wilsons Falls:GEN1 | Bracebridge Generation Ltd | 0 | 600 | 1909-01-01 | 2050-12-31
[10 empty] | 11107 | Wilton (IA):IC5 | Wilton IA (City of) | 9200 | 1600 | 1992-01-01 | 2050-12-31
[10 empty] | 11108 | Wilton (IA):IC6 | Wilton IA (City of) | 9200 | 1600 | 1992-01-01 | 2050-12-31
[10 empty] | 11109 | Wilton (IA):IC7 | Wilton IA (City of) | 9200 | 1560 | 1992-01-01 | 2050-12-31
[10 empty] | 11110 | Wilton (IA):IC8 | Wilton IA (City of) | 10417 | 2150 | 2002-05-01 | 2050-12-31
[10 empty] | 11111 | Wilton (IA):IC9 | Wilton IA (City of) | 10417 | 2100 | 2002-05-01 | 2050-12-31
[10 empty] | 11112 | Wilton Wind:WT1 21 | FPL Energy Burleigh County Wind LLC | 1000 | 31500 | 2005-12-01 | 2050-12-31
[10 empty] | 11113 | Wilton Wind:WT22 33 | FPL Energy Burleigh County Wind LLC | 1000 | 18000 | 2006-02-01 | 2050-12-31
[10 empty] | 11114 | Wilton Wind:WT34 66 | Wilton Wind II LLC | 1000 | 49500 | 2009-10-01 | 2050-12-31
[10 empty] | 11115 | Wind Development Inc:1 | Niagara Mohawk Power Corp | 1000 | 100 | 1984-07-01 | 2050-12-31
[10 empty] | 11116 | Wind Park Bear Creek:WT1 12 | Wind Park Bear Creek LLC | 1000 | 24000 | 2006-03-01 | 2050-12-31
[10 empty] | 11117 | Wind River Wind C-Bed Project:WT | Wing River Wind LLC | 1000 | 2500 | 2007-07-06 | 2050-12-31
[10 empty] | 11118 | Wind Turbine (MN):8 | Moorhead MN (City of) | 1000 | 700 | 1999-05-01 | 2050-12-31
[10 empty] | 11119 | Wind Turbine (MN):9 | Moorhead MN (City of) | 1000 | 700 | 2001-08-25 | 2050-12-31
[10 empty] | 11120 | Wind Turbine (WI):1 | Madison Gas & Electric Co | 1000 | 11000 | 1999-06-01 | 2050-12-31
[10 empty] | 11121 | Windcurrent Farms LLC:WT 1-2 | Windcurrent Farms LLC | 1000 | 2000 | 2003-09-01 | 2050-12-31
[10 empty] | 11122 | Windom Transmission Wind Farm:All | Power Beyond LLC | 1000 | 15000 | 2006-03-01 | 2050-12-31
[10 empty] | 11123 | Windom:2A | Windom Municipal Utilities | 10548 | 1700 | 2001-04-01 | 2050-12-31
[10 empty] | 11124 | Windom:CAT3 | Windom Municipal Utilities | 10548 | 1700 | 2001-04-01 | 2050-12-31
[10 empty] | 11125 | Windom:CAT4 | Windom Municipal Utilities | 10548 | 1700 | 2001-04-01 | 2050-12-31
[10 empty] | 11126 | Windom:GT1 | Windom Municipal Utilities | 12884 | 2500 | 1980-06-01 | 2050-12-31
[10 empty] | 11127 | Windsor Locks:CC | Algonquin Windsor Locks LLC | 8112 | 51000 | 1990-01-01 | 2050-12-31
[10 empty] | 11128 | Windsor TransAlta CGS:12 | TransAlta Cogeneration LP | 7871 | 78000 | 1996-01-01 | 2050-12-31
[10 empty] | 11129 | Windway Technologies:1 | Northwood Kensett Community Schools | 1000 | 250 | 1998-01-01 | 2050-12-31
[10 empty] | 11130 | Windy Dog I:WT | Windy Dog I LLC | 1000 | 1300 | 2006-05-31 | 2050-12-31
[10 empty] | 11131 | Winfield (WV):All | Appalachian Power Co | 0 | 18700 | 1938-01-01 | 2050-12-31
[10 empty] | 11132 | Winnebago County Landfill Gas:EG1 | Winnebago County | 9000 | 900 | 2000-02-01 | 2050-12-31
[10 empty] | 11133 | Winnebago County Landfill Gas:EG2 | Winnebago County | 9000 | 900 | 2000-02-01 | 2050-12-31
[10 empty] | 11134 | Winnebago County Landfill Gas:EG3 | Winnebago County | 9000 | 900 | 2000-02-01 | 2050-12-31
[10 empty] | 11135 | Winnebago County Landfill Gas:EG4 | Winnebago County | 9000 | 1000 | 2007-04-01 | 2050-12-31
[10 empty] | 11136 | Winnebago County Project (MRE):WT1 10 | Midwest Renewable Energy Corp | 1000 | 20000 | 2008-09-23 | 2050-12-31
[10 empty] | 11137 | Winnebago Energy Center (IL):1 | Winnebago Energy LLC | 9000 | 1550 | 2007-12-21 | 2050-12-31
[10 empty] | 11138 | Winnebago Energy Center (IL):2 | Winnebago Energy LLC | 9000 | 1550 | 2007-12-21 | 2050-12-31
[10 empty] | 11139 | Winnebago Energy Center (IL):3 | Winnebago Energy LLC | 9000 | 1550 | 2007-12-21 | 2050-12-31
[10 empty] | 11140 | Winnebago Energy Center (IL):4 | Winnebago Energy LLC | 9000 | 1550 | 2007-12-21 | 2050-12-31
[10 empty] | 11141 | Winnetka:4 | Winnetka IL (Village of) | 16000 | 9400 | 1953-01-03 | 2050-12-31
[10 empty] | 11142 | Winnetka:6 | Winnetka IL (Village of) | 16500 | 6300 | 1948-01-01 | 2050-12-31
[10 empty] | 11143 | Winnetka:7 | Winnetka IL (Village of) | 15500 | 12500 | 1960-01-03 | 2050-12-31
[10 empty] | 11144 | Winnetka:8 | Winnetka IL (Village of) | 10500 | 2600 | 1979-01-03 | 2050-12-31
[10 empty] | 11145 | Winnetka:9 | Winnetka IL (Village of) | 10500 | 2600 | 1979-01-03 | 2050-12-31
[10 empty] | 11146 | Winooski Hydro 8:1 | Vermont Group | 0 | 400 | 1985-12-01 | 2050-12-31
[10 empty] | 11147 | Winston:WD01 | Lakeland Dept of Electric Water Utilities | 9000 | 12500 | 2001-12-01 | 2050-12-31
[10 empty] | 11148 | Winston:WD02 | Lakeland Dept of Electric Water Utilities | 9000 | 12500 | 2001-12-01 | 2050-12-31
[10 empty] | 11149 | Winston:WD03 | Lakeland Dept of Electric Water Utilities | 9000 | 12500 | 2001-12-01 | 2050-12-31
[10 empty] | 11150 | Winston:WD04 | Lakeland Dept of Electric Water Utilities | 9000 | 12500 | 2001-12-01 | 2050-12-31
[10 empty] | 11151 | Winter (WI):IC 1 | North Central Power Co Inc | 10245 | 2800 | 2002-08-01 | 2050-12-31
[10 empty] | 11152 | Winter (WI):IC 2 | North Central Power Co Inc | 10245 | 2800 | 2002-08-01 | 2050-12-31
[10 empty] | 11153 | Winter's Spawn LLC:WS30 | Northern Alternative Energy | 1000 | 1900 | 2001-01-23 | 2050-12-31
[10 empty] | 11154 | Winterset:IC2 | Winterset IA (City of) | 11500 | 1300 | 1956-07-01 | 2050-12-31
[10 empty] | 11155 | Winterset:IC3 | Winterset IA (City of) | 9910 | 1700 | 1966-06-01 | 2050-12-31
[10 empty] | 11156 | Winterset:IC4 | Winterset IA (City of) | 13218 | 4400 | 1972-05-01 | 2050-12-31
[10 empty] | 11157 | Winterset:IC5 | Winterset IA (City of) | 10474 | 2000 | 2002-04-01 | 2050-12-31
[10 empty] | 11158 | Winterset:IC6 | Winterset IA (City of) | 10474 | 2000 | 2002-04-01 | 2050-12-31
[10 empty] | 11159 | Winterset:IC7 | Winterset IA (City of) | 10474 | 2000 | 2002-04-01 | 2050-12-31
[10 empty] | 11160 | Winthrop Wind Farm (MMPA):WT | Minnesota Municipal Power Agency | 1000 | 160 | 2010-02-28 | 2050-12-31
[10 empty] | 11161 | Winton:All | ALLETE Inc | 0 | 4300 | 1923-08-01 | 2050-12-31
|  |  | 2017 |  | 2017 |  | 2017 |  |  | 11162 | Winyah:1 | Santee Cooper | 10502 | 295000 | 1975-03-01 | 2050-12-31 | E
|  |  | 2017 |  | 2017 |  | 2017 |  |  | 11163 | Winyah:2 | Santee Cooper | 10918 | 295000 | 1977-07-01 | 2050-12-31 | E
|  |  | 2017 |  | 2017 |  | 2017 |  |  | 11164 | Winyah:3 | Santee Cooper | 10505 | 295000 | 1980-05-01 | 2050-12-31 | E
|  |  | 2017 |  | 2017 |  | 2017 |  |  | 11165 | Winyah:4 | Santee Cooper | 10350 | 270000 | 1981-11-01 | 2050-12-31 | E
[10 empty] | 11166 | Wisconsin Noble:1 | Wisconsin Noble LP | 0 | 450 | 1989-12-01 | 2050-12-31
[10 empty] | 11167 | Wisconsin Rapids (CONWP):All | Consolidated Water Power Co | 0 | 8500 | 1920-01-03 | 2050-12-31
[10 empty] | 11168 | Wisconsin Rapids Paper Mill:GEN1 | Newpage Corp | 12000 | 7500 | 1928-08-01 | 2050-12-31
[10 empty] | 11169 | Wisconsin Rapids Paper Mill:GEN2 | Newpage Corp | 10500 | 8600 | 1995-08-01 | 2050-12-31
[10 empty] | 11170 | Wisconsin Rapids Paper Mill:GEN3 | Newpage Corp | 12000 | 5000 | 1976-10-01 | 2050-12-31
[10 empty] | 11171 | Wisconsin Rapids Pulp Mill:GEN1 | Newpage Corp | 14835 | 29600 | 1968-09-01 | 2050-12-31
[10 empty] | 11172 | Wisconsin Rapids Pulp Mill:GEN2 | Newpage Corp | 11889 | 37480 | 1991-09-01 | 2050-12-31
[10 empty] | 11173 | Wisconsin River Division:All | Consolidated Water Power Co | 0 | 4800 | 1963-01-03 | 2050-12-31
[10 empty] | 11174 | Wiscoy 170:1 | Rochester Gas & Electric Corp | 0 | 600 | 1922-07-01 | 2050-12-31
[10 empty] | 11175 | Wise Solar (SC):PV | Joe Wise | 1000 | 2 | 2009-02-20 | 2050-12-31
[10 empty] | 11176 | Wishek Heat Recovery:ST | Ormat Technologies Inc | 10000 | 5500 | 2009-01-31 | 2050-12-31
[10 empty] | 11177 | Wisner:3 | Wisner NE (City of) | 12100 | 800 | 1969-01-03 | 2050-12-31
[10 empty] | 11178 | Wisner:IC 4 | Wisner NE (City of) | 10384 | 1800 | 2010-03-01 | 2050-12-31
[10 empty] | 11179 | Wisner:IC 5 | Wisner NE (City of) | 10384 | 1800 | 2010-03-01 | 2050-12-31
[10 empty] | 11180 | Wissota:All | Northern States Power Co (Wisconsin) | 0 | 36600 | 1917-01-03 | 2050-12-31
[10 empty] | 11181 | Withrow Properties Solar:PV | Innovative Solar Solutions Inc | 1000 | 3 | 2008-10-31 | 2050-12-31
[10 empty] | 11182 | Wolcott:1 | Hardwick Electric Dept | 0 | 500 | 1961-08-01 | 2050-12-31
[10 empty] | 11183 | Wolf Creek (KY):1 | USACE Nashville District | 0 | 52000 | 1952-08-01 | 2050-12-31
[10 empty] | 11184 | Wolf Creek (KY):2 | USACE Nashville District | 0 | 52000 | 1952-07-01 | 2050-12-31
[10 empty] | 11185 | Wolf Creek (KY):3 | USACE Nashville District | 0 | 52000 | 1952-03-01 | 2050-12-31
[10 empty] | 11186 | Wolf Creek (KY):4 | USACE Nashville District | 0 | 52000 | 1951-12-01 | 2050-12-31
[10 empty] | 11187 | Wolf Creek (KY):5 | USACE Nashville District | 0 | 52000 | 1951-10-01 | 2050-12-31
[10 empty] | 11188 | Wolf Creek (KY):6 | USACE Nashville District | 0 | 52000 | 1951-10-01 | 2050-12-31
[10 empty] | 11189 | Wolf Creek Generating Station (KS):1 | Kansas Gas & Electric Co | 10313 | 1160000 | 1985-09-01 | 2050-12-31
[10 empty] | 11190 | Wolf Hills Energy:WHG1 | Wolf Hills Energy LLC (Tenaska) | 10607 | 50000 | 2001-07-01 | 2050-12-31
[10 empty] | 11191 | Wolf Hills Energy:WHG2 | Wolf Hills Energy LLC (Tenaska) | 10571 | 50000 | 2001-07-01 | 2050-12-31
[10 empty] | 11192 | Wolf Hills Energy:WHG3 | Wolf Hills Energy LLC (Tenaska) | 10493 | 50000 | 2001-07-01 | 2050-12-31
[10 empty] | 11193 | Wolf Hills Energy:WHG4 | Wolf Hills Energy LLC (Tenaska) | 10446 | 50000 | 2001-07-01 | 2050-12-31
[10 empty] | 11194 | Wolf Hills Energy:WHG5 | Wolf Hills Energy LLC (Tenaska) | 10507 | 50000 | 2001-07-01 | 2050-12-31
[10 empty] | 11195 | Wolfe Island Wind Power:WT 1-86 | TransAlta Corp | 1000 | 197800 | 2009-06-26 | 2050-12-31
[10 empty] | 11196 | Wood River (IL):1 | Midwest Generation Inc | 12386 | 38670 | 1949-11-01 | 2050-12-31
[10 empty] | 11197 | Wood River (IL):2 | Midwest Generation Inc | 12386 | 38670 | 1949-11-01 | 2050-12-31
[10 empty] | 11198 | Wood River (IL):3 | Midwest Generation Inc | 10401 | 38670 | 1950-10-01 | 2050-12-31
2017 | 2017 | 2017 |  | 2019 | 2021 |  | 2017 |  |  | 11199 | Wood River (IL):4 | Midwest Generation Inc | 11714 | 82000 | 1954-06-01 | 2050-12-31 | W
2015 | 2015 | 2015 |  | 2017 | 2020 |  | 2017 |  |  | 11200 | Wood River (IL):5 | Midwest Generation Inc | 10142 | 355000 | 1964-07-01 | 2050-12-31 | W
[10 empty] | 11201 | Woodin D:1 | Niagara Mohawk Power Corp | 1000 | 1 | 1983-07-01 | 2050-12-31
[10 empty] | 11202 | Woodland (ME):All | Domtar Industries Inc | 0 | 17580 | 1912-06-01 | 2050-12-31
[10 empty] | 11203 | Woodland (ME):TG10 | Domtar Industries Inc | 12000 | 26000 | 1966-03-01 | 2050-12-31
[10 empty] | 11204 | Woodland (ME):TG11 | Domtar Industries Inc | 14665 | 20000 | 1970-03-01 | 2050-12-31
[10 empty] | 11205 | Woodland Heat Recovery:ST | Ormat Nevada Inc | 10000 | 5500 | 2006-10-06 | 2050-12-31
[10 empty] | 11206 | Woodland Landfill Gas Recovery:GEN1 | Bio Energy Partners | 10000 | 800 | 1992-05-01 | 2050-12-31
[10 empty] | 11207 | Woodland Landfill Gas Recovery:GEN2 | Bio Energy Partners | 10000 | 800 | 1992-05-01 | 2050-12-31
[10 empty] | 11208 | Woodland Road:WOOD | NAEA Energy Massachusetts LLC | 12843 | 15808 | 1969-01-01 | 2050-12-31
[10 empty] | 11209 | Woodsdale:GT1 | Duke Energy Kentucky | 13975 | 77000 | 1993-05-01 | 2050-12-31
[10 empty] | 11210 | Woodsdale:GT2 | Duke Energy Kentucky | 13975 | 77000 | 1992-07-01 | 2050-12-31
[10 empty] | 11211 | Woodsdale:GT3 | Duke Energy Kentucky | 12891 | 77000 | 1992-05-01 | 2050-12-31
[10 empty] | 11212 | Woodsdale:GT4 | Duke Energy Kentucky | 13975 | 77000 | 1992-07-01 | 2050-12-31
[10 empty] | 11213 | Woodsdale:GT5 | Duke Energy Kentucky | 13975 | 77000 | 1992-05-01 | 2050-12-31
[10 empty] | 11214 | Woodsdale:GT6 | Duke Energy Kentucky | 13825 | 77000 | 1992-05-01 | 2050-12-31
[10 empty] | 11215 | Woodside Hydro:1 | Vermont Group | 0 | 100 | 1987-03-01 | 2050-12-31
[10 empty] | 11216 | Woodstock Windfarm:WIND | Woodstock Hills LLC | 1000 | 10200 | 1999-05-01 | 2050-12-31
[10 empty] | 11217 | Woodward (OK OGE):GT1 | Oklahoma Gas & Electric Co | 18500 | 9500 | 1963-06-01 | 2050-12-31
[10 empty] | 11218 | Worcester County Renewable Energy Project:IC1 | Worcester County Renewable Energy LLC | 9000 | 850 | 2008-07-09 | 2050-12-31
[10 empty] | 11219 | Worcester County Renewable Energy Project:IC2 | Worcester County Renewable Energy LLC | 9000 | 850 | 2009-01-21 | 2050-12-31
[10 empty] | 11220 | Worcester County Renewable Energy Project:IC3 | Worcester County Renewable Energy LLC | 9000 | 850 | 2009-03-27 | 2050-12-31
[10 empty] | 11221 | Worthington Generation LLC:1 | Hoosier Energy Rural Electric Coop Inc | 9500 | 44800 | 2000-06-19 | 2050-12-31
[10 empty] | 11222 | Worthington Generation LLC:2 | Hoosier Energy Rural Electric Coop Inc | 9500 | 44800 | 2000-06-19 | 2050-12-31
[10 empty] | 11223 | Worthington Generation LLC:3 | Hoosier Energy Rural Electric Coop Inc | 9500 | 44800 | 2000-06-19 | 2050-12-31
[10 empty] | 11224 | Worthington Generation LLC:4 | Hoosier Energy Rural Electric Coop Inc | 9500 | 44800 | 2000-06-19 | 2050-12-31
[10 empty] | 11225 | Worthington:1 | Worthington MN (City of) | 10468 | 2000 | 2002-08-01 | 2050-12-31
[10 empty] | 11226 | Worthington:2 | Worthington MN (City of) | 10468 | 2000 | 2002-08-01 | 2050-12-31
[10 empty] | 11227 | Worthington:3 | Worthington MN (City of) | 10468 | 2000 | 2002-08-01 | 2050-12-31
[10 empty] | 11228 | Worthington:4 | Worthington MN (City of) | 10468 | 2000 | 2002-08-01 | 2050-12-31
[10 empty] | 11229 | Worthington:5 | Worthington MN (City of) | 10468 | 2000 | 2002-08-01 | 2050-12-31
[10 empty] | 11230 | Worthington:6 | Worthington MN (City of) | 10468 | 2000 | 2002-08-01 | 2050-12-31
[10 empty] | 11231 | Worthington:7 | Worthington MN (City of) | 10477 | 2000 | 2002-02-01 | 2050-12-31
[10 empty] | 11232 | Worumbo Hydro:GEN1 | Miller Hydro Group Inc | 0 | 4600 | 1989-02-01 | 2050-12-31
[10 empty] | 11233 | Worumbo Hydro:GEN2 | Miller Hydro Group Inc | 0 | 4600 | 1989-03-01 | 2050-12-31
[10 empty] | 11234 | WPP 1 Petersburg:1 | Wythe Park Power Inc | 10423 | 3000 | 1989-11-01 | 2013-05-31
[10 empty] | 11235 | WPP 3 Richmond:EXIS | Wythe Park Power Inc | 10393 | 3000 | 1991-07-01 | 2050-12-31
[10 empty] | 11236 | WPS Power Niagara:GEN1 | Usrg Power & Biofuels Fund II LP (Usrg II) | 12500 | 49100 | 1991-08-01 | 2050-12-31
[10 empty] | 11237 | Wreck Cove:1 | Nova Scotia Power | 0 | 111500 | 1978-01-01 | 2050-12-31
[10 empty] | 11238 | Wreck Cove:2 | Nova Scotia Power | 0 | 111500 | 1978-01-01 | 2050-12-31
[10 empty] | 11239 | Wright (MN):1 | Otter Tail Power Co | 0 | 500 | 1922-05-01 | 2050-12-31
[10 empty] | 11240 | Wright City (OK):TG1 | Weyerhaeuser Co | 13498 | 4980 | 1980-01-01 | 2050-12-31
[10 empty] | 11241 | Wright County Wind Farm (MMPA):WT | Minnesota Municipal Power Agency | 1000 | 160 | 2010-02-28 | 2050-12-31
[10 empty] | 11242 | Wrightsville Hydro Plant:All | Washington Electric Coop Inc (VT) | 0 | 670 | 1985-09-01 | 2050-12-31
[10 empty] | 11243 | Wuskwatim Hydro Facility:HY1 | Manitoba Hydro Electric | 0 | 200000 | 2012-06-01 | 2050-12-31
[10 empty] | 11244 | Wyandot Solar:PV1 | PSEG Solar Source LLC | 1000 | 12000 | 2010-06-14 | 2050-12-31
|  |  | 2017 |  | 2017 |  | 2017 |  |  | 11245 | Wyandotte (MI):4 | Wyandotte Dept of Municipal Service | 14200 | 10500 | 1948-06-01 | 2050-12-31 | E
|  |  | 2017 |  | 2017 |  | 2017 |  |  | 11246 | Wyandotte (MI):5 | Wyandotte Dept of Municipal Service | 12000 | 22000 | 1958-01-03 | 2050-12-31 | E
|  |  | 2017 |  | 2017 |  | 2017 |  |  | 11247 | Wyandotte (MI):6 | Wyandotte Dept of Municipal Service | 14200 | 7500 | 1969-01-03 | 2050-12-31 | E
|  |  | 2017 |  | 2017 |  | 2017 |  |  | 11248 | Wyandotte (MI):7 | Wyandotte Dept of Municipal Service | 10665 | 32000 | 1986-07-01 | 2050-12-31 | E
[10 empty] | 11249 | Wyandotte (MI):DG1 | Wyandotte Dept of Municipal Service | 10442 | 1800 | 2007-01-01 | 2050-12-31
[10 empty] | 11250 | Wyandotte (MI):DG2 | Wyandotte Dept of Municipal Service | 10442 | 1800 | 2007-01-01 | 2050-12-31
[10 empty] | 11251 | Wyandotte (MI):DG3 | Wyandotte Dept of Municipal Service | 10442 | 1800 | 2007-01-01 | 2050-12-31
[10 empty] | 11252 | Wyandotte Hydro:1 | Northeast Utilities | 0 | 0 | 1983-05-01 | 2050-12-31
[10 empty] | 11253 | Wylie:1 | Duke Energy Carolinas | 0 | 18000 | 1925-08-01 | 2050-12-31
[10 empty] | 11254 | Wylie:2 | Duke Energy Carolinas | 0 | 18000 | 1925-08-01 | 2050-12-31
[10 empty] | 11255 | Wylie:3 | Duke Energy Carolinas | 0 | 18000 | 1925-08-01 | 2050-12-31
[10 empty] | 11256 | Wylie:4 | Duke Energy Carolinas | 0 | 18000 | 1925-08-01 | 2050-12-31
[10 empty] | 11257 | Wyman Hydro:WY1 | FPL Energy Maine Hydro LLC | 0 | 27362 | 1930-01-01 | 2050-12-31
[10 empty] | 11258 | Wyman Hydro:WY2 | FPL Energy Maine Hydro LLC | 0 | 29866 | 1931-01-01 | 2050-12-31
[10 empty] | 11259 | Wyman Hydro:WY3 | FPL Energy Maine Hydro LLC | 0 | 25728 | 1940-01-01 | 2050-12-31
[10 empty] | 11260 | Wyman Steam:W1 | FPL Energy Wyman LLC | 12447 | 51800 | 1957-01-01 | 2050-12-31
[10 empty] | 11261 | Wyman Steam:W2 | FPL Energy Wyman LLC | 11171 | 51131 | 1958-01-01 | 2050-12-31
[10 empty] | 11262 | Wyman Steam:W3 | FPL Energy Wyman LLC | 9954 | 115508 | 1965-01-01 | 2050-12-31
[10 empty] | 11263 | Wyman Steam:W4 | FPL Energy Wyman LLC | 9929 | 603489 | 1978-01-01 | 2050-12-31
[10 empty] | 11264 | Wyre Wynd:1 | Summit Hydropower Inc | 0 | 1800 | 1997-04-01 | 2050-12-31
[10 empty] | 11265 | Wyre Wynd:2 | Summit Hydropower Inc | 0 | 80 | 1997-04-01 | 2050-12-31
[10 empty] | 11266 | Yaleville:All | Brookfield Renewable Power Inc | 0 | 560 | 1940-01-01 | 2050-12-31
[10 empty] | 11267 | Yankee Solar Array:PV1 | Dayton Power & Light Co (The) | 1000 | 1100 | 2010-06-22 | 2050-12-31
[10 empty] | 11268 | Yankee Street:1 | Dayton Power & Light Co (The) | 13958 | 17000 | 1969-07-01 | 2050-12-31
[10 empty] | 11269 | Yankee Street:2 | Dayton Power & Light Co (The) | 14110 | 17000 | 1969-07-01 | 2050-12-31
[10 empty] | 11270 | Yankee Street:3 | Dayton Power & Light Co (The) | 14546 | 17000 | 1969-07-01 | 2050-12-31
[10 empty] | 11271 | Yankee Street:4 | Dayton Power & Light Co (The) | 16416 | 11000 | 1970-11-01 | 2050-12-31
[10 empty] | 11272 | Yankee Street:5 | Dayton Power & Light Co (The) | 16674 | 8000 | 1970-11-01 | 2050-12-31
[10 empty] | 11273 | Yankee Street:6 | Dayton Power & Light Co (The) | 17024 | 11000 | 1970-11-01 | 2050-12-31
[10 empty] | 11274 | Yankton:1 | NorthWestern Corp | 11300 | 2200 | 1974-01-03 | 2050-12-31
[10 empty] | 11275 | Yankton:2 | NorthWestern Corp | 11500 | 2800 | 1974-01-03 | 2050-12-31
[10 empty] | 11276 | Yankton:3 | NorthWestern Corp | 10800 | 6500 | 1975-03-01 | 2050-12-31
[10 empty] | 11277 | Yankton:4 | NorthWestern Corp | 11195 | 2000 | 1963-01-03 | 2050-12-31
[10 empty] | 11278 | Yards Creek:1 | Jersey Central Power & Light Co | 0 | 140000 | 1965-11-01 | 2050-12-31
[10 empty] | 11279 | Yards Creek:2 | PSEG Fossil LLC | 0 | 140000 | 1965-12-01 | 2050-12-31
[10 empty] | 11280 | Yards Creek:3 | Jersey Central Power & Light Co | 0 | 120000 | 1965-09-01 | 2050-12-31
[10 empty] | 11281 | Yards Landfill Gas Co Generation Plant:IC | United States Coast Guard | 9000 | 1125 | 2009-04-22 | 2050-12-31
[10 empty] | 11282 | Yards Landfill Gas Co Generation Plant:IC2 | United States Coast Guard | 9000 | 1125 | 2009-04-22 | 2050-12-31
[10 empty] | 11283 | Yards Landfill Gas Co Generation Plant:IC3 | United States Coast Guard | 9000 | 1125 | 2009-04-22 | 2050-12-31
[10 empty] | 11284 | Yards Landfill Gas Co Generation Plant:IC4 | United States Coast Guard | 9000 | 1125 | 2009-04-22 | 2050-12-31
[10 empty] | 11285 | Yardville Solar Farm:PV1 | Public Service Electric & Gas Co | 1000 | 5100 | 2010-09-01 | 2050-12-31
[10 empty] | 11286 | Yates Dam:1 | Alabama Power Co | 0 | 23500 | 1928-07-01 | 2050-12-31
[10 empty] | 11287 | Yates Dam:2 | Alabama Power Co | 0 | 23500 | 1928-07-01 | 2050-12-31
|  |  | 2017 |  | 2017 |  | 2017 |  |  | 11288 | Yates:1 | Georgia Power Co | 10740 | 97000 | 1950-09-01 | 2050-12-31 | E
|  |  | 2017 |  | 2017 |  | 2017 |  |  | 11289 | Yates:2 | Georgia Power Co | 10740 | 103000 | 1950-11-01 | 2050-12-31 | E
|  |  | 2017 |  | 2017 |  | 2017 |  |  | 11290 | Yates:3 | Georgia Power Co | 10740 | 111000 | 1952-08-01 | 2050-12-31 | E
|  |  | 2017 |  | 2017 |  | 2017 |  |  | 11291 | Yates:4 | Georgia Power Co | 10696 | 133000 | 1957-06-01 | 2050-12-31 | E
|  |  | 2017 |  | 2017 |  | 2017 |  |  | 11292 | Yates:5 | Georgia Power Co | 10618 | 135000 | 1958-05-01 | 2050-12-31 | E
|  |  | 2017 |  | 2017 |  | 2017 |  |  | 11293 | Yates:6 | Georgia Power Co | 10342 | 352000 | 1974-07-01 | 2050-12-31 | E
|  |  | 2017 |  | 2017 |  | 2017 |  |  | 11294 | Yates:7 | Georgia Power Co | 9849 | 355000 | 1974-04-01 | 2050-12-31 | E
[10 empty] | 11295 | Yazoo:2 | Public Service Commission of Yazoo City | 16000 | 5600 | 1945-06-01 | 2050-12-31
[10 empty] | 11296 | Yazoo:3 | Public Service Commission of Yazoo City | 15000 | 13000 | 1954-01-03 | 2050-12-31
[10 empty] | 11297 | Yazoo:GT1 | Public Service Commission of Yazoo City | 15637 | 14700 | 1968-01-03 | 2050-12-31
[10 empty] | 11298 | YEGC Station:GEN1 | Yoakum Electric Generating Coop | 10176 | 145000 | 2006-04-19 | 2050-12-31
[10 empty] | 11299 | YEGC Station:GEN2 | Yoakum Electric Generating Coop | 10598 | 145000 | 2007-06-16 | 2050-12-31
[10 empty] | 11300 | Yellowhammer:701 | Shell Offshore Inc | 12592 | 3400 | 1992-03-01 | 2050-12-31
[10 empty] | 11301 | Yonah:All | Georgia Power Co | 0 | 28500 | 1925-10-01 | 2050-12-31
[10 empty] | 11302 | York Cogeneration Facility:CC | York Generation Co LLC | 8187 | 22500 | 1989-08-01 | 2050-12-31
[10 empty] | 11303 | York Cogeneration Facility:CC2 | York Generation Co LLC | 8187 | 22000 | 1989-08-01 | 2050-12-31
[10 empty] | 11304 | York County Resource Recovery:GEN1 | York County Solid Waste Authority | 12136 | 28900 | 1989-11-01 | 2050-12-31
[10 empty] | 11305 | York Haven:1 | York Haven Power Co | 0 | 19000 | 1905-12-01 | 2050-12-31
[10 empty] | 11306 | York Hydro:1 | Ridgewood Maine Hydro Partnership LP | 0 | 878 | 1980-01-01 | 2050-12-31
|  |  | 2017 |  | 2017 |  | 2017 |  |  | 11307 | Yorktown:1 | Virginia Electric & Power Co | 9829 | 159000 | 1957-07-01 | 2050-12-31 | E
|  |  | 2017 |  | 2017 |  | 2017 |  |  | 11308 | Yorktown:2 | Virginia Electric & Power Co | 9799 | 164000 | 1959-01-01 | 2050-12-31 | E
[10 empty] | 11309 | Yorktown:3 | Virginia Electric & Power Co | 10214 | 818000 | 1974-12-01 | 2050-12-31
[10 empty] | 11310 | Yough Hydro:All | D/R Hydro Co | 0 | 12200 | 1989-12-01 | 2050-12-31
[10 empty] | 11311 | Zachary Ridge LLC:WT3 | Zachary Ridge LLC | 1000 | 2000 | 2010-02-01 | 2050-12-31
[10 empty] | 11312 | Zachary Ridge LLC:WT4 | Zachary Ridge LLC | 1000 | 2000 | 2010-10-31 | 2050-12-31
[10 empty] | 11313 | Zeeland (City of):1 | Zeeland MI (City of) | 11051 | 1500 | 1966-11-01 | 2050-12-31
[10 empty] | 11314 | Zeeland (City of):10 | Zeeland MI (City of) | 9778 | 6200 | 1974-12-01 | 2050-12-31
[10 empty] | 11315 | Zeeland (City of):11 | Zeeland MI (City of) | 9519 | 6600 | 1980-07-01 | 2050-12-31
[10 empty] | 11316 | Zeeland (City of):12 | Zeeland MI (City of) | 10680 | 1000 | 2002-06-01 | 2050-12-31
[10 empty] | 11317 | Zeeland (City of):13 | Zeeland MI (City of) | 10680 | 1000 | 2002-06-01 | 2050-12-31
[10 empty] | 11318 | Zeeland (City of):2 | Zeeland MI (City of) | 11286 | 1200 | 1967-03-01 | 2050-12-31
[10 empty] | 11319 | Zeeland (City of):7 | Zeeland MI (City of) | 13040 | 2000 | 1957-01-01 | 2050-12-31
[10 empty] | 11320 | Zeeland (City of):8 | Zeeland MI (City of) | 11876 | 1500 | 1963-01-01 | 2050-12-31
[10 empty] | 11321 | Zeeland (City of):9 | Zeeland MI (City of) | 9973 | 5000 | 1971-01-01 | 2050-12-31
[10 empty] | 11322 | Zeeland:1A | Consumers Energy Co | 11144 | 165000 | 2001-06-01 | 2050-12-31
[10 empty] | 11323 | Zeeland:1B | Consumers Energy Co | 11160 | 165000 | 2001-06-01 | 2050-12-31
[10 empty] | 11324 | Zeeland:CC1 | Consumers Energy Co | 7098 | 538000 | 2002-08-01 | 2050-12-31
[10 empty] | 11325 | Zingler Rudy:1 | Niagara Mohawk Power Corp | 1000 | 5 | 1984-04-01 | 2050-12-31
[10 empty] | 11326 | Zion Energy Center:CTG1 | Calpine Corp | 10749 | 152000 | 2002-07-05 | 2050-12-31
[10 empty] | 11327 | Zion Energy Center:CTG2 | Calpine Corp | 10797 | 152000 | 2002-07-05 | 2050-12-31
[10 empty] | 11328 | Zion Energy Center:CTG3 | Calpine Corp | 10598 | 152000 | 2003-06-26 | 2050-12-31
[10 empty] | 11329 | Zorn:1 | Louisville Gas & Electric Co | 16990 | 14000 | 1969-05-01 | 2050-12-31
Note on H5: All coal units get CCRs starting in 2017 - adds $150 to FOM

## Fuel_Blending
PlantName | GovID | MW | State | Total kton | Total mmBtu | Total SO2 Ton | Avg Btu/lb | Avg SO2 lb/mmBtu | Avg Btu/lb | Avg SO2 lb/mmBtu | Change in SO2#
Dallman | 963 | 580 | IL | 1383.854 | 28922548.6 | 89065.1229 | 10450 | 6.1589 | 10275 | 5.7051 | -7.367%
Marion | 976 | 290 | IL | 1317.609 | 25298265.75 | 76423.6945 | 9600.0581 | 6.0418 | 9391.2801 | 5.6915 | -5.799%
Harding Street | 990 | 647 | IN | 1619.422 | 36650554.724 | 81754.8627 | 11315.9302 | 4.4613 | 11054.3365 | 4.1732 | -6.459%
Eagle Valley (H T Pritchard) | 991 | 260 | IN | 664.42 | 14357286.708 | 14510.7702 | 10804.3736 | 2.0214 | 10593.936 | 1.9211 | -4.962%
AES Petersburg (IN) | 994 | 1752 | IN | 5143.047 | 116684254.216 | 280306.0014 | 11343.878 | 4.8045 | 11079.4897 | 4.4901 | -6.545%
Bailly | 995 | 480 | IN | 1005.757 | 23207581.67 | 51741.8755 | 11537.3667 | 4.459 | 11253.6297 | 4.1762 | -6.344%
Cayuga | 1001 | 995 | IN | 2454.258 | 55434483.72 | 118013.9797 | 11293.5289 | 4.2578 | 11034.1756 | 3.9852 | -6.403%
Edwardsport | 1004 | 0 | IN | 71.265 | 1571678.31 | 3062.3602 | 11027 | 3.8969 | 10794.3 | 3.6473 | -6.405%
R Gallagher | 1008 | 560 | IN | 1157.305 | 26900816.338 | 27297.5343 | 11622.1751 | 2.0295 | 11333.4434 | 1.9308 | -4.864%
Wabash River | 1010 | 677 | IN | 1377.464 | 30259339.318 | 46863.8736 | 10983.7111 | 3.0975 | 10755.3398 | 2.9116 | -6%
F B Culley | 1012 | 360 | IN | 886.01 | 19915513.512 | 43087.8131 | 11238.874 | 4.3271 | 10984.9864 | 4.0477 | -6.456%
Frank E Ratts | 1043 | 244 | IN | 625.144 | 14014600.542 | 20608.4162 | 11209.0956 | 2.941 | 10958.1858 | 2.771 | -5.78%
Ghent | 1356 | 1918 | KY | 5461.652 | 125736246.23 | 325390.6945 | 11510.8057 | 5.1758 | 11248.0506 | 4.8278 | -6.724%
Green River (KY) | 1357 | 163 | KY | 449.648 | 10632344.438 | 22199.7102 | 11822.963 | 4.1759 | 11510.6666 | 3.9207 | -6.11%
Cane Run | 1363 | 563 | KY | 1567.478 | 34439112.966 | 89221.5869 | 10985.5161 | 5.1814 | 10756.9644 | 4.8271 | -6.839%
Elmer Smith | 1374 | 399 | KY | 1183.267 | 25425407.114 | 90038.4534 | 10743.7236 | 7.0826 | 10538.6874 | 6.5626 | -7.342%
Paradise (KY) | 1378 | 2201 | KY | 5743.256 | 136338233.676 | 337543.1106 | 11869.4127 | 4.9516 | 11552.4708 | 4.6389 | -6.314%
Kenneth Coleman | 1381 | 440 | KY | 1403.172 | 31836563.922 | 78444.4319 | 11344.4946 | 4.9279 | 11080.0448 | 4.6038 | -6.577%
HMP & L Station 2 | 1382 | 310 | KY | 739.575 | 17914876.864 | 47758.9211 | 12111.6001 | 5.3318 | 11770.4398 | 4.9968 | -6.282%
R A Reid | 1383 | 65 | KY | 105.149 | 2584501.398 | 6334.1318 | 12289.7086 | 4.9016 | 11930.7376 | 4.6025 | -6.102%
Cardinal | 2828 | 1800 | OH | 3865.325 | 92344781.116 | 178996.5765 | 11945.2744 | 3.8767 | 11793.2955 | 3.6832 | -4.992%
Walter C Beckjord | 2830 | 1118 | OH | 1670.252 | 40534635.028 | 71268.8014 | 12134.2632 | 3.5164 | 11758.6808 | 3.0538 | -13.16%
Miami Fort | 2832 | 1181 | OH | 3523.881 | 85696268.724 | 233820.652 | 12159.3434 | 5.457 | 11766.4643 | 5.068 | -7.128%
Avon Lake | 2836 | 721 | OH | 1029.477 | 26739004.104 | 38007.6535 | 12986.6907 | 2.8429 | 12558.0214 | 2.7013 | -4.978%
Eastlake (OH) | 2837 | 1233 | OH | 3303.835 | 67905126.914 | 55604.7314 | 10276.708 | 1.6377 | 9867.8231 | 1.3623 | -16.82%
Conesville | 2840 | 1695 | OH | 3215.21 | 72372083.528 | 206905.5047 | 11254.6399 | 5.7178 | 10999.1756 | 5.3288 | -6.803%
O H Hutchings | 2848 | 365 | OH | 60.258 | 1515733.912 | 937.422 | 12577.0309 | 1.2369 | 12167.3309 | 1.2092 | -2.241%
J M Stuart | 2850 | 2340 | OH | 5961.658 | 139542288.594 | 215271.1786 | 11703.3004 | 3.0854 | 11406.888 | 2.7818 | -9.838%
Niles (OH ORION) | 2861 | 216 | OH | 71.284 | 1792044.248 | 3947.1031 | 12569.7484 | 4.4051 | 12182.7733 | 4.1477 | -5.844%
R E Burger | 2864 | 94 | OH | 133.619 | 3268921.974 | 7441.802 | 12232.2474 | 4.5531 | 11879.0224 | 4.2782 | -6.037%
W H Sammis | 2866 | 2220 | OH | 3982.728 | 91108166.648 | 117581.7582 | 11437.8962 | 2.5811 | 11032.0716 | 2.3162 | -10.26%
Muskingum River | 2872 | 1375 | OH | 2885.696 | 71616521.432 | 114029.3238 | 12408.8658 | 3.1844 | 12018.1239 | 2.9006 | -8.913%
Elrama Power Plant | 3098 | 474 | PA | 262.578 | 6788764.392 | 11093.6479 | 12927.1347 | 3.2682 | 12504.4209 | 3.0965 | -5.254%
Portland (PA) | 3113 | 401 | PA | 638.866 | 16568350.844 | 22906.5735 | 12967 | 2.7651 | 12540.3 | 2.6288 | -4.93%
Titus | 3115 | 243 | PA | 307.117 | 7819679.632 | 8316.3151 | 12730.7777 | 2.127 | 12288.1566 | 1.9266 | -9.422%
Conemaugh | 3118 | 1700 | PA | 4039.826 | 103358122.152 | 200605.6232 | 12792.3901 | 3.8818 | 12383.1503 | 3.6652 | -5.578%
Homer City Station | 3122 | 1884 | PA | 4990.075 | 117071596.768 | 294287.2601 | 11730.4364 | 5.0275 | 11427.3919 | 4.7056 | -6.402%
Shawville | 3131 | 597 | PA | 1121.041 | 27256446.22 | 42638.0281 | 12156.7401 | 3.1287 | 11811.0643 | 2.9571 | -5.482%
Keystone (PA) | 3136 | 1700 | PA | 4463.936 | 113695676.444 | 210205.9836 | 12734.8955 | 3.6977 | 12331.4042 | 3.4933 | -5.529%
New Castle Plant | 3138 | 333 | PA | 412.45 | 10432263.682 | 13007.9667 | 12646.6972 | 2.4938 | 12252.0271 | 2.3735 | -4.823%
PPL Brunner Island | 3140 | 1442 | PA | 3748.785 | 96773787.786 | 180449.4637 | 12907.3434 | 3.7293 | 12486.608 | 3.5252 | -5.473%
Montour | 3149 | 1525 | PA | 3246.919 | 84460182.716 | 158307.9656 | 13006.1925 | 3.7487 | 12574.4585 | 3.5438 | -5.466%
Sunbury Generation LLC | 3152 | 382 | PA | 1099.125 | 23548189.498 | 32192.8442 | 10712.2415 | 2.7342 | 10511.0171 | 2.5741 | -5.855%
Cromby Generating Station | 3159 | 0 | PA | 157.705 | 4099296.288 | 6145.4204 | 12996.7213 | 2.9983 | 12567.0491 | 2.8461 | -5.076%
Eddystone Generating Station | 3161 | 309 | PA | 815.477 | 21030109.91 | 29535.8894 | 12894.3586 | 2.8089 | 12463.5174 | 2.6547 | -5.489%
Armstrong Power Station | 3178 | 343 | PA | 716.357 | 18011266.526 | 28430.0761 | 12571.4056 | 3.1569 | 12184.1653 | 2.9886 | -5.332%
Mitchell Power Station | 3181 | 277 | PA | 432.536 | 10306858.786 | 23990.5122 | 11914.4447 | 4.6553 | 11558.421 | 4.3896 | -5.707%
Cumberland (TN) | 3399 | 2470 | TN | 5939.655 | 142941617.476 | 354373.8326 | 12032.8167 | 4.9583 | 11700.3467 | 4.6485 | -6.247%
John E Amos | 3935 | 2900 | WV | 5242.86 | 127079371.852 | 250306.4729 | 12119.2553 | 3.9394 | 11775.8525 | 3.3923 | -13.89%
Albright | 3942 | 283 | WV | 231.458 | 5105557.97 | 6636.5138 | 11029.1163 | 2.5997 | 10796.2039 | 2.4547 | -5.579%
Harrison (WV) | 3944 | 1954 | WV | 4860.72 | 118322814.148 | 318342.5488 | 12171.3137 | 5.3809 | 11824.1811 | 5.0439 | -6.264%
Rivesville | 3945 | 137 | WV | 3.971 | 86297.772 | 39.7099 | 10866 | 0.9203 | 10649.4 | 0.91047 | -1.068%
Mitchell (WV) | 3948 | 1560 | WV | 4155.154 | 103470831.604 | 172106.2259 | 12450.8813 | 3.3267 | 12062.3521 | 3.0469 | -8.409%
MT Storm | 3954 | 1560 | WV | 4340.964 | 106458981.258 | 161323.0692 | 12262.1175 | 3.0307 | 11905.8584 | 2.8673 | -5.391%
Pleasants | 6004 | 1278 | WV | 3465.99 | 84205495.212 | 251057.413 | 12147.3871 | 5.963 | 11785.6642 | 5.5376 | -7.133%
East Bend | 6018 | 600 | KY | 1895.459 | 44656822.156 | 111418.7821 | 11779.9399 | 4.99 | 11437.1147 | 4.6511 | -6.792%
W H Zimmer | 6019 | 1301 | OH | 3849.536 | 92189517.528 | 276277.917 | 11974.0935 | 5.9937 | 11618.7747 | 5.575 | -6.986%
Killen Station | 6031 | 600 | OH | 1705.591 | 40879342.076 | 92736.5123 | 11983.9182 | 4.5371 | 11680.3548 | 4.245 | -6.439%
Hugh L Spurlock | 6041 | 1371 | KY | 4048.932 | 90693260.696 | 259920.574 | 11199.6378 | 5.7319 | 10936.3006 | 5.222 | -8.895%
Bruce Mansfield | 6094 | 2510 | PA | 6493.584 | 161355704.898 | 430443.4882 | 12424.2273 | 5.3353 | 12257.6472 | 5.059 | -5.179%
Gibson Station | 6113 | 3131 | IN | 8681.275 | 193634229.598 | 458534.3978 | 11152.3973 | 4.7361 | 10907.1565 | 4.4221 | -6.629%
A B Brown | 6137 | 490 | IN | 1011.409 | 22769700.986 | 57078.9576 | 11256.4237 | 5.0136 | 11000.7811 | 4.6804 | -6.647%
Merom | 6213 | 989 | IN | 3462.497 | 77128203.486 | 211515.4991 | 11137.6519 | 5.4848 | 10893.8863 | 5.1106 | -6.821%
Mountaineer | 6264 | 1310 | WV | 3061.308 | 74638033.748 | 167134.5688 | 12190.5306 | 4.4785 | 11834.4457 | 4.0665 | -9.201%
Robert D Green | 6639 | 454 | KY | 1267.229 | 27648115.304 | 76133.2857 | 10908.8802 | 5.5073 | 10687.9915 | 5.1241 | -6.958%
Warrick | 6705 | 723 | IN | 2373.068 | 51528073.446 | 136705.9869 | 10856.8418 | 5.3061 | 10641.1571 | 4.9377 | -6.943%
D B Wilson | 6823 | 417 | KY | 1073.622 | 23133703.582 | 61586.3742 | 10773.6671 | 5.3244 | 10566.2998 | 4.9519 | -6.997%
Richard H Gorsuch | 7286 | 0 | OH | 499.52 | 11570579.17 | 19590.5789 | 11581.6953 | 3.3863 | 11341.8953 | 3.1745 | -6.255%
Gavin | 8102 | 2640 | OH | 7919.068 | 182882350.804 | 490623.6595 | 11546.9551 | 5.3655 | 11188.5673 | 4.8762 | -9.118%
Cheswick Power Plant | 8226 | 580 | PA | 895.792 | 22854873.328 | 39394.956 | 12756.7931 | 3.4474 | 12346.0858 | 3.2484 | -5.771%
Grant Town Power Plant | 10151 | 80 | WV | 456.693 | 6840951.432 | 19397.8542 | 7489.6548 | 5.6711 | 7613.6202 | 5.1128 | -9.845%
Chillicothe (OH) | 10244 | 23 | OH | 293.719 | 6630064.648 | 22854.7421 | 11286.4041 | 6.8943 | 11027.7634 | 6.4135 | -6.974%
T B Simon Power Plant | 10328 | 85 | MI | 193.195 | 4983565.374 | 4615.019 | 12897.7532 | 1.8521 | 12539.7694 | 1.6202 | -12.52%
Natrium Plant | 50491 | 123 | WV | 348.169 | 8519796.864 | 7432.3803 | 12235.142 | 1.7447 | 11883.942 | 1.5921 | -8.751%
Tes Filer City Station | 50835 | 60 | MI | 222.033 | 4851255.258 | 4922.8713 | 10924.6219 | 2.0295 | 10524.7308 | 1.851 | -8.795%
Univ of Missouri Columbia | 50969 | 0 | MO | 138.296 | 3167891.214 | 8089.2738 | 11453.2991 | 5.107 | 11177.9691 | 4.7718 | -6.564%
Johnsonburg Mill | 54638 | 0 | PA | 156.921 | 3794606.824 | 6947.2176 | 12090.8166 | 3.6616 | 11751.7347 | 3.4498 | -5.786%
Univ of Illinois Abbott | 54780 | 47 | IL | 65.869 | 1479991.672 | 4061.0996 | 11234.3555 | 5.488 | 10980.9198 | 5.1166 | -6.768%

## TS_Annual_SOx
[22 empty] | DSI | ACI | Bag House | Wet FGD | Dry FGD | Fuel Switch
2 | 3 | 4 | 5 | 6 | 10 | 11 |  |  | No Change from XMP
DSI | ACI | Bag House | Wet FGD | Dry FGD | Fuel Switch | Fuel Blend Rate Reduction | Original 2013 Rate | Use | 2000 | 2001 | 2002 | 2003 | 2004 | 2005 | 2006 | 2007 | 2008 | 2009 | 2010 | 2011 | 2012 | 2013 | 2014 | 2015 | 2016 | 2017 | 2018 | 2019 | 2020 | 2021 | 2022 | 2023 | 2024 | 2025 | 2026 | 2027 | 2028 | 2029 | 2030 | 2031 | 2032 | 2033 | 2034 | 2035 | 2036 | 2037 | 2038 | 2039 | 2040 | 2041 | 2042 | 2043 | 2044 | 2045 | 2046 | 2047 | 2048 | 2049 | 2050 | 2051 | 2052 | 2053
0 | 0 | 0 | 2017 | 0 |  |  | 2.6092 | Greene County (ALAP):ST1 | 2.6092 | 2.6092 | 2.6092 | 2.6092 | 2.6092 | 2.6092 | 2.6092 | 2.6092 | 2.6092 | 2.6092 | 2.6092 | 2.6092 | 2.6092 | 2.6092 | 2.6092 | 2.6092 | 2.6092 | 0.052184 | 0.052184 | 0.052184 | 0.052184 | 0.052184 | 0.052184 | 0.052184 | 0.052184 | 0.052184 | 0.052184 | 0.052184 | 0.052184 | 0.052184 | 0.052184 | 0.052184 | 0.052184 | 0.052184 | 0.052184 | 0.052184 | 0.052184 | 0.052184 | 0.052184 | 0.052184 | 0.052184 | 0.052184 | 0.052184 | 0.052184 | 0.052184 | 0.052184 | 0.052184 | 0.052184 | 0.052184 | 0.052184 | 0.052184 | 0.052184 | 0.052184 | 0.052184
0 | 0 | 0 | 2017 | 0 |  |  | 2.5885 | Greene County (ALAP):ST2 | 2.5885 | 2.5885 | 2.5885 | 2.5885 | 2.5885 | 2.5885 | 2.5885 | 2.5885 | 2.5885 | 2.5885 | 2.5885 | 2.5885 | 2.5885 | 2.5885 | 2.5885 | 2.5885 | 2.5885 | 0.05177 | 0.05177 | 0.05177 | 0.05177 | 0.05177 | 0.05177 | 0.05177 | 0.05177 | 0.05177 | 0.05177 | 0.05177 | 0.05177 | 0.05177 | 0.05177 | 0.05177 | 0.05177 | 0.05177 | 0.05177 | 0.05177 | 0.05177 | 0.05177 | 0.05177 | 0.05177 | 0.05177 | 0.05177 | 0.05177 | 0.05177 | 0.05177 | 0.05177 | 0.05177 | 0.05177 | 0.05177 | 0.05177 | 0.05177 | 0.05177 | 0.05177 | 0.05177
0 | 0 | 0 |  | 0 | 2013 | 0.93597 | 0.0712 | Cayuga:1 | 0.0712 | 0.0712 | 0.0712 | 0.0712 | 0.0712 | 0.0712 | 0.0712 | 0.0712 | 0.0712 | 0.0712 | 0.0712 | 0.0712 | 0.0712 | 0.066641 | 0.066641 | 0.066641 | 0.066641 | 0.066641 | 0.066641 | 0.066641 | 0.066641 | 0.066641 | 0.066641 | 0.066641 | 0.066641 | 0.066641 | 0.066641 | 0.066641 | 0.066641 | 0.066641 | 0.066641 | 0.066641 | 0.066641 | 0.066641 | 0.066641 | 0.066641 | 0.066641 | 0.066641 | 0.066641 | 0.066641 | 0.066641 | 0.066641 | 0.066641 | 0.066641 | 0.066641 | 0.066641 | 0.066641 | 0.066641 | 0.066641 | 0.066641 | 0.066641 | 0.066641 | 0.066641 | 0.066641
0 | 0 | 0 |  | 0 | 2013 | 0.93597 | 0.1115 | Cayuga:2 | 0.1115 | 0.1115 | 0.1115 | 0.1115 | 0.1115 | 0.1115 | 0.1115 | 0.1115 | 0.1115 | 0.1115 | 0.1115 | 0.1115 | 0.1115 | 0.10436 | 0.10436 | 0.10436 | 0.10436 | 0.10436 | 0.10436 | 0.10436 | 0.10436 | 0.10436 | 0.10436 | 0.10436 | 0.10436 | 0.10436 | 0.10436 | 0.10436 | 0.10436 | 0.10436 | 0.10436 | 0.10436 | 0.10436 | 0.10436 | 0.10436 | 0.10436 | 0.10436 | 0.10436 | 0.10436 | 0.10436 | 0.10436 | 0.10436 | 0.10436 | 0.10436 | 0.10436 | 0.10436 | 0.10436 | 0.10436 | 0.10436 | 0.10436 | 0.10436 | 0.10436 | 0.10436 | 0.10436
0 | 0 | 0 | 0 | 0 |  |  | 0.75 | Cayuga:3 | 0.75 | 0.75 | 0.75 | 0.75 | 0.75 | 0.75 | 0.75 | 0.75 | 0.75 | 0.75 | 0.75 | 0.75 | 0.75 | 0.75 | 0.75 | 0.75 | 0.75 | 0.75 | 0.75 | 0.75 | 0.75 | 0.75 | 0.75 | 0.75 | 0.75 | 0.75 | 0.75 | 0.75 | 0.75 | 0.75 | 0.75 | 0.75 | 0.75 | 0.75 | 0.75 | 0.75 | 0.75 | 0.75 | 0.75 | 0.75 | 0.75 | 0.75 | 0.75 | 0.75 | 0.75 | 0.75 | 0.75 | 0.75 | 0.75 | 0.75 | 0.75 | 0.75 | 0.75 | 0.75
[7 empty] | 1.6 | Chesapeake Paper Products Co.:912 | 1.6 | 1.6 | 1.6 | 1.6 | 1.6 | 1.6 | 1.6 | 1.6 | 1.6 | 1.6 | 1.6 | 1.6 | 1.6 | 1.6 | 1.6 | 1.6 | 1.6 | 1.6 | 1.6 | 1.6 | 1.6 | 1.6 | 1.6 | 1.6 | 1.6 | 1.6 | 1.6 | 1.6 | 1.6 | 1.6 | 1.6 | 1.6 | 1.6 | 1.6 | 1.6 | 1.6 | 1.6 | 1.6 | 1.6 | 1.6 | 1.6 | 1.6 | 1.6 | 1.6 | 1.6 | 1.6 | 1.6 | 1.6 | 1.6 | 1.6 | 1.6 | 1.6 | 1.6 | 1.6
0 | 0 | 0 | 0 | 0 |  |  | 0.75 | Connersville:1 | 0.75 | 0.75 | 0.75 | 0.75 | 0.75 | 0.75 | 0.75 | 0.75 | 0.75 | 0.75 | 0.75 | 0.75 | 0.75 | 0.75 | 0.75 | 0.75 | 0.75 | 0.75 | 0.75 | 0.75 | 0.75 | 0.75 | 0.75 | 0.75 | 0.75 | 0.75 | 0.75 | 0.75 | 0.75 | 0.75 | 0.75 | 0.75 | 0.75 | 0.75 | 0.75 | 0.75 | 0.75 | 0.75 | 0.75 | 0.75 | 0.75 | 0.75 | 0.75 | 0.75 | 0.75 | 0.75 | 0.75 | 0.75 | 0.75 | 0.75 | 0.75 | 0.75 | 0.75 | 0.75
0 | 0 | 0 | 0 | 0 |  |  | 0.75 | Connersville:2 | 0.75 | 0.75 | 0.75 | 0.75 | 0.75 | 0.75 | 0.75 | 0.75 | 0.75 | 0.75 | 0.75 | 0.75 | 0.75 | 0.75 | 0.75 | 0.75 | 0.75 | 0.75 | 0.75 | 0.75 | 0.75 | 0.75 | 0.75 | 0.75 | 0.75 | 0.75 | 0.75 | 0.75 | 0.75 | 0.75 | 0.75 | 0.75 | 0.75 | 0.75 | 0.75 | 0.75 | 0.75 | 0.75 | 0.75 | 0.75 | 0.75 | 0.75 | 0.75 | 0.75 | 0.75 | 0.75 | 0.75 | 0.75 | 0.75 | 0.75 | 0.75 | 0.75 | 0.75 | 0.75
[7 empty] | 0.85 | Greater Detroit Resource Recov:GEN1 | 0.85 | 0.85 | 0.85 | 0.85 | 0.85 | 0.85 | 0.85 | 0.85 | 0.85 | 0.85 | 0.85 | 0.85 | 0.85 | 0.85 | 0.85 | 0.85 | 0.85 | 0.85 | 0.85 | 0.85 | 0.85 | 0.85 | 0.85 | 0.85 | 0.85 | 0.85 | 0.85 | 0.85 | 0.85 | 0.85 | 0.85 | 0.85 | 0.85 | 0.85 | 0.85 | 0.85 | 0.85 | 0.85 | 0.85 | 0.85 | 0.85 | 0.85 | 0.85 | 0.85 | 0.85 | 0.85 | 0.85 | 0.85 | 0.85 | 0.85 | 0.85 | 0.85 | 0.85 | 0.85
0 | 0 | 0 |  | 0 |  |  | 0.164 | Edwardsport:6 | 0.164 | 0.164 | 0.164 | 0.164 | 0.164 | 0.164 | 0.164 | 0.164 | 0.164 | 0.164 | 0.164 | 0.164 | 0.164 | 0.164 | 0.164 | 0.164 | 0.164 | 0.164 | 0.164 | 0.164 | 0.164 | 0.164 | 0.164 | 0.164 | 0.164 | 0.164 | 0.164 | 0.164 | 0.164 | 0.164 | 0.164 | 0.164 | 0.164 | 0.164 | 0.164 | 0.164 | 0.164 | 0.164 | 0.164 | 0.164 | 0.164 | 0.164 | 0.164 | 0.164 | 0.164 | 0.164 | 0.164 | 0.164 | 0.164 | 0.164 | 0.164 | 0.164 | 0.164 | 0.164
0 | 0 | 0 | 2017 | 0 | 2013 | 0.93595 | 3.452 | Edwardsport:7 | 3.452 | 3.452 | 3.452 | 3.452 | 3.452 | 3.452 | 3.452 | 3.452 | 3.452 | 3.452 | 3.452 | 3.452 | 3.452 | 3.2309 | 3.2309 | 3.2309 | 3.2309 | 0.064618 | 0.064618 | 0.064618 | 0.064618 | 0.064618 | 0.064618 | 0.064618 | 0.064618 | 0.064618 | 0.064618 | 0.064618 | 0.064618 | 0.064618 | 0.064618 | 0.064618 | 0.064618 | 0.064618 | 0.064618 | 0.064618 | 0.064618 | 0.064618 | 0.064618 | 0.064618 | 0.064618 | 0.064618 | 0.064618 | 0.064618 | 0.064618 | 0.064618 | 0.064618 | 0.064618 | 0.064618 | 0.064618 | 0.064618 | 0.064618 | 0.064618 | 0.064618
0 | 0 | 0 | 2017 | 0 | 2013 | 0.93595 | 3.644 | Edwardsport:8 | 3.644 | 3.644 | 3.644 | 3.644 | 3.644 | 3.644 | 3.644 | 3.644 | 3.644 | 3.644 | 3.644 | 3.644 | 3.644 | 3.4106 | 3.4106 | 3.4106 | 3.4106 | 0.068212 | 0.068212 | 0.068212 | 0.068212 | 0.068212 | 0.068212 | 0.068212 | 0.068212 | 0.068212 | 0.068212 | 0.068212 | 0.068212 | 0.068212 | 0.068212 | 0.068212 | 0.068212 | 0.068212 | 0.068212 | 0.068212 | 0.068212 | 0.068212 | 0.068212 | 0.068212 | 0.068212 | 0.068212 | 0.068212 | 0.068212 | 0.068212 | 0.068212 | 0.068212 | 0.068212 | 0.068212 | 0.068212 | 0.068212 | 0.068212 | 0.068212 | 0.068212
0 | 0 | 0 |  | 0 |  |  | 0.1441 | Logan Generating Plant:IPP | 0.1441 | 0.1441 | 0.1441 | 0.1441 | 0.1441 | 0.1441 | 0.1441 | 0.1441 | 0.1441 | 0.1441 | 0.1441 | 0.1441 | 0.1441 | 0.1441 | 0.1441 | 0.1441 | 0.1441 | 0.1441 | 0.1441 | 0.1441 | 0.1441 | 0.1441 | 0.1441 | 0.1441 | 0.1441 | 0.1441 | 0.1441 | 0.1441 | 0.1441 | 0.1441 | 0.1441 | 0.1441 | 0.1441 | 0.1441 | 0.1441 | 0.1441 | 0.1441 | 0.1441 | 0.1441 | 0.1441 | 0.1441 | 0.1441 | 0.1441 | 0.1441 | 0.1441 | 0.1441 | 0.1441 | 0.1441 | 0.1441 | 0.1441 | 0.1441 | 0.1441 | 0.1441 | 0.1441
0 | 0 | 0 | 0 | 0 |  |  | 0.75 | Miami Wabash:1-3 | 0.75 | 0.75 | 0.75 | 0.75 | 0.75 | 0.75 | 0.75 | 0.75 | 0.75 | 0.75 | 0.75 | 0.75 | 0.75 | 0.75 | 0.75 | 0.75 | 0.75 | 0.75 | 0.75 | 0.75 | 0.75 | 0.75 | 0.75 | 0.75 | 0.75 | 0.75 | 0.75 | 0.75 | 0.75 | 0.75 | 0.75 | 0.75 | 0.75 | 0.75 | 0.75 | 0.75 | 0.75 | 0.75 | 0.75 | 0.75 | 0.75 | 0.75 | 0.75 | 0.75 | 0.75 | 0.75 | 0.75 | 0.75 | 0.75 | 0.75 | 0.75 | 0.75 | 0.75 | 0.75
[7 empty] | 0.75 | Miami Wabash:4-6 | 0.75 | 0.75 | 0.75 | 0.75 | 0.75 | 0.75 | 0.75 | 0.75 | 0.75 | 0.75 | 0.75 | 0.75 | 0.75 | 0.75 | 0.75 | 0.75 | 0.75 | 0.75 | 0.75 | 0.75 | 0.75 | 0.75 | 0.75 | 0.75 | 0.75 | 0.75 | 0.75 | 0.75 | 0.75 | 0.75 | 0.75 | 0.75 | 0.75 | 0.75 | 0.75 | 0.75 | 0.75 | 0.75 | 0.75 | 0.75 | 0.75 | 0.75 | 0.75 | 0.75 | 0.75 | 0.75 | 0.75 | 0.75 | 0.75 | 0.75 | 0.75 | 0.75 | 0.75 | 0.75
[7 empty] | 3.12 | Noblesville:1 | 3.12 | 3.12 | 3.12 | 3.12 | 3.12 | 3.12 | 3.12 | 3.12 | 3.12 | 3.12 | 3.12 | 3.12 | 3.12 | 3.12 | 3.12 | 3.12 | 3.12 | 3.12 | 3.12 | 3.12 | 3.12 | 3.12 | 3.12 | 3.12 | 3.12 | 3.12 | 3.12 | 3.12 | 3.12 | 3.12 | 3.12 | 3.12 | 3.12 | 3.12 | 3.12 | 3.12 | 3.12 | 3.12 | 3.12 | 3.12 | 3.12 | 3.12 | 3.12 | 3.12 | 3.12 | 3.12 | 3.12 | 3.12 | 3.12 | 3.12 | 3.12 | 3.12 | 3.12 | 3.12
[7 empty] | 3.07 | Noblesville:2 | 3.07 | 3.07 | 3.07 | 3.07 | 3.07 | 3.07 | 3.07 | 3.07 | 3.07 | 3.07 | 3.07 | 3.07 | 3.07 | 3.07 | 3.07 | 3.07 | 3.07 | 3.07 | 3.07 | 3.07 | 3.07 | 3.07 | 3.07 | 3.07 | 3.07 | 3.07 | 3.07 | 3.07 | 3.07 | 3.07 | 3.07 | 3.07 | 3.07 | 3.07 | 3.07 | 3.07 | 3.07 | 3.07 | 3.07 | 3.07 | 3.07 | 3.07 | 3.07 | 3.07 | 3.07 | 3.07 | 3.07 | 3.07 | 3.07 | 3.07 | 3.07 | 3.07 | 3.07 | 3.07
0 | 0 | 0 | 2017 | 0 | 2013 | 0.95136 | 3.1485 | Gallagher:1 | 3.1485 | 3.1485 | 3.1485 | 3.1485 | 3.1485 | 3.1485 | 3.1485 | 3.1485 | 3.1485 | 3.1485 | 3.1485 | 3.1485 | 3.1485 | 2.9954 | 2.9954 | 2.9954 | 2.9954 | 0.059907 | 0.059907 | 0.059907 | 0.059907 | 0.059907 | 0.059907 | 0.059907 | 0.059907 | 0.059907 | 0.059907 | 0.059907 | 0.059907 | 0.059907 | 0.059907 | 0.059907 | 0.059907 | 0.059907 | 0.059907 | 0.059907 | 0.059907 | 0.059907 | 0.059907 | 0.059907 | 0.059907 | 0.059907 | 0.059907 | 0.059907 | 0.059907 | 0.059907 | 0.059907 | 0.059907 | 0.059907 | 0.059907 | 0.059907 | 0.059907 | 0.059907 | 0.059907
0 | 0 | 0 | 2017 | 0 | 2013 | 0.95136 | 3.1405 | Gallagher:2 | 3.1405 | 3.1405 | 3.1405 | 3.1405 | 3.1405 | 3.1405 | 3.1405 | 3.1405 | 3.1405 | 3.1405 | 3.1405 | 3.1405 | 3.1405 | 2.9877 | 2.9877 | 2.9877 | 2.9877 | 0.059755 | 0.059755 | 0.059755 | 0.059755 | 0.059755 | 0.059755 | 0.059755 | 0.059755 | 0.059755 | 0.059755 | 0.059755 | 0.059755 | 0.059755 | 0.059755 | 0.059755 | 0.059755 | 0.059755 | 0.059755 | 0.059755 | 0.059755 | 0.059755 | 0.059755 | 0.059755 | 0.059755 | 0.059755 | 0.059755 | 0.059755 | 0.059755 | 0.059755 | 0.059755 | 0.059755 | 0.059755 | 0.059755 | 0.059755 | 0.059755 | 0.059755 | 0.059755
0 | 0 | 0 | 2017 | 0 | 2013 | 0.95136 | 2.9468 | Gallagher:3 | 2.9468 | 2.9468 | 2.9468 | 2.9468 | 2.9468 | 2.9468 | 2.9468 | 2.9468 | 2.9468 | 2.9468 | 2.9468 | 2.9468 | 2.9468 | 2.8035 | 2.8035 | 2.8035 | 2.8035 | 0.056069 | 0.056069 | 0.056069 | 0.056069 | 0.056069 | 0.056069 | 0.056069 | 0.056069 | 0.056069 | 0.056069 | 0.056069 | 0.056069 | 0.056069 | 0.056069 | 0.056069 | 0.056069 | 0.056069 | 0.056069 | 0.056069 | 0.056069 | 0.056069 | 0.056069 | 0.056069 | 0.056069 | 0.056069 | 0.056069 | 0.056069 | 0.056069 | 0.056069 | 0.056069 | 0.056069 | 0.056069 | 0.056069 | 0.056069 | 0.056069 | 0.056069 | 0.056069
0 | 0 | 0 | 2017 | 0 | 2013 | 0.95136 | 3.0503 | Gallagher:4 | 3.0503 | 3.0503 | 3.0503 | 3.0503 | 3.0503 | 3.0503 | 3.0503 | 3.0503 | 3.0503 | 3.0503 | 3.0503 | 3.0503 | 3.0503 | 2.9019 | 2.9019 | 2.9019 | 2.9019 | 0.058039 | 0.058039 | 0.058039 | 0.058039 | 0.058039 | 0.058039 | 0.058039 | 0.058039 | 0.058039 | 0.058039 | 0.058039 | 0.058039 | 0.058039 | 0.058039 | 0.058039 | 0.058039 | 0.058039 | 0.058039 | 0.058039 | 0.058039 | 0.058039 | 0.058039 | 0.058039 | 0.058039 | 0.058039 | 0.058039 | 0.058039 | 0.058039 | 0.058039 | 0.058039 | 0.058039 | 0.058039 | 0.058039 | 0.058039 | 0.058039 | 0.058039 | 0.058039
[7 empty] | 3.1123 | Wabash River:2 | 3.1123 | 3.1123 | 3.1123 | 3.1123 | 3.1123 | 3.1123 | 3.1123 | 3.1123 | 3.1123 | 3.1123 | 3.1123 | 3.1123 | 3.1123 | 3.1123 | 3.1123 | 3.1123 | 3.1123 | 3.1123 | 3.1123 | 3.1123 | 3.1123 | 3.1123 | 3.1123 | 3.1123 | 3.1123 | 3.1123 | 3.1123 | 3.1123 | 3.1123 | 3.1123 | 3.1123 | 3.1123 | 3.1123 | 3.1123 | 3.1123 | 3.1123 | 3.1123 | 3.1123 | 3.1123 | 3.1123 | 3.1123 | 3.1123 | 3.1123 | 3.1123 | 3.1123 | 3.1123 | 3.1123 | 3.1123 | 3.1123 | 3.1123 | 3.1123 | 3.1123 | 3.1123 | 3.1123
[7 empty] | 3.1067 | Wabash River:3 | 3.1067 | 3.1067 | 3.1067 | 3.1067 | 3.1067 | 3.1067 | 3.1067 | 3.1067 | 3.1067 | 3.1067 | 3.1067 | 3.1067 | 3.1067 | 3.1067 | 3.1067 | 3.1067 | 3.1067 | 3.1067 | 3.1067 | 3.1067 | 3.1067 | 3.1067 | 3.1067 | 3.1067 | 3.1067 | 3.1067 | 3.1067 | 3.1067 | 3.1067 | 3.1067 | 3.1067 | 3.1067 | 3.1067 | 3.1067 | 3.1067 | 3.1067 | 3.1067 | 3.1067 | 3.1067 | 3.1067 | 3.1067 | 3.1067 | 3.1067 | 3.1067 | 3.1067 | 3.1067 | 3.1067 | 3.1067 | 3.1067 | 3.1067 | 3.1067 | 3.1067 | 3.1067 | 3.1067
0 | 0 | 0 | 2017 | 0 | 2013 | 0.94 | 3.0579 | Wabash River:4 | 3.0579 | 3.0579 | 3.0579 | 3.0579 | 3.0579 | 3.0579 | 3.0579 | 3.0579 | 3.0579 | 3.0579 | 3.0579 | 3.0579 | 3.0579 | 2.8744 | 2.8744 | 2.8744 | 2.8744 | 0.057489 | 0.057489 | 0.057489 | 0.057489 | 0.057489 | 0.057489 | 0.057489 | 0.057489 | 0.057489 | 0.057489 | 0.057489 | 0.057489 | 0.057489 | 0.057489 | 0.057489 | 0.057489 | 0.057489 | 0.057489 | 0.057489 | 0.057489 | 0.057489 | 0.057489 | 0.057489 | 0.057489 | 0.057489 | 0.057489 | 0.057489 | 0.057489 | 0.057489 | 0.057489 | 0.057489 | 0.057489 | 0.057489 | 0.057489 | 0.057489 | 0.057489 | 0.057489
[7 empty] | 3.138 | Wabash River:5 | 3.138 | 3.138 | 3.138 | 3.138 | 3.138 | 3.138 | 3.138 | 3.138 | 3.138 | 3.138 | 3.138 | 3.138 | 3.138 | 3.138 | 3.138 | 3.138 | 3.138 | 3.138 | 3.138 | 3.138 | 3.138 | 3.138 | 3.138 | 3.138 | 3.138 | 3.138 | 3.138 | 3.138 | 3.138 | 3.138 | 3.138 | 3.138 | 3.138 | 3.138 | 3.138 | 3.138 | 3.138 | 3.138 | 3.138 | 3.138 | 3.138 | 3.138 | 3.138 | 3.138 | 3.138 | 3.138 | 3.138 | 3.138 | 3.138 | 3.138 | 3.138 | 3.138 | 3.138 | 3.138
0 | 0 | 0 | 2017 | 0 | 2013 | 0.94 | 3.062 | Wabash River:6 | 3.062 | 3.062 | 3.062 | 3.062 | 3.062 | 3.062 | 3.062 | 3.062 | 3.062 | 3.062 | 3.062 | 3.062 | 3.062 | 2.8783 | 2.8783 | 2.8783 | 2.8783 | 0.057566 | 0.057566 | 0.057566 | 0.057566 | 0.057566 | 0.057566 | 0.057566 | 0.057566 | 0.057566 | 0.057566 | 0.057566 | 0.057566 | 0.057566 | 0.057566 | 0.057566 | 0.057566 | 0.057566 | 0.057566 | 0.057566 | 0.057566 | 0.057566 | 0.057566 | 0.057566 | 0.057566 | 0.057566 | 0.057566 | 0.057566 | 0.057566 | 0.057566 | 0.057566 | 0.057566 | 0.057566 | 0.057566 | 0.057566 | 0.057566 | 0.057566 | 0.057566
0 | 0 | 0 | 0 | 0 |  |  | 0.3 | Wabash River:7 | 0.3 | 0.3 | 0.3 | 0.3 | 0.3 | 0.3 | 0.3 | 0.3 | 0.3 | 0.3 | 0.3 | 0.3 | 0.3 | 0.3 | 0.3 | 0.3 | 0.3 | 0.3 | 0.3 | 0.3 | 0.3 | 0.3 | 0.3 | 0.3 | 0.3 | 0.3 | 0.3 | 0.3 | 0.3 | 0.3 | 0.3 | 0.3 | 0.3 | 0.3 | 0.3 | 0.3 | 0.3 | 0.3 | 0.3 | 0.3 | 0.3 | 0.3 | 0.3 | 0.3 | 0.3 | 0.3 | 0.3 | 0.3 | 0.3 | 0.3 | 0.3 | 0.3 | 0.3 | 0.3
0 | 0 | 0 | 2017 | 0 |  |  | 0.3619 | John B Rich Memorial Power St:GEN1 | 0.3619 | 0.3619 | 0.3619 | 0.3619 | 0.3619 | 0.3619 | 0.3619 | 0.3619 | 0.3619 | 0.3619 | 0.3619 | 0.3619 | 0.3619 | 0.3619 | 0.3619 | 0.3619 | 0.3619 | 0.007238 | 0.007238 | 0.007238 | 0.007238 | 0.007238 | 0.007238 | 0.007238 | 0.007238 | 0.007238 | 0.007238 | 0.007238 | 0.007238 | 0.007238 | 0.007238 | 0.007238 | 0.007238 | 0.007238 | 0.007238 | 0.007238 | 0.007238 | 0.007238 | 0.007238 | 0.007238 | 0.007238 | 0.007238 | 0.007238 | 0.007238 | 0.007238 | 0.007238 | 0.007238 | 0.007238 | 0.007238 | 0.007238 | 0.007238 | 0.007238 | 0.007238 | 0.007238
[7 empty] | 2.167 | Culley:1 | 2.167 | 2.167 | 2.167 | 2.167 | 2.167 | 2.167 | 2.167 | 2.167 | 2.167 | 2.167 | 2.167 | 2.167 | 2.167 | 2.167 | 2.167 | 2.167 | 2.167 | 2.167 | 2.167 | 2.167 | 2.167 | 2.167 | 2.167 | 2.167 | 2.167 | 2.167 | 2.167 | 2.167 | 2.167 | 2.167 | 2.167 | 2.167 | 2.167 | 2.167 | 2.167 | 2.167 | 2.167 | 2.167 | 2.167 | 2.167 | 2.167 | 2.167 | 2.167 | 2.167 | 2.167 | 2.167 | 2.167 | 2.167 | 2.167 | 2.167 | 2.167 | 2.167 | 2.167 | 2.167
0 | 0 | 0 | 2017 | 0 | 2013 | 0.93544 | 0.3292 | Culley:2 | 0.3292 | 0.3292 | 0.3292 | 0.3292 | 0.3292 | 0.3292 | 0.3292 | 0.3292 | 0.3292 | 0.3292 | 0.3292 | 0.3292 | 0.3292 | 0.30795 | 0.30795 | 0.30795 | 0.30795 | 0.006159 | 0.006159 | 0.006159 | 0.006159 | 0.006159 | 0.006159 | 0.006159 | 0.006159 | 0.006159 | 0.006159 | 0.006159 | 0.006159 | 0.006159 | 0.006159 | 0.006159 | 0.006159 | 0.006159 | 0.006159 | 0.006159 | 0.006159 | 0.006159 | 0.006159 | 0.006159 | 0.006159 | 0.006159 | 0.006159 | 0.006159 | 0.006159 | 0.006159 | 0.006159 | 0.006159 | 0.006159 | 0.006159 | 0.006159 | 0.006159 | 0.006159 | 0.006159
0 | 0 | 0 |  | 0 | 2013 | 0.93544 | 0.1896 | Culley:3 | 0.1896 | 0.1896 | 0.1896 | 0.1896 | 0.1896 | 0.1896 | 0.1896 | 0.1896 | 0.1896 | 0.1896 | 0.1896 | 0.1896 | 0.1896 | 0.17736 | 0.17736 | 0.17736 | 0.17736 | 0.17736 | 0.17736 | 0.17736 | 0.17736 | 0.17736 | 0.17736 | 0.17736 | 0.17736 | 0.17736 | 0.17736 | 0.17736 | 0.17736 | 0.17736 | 0.17736 | 0.17736 | 0.17736 | 0.17736 | 0.17736 | 0.17736 | 0.17736 | 0.17736 | 0.17736 | 0.17736 | 0.17736 | 0.17736 | 0.17736 | 0.17736 | 0.17736 | 0.17736 | 0.17736 | 0.17736 | 0.17736 | 0.17736 | 0.17736 | 0.17736 | 0.17736 | 0.17736
0 | 0 | 0 | 2017 | 0 |  |  | 0.5578 | Colver Power Project:IPP | 0.5578 | 0.5578 | 0.5578 | 0.5578 | 0.5578 | 0.5578 | 0.5578 | 0.5578 | 0.5578 | 0.5578 | 0.5578 | 0.5578 | 0.5578 | 0.5578 | 0.5578 | 0.5578 | 0.5578 | 0.011156 | 0.011156 | 0.011156 | 0.011156 | 0.011156 | 0.011156 | 0.011156 | 0.011156 | 0.011156 | 0.011156 | 0.011156 | 0.011156 | 0.011156 | 0.011156 | 0.011156 | 0.011156 | 0.011156 | 0.011156 | 0.011156 | 0.011156 | 0.011156 | 0.011156 | 0.011156 | 0.011156 | 0.011156 | 0.011156 | 0.011156 | 0.011156 | 0.011156 | 0.011156 | 0.011156 | 0.011156 | 0.011156 | 0.011156 | 0.011156 | 0.011156 | 0.011156
0 | 0 | 0 | 0 | 0 |  |  | 0.5 | Bluffton (BLUFF):12 | 0.5 | 0.5 | 0.5 | 0.5 | 0.5 | 0.5 | 0.5 | 0.5 | 0.5 | 0.5 | 0.5 | 0.5 | 0.5 | 0.5 | 0.5 | 0.5 | 0.5 | 0.5 | 0.5 | 0.5 | 0.5 | 0.5 | 0.5 | 0.5 | 0.5 | 0.5 | 0.5 | 0.5 | 0.5 | 0.5 | 0.5 | 0.5 | 0.5 | 0.5 | 0.5 | 0.5 | 0.5 | 0.5 | 0.5 | 0.5 | 0.5 | 0.5 | 0.5 | 0.5 | 0.5 | 0.5 | 0.5 | 0.5 | 0.5 | 0.5 | 0.5 | 0.5 | 0.5 | 0.5
2017 | 2017 | 2017 | 0 | 2021 |  |  | 1.6 | Crawfordsville:4 | 1.6 | 1.6 | 1.6 | 1.6 | 1.6 | 1.6 | 1.6 | 1.6 | 1.6 | 1.6 | 1.6 | 1.6 | 1.6 | 1.6 | 1.6 | 1.6 | 1.6 | 1.12 | 1.12 | 1.12 | 1.12 | 0.112 | 0.112 | 0.112 | 0.112 | 0.112 | 0.112 | 0.112 | 0.112 | 0.112 | 0.112 | 0.112 | 0.112 | 0.112 | 0.112 | 0.112 | 0.112 | 0.112 | 0.112 | 0.112 | 0.112 | 0.112 | 0.112 | 0.112 | 0.112 | 0.112 | 0.112 | 0.112 | 0.112 | 0.112 | 0.112 | 0.112 | 0.112 | 0.112
2017 | 2017 | 2017 | 0 | 2021 |  |  | 1.6 | Crawfordsville:5 | 1.6 | 1.6 | 1.6 | 1.6 | 1.6 | 1.6 | 1.6 | 1.6 | 1.6 | 1.6 | 1.6 | 1.6 | 1.6 | 1.6 | 1.6 | 1.6 | 1.6 | 1.12 | 1.12 | 1.12 | 1.12 | 0.112 | 0.112 | 0.112 | 0.112 | 0.112 | 0.112 | 0.112 | 0.112 | 0.112 | 0.112 | 0.112 | 0.112 | 0.112 | 0.112 | 0.112 | 0.112 | 0.112 | 0.112 | 0.112 | 0.112 | 0.112 | 0.112 | 0.112 | 0.112 | 0.112 | 0.112 | 0.112 | 0.112 | 0.112 | 0.112 | 0.112 | 0.112 | 0.112
[7 empty] | 0.75 | Fourth Street:1 | 0.75 | 0.75 | 0.75 | 0.75 | 0.75 | 0.75 | 0.75 | 0.75 | 0.75 | 0.75 | 0.75 | 0.75 | 0.75 | 0.75 | 0.75 | 0.75 | 0.75 | 0.75 | 0.75 | 0.75 | 0.75 | 0.75 | 0.75 | 0.75 | 0.75 | 0.75 | 0.75 | 0.75 | 0.75 | 0.75 | 0.75 | 0.75 | 0.75 | 0.75 | 0.75 | 0.75 | 0.75 | 0.75 | 0.75 | 0.75 | 0.75 | 0.75 | 0.75 | 0.75 | 0.75 | 0.75 | 0.75 | 0.75 | 0.75 | 0.75 | 0.75 | 0.75 | 0.75 | 0.75
2017 | 2017 | 2017 | 0 | 2021 |  |  | 1.6 | Logansport:4 | 1.6 | 1.6 | 1.6 | 1.6 | 1.6 | 1.6 | 1.6 | 1.6 | 1.6 | 1.6 | 1.6 | 1.6 | 1.6 | 1.6 | 1.6 | 1.6 | 1.6 | 1.12 | 1.12 | 1.12 | 1.12 | 0.112 | 0.112 | 0.112 | 0.112 | 0.112 | 0.112 | 0.112 | 0.112 | 0.112 | 0.112 | 0.112 | 0.112 | 0.112 | 0.112 | 0.112 | 0.112 | 0.112 | 0.112 | 0.112 | 0.112 | 0.112 | 0.112 | 0.112 | 0.112 | 0.112 | 0.112 | 0.112 | 0.112 | 0.112 | 0.112 | 0.112 | 0.112 | 0.112
2017 | 2017 | 2017 | 0 | 2020 |  |  | 1.6 | Logansport:5 | 1.6 | 1.6 | 1.6 | 1.6 | 1.6 | 1.6 | 1.6 | 1.6 | 1.6 | 1.6 | 1.6 | 1.6 | 1.6 | 1.6 | 1.6 | 1.6 | 1.6 | 1.12 | 1.12 | 1.12 | 0.112 | 0.112 | 0.112 | 0.112 | 0.112 | 0.112 | 0.112 | 0.112 | 0.112 | 0.112 | 0.112 | 0.112 | 0.112 | 0.112 | 0.112 | 0.112 | 0.112 | 0.112 | 0.112 | 0.112 | 0.112 | 0.112 | 0.112 | 0.112 | 0.112 | 0.112 | 0.112 | 0.112 | 0.112 | 0.112 | 0.112 | 0.112 | 0.112 | 0.112
0 | 0 | 0 |  | 0 |  |  | 0.1836 | Foster Wheeler Mt. Carmel Inc:TG1 | 0.1836 | 0.1836 | 0.1836 | 0.1836 | 0.1836 | 0.1836 | 0.1836 | 0.1836 | 0.1836 | 0.1836 | 0.1836 | 0.1836 | 0.1836 | 0.1836 | 0.1836 | 0.1836 | 0.1836 | 0.1836 | 0.1836 | 0.1836 | 0.1836 | 0.1836 | 0.1836 | 0.1836 | 0.1836 | 0.1836 | 0.1836 | 0.1836 | 0.1836 | 0.1836 | 0.1836 | 0.1836 | 0.1836 | 0.1836 | 0.1836 | 0.1836 | 0.1836 | 0.1836 | 0.1836 | 0.1836 | 0.1836 | 0.1836 | 0.1836 | 0.1836 | 0.1836 | 0.1836 | 0.1836 | 0.1836 | 0.1836 | 0.1836 | 0.1836 | 0.1836 | 0.1836 | 0.1836
0 | 0 | 0 | 2017 | 0 |  |  | 1.6 | Green Bay Mill:GEN5 | 1.6 | 1.6 | 1.6 | 1.6 | 1.6 | 1.6 | 1.6 | 1.6 | 1.6 | 1.6 | 1.6 | 1.6 | 1.6 | 1.6 | 1.6 | 1.6 | 1.6 | 0.032 | 0.032 | 0.032 | 0.032 | 0.032 | 0.032 | 0.032 | 0.032 | 0.032 | 0.032 | 0.032 | 0.032 | 0.032 | 0.032 | 0.032 | 0.032 | 0.032 | 0.032 | 0.032 | 0.032 | 0.032 | 0.032 | 0.032 | 0.032 | 0.032 | 0.032 | 0.032 | 0.032 | 0.032 | 0.032 | 0.032 | 0.032 | 0.032 | 0.032 | 0.032 | 0.032 | 0.032
0 | 0 | 0 | 2017 | 0 |  |  | 1.6 | Green Bay Mill:GEN6 | 1.6 | 1.6 | 1.6 | 1.6 | 1.6 | 1.6 | 1.6 | 1.6 | 1.6 | 1.6 | 1.6 | 1.6 | 1.6 | 1.6 | 1.6 | 1.6 | 1.6 | 0.032 | 0.032 | 0.032 | 0.032 | 0.032 | 0.032 | 0.032 | 0.032 | 0.032 | 0.032 | 0.032 | 0.032 | 0.032 | 0.032 | 0.032 | 0.032 | 0.032 | 0.032 | 0.032 | 0.032 | 0.032 | 0.032 | 0.032 | 0.032 | 0.032 | 0.032 | 0.032 | 0.032 | 0.032 | 0.032 | 0.032 | 0.032 | 0.032 | 0.032 | 0.032 | 0.032 | 0.032
0 | 0 | 0 | 2017 | 0 |  |  | 1.6 | Green Bay Mill:GEN7 | 1.6 | 1.6 | 1.6 | 1.6 | 1.6 | 1.6 | 1.6 | 1.6 | 1.6 | 1.6 | 1.6 | 1.6 | 1.6 | 1.6 | 1.6 | 1.6 | 1.6 | 0.032 | 0.032 | 0.032 | 0.032 | 0.032 | 0.032 | 0.032 | 0.032 | 0.032 | 0.032 | 0.032 | 0.032 | 0.032 | 0.032 | 0.032 | 0.032 | 0.032 | 0.032 | 0.032 | 0.032 | 0.032 | 0.032 | 0.032 | 0.032 | 0.032 | 0.032 | 0.032 | 0.032 | 0.032 | 0.032 | 0.032 | 0.032 | 0.032 | 0.032 | 0.032 | 0.032 | 0.032
[7 empty] | 1.6 | Green Bay Mill:GEN8 | 1.6 | 1.6 | 1.6 | 1.6 | 1.6 | 1.6 | 1.6 | 1.6 | 1.6 | 1.6 | 1.6 | 1.6 | 1.6 | 1.6 | 1.6 | 1.6 | 1.6 | 1.6 | 1.6 | 1.6 | 1.6 | 1.6 | 1.6 | 1.6 | 1.6 | 1.6 | 1.6 | 1.6 | 1.6 | 1.6 | 1.6 | 1.6 | 1.6 | 1.6 | 1.6 | 1.6 | 1.6 | 1.6 | 1.6 | 1.6 | 1.6 | 1.6 | 1.6 | 1.6 | 1.6 | 1.6 | 1.6 | 1.6 | 1.6 | 1.6 | 1.6 | 1.6 | 1.6 | 1.6
0 | 0 | 0 | 2017 | 0 |  |  | 1.6 | Green Bay Mill:GEN9 | 1.6 | 1.6 | 1.6 | 1.6 | 1.6 | 1.6 | 1.6 | 1.6 | 1.6 | 1.6 | 1.6 | 1.6 | 1.6 | 1.6 | 1.6 | 1.6 | 1.6 | 0.032 | 0.032 | 0.032 | 0.032 | 0.032 | 0.032 | 0.032 | 0.032 | 0.032 | 0.032 | 0.032 | 0.032 | 0.032 | 0.032 | 0.032 | 0.032 | 0.032 | 0.032 | 0.032 | 0.032 | 0.032 | 0.032 | 0.032 | 0.032 | 0.032 | 0.032 | 0.032 | 0.032 | 0.032 | 0.032 | 0.032 | 0.032 | 0.032 | 0.032 | 0.032 | 0.032 | 0.032
2017 | 2017 | 2017 | 0 | 2020 |  |  | 1.6 | Peru (PERU):2 | 1.6 | 1.6 | 1.6 | 1.6 | 1.6 | 1.6 | 1.6 | 1.6 | 1.6 | 1.6 | 1.6 | 1.6 | 1.6 | 1.6 | 1.6 | 1.6 | 1.6 | 1.12 | 1.12 | 1.12 | 0.112 | 0.112 | 0.112 | 0.112 | 0.112 | 0.112 | 0.112 | 0.112 | 0.112 | 0.112 | 0.112 | 0.112 | 0.112 | 0.112 | 0.112 | 0.112 | 0.112 | 0.112 | 0.112 | 0.112 | 0.112 | 0.112 | 0.112 | 0.112 | 0.112 | 0.112 | 0.112 | 0.112 | 0.112 | 0.112 | 0.112 | 0.112 | 0.112 | 0.112
2017 | 2017 | 2017 | 0 | 2021 |  |  | 1.6 | Peru (PERU):3 | 1.6 | 1.6 | 1.6 | 1.6 | 1.6 | 1.6 | 1.6 | 1.6 | 1.6 | 1.6 | 1.6 | 1.6 | 1.6 | 1.6 | 1.6 | 1.6 | 1.6 | 1.12 | 1.12 | 1.12 | 1.12 | 0.112 | 0.112 | 0.112 | 0.112 | 0.112 | 0.112 | 0.112 | 0.112 | 0.112 | 0.112 | 0.112 | 0.112 | 0.112 | 0.112 | 0.112 | 0.112 | 0.112 | 0.112 | 0.112 | 0.112 | 0.112 | 0.112 | 0.112 | 0.112 | 0.112 | 0.112 | 0.112 | 0.112 | 0.112 | 0.112 | 0.112 | 0.112 | 0.112
2017 | 2017 | 2017 | 0 | 2020 |  |  | 0.6584 | Cogentrix Hopewell:1 | 0.6584 | 0.6584 | 0.6584 | 0.6584 | 0.6584 | 0.6584 | 0.6584 | 0.6584 | 0.6584 | 0.6584 | 0.6584 | 0.6584 | 0.6584 | 0.6584 | 0.6584 | 0.6584 | 0.6584 | 0.46088 | 0.46088 | 0.46088 | 0.046088 | 0.046088 | 0.046088 | 0.046088 | 0.046088 | 0.046088 | 0.046088 | 0.046088 | 0.046088 | 0.046088 | 0.046088 | 0.046088 | 0.046088 | 0.046088 | 0.046088 | 0.046088 | 0.046088 | 0.046088 | 0.046088 | 0.046088 | 0.046088 | 0.046088 | 0.046088 | 0.046088 | 0.046088 | 0.046088 | 0.046088 | 0.046088 | 0.046088 | 0.046088 | 0.046088 | 0.046088 | 0.046088 | 0.046088
2017 | 2017 | 2017 | 0 | 2020 |  |  | 0.7057 | Cogentrix Hopewell:2 | 0.7057 | 0.7057 | 0.7057 | 0.7057 | 0.7057 | 0.7057 | 0.7057 | 0.7057 | 0.7057 | 0.7057 | 0.7057 | 0.7057 | 0.7057 | 0.7057 | 0.7057 | 0.7057 | 0.7057 | 0.49399 | 0.49399 | 0.49399 | 0.049399 | 0.049399 | 0.049399 | 0.049399 | 0.049399 | 0.049399 | 0.049399 | 0.049399 | 0.049399 | 0.049399 | 0.049399 | 0.049399 | 0.049399 | 0.049399 | 0.049399 | 0.049399 | 0.049399 | 0.049399 | 0.049399 | 0.049399 | 0.049399 | 0.049399 | 0.049399 | 0.049399 | 0.049399 | 0.049399 | 0.049399 | 0.049399 | 0.049399 | 0.049399 | 0.049399 | 0.049399 | 0.049399 | 0.049399
[7 empty] | 0.75 | Rensselaer (IN):511 | 0.75 | 0.75 | 0.75 | 0.75 | 0.75 | 0.75 | 0.75 | 0.75 | 0.75 | 0.75 | 0.75 | 0.75 | 0.75 | 0.75 | 0.75 | 0.75 | 0.75 | 0.75 | 0.75 | 0.75 | 0.75 | 0.75 | 0.75 | 0.75 | 0.75 | 0.75 | 0.75 | 0.75 | 0.75 | 0.75 | 0.75 | 0.75 | 0.75 | 0.75 | 0.75 | 0.75 | 0.75 | 0.75 | 0.75 | 0.75 | 0.75 | 0.75 | 0.75 | 0.75 | 0.75 | 0.75 | 0.75 | 0.75 | 0.75 | 0.75 | 0.75 | 0.75 | 0.75 | 0.75
2017 | 2017 | 2017 | 0 | 2020 |  |  | 3.524 | Whitewater:1 | 3.524 | 3.524 | 3.524 | 3.524 | 3.524 | 3.524 | 3.524 | 3.524 | 3.524 | 3.524 | 3.524 | 3.524 | 3.524 | 3.524 | 3.524 | 3.524 | 3.524 | 2.4668 | 2.4668 | 2.4668 | 0.24668 | 0.24668 | 0.24668 | 0.24668 | 0.24668 | 0.24668 | 0.24668 | 0.24668 | 0.24668 | 0.24668 | 0.24668 | 0.24668 | 0.24668 | 0.24668 | 0.24668 | 0.24668 | 0.24668 | 0.24668 | 0.24668 | 0.24668 | 0.24668 | 0.24668 | 0.24668 | 0.24668 | 0.24668 | 0.24668 | 0.24668 | 0.24668 | 0.24668 | 0.24668 | 0.24668 | 0.24668 | 0.24668 | 0.24668
2017 | 2017 | 2017 | 0 | 2019 |  |  | 3.416 | Whitewater:2 | 3.416 | 3.416 | 3.416 | 3.416 | 3.416 | 3.416 | 3.416 | 3.416 | 3.416 | 3.416 | 3.416 | 3.416 | 3.416 | 3.416 | 3.416 | 3.416 | 3.416 | 2.3912 | 2.3912 | 0.23912 | 0.23912 | 0.23912 | 0.23912 | 0.23912 | 0.23912 | 0.23912 | 0.23912 | 0.23912 | 0.23912 | 0.23912 | 0.23912 | 0.23912 | 0.23912 | 0.23912 | 0.23912 | 0.23912 | 0.23912 | 0.23912 | 0.23912 | 0.23912 | 0.23912 | 0.23912 | 0.23912 | 0.23912 | 0.23912 | 0.23912 | 0.23912 | 0.23912 | 0.23912 | 0.23912 | 0.23912 | 0.23912 | 0.23912 | 0.23912
0 | 0 | 0 | 2017 | 0 | 2013 | 0.9422 | 2.8119 | Ratts:1 | 2.8119 | 2.8119 | 2.8119 | 2.8119 | 2.8119 | 2.8119 | 2.8119 | 2.8119 | 2.8119 | 2.8119 | 2.8119 | 2.8119 | 2.8119 | 2.6494 | 2.6494 | 2.6494 | 2.6494 | 0.052988 | 0.052988 | 0.052988 | 0.052988 | 0.052988 | 0.052988 | 0.052988 | 0.052988 | 0.052988 | 0.052988 | 0.052988 | 0.052988 | 0.052988 | 0.052988 | 0.052988 | 0.052988 | 0.052988 | 0.052988 | 0.052988 | 0.052988 | 0.052988 | 0.052988 | 0.052988 | 0.052988 | 0.052988 | 0.052988 | 0.052988 | 0.052988 | 0.052988 | 0.052988 | 0.052988 | 0.052988 | 0.052988 | 0.052988 | 0.052988 | 0.052988 | 0.052988
0 | 0 | 0 | 2017 | 0 | 2013 | 0.9422 | 2.8442 | Ratts:2 | 2.8442 | 2.8442 | 2.8442 | 2.8442 | 2.8442 | 2.8442 | 2.8442 | 2.8442 | 2.8442 | 2.8442 | 2.8442 | 2.8442 | 2.8442 | 2.6798 | 2.6798 | 2.6798 | 2.6798 | 0.053596 | 0.053596 | 0.053596 | 0.053596 | 0.053596 | 0.053596 | 0.053596 | 0.053596 | 0.053596 | 0.053596 | 0.053596 | 0.053596 | 0.053596 | 0.053596 | 0.053596 | 0.053596 | 0.053596 | 0.053596 | 0.053596 | 0.053596 | 0.053596 | 0.053596 | 0.053596 | 0.053596 | 0.053596 | 0.053596 | 0.053596 | 0.053596 | 0.053596 | 0.053596 | 0.053596 | 0.053596 | 0.053596 | 0.053596 | 0.053596 | 0.053596 | 0.053596
2017 | 2017 | 2017 | 0 | 2021 |  |  | 0.5738 | Dubuque:ST2 | 0.5738 | 0.5738 | 0.5738 | 0.5738 | 0.5738 | 0.5738 | 0.5738 | 0.5738 | 0.5738 | 0.5738 | 0.5738 | 0.5738 | 0.5738 | 0.5738 | 0.5738 | 0.5738 | 0.5738 | 0.40166 | 0.40166 | 0.40166 | 0.40166 | 0.040166 | 0.040166 | 0.040166 | 0.040166 | 0.040166 | 0.040166 | 0.040166 | 0.040166 | 0.040166 | 0.040166 | 0.040166 | 0.040166 | 0.040166 | 0.040166 | 0.040166 | 0.040166 | 0.040166 | 0.040166 | 0.040166 | 0.040166 | 0.040166 | 0.040166 | 0.040166 | 0.040166 | 0.040166 | 0.040166 | 0.040166 | 0.040166 | 0.040166 | 0.040166 | 0.040166 | 0.040166 | 0.040166
2017 | 2017 | 2017 | 0 | 2020 |  |  | 0.6503 | Dubuque:3 | 0.6503 | 0.6503 | 0.6503 | 0.6503 | 0.6503 | 0.6503 | 0.6503 | 0.6503 | 0.6503 | 0.6503 | 0.6503 | 0.6503 | 0.6503 | 0.6503 | 0.6503 | 0.6503 | 0.6503 | 0.45521 | 0.45521 | 0.45521 | 0.045521 | 0.045521 | 0.045521 | 0.045521 | 0.045521 | 0.045521 | 0.045521 | 0.045521 | 0.045521 | 0.045521 | 0.045521 | 0.045521 | 0.045521 | 0.045521 | 0.045521 | 0.045521 | 0.045521 | 0.045521 | 0.045521 | 0.045521 | 0.045521 | 0.045521 | 0.045521 | 0.045521 | 0.045521 | 0.045521 | 0.045521 | 0.045521 | 0.045521 | 0.045521 | 0.045521 | 0.045521 | 0.045521 | 0.045521
2017 | 2017 | 2017 | 0 | 2020 |  |  | 0.6325 | Dubuque:4 | 0.6325 | 0.6325 | 0.6325 | 0.6325 | 0.6325 | 0.6325 | 0.6325 | 0.6325 | 0.6325 | 0.6325 | 0.6325 | 0.6325 | 0.6325 | 0.6325 | 0.6325 | 0.6325 | 0.6325 | 0.44275 | 0.44275 | 0.44275 | 0.044275 | 0.044275 | 0.044275 | 0.044275 | 0.044275 | 0.044275 | 0.044275 | 0.044275 | 0.044275 | 0.044275 | 0.044275 | 0.044275 | 0.044275 | 0.044275 | 0.044275 | 0.044275 | 0.044275 | 0.044275 | 0.044275 | 0.044275 | 0.044275 | 0.044275 | 0.044275 | 0.044275 | 0.044275 | 0.044275 | 0.044275 | 0.044275 | 0.044275 | 0.044275 | 0.044275 | 0.044275 | 0.044275 | 0.044275
[7 empty] | 0.648 | Dubuque:IC | 0.648 | 0.648 | 0.648 | 0.648 | 0.648 | 0.648 | 0.648 | 0.648 | 0.648 | 0.648 | 0.648 | 0.648 | 0.648 | 0.648 | 0.648 | 0.648 | 0.648 | 0.648 | 0.648 | 0.648 | 0.648 | 0.648 | 0.648 | 0.648 | 0.648 | 0.648 | 0.648 | 0.648 | 0.648 | 0.648 | 0.648 | 0.648 | 0.648 | 0.648 | 0.648 | 0.648 | 0.648 | 0.648 | 0.648 | 0.648 | 0.648 | 0.648 | 0.648 | 0.648 | 0.648 | 0.648 | 0.648 | 0.648 | 0.648 | 0.648 | 0.648 | 0.648 | 0.648 | 0.648
2017 | 2017 | 2017 | 0 | 2020 |  |  | 0.5074 | Fort Drum Cogeneration:1 | 0.5074 | 0.5074 | 0.5074 | 0.5074 | 0.5074 | 0.5074 | 0.5074 | 0.5074 | 0.5074 | 0.5074 | 0.5074 | 0.5074 | 0.5074 | 0.5074 | 0.5074 | 0.5074 | 0.5074 | 0.35518 | 0.35518 | 0.35518 | 0.035518 | 0.035518 | 0.035518 | 0.035518 | 0.035518 | 0.035518 | 0.035518 | 0.035518 | 0.035518 | 0.035518 | 0.035518 | 0.035518 | 0.035518 | 0.035518 | 0.035518 | 0.035518 | 0.035518 | 0.035518 | 0.035518 | 0.035518 | 0.035518 | 0.035518 | 0.035518 | 0.035518 | 0.035518 | 0.035518 | 0.035518 | 0.035518 | 0.035518 | 0.035518 | 0.035518 | 0.035518 | 0.035518 | 0.035518
[7 empty] | 1.5 | Lansing:1 | 1.5 | 1.5 | 1.5 | 1.5 | 1.5 | 1.5 | 1.5 | 1.5 | 1.5 | 1.5 | 1.5 | 1.5 | 1.5 | 1.5 | 1.5 | 1.5 | 1.5 | 1.5 | 1.5 | 1.5 | 1.5 | 1.5 | 1.5 | 1.5 | 1.5 | 1.5 | 1.5 | 1.5 | 1.5 | 1.5 | 1.5 | 1.5 | 1.5 | 1.5 | 1.5 | 1.5 | 1.5 | 1.5 | 1.5 | 1.5 | 1.5 | 1.5 | 1.5 | 1.5 | 1.5 | 1.5 | 1.5 | 1.5 | 1.5 | 1.5 | 1.5 | 1.5 | 1.5 | 1.5
2017 | 2017 | 2017 | 0 | 2021 |  |  | 0.638 | Lansing:2 | 0.638 | 0.638 | 0.638 | 0.638 | 0.638 | 0.638 | 0.638 | 0.638 | 0.638 | 0.638 | 0.638 | 0.638 | 0.638 | 0.638 | 0.638 | 0.638 | 0.638 | 0.4466 | 0.4466 | 0.4466 | 0.4466 | 0.04466 | 0.04466 | 0.04466 | 0.04466 | 0.04466 | 0.04466 | 0.04466 | 0.04466 | 0.04466 | 0.04466 | 0.04466 | 0.04466 | 0.04466 | 0.04466 | 0.04466 | 0.04466 | 0.04466 | 0.04466 | 0.04466 | 0.04466 | 0.04466 | 0.04466 | 0.04466 | 0.04466 | 0.04466 | 0.04466 | 0.04466 | 0.04466 | 0.04466 | 0.04466 | 0.04466 | 0.04466 | 0.04466
2017 | 2017 | 2017 | 0 | 2020 |  |  | 0.6975 | Lansing:3 | 0.6975 | 0.6975 | 0.6975 | 0.6975 | 0.6975 | 0.6975 | 0.6975 | 0.6975 | 0.6975 | 0.6975 | 0.6975 | 0.6975 | 0.6975 | 0.6975 | 0.6975 | 0.6975 | 0.6975 | 0.48825 | 0.48825 | 0.48825 | 0.048825 | 0.048825 | 0.048825 | 0.048825 | 0.048825 | 0.048825 | 0.048825 | 0.048825 | 0.048825 | 0.048825 | 0.048825 | 0.048825 | 0.048825 | 0.048825 | 0.048825 | 0.048825 | 0.048825 | 0.048825 | 0.048825 | 0.048825 | 0.048825 | 0.048825 | 0.048825 | 0.048825 | 0.048825 | 0.048825 | 0.048825 | 0.048825 | 0.048825 | 0.048825 | 0.048825 | 0.048825 | 0.048825 | 0.048825
2015 | 2015 | 2015 | 0 | 2017 |  |  | 0.658 | Lansing:4 | 0.658 | 0.658 | 0.658 | 0.658 | 0.658 | 0.658 | 0.658 | 0.658 | 0.658 | 0.658 | 0.658 | 0.658 | 0.658 | 0.658 | 0.658 | 0.4606 | 0.4606 | 0.04606 | 0.04606 | 0.04606 | 0.04606 | 0.04606 | 0.04606 | 0.04606 | 0.04606 | 0.04606 | 0.04606 | 0.04606 | 0.04606 | 0.04606 | 0.04606 | 0.04606 | 0.04606 | 0.04606 | 0.04606 | 0.04606 | 0.04606 | 0.04606 | 0.04606 | 0.04606 | 0.04606 | 0.04606 | 0.04606 | 0.04606 | 0.04606 | 0.04606 | 0.04606 | 0.04606 | 0.04606 | 0.04606 | 0.04606 | 0.04606 | 0.04606 | 0.04606
0 | 0 | 0 | 0 | 0 |  |  | 0.75 | Lansing:IC | 0.75 | 0.75 | 0.75 | 0.75 | 0.75 | 0.75 | 0.75 | 0.75 | 0.75 | 0.75 | 0.75 | 0.75 | 0.75 | 0.75 | 0.75 | 0.75 | 0.75 | 0.75 | 0.75 | 0.75 | 0.75 | 0.75 | 0.75 | 0.75 | 0.75 | 0.75 | 0.75 | 0.75 | 0.75 | 0.75 | 0.75 | 0.75 | 0.75 | 0.75 | 0.75 | 0.75 | 0.75 | 0.75 | 0.75 | 0.75 | 0.75 | 0.75 | 0.75 | 0.75 | 0.75 | 0.75 | 0.75 | 0.75 | 0.75 | 0.75 | 0.75 | 0.75 | 0.75 | 0.75
2015 | 2015 | 2015 | 0 | 2017 |  |  | 0.6668 | Kapp:2 | 0.6668 | 0.6668 | 0.6668 | 0.6668 | 0.6668 | 0.6668 | 0.6668 | 0.6668 | 0.6668 | 0.6668 | 0.6668 | 0.6668 | 0.6668 | 0.6668 | 0.6668 | 0.46676 | 0.46676 | 0.046676 | 0.046676 | 0.046676 | 0.046676 | 0.046676 | 0.046676 | 0.046676 | 0.046676 | 0.046676 | 0.046676 | 0.046676 | 0.046676 | 0.046676 | 0.046676 | 0.046676 | 0.046676 | 0.046676 | 0.046676 | 0.046676 | 0.046676 | 0.046676 | 0.046676 | 0.046676 | 0.046676 | 0.046676 | 0.046676 | 0.046676 | 0.046676 | 0.046676 | 0.046676 | 0.046676 | 0.046676 | 0.046676 | 0.046676 | 0.046676 | 0.046676 | 0.046676
[7 empty] | 0.75 | New Albin:1 | 0.75 | 0.75 | 0.75 | 0.75 | 0.75 | 0.75 | 0.75 | 0.75 | 0.75 | 0.75 | 0.75 | 0.75 | 0.75 | 0.75 | 0.75 | 0.75 | 0.75 | 0.75 | 0.75 | 0.75 | 0.75 | 0.75 | 0.75 | 0.75 | 0.75 | 0.75 | 0.75 | 0.75 | 0.75 | 0.75 | 0.75 | 0.75 | 0.75 | 0.75 | 0.75 | 0.75 | 0.75 | 0.75 | 0.75 | 0.75 | 0.75 | 0.75 | 0.75 | 0.75 | 0.75 | 0.75 | 0.75 | 0.75 | 0.75 | 0.75 | 0.75 | 0.75 | 0.75 | 0.75
0 | 0 | 0 | 0 | 0 |  |  | 0.75 | Ames (IES):ALL | 0.75 | 0.75 | 0.75 | 0.75 | 0.75 | 0.75 | 0.75 | 0.75 | 0.75 | 0.75 | 0.75 | 0.75 | 0.75 | 0.75 | 0.75 | 0.75 | 0.75 | 0.75 | 0.75 | 0.75 | 0.75 | 0.75 | 0.75 | 0.75 | 0.75 | 0.75 | 0.75 | 0.75 | 0.75 | 0.75 | 0.75 | 0.75 | 0.75 | 0.75 | 0.75 | 0.75 | 0.75 | 0.75 | 0.75 | 0.75 | 0.75 | 0.75 | 0.75 | 0.75 | 0.75 | 0.75 | 0.75 | 0.75 | 0.75 | 0.75 | 0.75 | 0.75 | 0.75 | 0.75
0 | 0 | 0 |  | 0 |  |  | 0.1575 | Carneys Point:1 | 0.1575 | 0.1575 | 0.1575 | 0.1575 | 0.1575 | 0.1575 | 0.1575 | 0.1575 | 0.1575 | 0.1575 | 0.1575 | 0.1575 | 0.1575 | 0.1575 | 0.1575 | 0.1575 | 0.1575 | 0.1575 | 0.1575 | 0.1575 | 0.1575 | 0.1575 | 0.1575 | 0.1575 | 0.1575 | 0.1575 | 0.1575 | 0.1575 | 0.1575 | 0.1575 | 0.1575 | 0.1575 | 0.1575 | 0.1575 | 0.1575 | 0.1575 | 0.1575 | 0.1575 | 0.1575 | 0.1575 | 0.1575 | 0.1575 | 0.1575 | 0.1575 | 0.1575 | 0.1575 | 0.1575 | 0.1575 | 0.1575 | 0.1575 | 0.1575 | 0.1575 | 0.1575 | 0.1575
[7 empty] | 0.528 | Sixth Street:1 | 0.528 | 0.528 | 0.528 | 0.528 | 0.528 | 0.528 | 0.528 | 0.528 | 0.528 | 0.528 | 0.528 | 0.528 | 0.528 | 0.528 | 0.528 | 0.528 | 0.528 | 0.528 | 0.528 | 0.528 | 0.528 | 0.528 | 0.528 | 0.528 | 0.528 | 0.528 | 0.528 | 0.528 | 0.528 | 0.528 | 0.528 | 0.528 | 0.528 | 0.528 | 0.528 | 0.528 | 0.528 | 0.528 | 0.528 | 0.528 | 0.528 | 0.528 | 0.528 | 0.528 | 0.528 | 0.528 | 0.528 | 0.528 | 0.528 | 0.528 | 0.528 | 0.528 | 0.528 | 0.528
[7 empty] | 0.378 | Sixth Street:2 | 0.378 | 0.378 | 0.378 | 0.378 | 0.378 | 0.378 | 0.378 | 0.378 | 0.378 | 0.378 | 0.378 | 0.378 | 0.378 | 0.378 | 0.378 | 0.378 | 0.378 | 0.378 | 0.378 | 0.378 | 0.378 | 0.378 | 0.378 | 0.378 | 0.378 | 0.378 | 0.378 | 0.378 | 0.378 | 0.378 | 0.378 | 0.378 | 0.378 | 0.378 | 0.378 | 0.378 | 0.378 | 0.378 | 0.378 | 0.378 | 0.378 | 0.378 | 0.378 | 0.378 | 0.378 | 0.378 | 0.378 | 0.378 | 0.378 | 0.378 | 0.378 | 0.378 | 0.378 | 0.378
[7 empty] | 0.533 | Sixth Street:4 | 0.533 | 0.533 | 0.533 | 0.533 | 0.533 | 0.533 | 0.533 | 0.533 | 0.533 | 0.533 | 0.533 | 0.533 | 0.533 | 0.533 | 0.533 | 0.533 | 0.533 | 0.533 | 0.533 | 0.533 | 0.533 | 0.533 | 0.533 | 0.533 | 0.533 | 0.533 | 0.533 | 0.533 | 0.533 | 0.533 | 0.533 | 0.533 | 0.533 | 0.533 | 0.533 | 0.533 | 0.533 | 0.533 | 0.533 | 0.533 | 0.533 | 0.533 | 0.533 | 0.533 | 0.533 | 0.533 | 0.533 | 0.533 | 0.533 | 0.533 | 0.533 | 0.533 | 0.533 | 0.533
[7 empty] | 0.529 | Sixth Street:6 | 0.529 | 0.529 | 0.529 | 0.529 | 0.529 | 0.529 | 0.529 | 0.529 | 0.529 | 0.529 | 0.529 | 0.529 | 0.529 | 0.529 | 0.529 | 0.529 | 0.529 | 0.529 | 0.529 | 0.529 | 0.529 | 0.529 | 0.529 | 0.529 | 0.529 | 0.529 | 0.529 | 0.529 | 0.529 | 0.529 | 0.529 | 0.529 | 0.529 | 0.529 | 0.529 | 0.529 | 0.529 | 0.529 | 0.529 | 0.529 | 0.529 | 0.529 | 0.529 | 0.529 | 0.529 | 0.529 | 0.529 | 0.529 | 0.529 | 0.529 | 0.529 | 0.529 | 0.529 | 0.529
[7 empty] | 0.349 | Sixth Street:7 | 0.349 | 0.349 | 0.349 | 0.349 | 0.349 | 0.349 | 0.349 | 0.349 | 0.349 | 0.349 | 0.349 | 0.349 | 0.349 | 0.349 | 0.349 | 0.349 | 0.349 | 0.349 | 0.349 | 0.349 | 0.349 | 0.349 | 0.349 | 0.349 | 0.349 | 0.349 | 0.349 | 0.349 | 0.349 | 0.349 | 0.349 | 0.349 | 0.349 | 0.349 | 0.349 | 0.349 | 0.349 | 0.349 | 0.349 | 0.349 | 0.349 | 0.349 | 0.349 | 0.349 | 0.349 | 0.349 | 0.349 | 0.349 | 0.349 | 0.349 | 0.349 | 0.349 | 0.349 | 0.349
[7 empty] | 0.779 | Sixth Street:8 | 0.779 | 0.779 | 0.779 | 0.779 | 0.779 | 0.779 | 0.779 | 0.779 | 0.779 | 0.779 | 0.779 | 0.779 | 0.779 | 0.779 | 0.779 | 0.779 | 0.779 | 0.779 | 0.779 | 0.779 | 0.779 | 0.779 | 0.779 | 0.779 | 0.779 | 0.779 | 0.779 | 0.779 | 0.779 | 0.779 | 0.779 | 0.779 | 0.779 | 0.779 | 0.779 | 0.779 | 0.779 | 0.779 | 0.779 | 0.779 | 0.779 | 0.779 | 0.779 | 0.779 | 0.779 | 0.779 | 0.779 | 0.779 | 0.779 | 0.779 | 0.779 | 0.779 | 0.779 | 0.779
[7 empty] | 1.6 | Palatka Operations:GEN2 | 1.6 | 1.6 | 1.6 | 1.6 | 1.6 | 1.6 | 1.6 | 1.6 | 1.6 | 1.6 | 1.6 | 1.6 | 1.6 | 1.6 | 1.6 | 1.6 | 1.6 | 1.6 | 1.6 | 1.6 | 1.6 | 1.6 | 1.6 | 1.6 | 1.6 | 1.6 | 1.6 | 1.6 | 1.6 | 1.6 | 1.6 | 1.6 | 1.6 | 1.6 | 1.6 | 1.6 | 1.6 | 1.6 | 1.6 | 1.6 | 1.6 | 1.6 | 1.6 | 1.6 | 1.6 | 1.6 | 1.6 | 1.6 | 1.6 | 1.6 | 1.6 | 1.6 | 1.6 | 1.6
[7 empty] | 1.6 | Palatka Operations:GEN3 | 1.6 | 1.6 | 1.6 | 1.6 | 1.6 | 1.6 | 1.6 | 1.6 | 1.6 | 1.6 | 1.6 | 1.6 | 1.6 | 1.6 | 1.6 | 1.6 | 1.6 | 1.6 | 1.6 | 1.6 | 1.6 | 1.6 | 1.6 | 1.6 | 1.6 | 1.6 | 1.6 | 1.6 | 1.6 | 1.6 | 1.6 | 1.6 | 1.6 | 1.6 | 1.6 | 1.6 | 1.6 | 1.6 | 1.6 | 1.6 | 1.6 | 1.6 | 1.6 | 1.6 | 1.6 | 1.6 | 1.6 | 1.6 | 1.6 | 1.6 | 1.6 | 1.6 | 1.6 | 1.6
[7 empty] | 1.6 | Palatka Operations:GEN4 | 1.6 | 1.6 | 1.6 | 1.6 | 1.6 | 1.6 | 1.6 | 1.6 | 1.6 | 1.6 | 1.6 | 1.6 | 1.6 | 1.6 | 1.6 | 1.6 | 1.6 | 1.6 | 1.6 | 1.6 | 1.6 | 1.6 | 1.6 | 1.6 | 1.6 | 1.6 | 1.6 | 1.6 | 1.6 | 1.6 | 1.6 | 1.6 | 1.6 | 1.6 | 1.6 | 1.6 | 1.6 | 1.6 | 1.6 | 1.6 | 1.6 | 1.6 | 1.6 | 1.6 | 1.6 | 1.6 | 1.6 | 1.6 | 1.6 | 1.6 | 1.6 | 1.6 | 1.6 | 1.6
[7 empty] | 1.6 | Palatka Operations:GEN8 | 1.6 | 1.6 | 1.6 | 1.6 | 1.6 | 1.6 | 1.6 | 1.6 | 1.6 | 1.6 | 1.6 | 1.6 | 1.6 | 1.6 | 1.6 | 1.6 | 1.6 | 1.6 | 1.6 | 1.6 | 1.6 | 1.6 | 1.6 | 1.6 | 1.6 | 1.6 | 1.6 | 1.6 | 1.6 | 1.6 | 1.6 | 1.6 | 1.6 | 1.6 | 1.6 | 1.6 | 1.6 | 1.6 | 1.6 | 1.6 | 1.6 | 1.6 | 1.6 | 1.6 | 1.6 | 1.6 | 1.6 | 1.6 | 1.6 | 1.6 | 1.6 | 1.6 | 1.6 | 1.6
0 | 0 | 0 | 0 | 0 |  |  | 0.85 | Port Hudson Pulp & Printing Pa:GEN1 | 0.85 | 0.85 | 0.85 | 0.85 | 0.85 | 0.85 | 0.85 | 0.85 | 0.85 | 0.85 | 0.85 | 0.85 | 0.85 | 0.85 | 0.85 | 0.85 | 0.85 | 0.85 | 0.85 | 0.85 | 0.85 | 0.85 | 0.85 | 0.85 | 0.85 | 0.85 | 0.85 | 0.85 | 0.85 | 0.85 | 0.85 | 0.85 | 0.85 | 0.85 | 0.85 | 0.85 | 0.85 | 0.85 | 0.85 | 0.85 | 0.85 | 0.85 | 0.85 | 0.85 | 0.85 | 0.85 | 0.85 | 0.85 | 0.85 | 0.85 | 0.85 | 0.85 | 0.85 | 0.85
0 | 0 | 0 | 2017 | 0 |  |  | 1.405 | Cambria CoGen:GEN1 | 1.405 | 1.405 | 1.405 | 1.405 | 1.405 | 1.405 | 1.405 | 1.405 | 1.405 | 1.405 | 1.405 | 1.405 | 1.405 | 1.405 | 1.405 | 1.405 | 1.405 | 0.0281 | 0.0281 | 0.0281 | 0.0281 | 0.0281 | 0.0281 | 0.0281 | 0.0281 | 0.0281 | 0.0281 | 0.0281 | 0.0281 | 0.0281 | 0.0281 | 0.0281 | 0.0281 | 0.0281 | 0.0281 | 0.0281 | 0.0281 | 0.0281 | 0.0281 | 0.0281 | 0.0281 | 0.0281 | 0.0281 | 0.0281 | 0.0281 | 0.0281 | 0.0281 | 0.0281 | 0.0281 | 0.0281 | 0.0281 | 0.0281 | 0.0281 | 0.0281
0 | 0 | 0 |  | 0 |  |  | 0.24 | AES BV Partners Beaver Valley:2 | 0.24 | 0.24 | 0.24 | 0.24 | 0.24 | 0.24 | 0.24 | 0.24 | 0.24 | 0.24 | 0.24 | 0.24 | 0.24 | 0.24 | 0.24 | 0.24 | 0.24 | 0.24 | 0.24 | 0.24 | 0.24 | 0.24 | 0.24 | 0.24 | 0.24 | 0.24 | 0.24 | 0.24 | 0.24 | 0.24 | 0.24 | 0.24 | 0.24 | 0.24 | 0.24 | 0.24 | 0.24 | 0.24 | 0.24 | 0.24 | 0.24 | 0.24 | 0.24 | 0.24 | 0.24 | 0.24 | 0.24 | 0.24 | 0.24 | 0.24 | 0.24 | 0.24 | 0.24 | 0.24
0 | 0 | 0 | 2017 | 0 |  |  | 1.6 | AES BV Partners Beaver Valley:3 | 1.6 | 1.6 | 1.6 | 1.6 | 1.6 | 1.6 | 1.6 | 1.6 | 1.6 | 1.6 | 1.6 | 1.6 | 1.6 | 1.6 | 1.6 | 1.6 | 1.6 | 0.032 | 0.032 | 0.032 | 0.032 | 0.032 | 0.032 | 0.032 | 0.032 | 0.032 | 0.032 | 0.032 | 0.032 | 0.032 | 0.032 | 0.032 | 0.032 | 0.032 | 0.032 | 0.032 | 0.032 | 0.032 | 0.032 | 0.032 | 0.032 | 0.032 | 0.032 | 0.032 | 0.032 | 0.032 | 0.032 | 0.032 | 0.032 | 0.032 | 0.032 | 0.032 | 0.032 | 0.032
0 | 0 | 0 |  | 0 |  |  | 0.1657 | AES Warrior Run Inc.:1 | 0.1657 | 0.1657 | 0.1657 | 0.1657 | 0.1657 | 0.1657 | 0.1657 | 0.1657 | 0.1657 | 0.1657 | 0.1657 | 0.1657 | 0.1657 | 0.1657 | 0.1657 | 0.1657 | 0.1657 | 0.1657 | 0.1657 | 0.1657 | 0.1657 | 0.1657 | 0.1657 | 0.1657 | 0.1657 | 0.1657 | 0.1657 | 0.1657 | 0.1657 | 0.1657 | 0.1657 | 0.1657 | 0.1657 | 0.1657 | 0.1657 | 0.1657 | 0.1657 | 0.1657 | 0.1657 | 0.1657 | 0.1657 | 0.1657 | 0.1657 | 0.1657 | 0.1657 | 0.1657 | 0.1657 | 0.1657 | 0.1657 | 0.1657 | 0.1657 | 0.1657 | 0.1657 | 0.1657
0 | 0 | 0 | 0 | 0 |  |  | 0.75 | Marshalltown:1 | 0.75 | 0.75 | 0.75 | 0.75 | 0.75 | 0.75 | 0.75 | 0.75 | 0.75 | 0.75 | 0.75 | 0.75 | 0.75 | 0.75 | 0.75 | 0.75 | 0.75 | 0.75 | 0.75 | 0.75 | 0.75 | 0.75 | 0.75 | 0.75 | 0.75 | 0.75 | 0.75 | 0.75 | 0.75 | 0.75 | 0.75 | 0.75 | 0.75 | 0.75 | 0.75 | 0.75 | 0.75 | 0.75 | 0.75 | 0.75 | 0.75 | 0.75 | 0.75 | 0.75 | 0.75 | 0.75 | 0.75 | 0.75 | 0.75 | 0.75 | 0.75 | 0.75 | 0.75 | 0.75
[7 empty] | 0.75 | Marshalltown:IC | 0.75 | 0.75 | 0.75 | 0.75 | 0.75 | 0.75 | 0.75 | 0.75 | 0.75 | 0.75 | 0.75 | 0.75 | 0.75 | 0.75 | 0.75 | 0.75 | 0.75 | 0.75 | 0.75 | 0.75 | 0.75 | 0.75 | 0.75 | 0.75 | 0.75 | 0.75 | 0.75 | 0.75 | 0.75 | 0.75 | 0.75 | 0.75 | 0.75 | 0.75 | 0.75 | 0.75 | 0.75 | 0.75 | 0.75 | 0.75 | 0.75 | 0.75 | 0.75 | 0.75 | 0.75 | 0.75 | 0.75 | 0.75 | 0.75 | 0.75 | 0.75 | 0.75 | 0.75 | 0.75
0 | 0 | 0 | 0 | 0 |  |  | 0.75 | Marshalltown:2 | 0.75 | 0.75 | 0.75 | 0.75 | 0.75 | 0.75 | 0.75 | 0.75 | 0.75 | 0.75 | 0.75 | 0.75 | 0.75 | 0.75 | 0.75 | 0.75 | 0.75 | 0.75 | 0.75 | 0.75 | 0.75 | 0.75 | 0.75 | 0.75 | 0.75 | 0.75 | 0.75 | 0.75 | 0.75 | 0.75 | 0.75 | 0.75 | 0.75 | 0.75 | 0.75 | 0.75 | 0.75 | 0.75 | 0.75 | 0.75 | 0.75 | 0.75 | 0.75 | 0.75 | 0.75 | 0.75 | 0.75 | 0.75 | 0.75 | 0.75 | 0.75 | 0.75 | 0.75 | 0.75
0 | 0 | 0 | 0 | 0 |  |  | 0.75 | Marshalltown:3 | 0.75 | 0.75 | 0.75 | 0.75 | 0.75 | 0.75 | 0.75 | 0.75 | 0.75 | 0.75 | 0.75 | 0.75 | 0.75 | 0.75 | 0.75 | 0.75 | 0.75 | 0.75 | 0.75 | 0.75 | 0.75 | 0.75 | 0.75 | 0.75 | 0.75 | 0.75 | 0.75 | 0.75 | 0.75 | 0.75 | 0.75 | 0.75 | 0.75 | 0.75 | 0.75 | 0.75 | 0.75 | 0.75 | 0.75 | 0.75 | 0.75 | 0.75 | 0.75 | 0.75 | 0.75 | 0.75 | 0.75 | 0.75 | 0.75 | 0.75 | 0.75 | 0.75 | 0.75 | 0.75
2017 | 2017 | 2017 | 0 | 2020 |  |  | 1.5 | Prairie Creek:2 | 1.5 | 1.5 | 1.5 | 1.5 | 1.5 | 1.5 | 1.5 | 1.5 | 1.5 | 1.5 | 1.5 | 1.5 | 1.5 | 1.5 | 1.5 | 1.5 | 1.5 | 1.05 | 1.05 | 1.05 | 0.105 | 0.105 | 0.105 | 0.105 | 0.105 | 0.105 | 0.105 | 0.105 | 0.105 | 0.105 | 0.105 | 0.105 | 0.105 | 0.105 | 0.105 | 0.105 | 0.105 | 0.105 | 0.105 | 0.105 | 0.105 | 0.105 | 0.105 | 0.105 | 0.105 | 0.105 | 0.105 | 0.105 | 0.105 | 0.105 | 0.105 | 0.105 | 0.105 | 0.105
2017 | 2017 | 2017 | 0 | 2020 |  |  | 0.4718 | Prairie Creek:3 | 0.4718 | 0.4718 | 0.4718 | 0.4718 | 0.4718 | 0.4718 | 0.4718 | 0.4718 | 0.4718 | 0.4718 | 0.4718 | 0.4718 | 0.4718 | 0.4718 | 0.4718 | 0.4718 | 0.4718 | 0.33026 | 0.33026 | 0.33026 | 0.033026 | 0.033026 | 0.033026 | 0.033026 | 0.033026 | 0.033026 | 0.033026 | 0.033026 | 0.033026 | 0.033026 | 0.033026 | 0.033026 | 0.033026 | 0.033026 | 0.033026 | 0.033026 | 0.033026 | 0.033026 | 0.033026 | 0.033026 | 0.033026 | 0.033026 | 0.033026 | 0.033026 | 0.033026 | 0.033026 | 0.033026 | 0.033026 | 0.033026 | 0.033026 | 0.033026 | 0.033026 | 0.033026 | 0.033026
2016 | 2016 | 2016 | 0 | 2018 |  |  | 0.3343 | Prairie Creek:4 | 0.3343 | 0.3343 | 0.3343 | 0.3343 | 0.3343 | 0.3343 | 0.3343 | 0.3343 | 0.3343 | 0.3343 | 0.3343 | 0.3343 | 0.3343 | 0.3343 | 0.3343 | 0.3343 | 0.23401 | 0.23401 | 0.023401 | 0.023401 | 0.023401 | 0.023401 | 0.023401 | 0.023401 | 0.023401 | 0.023401 | 0.023401 | 0.023401 | 0.023401 | 0.023401 | 0.023401 | 0.023401 | 0.023401 | 0.023401 | 0.023401 | 0.023401 | 0.023401 | 0.023401 | 0.023401 | 0.023401 | 0.023401 | 0.023401 | 0.023401 | 0.023401 | 0.023401 | 0.023401 | 0.023401 | 0.023401 | 0.023401 | 0.023401 | 0.023401 | 0.023401 | 0.023401 | 0.023401
2017 | 2017 | 2017 | 0 | 2020 |  |  | 0.9422 | Sutherland:1-2 | 0.9422 | 0.9422 | 0.9422 | 0.9422 | 0.9422 | 0.9422 | 0.9422 | 0.9422 | 0.9422 | 0.9422 | 0.9422 | 0.9422 | 0.9422 | 0.9422 | 0.9422 | 0.9422 | 0.9422 | 0.65954 | 0.65954 | 0.65954 | 0.065954 | 0.065954 | 0.065954 | 0.065954 | 0.065954 | 0.065954 | 0.065954 | 0.065954 | 0.065954 | 0.065954 | 0.065954 | 0.065954 | 0.065954 | 0.065954 | 0.065954 | 0.065954 | 0.065954 | 0.065954 | 0.065954 | 0.065954 | 0.065954 | 0.065954 | 0.065954 | 0.065954 | 0.065954 | 0.065954 | 0.065954 | 0.065954 | 0.065954 | 0.065954 | 0.065954 | 0.065954 | 0.065954 | 0.065954
2017 | 2017 | 2017 | 0 | 2019 |  |  | 2.201 | Sutherland:3 | 2.201 | 2.201 | 2.201 | 2.201 | 2.201 | 2.201 | 2.201 | 2.201 | 2.201 | 2.201 | 2.201 | 2.201 | 2.201 | 2.201 | 2.201 | 2.201 | 2.201 | 1.5407 | 1.5407 | 0.15407 | 0.15407 | 0.15407 | 0.15407 | 0.15407 | 0.15407 | 0.15407 | 0.15407 | 0.15407 | 0.15407 | 0.15407 | 0.15407 | 0.15407 | 0.15407 | 0.15407 | 0.15407 | 0.15407 | 0.15407 | 0.15407 | 0.15407 | 0.15407 | 0.15407 | 0.15407 | 0.15407 | 0.15407 | 0.15407 | 0.15407 | 0.15407 | 0.15407 | 0.15407 | 0.15407 | 0.15407 | 0.15407 | 0.15407 | 0.15407
0 | 2017 | 0 |  | 2017 |  |  | 0.1413 | Holcomb:1 | 0.1413 | 0.1413 | 0.1413 | 0.1413 | 0.1413 | 0.1413 | 0.1413 | 0.1413 | 0.1413 | 0.1413 | 0.1413 | 0.1413 | 0.1413 | 0.1413 | 0.1413 | 0.1413 | 0.1413 | 0.01413 | 0.01413 | 0.01413 | 0.01413 | 0.01413 | 0.01413 | 0.01413 | 0.01413 | 0.01413 | 0.01413 | 0.01413 | 0.01413 | 0.01413 | 0.01413 | 0.01413 | 0.01413 | 0.01413 | 0.01413 | 0.01413 | 0.01413 | 0.01413 | 0.01413 | 0.01413 | 0.01413 | 0.01413 | 0.01413 | 0.01413 | 0.01413 | 0.01413 | 0.01413 | 0.01413 | 0.01413 | 0.01413 | 0.01413 | 0.01413 | 0.01413 | 0.01413
2017 | 2017 | 2017 | 0 | 2021 |  |  | 1.5 | Riverside (MIDAM):3HS | 1.5 | 1.5 | 1.5 | 1.5 | 1.5 | 1.5 | 1.5 | 1.5 | 1.5 | 1.5 | 1.5 | 1.5 | 1.5 | 1.5 | 1.5 | 1.5 | 1.5 | 1.05 | 1.05 | 1.05 | 1.05 | 0.105 | 0.105 | 0.105 | 0.105 | 0.105 | 0.105 | 0.105 | 0.105 | 0.105 | 0.105 | 0.105 | 0.105 | 0.105 | 0.105 | 0.105 | 0.105 | 0.105 | 0.105 | 0.105 | 0.105 | 0.105 | 0.105 | 0.105 | 0.105 | 0.105 | 0.105 | 0.105 | 0.105 | 0.105 | 0.105 | 0.105 | 0.105 | 0.105
2016 | 2016 | 2016 | 0 | 2018 |  |  | 0.6684 | Riverside (MIDAM):5 | 0.6684 | 0.6684 | 0.6684 | 0.6684 | 0.6684 | 0.6684 | 0.6684 | 0.6684 | 0.6684 | 0.6684 | 0.6684 | 0.6684 | 0.6684 | 0.6684 | 0.6684 | 0.6684 | 0.46788 | 0.46788 | 0.046788 | 0.046788 | 0.046788 | 0.046788 | 0.046788 | 0.046788 | 0.046788 | 0.046788 | 0.046788 | 0.046788 | 0.046788 | 0.046788 | 0.046788 | 0.046788 | 0.046788 | 0.046788 | 0.046788 | 0.046788 | 0.046788 | 0.046788 | 0.046788 | 0.046788 | 0.046788 | 0.046788 | 0.046788 | 0.046788 | 0.046788 | 0.046788 | 0.046788 | 0.046788 | 0.046788 | 0.046788 | 0.046788 | 0.046788 | 0.046788 | 0.046788
2017 | 2017 | 2017 | 0 | 2020 |  |  | 0.5698 | Council Bluffs:1 | 0.5698 | 0.5698 | 0.5698 | 0.5698 | 0.5698 | 0.5698 | 0.5698 | 0.5698 | 0.5698 | 0.5698 | 0.5698 | 0.5698 | 0.5698 | 0.5698 | 0.5698 | 0.5698 | 0.5698 | 0.39886 | 0.39886 | 0.39886 | 0.039886 | 0.039886 | 0.039886 | 0.039886 | 0.039886 | 0.039886 | 0.039886 | 0.039886 | 0.039886 | 0.039886 | 0.039886 | 0.039886 | 0.039886 | 0.039886 | 0.039886 | 0.039886 | 0.039886 | 0.039886 | 0.039886 | 0.039886 | 0.039886 | 0.039886 | 0.039886 | 0.039886 | 0.039886 | 0.039886 | 0.039886 | 0.039886 | 0.039886 | 0.039886 | 0.039886 | 0.039886 | 0.039886 | 0.039886
2016 | 2016 | 2016 | 0 | 2019 |  |  | 0.6419 | Council Bluffs:2 | 0.6419 | 0.6419 | 0.6419 | 0.6419 | 0.6419 | 0.6419 | 0.6419 | 0.6419 | 0.6419 | 0.6419 | 0.6419 | 0.6419 | 0.6419 | 0.6419 | 0.6419 | 0.6419 | 0.44933 | 0.44933 | 0.44933 | 0.044933 | 0.044933 | 0.044933 | 0.044933 | 0.044933 | 0.044933 | 0.044933 | 0.044933 | 0.044933 | 0.044933 | 0.044933 | 0.044933 | 0.044933 | 0.044933 | 0.044933 | 0.044933 | 0.044933 | 0.044933 | 0.044933 | 0.044933 | 0.044933 | 0.044933 | 0.044933 | 0.044933 | 0.044933 | 0.044933 | 0.044933 | 0.044933 | 0.044933 | 0.044933 | 0.044933 | 0.044933 | 0.044933 | 0.044933 | 0.044933
0 | 2016 | 0 | 0 | 2016 |  |  | 0.3461 | Council Bluffs:3 | 0.3461 | 0.3461 | 0.3461 | 0.3461 | 0.3461 | 0.3461 | 0.3461 | 0.3461 | 0.3461 | 0.3461 | 0.3461 | 0.3461 | 0.3461 | 0.3461 | 0.3461 | 0.3461 | 0.03461 | 0.03461 | 0.03461 | 0.03461 | 0.03461 | 0.03461 | 0.03461 | 0.03461 | 0.03461 | 0.03461 | 0.03461 | 0.03461 | 0.03461 | 0.03461 | 0.03461 | 0.03461 | 0.03461 | 0.03461 | 0.03461 | 0.03461 | 0.03461 | 0.03461 | 0.03461 | 0.03461 | 0.03461 | 0.03461 | 0.03461 | 0.03461 | 0.03461 | 0.03461 | 0.03461 | 0.03461 | 0.03461 | 0.03461 | 0.03461 | 0.03461 | 0.03461 | 0.03461
[7 empty] | 0.5 | Advanced Energy Systems:16 | 0.5 | 0.5 | 0.5 | 0.5 | 0.5 | 0.5 | 0.5 | 0.5 | 0.5 | 0.5 | 0.5 | 0.5 | 0.5 | 0.5 | 0.5 | 0.5 | 0.5 | 0.5 | 0.5 | 0.5 | 0.5 | 0.5 | 0.5 | 0.5 | 0.5 | 0.5 | 0.5 | 0.5 | 0.5 | 0.5 | 0.5 | 0.5 | 0.5 | 0.5 | 0.5 | 0.5 | 0.5 | 0.5 | 0.5 | 0.5 | 0.5 | 0.5 | 0.5 | 0.5 | 0.5 | 0.5 | 0.5 | 0.5 | 0.5 | 0.5 | 0.5 | 0.5 | 0.5 | 0.5
2016 | 2016 | 2016 | 0 | 2018 |  |  | 0.6066 | George Neal North:1 | 0.6066 | 0.6066 | 0.6066 | 0.6066 | 0.6066 | 0.6066 | 0.6066 | 0.6066 | 0.6066 | 0.6066 | 0.6066 | 0.6066 | 0.6066 | 0.6066 | 0.6066 | 0.6066 | 0.42462 | 0.42462 | 0.042462 | 0.042462 | 0.042462 | 0.042462 | 0.042462 | 0.042462 | 0.042462 | 0.042462 | 0.042462 | 0.042462 | 0.042462 | 0.042462 | 0.042462 | 0.042462 | 0.042462 | 0.042462 | 0.042462 | 0.042462 | 0.042462 | 0.042462 | 0.042462 | 0.042462 | 0.042462 | 0.042462 | 0.042462 | 0.042462 | 0.042462 | 0.042462 | 0.042462 | 0.042462 | 0.042462 | 0.042462 | 0.042462 | 0.042462 | 0.042462 | 0.042462
2015 | 2015 | 2015 | 0 | 2017 |  |  | 0.6732 | George Neal North:2 | 0.6732 | 0.6732 | 0.6732 | 0.6732 | 0.6732 | 0.6732 | 0.6732 | 0.6732 | 0.6732 | 0.6732 | 0.6732 | 0.6732 | 0.6732 | 0.6732 | 0.6732 | 0.47124 | 0.47124 | 0.047124 | 0.047124 | 0.047124 | 0.047124 | 0.047124 | 0.047124 | 0.047124 | 0.047124 | 0.047124 | 0.047124 | 0.047124 | 0.047124 | 0.047124 | 0.047124 | 0.047124 | 0.047124 | 0.047124 | 0.047124 | 0.047124 | 0.047124 | 0.047124 | 0.047124 | 0.047124 | 0.047124 | 0.047124 | 0.047124 | 0.047124 | 0.047124 | 0.047124 | 0.047124 | 0.047124 | 0.047124 | 0.047124 | 0.047124 | 0.047124 | 0.047124 | 0.047124
0 | 2017 | 0 | 0 | 2017 |  |  | 0.6633 | George Neal North:3 | 0.6633 | 0.6633 | 0.6633 | 0.6633 | 0.6633 | 0.6633 | 0.6633 | 0.6633 | 0.6633 | 0.6633 | 0.6633 | 0.6633 | 0.6633 | 0.6633 | 0.6633 | 0.6633 | 0.6633 | 0.06633 | 0.06633 | 0.06633 | 0.06633 | 0.06633 | 0.06633 | 0.06633 | 0.06633 | 0.06633 | 0.06633 | 0.06633 | 0.06633 | 0.06633 | 0.06633 | 0.06633 | 0.06633 | 0.06633 | 0.06633 | 0.06633 | 0.06633 | 0.06633 | 0.06633 | 0.06633 | 0.06633 | 0.06633 | 0.06633 | 0.06633 | 0.06633 | 0.06633 | 0.06633 | 0.06633 | 0.06633 | 0.06633 | 0.06633 | 0.06633 | 0.06633 | 0.06633
[7 empty] | 0.574 | George Neal North:4 | 0.574 | 0.574 | 0.574 | 0.574 | 0.574 | 0.574 | 0.574 | 0.574 | 0.574 | 0.574 | 0.574 | 0.574 | 0.574 | 0.574 | 0.574 | 0.574 | 0.574 | 0.574 | 0.574 | 0.574 | 0.574 | 0.574 | 0.574 | 0.574 | 0.574 | 0.574 | 0.574 | 0.574 | 0.574 | 0.574 | 0.574 | 0.574 | 0.574 | 0.574 | 0.574 | 0.574 | 0.574 | 0.574 | 0.574 | 0.574 | 0.574 | 0.574 | 0.574 | 0.574 | 0.574 | 0.574 | 0.574 | 0.574 | 0.574 | 0.574 | 0.574 | 0.574 | 0.574 | 0.574
2015 | 2015 | 2015 | 0 | 2017 |  |  | 0.6322 | Burlington (IES):1 | 0.6322 | 0.6322 | 0.6322 | 0.6322 | 0.6322 | 0.6322 | 0.6322 | 0.6322 | 0.6322 | 0.6322 | 0.6322 | 0.6322 | 0.6322 | 0.6322 | 0.6322 | 0.44254 | 0.44254 | 0.044254 | 0.044254 | 0.044254 | 0.044254 | 0.044254 | 0.044254 | 0.044254 | 0.044254 | 0.044254 | 0.044254 | 0.044254 | 0.044254 | 0.044254 | 0.044254 | 0.044254 | 0.044254 | 0.044254 | 0.044254 | 0.044254 | 0.044254 | 0.044254 | 0.044254 | 0.044254 | 0.044254 | 0.044254 | 0.044254 | 0.044254 | 0.044254 | 0.044254 | 0.044254 | 0.044254 | 0.044254 | 0.044254 | 0.044254 | 0.044254 | 0.044254 | 0.044254
[7 empty] | 0.75 | Centerville (IES):ALL | 0.75 | 0.75 | 0.75 | 0.75 | 0.75 | 0.75 | 0.75 | 0.75 | 0.75 | 0.75 | 0.75 | 0.75 | 0.75 | 0.75 | 0.75 | 0.75 | 0.75 | 0.75 | 0.75 | 0.75 | 0.75 | 0.75 | 0.75 | 0.75 | 0.75 | 0.75 | 0.75 | 0.75 | 0.75 | 0.75 | 0.75 | 0.75 | 0.75 | 0.75 | 0.75 | 0.75 | 0.75 | 0.75 | 0.75 | 0.75 | 0.75 | 0.75 | 0.75 | 0.75 | 0.75 | 0.75 | 0.75 | 0.75 | 0.75 | 0.75 | 0.75 | 0.75 | 0.75 | 0.75
[7 empty] | 0.4012 | Ames:7 | 0.4012 | 0.4012 | 0.4012 | 0.4012 | 0.4012 | 0.4012 | 0.4012 | 0.4012 | 0.4012 | 0.4012 | 0.4012 | 0.4012 | 0.4012 | 0.4012 | 0.4012 | 0.4012 | 0.4012 | 0.4012 | 0.4012 | 0.4012 | 0.4012 | 0.4012 | 0.4012 | 0.4012 | 0.4012 | 0.4012 | 0.4012 | 0.4012 | 0.4012 | 0.4012 | 0.4012 | 0.4012 | 0.4012 | 0.4012 | 0.4012 | 0.4012 | 0.4012 | 0.4012 | 0.4012 | 0.4012 | 0.4012 | 0.4012 | 0.4012 | 0.4012 | 0.4012 | 0.4012 | 0.4012 | 0.4012 | 0.4012 | 0.4012 | 0.4012 | 0.4012 | 0.4012 | 0.4012
2017 | 2017 | 2017 | 0 | 2019 |  |  | 0.3447 | Ames:8 | 0.3447 | 0.3447 | 0.3447 | 0.3447 | 0.3447 | 0.3447 | 0.3447 | 0.3447 | 0.3447 | 0.3447 | 0.3447 | 0.3447 | 0.3447 | 0.3447 | 0.3447 | 0.3447 | 0.3447 | 0.24129 | 0.24129 | 0.024129 | 0.024129 | 0.024129 | 0.024129 | 0.024129 | 0.024129 | 0.024129 | 0.024129 | 0.024129 | 0.024129 | 0.024129 | 0.024129 | 0.024129 | 0.024129 | 0.024129 | 0.024129 | 0.024129 | 0.024129 | 0.024129 | 0.024129 | 0.024129 | 0.024129 | 0.024129 | 0.024129 | 0.024129 | 0.024129 | 0.024129 | 0.024129 | 0.024129 | 0.024129 | 0.024129 | 0.024129 | 0.024129 | 0.024129 | 0.024129
[7 empty] | 0.5 | Bellevue:17 | 0.5 | 0.5 | 0.5 | 0.5 | 0.5 | 0.5 | 0.5 | 0.5 | 0.5 | 0.5 | 0.5 | 0.5 | 0.5 | 0.5 | 0.5 | 0.5 | 0.5 | 0.5 | 0.5 | 0.5 | 0.5 | 0.5 | 0.5 | 0.5 | 0.5 | 0.5 | 0.5 | 0.5 | 0.5 | 0.5 | 0.5 | 0.5 | 0.5 | 0.5 | 0.5 | 0.5 | 0.5 | 0.5 | 0.5 | 0.5 | 0.5 | 0.5 | 0.5 | 0.5 | 0.5 | 0.5 | 0.5 | 0.5 | 0.5 | 0.5 | 0.5 | 0.5 | 0.5 | 0.5
[7 empty] | 0.001 | Cascade (CASC):3A | 0.001 | 0.001 | 0.001 | 0.001 | 0.001 | 0.001 | 0.001 | 0.001 | 0.001 | 0.001 | 0.001 | 0.001 | 0.001 | 0.001 | 0.001 | 0.001 | 0.001 | 0.001 | 0.001 | 0.001 | 0.001 | 0.001 | 0.001 | 0.001 | 0.001 | 0.001 | 0.001 | 0.001 | 0.001 | 0.001 | 0.001 | 0.001 | 0.001 | 0.001 | 0.001 | 0.001 | 0.001 | 0.001 | 0.001 | 0.001 | 0.001 | 0.001 | 0.001 | 0.001 | 0.001 | 0.001 | 0.001 | 0.001 | 0.001 | 0.001 | 0.001 | 0.001 | 0.001 | 0.001
0 | 0 | 0 | 0 | 0 |  |  | 1.6 | Streeter Station:6 | 1.6 | 1.6 | 1.6 | 1.6 | 1.6 | 1.6 | 1.6 | 1.6 | 1.6 | 1.6 | 1.6 | 1.6 | 1.6 | 1.6 | 1.6 | 1.6 | 1.6 | 1.6 | 1.6 | 1.6 | 1.6 | 1.6 | 1.6 | 1.6 | 1.6 | 1.6 | 1.6 | 1.6 | 1.6 | 1.6 | 1.6 | 1.6 | 1.6 | 1.6 | 1.6 | 1.6 | 1.6 | 1.6 | 1.6 | 1.6 | 1.6 | 1.6 | 1.6 | 1.6 | 1.6 | 1.6 | 1.6 | 1.6 | 1.6 | 1.6 | 1.6 | 1.6 | 1.6 | 1.6
2017 | 2017 | 2017 | 0 | 2020 |  |  | 0.7471 | Streeter Station:7 | 0.7471 | 0.7471 | 0.7471 | 0.7471 | 0.7471 | 0.7471 | 0.7471 | 0.7471 | 0.7471 | 0.7471 | 0.7471 | 0.7471 | 0.7471 | 0.7471 | 0.7471 | 0.7471 | 0.7471 | 0.52297 | 0.52297 | 0.52297 | 0.052297 | 0.052297 | 0.052297 | 0.052297 | 0.052297 | 0.052297 | 0.052297 | 0.052297 | 0.052297 | 0.052297 | 0.052297 | 0.052297 | 0.052297 | 0.052297 | 0.052297 | 0.052297 | 0.052297 | 0.052297 | 0.052297 | 0.052297 | 0.052297 | 0.052297 | 0.052297 | 0.052297 | 0.052297 | 0.052297 | 0.052297 | 0.052297 | 0.052297 | 0.052297 | 0.052297 | 0.052297 | 0.052297 | 0.052297
0 | 0 | 0 | 0 | 0 |  |  | 0.75 | Gowrie:ALL | 0.75 | 0.75 | 0.75 | 0.75 | 0.75 | 0.75 | 0.75 | 0.75 | 0.75 | 0.75 | 0.75 | 0.75 | 0.75 | 0.75 | 0.75 | 0.75 | 0.75 | 0.75 | 0.75 | 0.75 | 0.75 | 0.75 | 0.75 | 0.75 | 0.75 | 0.75 | 0.75 | 0.75 | 0.75 | 0.75 | 0.75 | 0.75 | 0.75 | 0.75 | 0.75 | 0.75 | 0.75 | 0.75 | 0.75 | 0.75 | 0.75 | 0.75 | 0.75 | 0.75 | 0.75 | 0.75 | 0.75 | 0.75 | 0.75 | 0.75 | 0.75 | 0.75 | 0.75 | 0.75
[7 empty] | 0.5 | Grand Junction:ALL | 0.5 | 0.5 | 0.5 | 0.5 | 0.5 | 0.5 | 0.5 | 0.5 | 0.5 | 0.5 | 0.5 | 0.5 | 0.5 | 0.5 | 0.5 | 0.5 | 0.5 | 0.5 | 0.5 | 0.5 | 0.5 | 0.5 | 0.5 | 0.5 | 0.5 | 0.5 | 0.5 | 0.5 | 0.5 | 0.5 | 0.5 | 0.5 | 0.5 | 0.5 | 0.5 | 0.5 | 0.5 | 0.5 | 0.5 | 0.5 | 0.5 | 0.5 | 0.5 | 0.5 | 0.5 | 0.5 | 0.5 | 0.5 | 0.5 | 0.5 | 0.5 | 0.5 | 0.5 | 0.5
0 | 0 | 0 | 0 | 0 |  |  | 0.75 | Hartley:ALL | 0.75 | 0.75 | 0.75 | 0.75 | 0.75 | 0.75 | 0.75 | 0.75 | 0.75 | 0.75 | 0.75 | 0.75 | 0.75 | 0.75 | 0.75 | 0.75 | 0.75 | 0.75 | 0.75 | 0.75 | 0.75 | 0.75 | 0.75 | 0.75 | 0.75 | 0.75 | 0.75 | 0.75 | 0.75 | 0.75 | 0.75 | 0.75 | 0.75 | 0.75 | 0.75 | 0.75 | 0.75 | 0.75 | 0.75 | 0.75 | 0.75 | 0.75 | 0.75 | 0.75 | 0.75 | 0.75 | 0.75 | 0.75 | 0.75 | 0.75 | 0.75 | 0.75 | 0.75 | 0.75
[7 empty] | 0.75 | Indianola:7 | 0.75 | 0.75 | 0.75 | 0.75 | 0.75 | 0.75 | 0.75 | 0.75 | 0.75 | 0.75 | 0.75 | 0.75 | 0.75 | 0.75 | 0.75 | 0.75 | 0.75 | 0.75 | 0.75 | 0.75 | 0.75 | 0.75 | 0.75 | 0.75 | 0.75 | 0.75 | 0.75 | 0.75 | 0.75 | 0.75 | 0.75 | 0.75 | 0.75 | 0.75 | 0.75 | 0.75 | 0.75 | 0.75 | 0.75 | 0.75 | 0.75 | 0.75 | 0.75 | 0.75 | 0.75 | 0.75 | 0.75 | 0.75 | 0.75 | 0.75 | 0.75 | 0.75 | 0.75 | 0.75
0 | 0 | 0 | 0 | 0 |  |  | 0.75 | Lake Park:ALL | 0.75 | 0.75 | 0.75 | 0.75 | 0.75 | 0.75 | 0.75 | 0.75 | 0.75 | 0.75 | 0.75 | 0.75 | 0.75 | 0.75 | 0.75 | 0.75 | 0.75 | 0.75 | 0.75 | 0.75 | 0.75 | 0.75 | 0.75 | 0.75 | 0.75 | 0.75 | 0.75 | 0.75 | 0.75 | 0.75 | 0.75 | 0.75 | 0.75 | 0.75 | 0.75 | 0.75 | 0.75 | 0.75 | 0.75 | 0.75 | 0.75 | 0.75 | 0.75 | 0.75 | 0.75 | 0.75 | 0.75 | 0.75 | 0.75 | 0.75 | 0.75 | 0.75 | 0.75 | 0.75
0 | 0 | 0 | 0 | 0 |  |  | 0.75 | Manning:ALL | 0.75 | 0.75 | 0.75 | 0.75 | 0.75 | 0.75 | 0.75 | 0.75 | 0.75 | 0.75 | 0.75 | 0.75 | 0.75 | 0.75 | 0.75 | 0.75 | 0.75 | 0.75 | 0.75 | 0.75 | 0.75 | 0.75 | 0.75 | 0.75 | 0.75 | 0.75 | 0.75 | 0.75 | 0.75 | 0.75 | 0.75 | 0.75 | 0.75 | 0.75 | 0.75 | 0.75 | 0.75 | 0.75 | 0.75 | 0.75 | 0.75 | 0.75 | 0.75 | 0.75 | 0.75 | 0.75 | 0.75 | 0.75 | 0.75 | 0.75 | 0.75 | 0.75 | 0.75 | 0.75
0 | 0 | 0 | 0 | 0 |  |  | 0.75 | McGregor:ALL | 0.75 | 0.75 | 0.75 | 0.75 | 0.75 | 0.75 | 0.75 | 0.75 | 0.75 | 0.75 | 0.75 | 0.75 | 0.75 | 0.75 | 0.75 | 0.75 | 0.75 | 0.75 | 0.75 | 0.75 | 0.75 | 0.75 | 0.75 | 0.75 | 0.75 | 0.75 | 0.75 | 0.75 | 0.75 | 0.75 | 0.75 | 0.75 | 0.75 | 0.75 | 0.75 | 0.75 | 0.75 | 0.75 | 0.75 | 0.75 | 0.75 | 0.75 | 0.75 | 0.75 | 0.75 | 0.75 | 0.75 | 0.75 | 0.75 | 0.75 | 0.75 | 0.75 | 0.75 | 0.75
[7 empty] | 1.6 | Mount Pleasant:4 | 1.6 | 1.6 | 1.6 | 1.6 | 1.6 | 1.6 | 1.6 | 1.6 | 1.6 | 1.6 | 1.6 | 1.6 | 1.6 | 1.6 | 1.6 | 1.6 | 1.6 | 1.6 | 1.6 | 1.6 | 1.6 | 1.6 | 1.6 | 1.6 | 1.6 | 1.6 | 1.6 | 1.6 | 1.6 | 1.6 | 1.6 | 1.6 | 1.6 | 1.6 | 1.6 | 1.6 | 1.6 | 1.6 | 1.6 | 1.6 | 1.6 | 1.6 | 1.6 | 1.6 | 1.6 | 1.6 | 1.6 | 1.6 | 1.6 | 1.6 | 1.6 | 1.6 | 1.6 | 1.6
0 | 0 | 0 | 0 | 0 |  |  | 0.75 | Mount Pleasant:D | 0.75 | 0.75 | 0.75 | 0.75 | 0.75 | 0.75 | 0.75 | 0.75 | 0.75 | 0.75 | 0.75 | 0.75 | 0.75 | 0.75 | 0.75 | 0.75 | 0.75 | 0.75 | 0.75 | 0.75 | 0.75 | 0.75 | 0.75 | 0.75 | 0.75 | 0.75 | 0.75 | 0.75 | 0.75 | 0.75 | 0.75 | 0.75 | 0.75 | 0.75 | 0.75 | 0.75 | 0.75 | 0.75 | 0.75 | 0.75 | 0.75 | 0.75 | 0.75 | 0.75 | 0.75 | 0.75 | 0.75 | 0.75 | 0.75 | 0.75 | 0.75 | 0.75 | 0.75 | 0.75
2017 | 2017 | 2017 | 0 | 2019 |  |  | 0.5883 | Muscatine (MPW):8 | 0.5883 | 0.5883 | 0.5883 | 0.5883 | 0.5883 | 0.5883 | 0.5883 | 0.5883 | 0.5883 | 0.5883 | 0.5883 | 0.5883 | 0.5883 | 0.5883 | 0.5883 | 0.5883 | 0.5883 | 0.41181 | 0.41181 | 0.041181 | 0.041181 | 0.041181 | 0.041181 | 0.041181 | 0.041181 | 0.041181 | 0.041181 | 0.041181 | 0.041181 | 0.041181 | 0.041181 | 0.041181 | 0.041181 | 0.041181 | 0.041181 | 0.041181 | 0.041181 | 0.041181 | 0.041181 | 0.041181 | 0.041181 | 0.041181 | 0.041181 | 0.041181 | 0.041181 | 0.041181 | 0.041181 | 0.041181 | 0.041181 | 0.041181 | 0.041181 | 0.041181 | 0.041181 | 0.041181
2016 | 2016 | 2016 |  | 2018 |  |  | 0.0135 | Muscatine (MPW):9 | 0.0135 | 0.0135 | 0.0135 | 0.0135 | 0.0135 | 0.0135 | 0.0135 | 0.0135 | 0.0135 | 0.0135 | 0.0135 | 0.0135 | 0.0135 | 0.0135 | 0.0135 | 0.0135 | 0.00945 | 0.00945 | 0.000945 | 0.000945 | 0.000945 | 0.000945 | 0.000945 | 0.000945 | 0.000945 | 0.000945 | 0.000945 | 0.000945 | 0.000945 | 0.000945 | 0.000945 | 0.000945 | 0.000945 | 0.000945 | 0.000945 | 0.000945 | 0.000945 | 0.000945 | 0.000945 | 0.000945 | 0.000945 | 0.000945 | 0.000945 | 0.000945 | 0.000945 | 0.000945 | 0.000945 | 0.000945 | 0.000945 | 0.000945 | 0.000945 | 0.000945 | 0.000945 | 0.000945
0 | 0 | 0 | 0 | 0 |  |  | 0.5 | Osage (OSAG):78 | 0.5 | 0.5 | 0.5 | 0.5 | 0.5 | 0.5 | 0.5 | 0.5 | 0.5 | 0.5 | 0.5 | 0.5 | 0.5 | 0.5 | 0.5 | 0.5 | 0.5 | 0.5 | 0.5 | 0.5 | 0.5 | 0.5 | 0.5 | 0.5 | 0.5 | 0.5 | 0.5 | 0.5 | 0.5 | 0.5 | 0.5 | 0.5 | 0.5 | 0.5 | 0.5 | 0.5 | 0.5 | 0.5 | 0.5 | 0.5 | 0.5 | 0.5 | 0.5 | 0.5 | 0.5 | 0.5 | 0.5 | 0.5 | 0.5 | 0.5 | 0.5 | 0.5 | 0.5 | 0.5
2017 | 2017 | 2017 | 0 | 2021 |  |  | 0.538 | Pella:ALL | 0.538 | 0.538 | 0.538 | 0.538 | 0.538 | 0.538 | 0.538 | 0.538 | 0.538 | 0.538 | 0.538 | 0.538 | 0.538 | 0.538 | 0.538 | 0.538 | 0.538 | 0.3766 | 0.3766 | 0.3766 | 0.3766 | 0.03766 | 0.03766 | 0.03766 | 0.03766 | 0.03766 | 0.03766 | 0.03766 | 0.03766 | 0.03766 | 0.03766 | 0.03766 | 0.03766 | 0.03766 | 0.03766 | 0.03766 | 0.03766 | 0.03766 | 0.03766 | 0.03766 | 0.03766 | 0.03766 | 0.03766 | 0.03766 | 0.03766 | 0.03766 | 0.03766 | 0.03766 | 0.03766 | 0.03766 | 0.03766 | 0.03766 | 0.03766 | 0.03766
0 | 0 | 0 |  | 0 |  |  | 0.001 | Spencer (SPENCE):GT1 | 0.001 | 0.001 | 0.001 | 0.001 | 0.001 | 0.001 | 0.001 | 0.001 | 0.001 | 0.001 | 0.001 | 0.001 | 0.001 | 0.001 | 0.001 | 0.001 | 0.001 | 0.001 | 0.001 | 0.001 | 0.001 | 0.001 | 0.001 | 0.001 | 0.001 | 0.001 | 0.001 | 0.001 | 0.001 | 0.001 | 0.001 | 0.001 | 0.001 | 0.001 | 0.001 | 0.001 | 0.001 | 0.001 | 0.001 | 0.001 | 0.001 | 0.001 | 0.001 | 0.001 | 0.001 | 0.001 | 0.001 | 0.001 | 0.001 | 0.001 | 0.001 | 0.001 | 0.001 | 0.001
0 | 0 | 0 | 0 | 0 |  |  | 0.5 | State Center:14 | 0.5 | 0.5 | 0.5 | 0.5 | 0.5 | 0.5 | 0.5 | 0.5 | 0.5 | 0.5 | 0.5 | 0.5 | 0.5 | 0.5 | 0.5 | 0.5 | 0.5 | 0.5 | 0.5 | 0.5 | 0.5 | 0.5 | 0.5 | 0.5 | 0.5 | 0.5 | 0.5 | 0.5 | 0.5 | 0.5 | 0.5 | 0.5 | 0.5 | 0.5 | 0.5 | 0.5 | 0.5 | 0.5 | 0.5 | 0.5 | 0.5 | 0.5 | 0.5 | 0.5 | 0.5 | 0.5 | 0.5 | 0.5 | 0.5 | 0.5 | 0.5 | 0.5 | 0.5 | 0.5
[7 empty] | 0.75 | East Plant (WVY):ALL | 0.75 | 0.75 | 0.75 | 0.75 | 0.75 | 0.75 | 0.75 | 0.75 | 0.75 | 0.75 | 0.75 | 0.75 | 0.75 | 0.75 | 0.75 | 0.75 | 0.75 | 0.75 | 0.75 | 0.75 | 0.75 | 0.75 | 0.75 | 0.75 | 0.75 | 0.75 | 0.75 | 0.75 | 0.75 | 0.75 | 0.75 | 0.75 | 0.75 | 0.75 | 0.75 | 0.75 | 0.75 | 0.75 | 0.75 | 0.75 | 0.75 | 0.75 | 0.75 | 0.75 | 0.75 | 0.75 | 0.75 | 0.75 | 0.75 | 0.75 | 0.75 | 0.75 | 0.75 | 0.75
[7 empty] | 0.75 | Summit Lake:IC | 0.75 | 0.75 | 0.75 | 0.75 | 0.75 | 0.75 | 0.75 | 0.75 | 0.75 | 0.75 | 0.75 | 0.75 | 0.75 | 0.75 | 0.75 | 0.75 | 0.75 | 0.75 | 0.75 | 0.75 | 0.75 | 0.75 | 0.75 | 0.75 | 0.75 | 0.75 | 0.75 | 0.75 | 0.75 | 0.75 | 0.75 | 0.75 | 0.75 | 0.75 | 0.75 | 0.75 | 0.75 | 0.75 | 0.75 | 0.75 | 0.75 | 0.75 | 0.75 | 0.75 | 0.75 | 0.75 | 0.75 | 0.75 | 0.75 | 0.75 | 0.75 | 0.75 | 0.75 | 0.75
2017 | 2017 | 2017 | 0 | 2020 |  |  | 2.0561 | Earl F. Wisdom:1 | 2.0561 | 2.0561 | 2.0561 | 2.0561 | 2.0561 | 2.0561 | 2.0561 | 2.0561 | 2.0561 | 2.0561 | 2.0561 | 2.0561 | 2.0561 | 2.0561 | 2.0561 | 2.0561 | 2.0561 | 1.4393 | 1.4393 | 1.4393 | 0.14393 | 0.14393 | 0.14393 | 0.14393 | 0.14393 | 0.14393 | 0.14393 | 0.14393 | 0.14393 | 0.14393 | 0.14393 | 0.14393 | 0.14393 | 0.14393 | 0.14393 | 0.14393 | 0.14393 | 0.14393 | 0.14393 | 0.14393 | 0.14393 | 0.14393 | 0.14393 | 0.14393 | 0.14393 | 0.14393 | 0.14393 | 0.14393 | 0.14393 | 0.14393 | 0.14393 | 0.14393 | 0.14393 | 0.14393
2017 | 2017 | 2017 | 0 | 2020 |  |  | 1.6 | Fair Station:1 | 1.6 | 1.6 | 1.6 | 1.6 | 1.6 | 1.6 | 1.6 | 1.6 | 1.6 | 1.6 | 1.6 | 1.6 | 1.6 | 1.6 | 1.6 | 1.6 | 1.6 | 1.12 | 1.12 | 1.12 | 0.112 | 0.112 | 0.112 | 0.112 | 0.112 | 0.112 | 0.112 | 0.112 | 0.112 | 0.112 | 0.112 | 0.112 | 0.112 | 0.112 | 0.112 | 0.112 | 0.112 | 0.112 | 0.112 | 0.112 | 0.112 | 0.112 | 0.112 | 0.112 | 0.112 | 0.112 | 0.112 | 0.112 | 0.112 | 0.112 | 0.112 | 0.112 | 0.112 | 0.112
2017 | 2017 | 2017 | 0 | 2020 |  |  | 3.2779 | Fair Station:2 | 3.2779 | 3.2779 | 3.2779 | 3.2779 | 3.2779 | 3.2779 | 3.2779 | 3.2779 | 3.2779 | 3.2779 | 3.2779 | 3.2779 | 3.2779 | 3.2779 | 3.2779 | 3.2779 | 3.2779 | 2.2945 | 2.2945 | 2.2945 | 0.22945 | 0.22945 | 0.22945 | 0.22945 | 0.22945 | 0.22945 | 0.22945 | 0.22945 | 0.22945 | 0.22945 | 0.22945 | 0.22945 | 0.22945 | 0.22945 | 0.22945 | 0.22945 | 0.22945 | 0.22945 | 0.22945 | 0.22945 | 0.22945 | 0.22945 | 0.22945 | 0.22945 | 0.22945 | 0.22945 | 0.22945 | 0.22945 | 0.22945 | 0.22945 | 0.22945 | 0.22945 | 0.22945 | 0.22945
0 | 0 | 0 | 0 | 0 |  |  | 0.75 | Bird City:ALL | 0.75 | 0.75 | 0.75 | 0.75 | 0.75 | 0.75 | 0.75 | 0.75 | 0.75 | 0.75 | 0.75 | 0.75 | 0.75 | 0.75 | 0.75 | 0.75 | 0.75 | 0.75 | 0.75 | 0.75 | 0.75 | 0.75 | 0.75 | 0.75 | 0.75 | 0.75 | 0.75 | 0.75 | 0.75 | 0.75 | 0.75 | 0.75 | 0.75 | 0.75 | 0.75 | 0.75 | 0.75 | 0.75 | 0.75 | 0.75 | 0.75 | 0.75 | 0.75 | 0.75 | 0.75 | 0.75 | 0.75 | 0.75 | 0.75 | 0.75 | 0.75 | 0.75 | 0.75 | 0.75
2017 | 2017 | 2017 | 0 | 2020 |  |  | 1.853 | Riverton (EMDE):7 | 1.853 | 1.853 | 1.853 | 1.853 | 1.853 | 1.853 | 1.853 | 1.853 | 1.853 | 1.853 | 1.853 | 1.853 | 1.853 | 1.853 | 1.853 | 1.853 | 1.853 | 1.2971 | 1.2971 | 1.2971 | 0.12971 | 0.12971 | 0.12971 | 0.12971 | 0.12971 | 0.12971 | 0.12971 | 0.12971 | 0.12971 | 0.12971 | 0.12971 | 0.12971 | 0.12971 | 0.12971 | 0.12971 | 0.12971 | 0.12971 | 0.12971 | 0.12971 | 0.12971 | 0.12971 | 0.12971 | 0.12971 | 0.12971 | 0.12971 | 0.12971 | 0.12971 | 0.12971 | 0.12971 | 0.12971 | 0.12971 | 0.12971 | 0.12971 | 0.12971
2017 | 2017 | 2017 | 0 | 2020 |  |  | 1.5926 | Riverton (EMDE):8 | 1.5926 | 1.5926 | 1.5926 | 1.5926 | 1.5926 | 1.5926 | 1.5926 | 1.5926 | 1.5926 | 1.5926 | 1.5926 | 1.5926 | 1.5926 | 1.5926 | 1.5926 | 1.5926 | 1.5926 | 1.1148 | 1.1148 | 1.1148 | 0.11148 | 0.11148 | 0.11148 | 0.11148 | 0.11148 | 0.11148 | 0.11148 | 0.11148 | 0.11148 | 0.11148 | 0.11148 | 0.11148 | 0.11148 | 0.11148 | 0.11148 | 0.11148 | 0.11148 | 0.11148 | 0.11148 | 0.11148 | 0.11148 | 0.11148 | 0.11148 | 0.11148 | 0.11148 | 0.11148 | 0.11148 | 0.11148 | 0.11148 | 0.11148 | 0.11148 | 0.11148 | 0.11148 | 0.11148
0 | 2016 | 0 |  | 2016 |  |  | 0.2022 | Lacygne:1 | 0.2022 | 0.2022 | 0.2022 | 0.2022 | 0.2022 | 0.2022 | 0.2022 | 0.2022 | 0.2022 | 0.2022 | 0.2022 | 0.2022 | 0.2022 | 0.2022 | 0.2022 | 0.2022 | 0.02022 | 0.02022 | 0.02022 | 0.02022 | 0.02022 | 0.02022 | 0.02022 | 0.02022 | 0.02022 | 0.02022 | 0.02022 | 0.02022 | 0.02022 | 0.02022 | 0.02022 | 0.02022 | 0.02022 | 0.02022 | 0.02022 | 0.02022 | 0.02022 | 0.02022 | 0.02022 | 0.02022 | 0.02022 | 0.02022 | 0.02022 | 0.02022 | 0.02022 | 0.02022 | 0.02022 | 0.02022 | 0.02022 | 0.02022 | 0.02022 | 0.02022 | 0.02022 | 0.02022
0 | 2016 | 0 | 0 | 2016 |  |  | 0.716 | Lacygne:2 | 0.716 | 0.716 | 0.716 | 0.716 | 0.716 | 0.716 | 0.716 | 0.716 | 0.716 | 0.716 | 0.716 | 0.716 | 0.716 | 0.716 | 0.716 | 0.716 | 0.0716 | 0.0716 | 0.0716 | 0.0716 | 0.0716 | 0.0716 | 0.0716 | 0.0716 | 0.0716 | 0.0716 | 0.0716 | 0.0716 | 0.0716 | 0.0716 | 0.0716 | 0.0716 | 0.0716 | 0.0716 | 0.0716 | 0.0716 | 0.0716 | 0.0716 | 0.0716 | 0.0716 | 0.0716 | 0.0716 | 0.0716 | 0.0716 | 0.0716 | 0.0716 | 0.0716 | 0.0716 | 0.0716 | 0.0716 | 0.0716 | 0.0716 | 0.0716 | 0.0716
0 | 0 | 0 | 0 | 0 |  |  | 0.75 | Wichita:5 | 0.75 | 0.75 | 0.75 | 0.75 | 0.75 | 0.75 | 0.75 | 0.75 | 0.75 | 0.75 | 0.75 | 0.75 | 0.75 | 0.75 | 0.75 | 0.75 | 0.75 | 0.75 | 0.75 | 0.75 | 0.75 | 0.75 | 0.75 | 0.75 | 0.75 | 0.75 | 0.75 | 0.75 | 0.75 | 0.75 | 0.75 | 0.75 | 0.75 | 0.75 | 0.75 | 0.75 | 0.75 | 0.75 | 0.75 | 0.75 | 0.75 | 0.75 | 0.75 | 0.75 | 0.75 | 0.75 | 0.75 | 0.75 | 0.75 | 0.75 | 0.75 | 0.75 | 0.75 | 0.75
[7 empty] | 0.72 | Lawrence Energy Center:2 | 0.72 | 0.72 | 0.72 | 0.72 | 0.72 | 0.72 | 0.72 | 0.72 | 0.72 | 0.72 | 0.72 | 0.72 | 0.72 | 0.72 | 0.72 | 0.72 | 0.72 | 0.72 | 0.72 | 0.72 | 0.72 | 0.72 | 0.72 | 0.72 | 0.72 | 0.72 | 0.72 | 0.72 | 0.72 | 0.72 | 0.72 | 0.72 | 0.72 | 0.72 | 0.72 | 0.72 | 0.72 | 0.72 | 0.72 | 0.72 | 0.72 | 0.72 | 0.72 | 0.72 | 0.72 | 0.72 | 0.72 | 0.72 | 0.72 | 0.72 | 0.72 | 0.72 | 0.72 | 0.72
2017 | 2017 | 2017 | 0 | 2020 |  |  | 0.6042 | Lawrence Energy Center:3 | 0.6042 | 0.6042 | 0.6042 | 0.6042 | 0.6042 | 0.6042 | 0.6042 | 0.6042 | 0.6042 | 0.6042 | 0.6042 | 0.6042 | 0.6042 | 0.6042 | 0.6042 | 0.6042 | 0.6042 | 0.42294 | 0.42294 | 0.42294 | 0.042294 | 0.042294 | 0.042294 | 0.042294 | 0.042294 | 0.042294 | 0.042294 | 0.042294 | 0.042294 | 0.042294 | 0.042294 | 0.042294 | 0.042294 | 0.042294 | 0.042294 | 0.042294 | 0.042294 | 0.042294 | 0.042294 | 0.042294 | 0.042294 | 0.042294 | 0.042294 | 0.042294 | 0.042294 | 0.042294 | 0.042294 | 0.042294 | 0.042294 | 0.042294 | 0.042294 | 0.042294 | 0.042294 | 0.042294
2016 | 2016 | 2016 |  | 2018 |  |  | 0.06 | Lawrence Energy Center:4 | 0.06 | 0.06 | 0.06 | 0.06 | 0.06 | 0.06 | 0.06 | 0.06 | 0.06 | 0.06 | 0.06 | 0.06 | 0.06 | 0.06 | 0.06 | 0.06 | 0.042 | 0.042 | 0.0042 | 0.0042 | 0.0042 | 0.0042 | 0.0042 | 0.0042 | 0.0042 | 0.0042 | 0.0042 | 0.0042 | 0.0042 | 0.0042 | 0.0042 | 0.0042 | 0.0042 | 0.0042 | 0.0042 | 0.0042 | 0.0042 | 0.0042 | 0.0042 | 0.0042 | 0.0042 | 0.0042 | 0.0042 | 0.0042 | 0.0042 | 0.0042 | 0.0042 | 0.0042 | 0.0042 | 0.0042 | 0.0042 | 0.0042 | 0.0042 | 0.0042
0 | 2017 | 0 |  | 2017 |  |  | 0.1151 | Lawrence Energy Center:5 | 0.1151 | 0.1151 | 0.1151 | 0.1151 | 0.1151 | 0.1151 | 0.1151 | 0.1151 | 0.1151 | 0.1151 | 0.1151 | 0.1151 | 0.1151 | 0.1151 | 0.1151 | 0.1151 | 0.1151 | 0.01151 | 0.01151 | 0.01151 | 0.01151 | 0.01151 | 0.01151 | 0.01151 | 0.01151 | 0.01151 | 0.01151 | 0.01151 | 0.01151 | 0.01151 | 0.01151 | 0.01151 | 0.01151 | 0.01151 | 0.01151 | 0.01151 | 0.01151 | 0.01151 | 0.01151 | 0.01151 | 0.01151 | 0.01151 | 0.01151 | 0.01151 | 0.01151 | 0.01151 | 0.01151 | 0.01151 | 0.01151 | 0.01151 | 0.01151 | 0.01151 | 0.01151 | 0.01151
2017 | 2017 | 2017 | 0 | 2019 |  |  | 0.6168 | Tecumseh Energy Center:7 | 0.6168 | 0.6168 | 0.6168 | 0.6168 | 0.6168 | 0.6168 | 0.6168 | 0.6168 | 0.6168 | 0.6168 | 0.6168 | 0.6168 | 0.6168 | 0.6168 | 0.6168 | 0.6168 | 0.6168 | 0.43176 | 0.43176 | 0.043176 | 0.043176 | 0.043176 | 0.043176 | 0.043176 | 0.043176 | 0.043176 | 0.043176 | 0.043176 | 0.043176 | 0.043176 | 0.043176 | 0.043176 | 0.043176 | 0.043176 | 0.043176 | 0.043176 | 0.043176 | 0.043176 | 0.043176 | 0.043176 | 0.043176 | 0.043176 | 0.043176 | 0.043176 | 0.043176 | 0.043176 | 0.043176 | 0.043176 | 0.043176 | 0.043176 | 0.043176 | 0.043176 | 0.043176 | 0.043176
2016 | 2016 | 2016 | 0 | 2018 |  |  | 0.6065 | Tecumseh Energy Center:8 | 0.6065 | 0.6065 | 0.6065 | 0.6065 | 0.6065 | 0.6065 | 0.6065 | 0.6065 | 0.6065 | 0.6065 | 0.6065 | 0.6065 | 0.6065 | 0.6065 | 0.6065 | 0.6065 | 0.42455 | 0.42455 | 0.042455 | 0.042455 | 0.042455 | 0.042455 | 0.042455 | 0.042455 | 0.042455 | 0.042455 | 0.042455 | 0.042455 | 0.042455 | 0.042455 | 0.042455 | 0.042455 | 0.042455 | 0.042455 | 0.042455 | 0.042455 | 0.042455 | 0.042455 | 0.042455 | 0.042455 | 0.042455 | 0.042455 | 0.042455 | 0.042455 | 0.042455 | 0.042455 | 0.042455 | 0.042455 | 0.042455 | 0.042455 | 0.042455 | 0.042455 | 0.042455 | 0.042455
0 | 0 | 0 | 0 | 0 |  |  | 0.5 | Erie (ERIE):ALL | 0.5 | 0.5 | 0.5 | 0.5 | 0.5 | 0.5 | 0.5 | 0.5 | 0.5 | 0.5 | 0.5 | 0.5 | 0.5 | 0.5 | 0.5 | 0.5 | 0.5 | 0.5 | 0.5 | 0.5 | 0.5 | 0.5 | 0.5 | 0.5 | 0.5 | 0.5 | 0.5 | 0.5 | 0.5 | 0.5 | 0.5 | 0.5 | 0.5 | 0.5 | 0.5 | 0.5 | 0.5 | 0.5 | 0.5 | 0.5 | 0.5 | 0.5 | 0.5 | 0.5 | 0.5 | 0.5 | 0.5 | 0.5 | 0.5 | 0.5 | 0.5 | 0.5 | 0.5 | 0.5
0 | 0 | 0 | 0 | 0 |  |  | 0.5 | Iola:13 | 0.5 | 0.5 | 0.5 | 0.5 | 0.5 | 0.5 | 0.5 | 0.5 | 0.5 | 0.5 | 0.5 | 0.5 | 0.5 | 0.5 | 0.5 | 0.5 | 0.5 | 0.5 | 0.5 | 0.5 | 0.5 | 0.5 | 0.5 | 0.5 | 0.5 | 0.5 | 0.5 | 0.5 | 0.5 | 0.5 | 0.5 | 0.5 | 0.5 | 0.5 | 0.5 | 0.5 | 0.5 | 0.5 | 0.5 | 0.5 | 0.5 | 0.5 | 0.5 | 0.5 | 0.5 | 0.5 | 0.5 | 0.5 | 0.5 | 0.5 | 0.5 | 0.5 | 0.5 | 0.5
2016 | 2016 | 2016 | 0 | 2018 |  |  | 0.5143 | Quindaro:1 | 0.5143 | 0.5143 | 0.5143 | 0.5143 | 0.5143 | 0.5143 | 0.5143 | 0.5143 | 0.5143 | 0.5143 | 0.5143 | 0.5143 | 0.5143 | 0.5143 | 0.5143 | 0.5143 | 0.36001 | 0.36001 | 0.036001 | 0.036001 | 0.036001 | 0.036001 | 0.036001 | 0.036001 | 0.036001 | 0.036001 | 0.036001 | 0.036001 | 0.036001 | 0.036001 | 0.036001 | 0.036001 | 0.036001 | 0.036001 | 0.036001 | 0.036001 | 0.036001 | 0.036001 | 0.036001 | 0.036001 | 0.036001 | 0.036001 | 0.036001 | 0.036001 | 0.036001 | 0.036001 | 0.036001 | 0.036001 | 0.036001 | 0.036001 | 0.036001 | 0.036001 | 0.036001 | 0.036001
0 | 0 | 0 | 0 | 0 |  |  | 0.75 | Quindaro:GT2 | 0.75 | 0.75 | 0.75 | 0.75 | 0.75 | 0.75 | 0.75 | 0.75 | 0.75 | 0.75 | 0.75 | 0.75 | 0.75 | 0.75 | 0.75 | 0.75 | 0.75 | 0.75 | 0.75 | 0.75 | 0.75 | 0.75 | 0.75 | 0.75 | 0.75 | 0.75 | 0.75 | 0.75 | 0.75 | 0.75 | 0.75 | 0.75 | 0.75 | 0.75 | 0.75 | 0.75 | 0.75 | 0.75 | 0.75 | 0.75 | 0.75 | 0.75 | 0.75 | 0.75 | 0.75 | 0.75 | 0.75 | 0.75 | 0.75 | 0.75 | 0.75 | 0.75 | 0.75 | 0.75
0 | 0 | 0 | 0 | 0 |  |  | 0.75 | Quindaro:GT3 | 0.75 | 0.75 | 0.75 | 0.75 | 0.75 | 0.75 | 0.75 | 0.75 | 0.75 | 0.75 | 0.75 | 0.75 | 0.75 | 0.75 | 0.75 | 0.75 | 0.75 | 0.75 | 0.75 | 0.75 | 0.75 | 0.75 | 0.75 | 0.75 | 0.75 | 0.75 | 0.75 | 0.75 | 0.75 | 0.75 | 0.75 | 0.75 | 0.75 | 0.75 | 0.75 | 0.75 | 0.75 | 0.75 | 0.75 | 0.75 | 0.75 | 0.75 | 0.75 | 0.75 | 0.75 | 0.75 | 0.75 | 0.75 | 0.75 | 0.75 | 0.75 | 0.75 | 0.75 | 0.75
2016 | 2016 | 2016 | 0 | 2018 |  |  | 0.5297 | Quindaro:2 | 0.5297 | 0.5297 | 0.5297 | 0.5297 | 0.5297 | 0.5297 | 0.5297 | 0.5297 | 0.5297 | 0.5297 | 0.5297 | 0.5297 | 0.5297 | 0.5297 | 0.5297 | 0.5297 | 0.37079 | 0.37079 | 0.037079 | 0.037079 | 0.037079 | 0.037079 | 0.037079 | 0.037079 | 0.037079 | 0.037079 | 0.037079 | 0.037079 | 0.037079 | 0.037079 | 0.037079 | 0.037079 | 0.037079 | 0.037079 | 0.037079 | 0.037079 | 0.037079 | 0.037079 | 0.037079 | 0.037079 | 0.037079 | 0.037079 | 0.037079 | 0.037079 | 0.037079 | 0.037079 | 0.037079 | 0.037079 | 0.037079 | 0.037079 | 0.037079 | 0.037079 | 0.037079 | 0.037079
0 | 0 | 0 |  | 0 |  |  | 0.0851 | Cross:1 | 0.0851 | 0.0851 | 0.0851 | 0.0851 | 0.0851 | 0.0851 | 0.0851 | 0.0851 | 0.0851 | 0.0851 | 0.0851 | 0.0851 | 0.0851 | 0.0851 | 0.0851 | 0.0851 | 0.0851 | 0.0851 | 0.0851 | 0.0851 | 0.0851 | 0.0851 | 0.0851 | 0.0851 | 0.0851 | 0.0851 | 0.0851 | 0.0851 | 0.0851 | 0.0851 | 0.0851 | 0.0851 | 0.0851 | 0.0851 | 0.0851 | 0.0851 | 0.0851 | 0.0851 | 0.0851 | 0.0851 | 0.0851 | 0.0851 | 0.0851 | 0.0851 | 0.0851 | 0.0851 | 0.0851 | 0.0851 | 0.0851 | 0.0851 | 0.0851 | 0.0851 | 0.0851 | 0.0851
0 | 0 | 0 |  | 0 |  |  | 0.2402 | Cross:2 | 0.2402 | 0.2402 | 0.2402 | 0.2402 | 0.2402 | 0.2402 | 0.2402 | 0.2402 | 0.2402 | 0.2402 | 0.2402 | 0.2402 | 0.2402 | 0.2402 | 0.2402 | 0.2402 | 0.2402 | 0.2402 | 0.2402 | 0.2402 | 0.2402 | 0.2402 | 0.2402 | 0.2402 | 0.2402 | 0.2402 | 0.2402 | 0.2402 | 0.2402 | 0.2402 | 0.2402 | 0.2402 | 0.2402 | 0.2402 | 0.2402 | 0.2402 | 0.2402 | 0.2402 | 0.2402 | 0.2402 | 0.2402 | 0.2402 | 0.2402 | 0.2402 | 0.2402 | 0.2402 | 0.2402 | 0.2402 | 0.2402 | 0.2402 | 0.2402 | 0.2402 | 0.2402 | 0.2402
[7 empty] | 0.001 | McPherson 2:GT2 | 0.001 | 0.001 | 0.001 | 0.001 | 0.001 | 0.001 | 0.001 | 0.001 | 0.001 | 0.001 | 0.001 | 0.001 | 0.001 | 0.001 | 0.001 | 0.001 | 0.001 | 0.001 | 0.001 | 0.001 | 0.001 | 0.001 | 0.001 | 0.001 | 0.001 | 0.001 | 0.001 | 0.001 | 0.001 | 0.001 | 0.001 | 0.001 | 0.001 | 0.001 | 0.001 | 0.001 | 0.001 | 0.001 | 0.001 | 0.001 | 0.001 | 0.001 | 0.001 | 0.001 | 0.001 | 0.001 | 0.001 | 0.001 | 0.001 | 0.001 | 0.001 | 0.001 | 0.001 | 0.001
0 | 0 | 0 | 0 | 0 |  |  | 0.75 | Norton:5 | 0.75 | 0.75 | 0.75 | 0.75 | 0.75 | 0.75 | 0.75 | 0.75 | 0.75 | 0.75 | 0.75 | 0.75 | 0.75 | 0.75 | 0.75 | 0.75 | 0.75 | 0.75 | 0.75 | 0.75 | 0.75 | 0.75 | 0.75 | 0.75 | 0.75 | 0.75 | 0.75 | 0.75 | 0.75 | 0.75 | 0.75 | 0.75 | 0.75 | 0.75 | 0.75 | 0.75 | 0.75 | 0.75 | 0.75 | 0.75 | 0.75 | 0.75 | 0.75 | 0.75 | 0.75 | 0.75 | 0.75 | 0.75 | 0.75 | 0.75 | 0.75 | 0.75 | 0.75 | 0.75
[7 empty] | 0.85 | Pratt:1 | 0.85 | 0.85 | 0.85 | 0.85 | 0.85 | 0.85 | 0.85 | 0.85 | 0.85 | 0.85 | 0.85 | 0.85 | 0.85 | 0.85 | 0.85 | 0.85 | 0.85 | 0.85 | 0.85 | 0.85 | 0.85 | 0.85 | 0.85 | 0.85 | 0.85 | 0.85 | 0.85 | 0.85 | 0.85 | 0.85 | 0.85 | 0.85 | 0.85 | 0.85 | 0.85 | 0.85 | 0.85 | 0.85 | 0.85 | 0.85 | 0.85 | 0.85 | 0.85 | 0.85 | 0.85 | 0.85 | 0.85 | 0.85 | 0.85 | 0.85 | 0.85 | 0.85 | 0.85 | 0.85
0 | 0 | 0 | 0 | 0 |  |  | 0.85 | Pratt:3 | 0.85 | 0.85 | 0.85 | 0.85 | 0.85 | 0.85 | 0.85 | 0.85 | 0.85 | 0.85 | 0.85 | 0.85 | 0.85 | 0.85 | 0.85 | 0.85 | 0.85 | 0.85 | 0.85 | 0.85 | 0.85 | 0.85 | 0.85 | 0.85 | 0.85 | 0.85 | 0.85 | 0.85 | 0.85 | 0.85 | 0.85 | 0.85 | 0.85 | 0.85 | 0.85 | 0.85 | 0.85 | 0.85 | 0.85 | 0.85 | 0.85 | 0.85 | 0.85 | 0.85 | 0.85 | 0.85 | 0.85 | 0.85 | 0.85 | 0.85 | 0.85 | 0.85 | 0.85 | 0.85
0 | 0 | 0 | 0 | 0 |  |  | 0.85 | Pratt:5 | 0.85 | 0.85 | 0.85 | 0.85 | 0.85 | 0.85 | 0.85 | 0.85 | 0.85 | 0.85 | 0.85 | 0.85 | 0.85 | 0.85 | 0.85 | 0.85 | 0.85 | 0.85 | 0.85 | 0.85 | 0.85 | 0.85 | 0.85 | 0.85 | 0.85 | 0.85 | 0.85 | 0.85 | 0.85 | 0.85 | 0.85 | 0.85 | 0.85 | 0.85 | 0.85 | 0.85 | 0.85 | 0.85 | 0.85 | 0.85 | 0.85 | 0.85 | 0.85 | 0.85 | 0.85 | 0.85 | 0.85 | 0.85 | 0.85 | 0.85 | 0.85 | 0.85 | 0.85 | 0.85
0 | 0 | 0 | 0 | 0 |  |  | 0.5 | Russell:89 | 0.5 | 0.5 | 0.5 | 0.5 | 0.5 | 0.5 | 0.5 | 0.5 | 0.5 | 0.5 | 0.5 | 0.5 | 0.5 | 0.5 | 0.5 | 0.5 | 0.5 | 0.5 | 0.5 | 0.5 | 0.5 | 0.5 | 0.5 | 0.5 | 0.5 | 0.5 | 0.5 | 0.5 | 0.5 | 0.5 | 0.5 | 0.5 | 0.5 | 0.5 | 0.5 | 0.5 | 0.5 | 0.5 | 0.5 | 0.5 | 0.5 | 0.5 | 0.5 | 0.5 | 0.5 | 0.5 | 0.5 | 0.5 | 0.5 | 0.5 | 0.5 | 0.5 | 0.5 | 0.5
0 | 0 | 0 | 2017 | 0 |  |  | 1.3638 | Big Sandy (KPC):1 | 1.3638 | 1.3638 | 1.3638 | 1.3638 | 1.3638 | 1.3638 | 1.3638 | 1.3638 | 1.3638 | 1.3638 | 1.3638 | 1.3638 | 1.3638 | 1.3638 | 1.3638 | 1.3638 | 1.3638 | 0.027276 | 0.027276 | 0.027276 | 0.027276 | 0.027276 | 0.027276 | 0.027276 | 0.027276 | 0.027276 | 0.027276 | 0.027276 | 0.027276 | 0.027276 | 0.027276 | 0.027276 | 0.027276 | 0.027276 | 0.027276 | 0.027276 | 0.027276 | 0.027276 | 0.027276 | 0.027276 | 0.027276 | 0.027276 | 0.027276 | 0.027276 | 0.027276 | 0.027276 | 0.027276 | 0.027276 | 0.027276 | 0.027276 | 0.027276 | 0.027276 | 0.027276 | 0.027276
0 | 0 | 0 | 2015 | 0 |  |  | 1.3457 | Big Sandy (KPC):2 | 1.3457 | 1.3457 | 1.3457 | 1.3457 | 1.3457 | 1.3457 | 1.3457 | 1.3457 | 1.3457 | 1.3457 | 1.3457 | 1.3457 | 1.3457 | 1.3457 | 1.3457 | 0.026914 | 0.026914 | 0.026914 | 0.026914 | 0.026914 | 0.026914 | 0.026914 | 0.026914 | 0.026914 | 0.026914 | 0.026914 | 0.026914 | 0.026914 | 0.026914 | 0.026914 | 0.026914 | 0.026914 | 0.026914 | 0.026914 | 0.026914 | 0.026914 | 0.026914 | 0.026914 | 0.026914 | 0.026914 | 0.026914 | 0.026914 | 0.026914 | 0.026914 | 0.026914 | 0.026914 | 0.026914 | 0.026914 | 0.026914 | 0.026914 | 0.026914 | 0.026914 | 0.026914 | 0.026914
0 | 0 | 0 | 2017 | 0 |  |  | 2.6638 | Brown (KUC):1 | 2.6638 | 2.6638 | 2.6638 | 2.6638 | 2.6638 | 2.6638 | 2.6638 | 2.6638 | 2.6638 | 2.6638 | 2.6638 | 2.6638 | 2.6638 | 2.6638 | 2.6638 | 2.6638 | 2.6638 | 0.053276 | 0.053276 | 0.053276 | 0.053276 | 0.053276 | 0.053276 | 0.053276 | 0.053276 | 0.053276 | 0.053276 | 0.053276 | 0.053276 | 0.053276 | 0.053276 | 0.053276 | 0.053276 | 0.053276 | 0.053276 | 0.053276 | 0.053276 | 0.053276 | 0.053276 | 0.053276 | 0.053276 | 0.053276 | 0.053276 | 0.053276 | 0.053276 | 0.053276 | 0.053276 | 0.053276 | 0.053276 | 0.053276 | 0.053276 | 0.053276 | 0.053276 | 0.053276
0 | 0 | 0 | 2017 | 0 |  |  | 2.6386 | Brown (KUC):2 | 2.6386 | 2.6386 | 2.6386 | 2.6386 | 2.6386 | 2.6386 | 2.6386 | 2.6386 | 2.6386 | 2.6386 | 2.6386 | 2.6386 | 2.6386 | 2.6386 | 2.6386 | 2.6386 | 2.6386 | 0.052772 | 0.052772 | 0.052772 | 0.052772 | 0.052772 | 0.052772 | 0.052772 | 0.052772 | 0.052772 | 0.052772 | 0.052772 | 0.052772 | 0.052772 | 0.052772 | 0.052772 | 0.052772 | 0.052772 | 0.052772 | 0.052772 | 0.052772 | 0.052772 | 0.052772 | 0.052772 | 0.052772 | 0.052772 | 0.052772 | 0.052772 | 0.052772 | 0.052772 | 0.052772 | 0.052772 | 0.052772 | 0.052772 | 0.052772 | 0.052772 | 0.052772 | 0.052772
0 | 0 | 0 |  | 0 |  |  | 0.13135 | Brown (KUC):3 | 2.627 | 2.627 | 2.627 | 2.627 | 2.627 | 2.627 | 2.627 | 2.627 | 2.627 | 2.627 | 2.627 | 0.13135 | 0.13135 | 0.13135 | 0.13135 | 0.13135 | 0.13135 | 0.13135 | 0.13135 | 0.13135 | 0.13135 | 0.13135 | 0.13135 | 0.13135 | 0.13135 | 0.13135 | 0.13135 | 0.13135 | 0.13135 | 0.13135 | 0.13135 | 0.13135 | 0.13135 | 0.13135 | 0.13135 | 0.13135 | 0.13135 | 0.13135 | 0.13135 | 0.13135 | 0.13135 | 0.13135 | 0.13135 | 0.13135 | 0.13135 | 0.13135 | 0.13135 | 0.13135 | 0.13135 | 0.13135 | 0.13135 | 0.13135 | 0.13135 | 0.13135
0 | 0 | 0 |  | 0 | 2013 | 0.93276 | 0.004455 | Ghent:1 | 0.0891 | 0.0891 | 0.0891 | 0.0891 | 0.0891 | 0.0891 | 0.0891 | 0.0891 | 0.0891 | 0.0891 | 0.004455 | 0.004455 | 0.004455 | 0.0041555 | 0.0041555 | 0.0041555 | 0.0041555 | 0.0041555 | 0.0041555 | 0.0041555 | 0.0041555 | 0.0041555 | 0.0041555 | 0.0041555 | 0.0041555 | 0.0041555 | 0.0041555 | 0.0041555 | 0.0041555 | 0.0041555 | 0.0041555 | 0.0041555 | 0.0041555 | 0.0041555 | 0.0041555 | 0.0041555 | 0.0041555 | 0.0041555 | 0.0041555 | 0.0041555 | 0.0041555 | 0.0041555 | 0.0041555 | 0.0041555 | 0.0041555 | 0.0041555 | 0.0041555 | 0.0041555 | 0.0041555 | 0.0041555 | 0.0041555 | 0.0041555 | 0.0041555 | 0.0041555
0 | 0 | 0 | 2017 | 0 | 2013 | 0.93276 | 0.3838 | Ghent:2 | 0.3838 | 0.3838 | 0.3838 | 0.3838 | 0.3838 | 0.3838 | 0.3838 | 0.3838 | 0.3838 | 0.3838 | 0.3838 | 0.3838 | 0.3838 | 0.35799 | 0.35799 | 0.35799 | 0.35799 | 0.0071599 | 0.0071599 | 0.0071599 | 0.0071599 | 0.0071599 | 0.0071599 | 0.0071599 | 0.0071599 | 0.0071599 | 0.0071599 | 0.0071599 | 0.0071599 | 0.0071599 | 0.0071599 | 0.0071599 | 0.0071599 | 0.0071599 | 0.0071599 | 0.0071599 | 0.0071599 | 0.0071599 | 0.0071599 | 0.0071599 | 0.0071599 | 0.0071599 | 0.0071599 | 0.0071599 | 0.0071599 | 0.0071599 | 0.0071599 | 0.0071599 | 0.0071599 | 0.0071599 | 0.0071599 | 0.0071599 | 0.0071599 | 0.0071599
0 | 0 | 0 |  | 0 | 2013 | 0.93276 | 0.1852 | Ghent:3 | 0.1852 | 0.1852 | 0.1852 | 0.1852 | 0.1852 | 0.1852 | 0.1852 | 0.1852 | 0.1852 | 0.1852 | 0.1852 | 0.1852 | 0.1852 | 0.17275 | 0.17275 | 0.17275 | 0.17275 | 0.17275 | 0.17275 | 0.17275 | 0.17275 | 0.17275 | 0.17275 | 0.17275 | 0.17275 | 0.17275 | 0.17275 | 0.17275 | 0.17275 | 0.17275 | 0.17275 | 0.17275 | 0.17275 | 0.17275 | 0.17275 | 0.17275 | 0.17275 | 0.17275 | 0.17275 | 0.17275 | 0.17275 | 0.17275 | 0.17275 | 0.17275 | 0.17275 | 0.17275 | 0.17275 | 0.17275 | 0.17275 | 0.17275 | 0.17275 | 0.17275 | 0.17275 | 0.17275
0 | 0 | 0 |  | 0 | 2013 | 0.93276 | 0.0851 | Ghent:4 | 0.0851 | 0.0851 | 0.0851 | 0.0851 | 0.0851 | 0.0851 | 0.0851 | 0.0851 | 0.0851 | 0.0851 | 0.0851 | 0.0851 | 0.0851 | 0.079378 | 0.079378 | 0.079378 | 0.079378 | 0.079378 | 0.079378 | 0.079378 | 0.079378 | 0.079378 | 0.079378 | 0.079378 | 0.079378 | 0.079378 | 0.079378 | 0.079378 | 0.079378 | 0.079378 | 0.079378 | 0.079378 | 0.079378 | 0.079378 | 0.079378 | 0.079378 | 0.079378 | 0.079378 | 0.079378 | 0.079378 | 0.079378 | 0.079378 | 0.079378 | 0.079378 | 0.079378 | 0.079378 | 0.079378 | 0.079378 | 0.079378 | 0.079378 | 0.079378 | 0.079378 | 0.079378 | 0.079378
[7 empty] | 0.502 | Green River (KUC):12 | 0.502 | 0.502 | 0.502 | 0.502 | 0.502 | 0.502 | 0.502 | 0.502 | 0.502 | 0.502 | 0.502 | 0.502 | 0.502 | 0.502 | 0.502 | 0.502 | 0.502 | 0.502 | 0.502 | 0.502 | 0.502 | 0.502 | 0.502 | 0.502 | 0.502 | 0.502 | 0.502 | 0.502 | 0.502 | 0.502 | 0.502 | 0.502 | 0.502 | 0.502 | 0.502 | 0.502 | 0.502 | 0.502 | 0.502 | 0.502 | 0.502 | 0.502 | 0.502 | 0.502 | 0.502 | 0.502 | 0.502 | 0.502 | 0.502 | 0.502 | 0.502 | 0.502 | 0.502 | 0.502
0 | 0 | 0 | 2017 | 0 | 2013 | 0.9389 | 4.2216 | Green River (KUC):3 | 4.2216 | 4.2216 | 4.2216 | 4.2216 | 4.2216 | 4.2216 | 4.2216 | 4.2216 | 4.2216 | 4.2216 | 4.2216 | 4.2216 | 4.2216 | 3.9637 | 3.9637 | 3.9637 | 3.9637 | 0.079273 | 0.079273 | 0.079273 | 0.079273 | 0.079273 | 0.079273 | 0.079273 | 0.079273 | 0.079273 | 0.079273 | 0.079273 | 0.079273 | 0.079273 | 0.079273 | 0.079273 | 0.079273 | 0.079273 | 0.079273 | 0.079273 | 0.079273 | 0.079273 | 0.079273 | 0.079273 | 0.079273 | 0.079273 | 0.079273 | 0.079273 | 0.079273 | 0.079273 | 0.079273 | 0.079273 | 0.079273 | 0.079273 | 0.079273 | 0.079273 | 0.079273 | 0.079273
0 | 0 | 0 | 2017 | 0 | 2013 | 0.9389 | 3.911 | Green River (KUC):4 | 3.911 | 3.911 | 3.911 | 3.911 | 3.911 | 3.911 | 3.911 | 3.911 | 3.911 | 3.911 | 3.911 | 3.911 | 3.911 | 3.672 | 3.672 | 3.672 | 3.672 | 0.073441 | 0.073441 | 0.073441 | 0.073441 | 0.073441 | 0.073441 | 0.073441 | 0.073441 | 0.073441 | 0.073441 | 0.073441 | 0.073441 | 0.073441 | 0.073441 | 0.073441 | 0.073441 | 0.073441 | 0.073441 | 0.073441 | 0.073441 | 0.073441 | 0.073441 | 0.073441 | 0.073441 | 0.073441 | 0.073441 | 0.073441 | 0.073441 | 0.073441 | 0.073441 | 0.073441 | 0.073441 | 0.073441 | 0.073441 | 0.073441 | 0.073441 | 0.073441
0 | 0 | 0 | 2016 | 0 |  |  | 0.5279 | Seminole (SECI):1 | 0.5279 | 0.5279 | 0.5279 | 0.5279 | 0.5279 | 0.5279 | 0.5279 | 0.5279 | 0.5279 | 0.5279 | 0.5279 | 0.5279 | 0.5279 | 0.5279 | 0.5279 | 0.5279 | 0.010558 | 0.010558 | 0.010558 | 0.010558 | 0.010558 | 0.010558 | 0.010558 | 0.010558 | 0.010558 | 0.010558 | 0.010558 | 0.010558 | 0.010558 | 0.010558 | 0.010558 | 0.010558 | 0.010558 | 0.010558 | 0.010558 | 0.010558 | 0.010558 | 0.010558 | 0.010558 | 0.010558 | 0.010558 | 0.010558 | 0.010558 | 0.010558 | 0.010558 | 0.010558 | 0.010558 | 0.010558 | 0.010558 | 0.010558 | 0.010558 | 0.010558 | 0.010558 | 0.010558
0 | 0 | 0 | 2016 | 0 |  |  | 0.5631 | Seminole (SECI):2 | 0.5631 | 0.5631 | 0.5631 | 0.5631 | 0.5631 | 0.5631 | 0.5631 | 0.5631 | 0.5631 | 0.5631 | 0.5631 | 0.5631 | 0.5631 | 0.5631 | 0.5631 | 0.5631 | 0.011262 | 0.011262 | 0.011262 | 0.011262 | 0.011262 | 0.011262 | 0.011262 | 0.011262 | 0.011262 | 0.011262 | 0.011262 | 0.011262 | 0.011262 | 0.011262 | 0.011262 | 0.011262 | 0.011262 | 0.011262 | 0.011262 | 0.011262 | 0.011262 | 0.011262 | 0.011262 | 0.011262 | 0.011262 | 0.011262 | 0.011262 | 0.011262 | 0.011262 | 0.011262 | 0.011262 | 0.011262 | 0.011262 | 0.011262 | 0.011262 | 0.011262 | 0.011262 | 0.011262
[7 empty] | 1.294 | Pineville:3 | 1.294 | 1.294 | 1.294 | 1.294 | 1.294 | 1.294 | 1.294 | 1.294 | 1.294 | 1.294 | 1.294 | 1.294 | 1.294 | 1.294 | 1.294 | 1.294 | 1.294 | 1.294 | 1.294 | 1.294 | 1.294 | 1.294 | 1.294 | 1.294 | 1.294 | 1.294 | 1.294 | 1.294 | 1.294 | 1.294 | 1.294 | 1.294 | 1.294 | 1.294 | 1.294 | 1.294 | 1.294 | 1.294 | 1.294 | 1.294 | 1.294 | 1.294 | 1.294 | 1.294 | 1.294 | 1.294 | 1.294 | 1.294 | 1.294 | 1.294 | 1.294 | 1.294 | 1.294 | 1.294
[7 empty] | 0.75 | Tyrone (KUC):1-2 | 0.75 | 0.75 | 0.75 | 0.75 | 0.75 | 0.75 | 0.75 | 0.75 | 0.75 | 0.75 | 0.75 | 0.75 | 0.75 | 0.75 | 0.75 | 0.75 | 0.75 | 0.75 | 0.75 | 0.75 | 0.75 | 0.75 | 0.75 | 0.75 | 0.75 | 0.75 | 0.75 | 0.75 | 0.75 | 0.75 | 0.75 | 0.75 | 0.75 | 0.75 | 0.75 | 0.75 | 0.75 | 0.75 | 0.75 | 0.75 | 0.75 | 0.75 | 0.75 | 0.75 | 0.75 | 0.75 | 0.75 | 0.75 | 0.75 | 0.75 | 0.75 | 0.75 | 0.75 | 0.75
2017 | 2017 | 2017 | 0 | 2019 |  |  | 1.2513 | Tyrone (KUC):3 | 1.2513 | 1.2513 | 1.2513 | 1.2513 | 1.2513 | 1.2513 | 1.2513 | 1.2513 | 1.2513 | 1.2513 | 1.2513 | 1.2513 | 1.2513 | 1.2513 | 1.2513 | 1.2513 | 1.2513 | 0.87591 | 0.87591 | 0.087591 | 0.087591 | 0.087591 | 0.087591 | 0.087591 | 0.087591 | 0.087591 | 0.087591 | 0.087591 | 0.087591 | 0.087591 | 0.087591 | 0.087591 | 0.087591 | 0.087591 | 0.087591 | 0.087591 | 0.087591 | 0.087591 | 0.087591 | 0.087591 | 0.087591 | 0.087591 | 0.087591 | 0.087591 | 0.087591 | 0.087591 | 0.087591 | 0.087591 | 0.087591 | 0.087591 | 0.087591 | 0.087591 | 0.087591 | 0.087591
0 | 0 | 0 | 2017 | 0 | 2013 | 0.93161 | 0.4192 | Cane Run:4 | 0.4192 | 0.4192 | 0.4192 | 0.4192 | 0.4192 | 0.4192 | 0.4192 | 0.4192 | 0.4192 | 0.4192 | 0.4192 | 0.4192 | 0.4192 | 0.39053 | 0.39053 | 0.39053 | 0.39053 | 0.0078106 | 0.0078106 | 0.0078106 | 0.0078106 | 0.0078106 | 0.0078106 | 0.0078106 | 0.0078106 | 0.0078106 | 0.0078106 | 0.0078106 | 0.0078106 | 0.0078106 | 0.0078106 | 0.0078106 | 0.0078106 | 0.0078106 | 0.0078106 | 0.0078106 | 0.0078106 | 0.0078106 | 0.0078106 | 0.0078106 | 0.0078106 | 0.0078106 | 0.0078106 | 0.0078106 | 0.0078106 | 0.0078106 | 0.0078106 | 0.0078106 | 0.0078106 | 0.0078106 | 0.0078106 | 0.0078106 | 0.0078106 | 0.0078106
0 | 0 | 0 | 2017 | 0 | 2013 | 0.93161 | 0.4093 | Cane Run:5 | 0.4093 | 0.4093 | 0.4093 | 0.4093 | 0.4093 | 0.4093 | 0.4093 | 0.4093 | 0.4093 | 0.4093 | 0.4093 | 0.4093 | 0.4093 | 0.38131 | 0.38131 | 0.38131 | 0.38131 | 0.0076262 | 0.0076262 | 0.0076262 | 0.0076262 | 0.0076262 | 0.0076262 | 0.0076262 | 0.0076262 | 0.0076262 | 0.0076262 | 0.0076262 | 0.0076262 | 0.0076262 | 0.0076262 | 0.0076262 | 0.0076262 | 0.0076262 | 0.0076262 | 0.0076262 | 0.0076262 | 0.0076262 | 0.0076262 | 0.0076262 | 0.0076262 | 0.0076262 | 0.0076262 | 0.0076262 | 0.0076262 | 0.0076262 | 0.0076262 | 0.0076262 | 0.0076262 | 0.0076262 | 0.0076262 | 0.0076262 | 0.0076262 | 0.0076262
0 | 0 | 0 | 2017 | 0 | 2013 | 0.93161 | 0.6746 | Cane Run:6 | 0.6746 | 0.6746 | 0.6746 | 0.6746 | 0.6746 | 0.6746 | 0.6746 | 0.6746 | 0.6746 | 0.6746 | 0.6746 | 0.6746 | 0.6746 | 0.62846 | 0.62846 | 0.62846 | 0.62846 | 0.012569 | 0.012569 | 0.012569 | 0.012569 | 0.012569 | 0.012569 | 0.012569 | 0.012569 | 0.012569 | 0.012569 | 0.012569 | 0.012569 | 0.012569 | 0.012569 | 0.012569 | 0.012569 | 0.012569 | 0.012569 | 0.012569 | 0.012569 | 0.012569 | 0.012569 | 0.012569 | 0.012569 | 0.012569 | 0.012569 | 0.012569 | 0.012569 | 0.012569 | 0.012569 | 0.012569 | 0.012569 | 0.012569 | 0.012569 | 0.012569 | 0.012569 | 0.012569
0 | 0 | 0 | 2017 | 0 |  |  | 0.3832 | Mill Creek (LG&E):1 | 0.3832 | 0.3832 | 0.3832 | 0.3832 | 0.3832 | 0.3832 | 0.3832 | 0.3832 | 0.3832 | 0.3832 | 0.3832 | 0.3832 | 0.3832 | 0.3832 | 0.3832 | 0.3832 | 0.3832 | 0.007664 | 0.007664 | 0.007664 | 0.007664 | 0.007664 | 0.007664 | 0.007664 | 0.007664 | 0.007664 | 0.007664 | 0.007664 | 0.007664 | 0.007664 | 0.007664 | 0.007664 | 0.007664 | 0.007664 | 0.007664 | 0.007664 | 0.007664 | 0.007664 | 0.007664 | 0.007664 | 0.007664 | 0.007664 | 0.007664 | 0.007664 | 0.007664 | 0.007664 | 0.007664 | 0.007664 | 0.007664 | 0.007664 | 0.007664 | 0.007664 | 0.007664 | 0.007664
0 | 0 | 0 | 2017 | 0 |  |  | 0.4379 | Mill Creek (LG&E):2 | 0.4379 | 0.4379 | 0.4379 | 0.4379 | 0.4379 | 0.4379 | 0.4379 | 0.4379 | 0.4379 | 0.4379 | 0.4379 | 0.4379 | 0.4379 | 0.4379 | 0.4379 | 0.4379 | 0.4379 | 0.008758 | 0.008758 | 0.008758 | 0.008758 | 0.008758 | 0.008758 | 0.008758 | 0.008758 | 0.008758 | 0.008758 | 0.008758 | 0.008758 | 0.008758 | 0.008758 | 0.008758 | 0.008758 | 0.008758 | 0.008758 | 0.008758 | 0.008758 | 0.008758 | 0.008758 | 0.008758 | 0.008758 | 0.008758 | 0.008758 | 0.008758 | 0.008758 | 0.008758 | 0.008758 | 0.008758 | 0.008758 | 0.008758 | 0.008758 | 0.008758 | 0.008758 | 0.008758
0 | 0 | 0 | 2017 | 0 |  |  | 0.5791 | Mill Creek (LG&E):3 | 0.5791 | 0.5791 | 0.5791 | 0.5791 | 0.5791 | 0.5791 | 0.5791 | 0.5791 | 0.5791 | 0.5791 | 0.5791 | 0.5791 | 0.5791 | 0.5791 | 0.5791 | 0.5791 | 0.5791 | 0.011582 | 0.011582 | 0.011582 | 0.011582 | 0.011582 | 0.011582 | 0.011582 | 0.011582 | 0.011582 | 0.011582 | 0.011582 | 0.011582 | 0.011582 | 0.011582 | 0.011582 | 0.011582 | 0.011582 | 0.011582 | 0.011582 | 0.011582 | 0.011582 | 0.011582 | 0.011582 | 0.011582 | 0.011582 | 0.011582 | 0.011582 | 0.011582 | 0.011582 | 0.011582 | 0.011582 | 0.011582 | 0.011582 | 0.011582 | 0.011582 | 0.011582 | 0.011582
0 | 0 | 0 | 2017 | 0 |  |  | 0.4482 | Mill Creek (LG&E):4 | 0.4482 | 0.4482 | 0.4482 | 0.4482 | 0.4482 | 0.4482 | 0.4482 | 0.4482 | 0.4482 | 0.4482 | 0.4482 | 0.4482 | 0.4482 | 0.4482 | 0.4482 | 0.4482 | 0.4482 | 0.008964 | 0.008964 | 0.008964 | 0.008964 | 0.008964 | 0.008964 | 0.008964 | 0.008964 | 0.008964 | 0.008964 | 0.008964 | 0.008964 | 0.008964 | 0.008964 | 0.008964 | 0.008964 | 0.008964 | 0.008964 | 0.008964 | 0.008964 | 0.008964 | 0.008964 | 0.008964 | 0.008964 | 0.008964 | 0.008964 | 0.008964 | 0.008964 | 0.008964 | 0.008964 | 0.008964 | 0.008964 | 0.008964 | 0.008964 | 0.008964 | 0.008964 | 0.008964
[7 empty] | 4.647 | Henderson 1:56 | 4.647 | 4.647 | 4.647 | 4.647 | 4.647 | 4.647 | 4.647 | 4.647 | 4.647 | 4.647 | 4.647 | 4.647 | 4.647 | 4.647 | 4.647 | 4.647 | 4.647 | 4.647 | 4.647 | 4.647 | 4.647 | 4.647 | 4.647 | 4.647 | 4.647 | 4.647 | 4.647 | 4.647 | 4.647 | 4.647 | 4.647 | 4.647 | 4.647 | 4.647 | 4.647 | 4.647 | 4.647 | 4.647 | 4.647 | 4.647 | 4.647 | 4.647 | 4.647 | 4.647 | 4.647 | 4.647 | 4.647 | 4.647 | 4.647 | 4.647 | 4.647 | 4.647 | 4.647 | 4.647
0 | 0 | 0 | 2017 | 0 | 2013 | 0.92658 | 0.4707 | Smith (OMU):1 | 0.4707 | 0.4707 | 0.4707 | 0.4707 | 0.4707 | 0.4707 | 0.4707 | 0.4707 | 0.4707 | 0.4707 | 0.4707 | 0.4707 | 0.4707 | 0.43614 | 0.43614 | 0.43614 | 0.43614 | 0.0087228 | 0.0087228 | 0.0087228 | 0.0087228 | 0.0087228 | 0.0087228 | 0.0087228 | 0.0087228 | 0.0087228 | 0.0087228 | 0.0087228 | 0.0087228 | 0.0087228 | 0.0087228 | 0.0087228 | 0.0087228 | 0.0087228 | 0.0087228 | 0.0087228 | 0.0087228 | 0.0087228 | 0.0087228 | 0.0087228 | 0.0087228 | 0.0087228 | 0.0087228 | 0.0087228 | 0.0087228 | 0.0087228 | 0.0087228 | 0.0087228 | 0.0087228 | 0.0087228 | 0.0087228 | 0.0087228 | 0.0087228 | 0.0087228
0 | 0 | 0 | 2017 | 0 | 2013 | 0.92658 | 0.4828 | Smith (OMU):2 | 0.4828 | 0.4828 | 0.4828 | 0.4828 | 0.4828 | 0.4828 | 0.4828 | 0.4828 | 0.4828 | 0.4828 | 0.4828 | 0.4828 | 0.4828 | 0.44735 | 0.44735 | 0.44735 | 0.44735 | 0.008947 | 0.008947 | 0.008947 | 0.008947 | 0.008947 | 0.008947 | 0.008947 | 0.008947 | 0.008947 | 0.008947 | 0.008947 | 0.008947 | 0.008947 | 0.008947 | 0.008947 | 0.008947 | 0.008947 | 0.008947 | 0.008947 | 0.008947 | 0.008947 | 0.008947 | 0.008947 | 0.008947 | 0.008947 | 0.008947 | 0.008947 | 0.008947 | 0.008947 | 0.008947 | 0.008947 | 0.008947 | 0.008947 | 0.008947 | 0.008947 | 0.008947 | 0.008947
0 | 0 | 0 | 2016 | 0 | 2013 | 0.93686 | 0.654 | Paradise (TVA):1 | 0.654 | 0.654 | 0.654 | 0.654 | 0.654 | 0.654 | 0.654 | 0.654 | 0.654 | 0.654 | 0.654 | 0.654 | 0.654 | 0.61271 | 0.61271 | 0.61271 | 0.012254 | 0.012254 | 0.012254 | 0.012254 | 0.012254 | 0.012254 | 0.012254 | 0.012254 | 0.012254 | 0.012254 | 0.012254 | 0.012254 | 0.012254 | 0.012254 | 0.012254 | 0.012254 | 0.012254 | 0.012254 | 0.012254 | 0.012254 | 0.012254 | 0.012254 | 0.012254 | 0.012254 | 0.012254 | 0.012254 | 0.012254 | 0.012254 | 0.012254 | 0.012254 | 0.012254 | 0.012254 | 0.012254 | 0.012254 | 0.012254 | 0.012254 | 0.012254 | 0.012254
0 | 0 | 0 | 2016 | 0 | 2013 | 0.93686 | 0.7707 | Paradise (TVA):2 | 0.7707 | 0.7707 | 0.7707 | 0.7707 | 0.7707 | 0.7707 | 0.7707 | 0.7707 | 0.7707 | 0.7707 | 0.7707 | 0.7707 | 0.7707 | 0.72204 | 0.72204 | 0.72204 | 0.014441 | 0.014441 | 0.014441 | 0.014441 | 0.014441 | 0.014441 | 0.014441 | 0.014441 | 0.014441 | 0.014441 | 0.014441 | 0.014441 | 0.014441 | 0.014441 | 0.014441 | 0.014441 | 0.014441 | 0.014441 | 0.014441 | 0.014441 | 0.014441 | 0.014441 | 0.014441 | 0.014441 | 0.014441 | 0.014441 | 0.014441 | 0.014441 | 0.014441 | 0.014441 | 0.014441 | 0.014441 | 0.014441 | 0.014441 | 0.014441 | 0.014441 | 0.014441 | 0.014441
0 | 0 | 0 |  | 0 | 2013 | 0.93686 | 0.1334 | Paradise (TVA):3 | 0.1334 | 0.1334 | 0.1334 | 0.1334 | 0.1334 | 0.1334 | 0.1334 | 0.1334 | 0.1334 | 0.1334 | 0.1334 | 0.1334 | 0.1334 | 0.12498 | 0.12498 | 0.12498 | 0.12498 | 0.12498 | 0.12498 | 0.12498 | 0.12498 | 0.12498 | 0.12498 | 0.12498 | 0.12498 | 0.12498 | 0.12498 | 0.12498 | 0.12498 | 0.12498 | 0.12498 | 0.12498 | 0.12498 | 0.12498 | 0.12498 | 0.12498 | 0.12498 | 0.12498 | 0.12498 | 0.12498 | 0.12498 | 0.12498 | 0.12498 | 0.12498 | 0.12498 | 0.12498 | 0.12498 | 0.12498 | 0.12498 | 0.12498 | 0.12498 | 0.12498 | 0.12498 | 0.12498
2016 | 2016 | 2016 | 0 | 2018 |  |  | 0.6989 | Shawnee (TVA):1 | 0.6989 | 0.6989 | 0.6989 | 0.6989 | 0.6989 | 0.6989 | 0.6989 | 0.6989 | 0.6989 | 0.6989 | 0.6989 | 0.6989 | 0.6989 | 0.6989 | 0.6989 | 0.6989 | 0.48923 | 0.48923 | 0.048923 | 0.048923 | 0.048923 | 0.048923 | 0.048923 | 0.048923 | 0.048923 | 0.048923 | 0.048923 | 0.048923 | 0.048923 | 0.048923 | 0.048923 | 0.048923 | 0.048923 | 0.048923 | 0.048923 | 0.048923 | 0.048923 | 0.048923 | 0.048923 | 0.048923 | 0.048923 | 0.048923 | 0.048923 | 0.048923 | 0.048923 | 0.048923 | 0.048923 | 0.048923 | 0.048923 | 0.048923 | 0.048923 | 0.048923 | 0.048923 | 0.048923
2016 | 2016 | 2016 | 0 | 2018 |  |  | 0.6174 | Shawnee (TVA):10 | 0.6174 | 0.6174 | 0.6174 | 0.6174 | 0.6174 | 0.6174 | 0.6174 | 0.6174 | 0.6174 | 0.6174 | 0.6174 | 0.6174 | 0.6174 | 0.6174 | 0.6174 | 0.6174 | 0.43218 | 0.43218 | 0.043218 | 0.043218 | 0.043218 | 0.043218 | 0.043218 | 0.043218 | 0.043218 | 0.043218 | 0.043218 | 0.043218 | 0.043218 | 0.043218 | 0.043218 | 0.043218 | 0.043218 | 0.043218 | 0.043218 | 0.043218 | 0.043218 | 0.043218 | 0.043218 | 0.043218 | 0.043218 | 0.043218 | 0.043218 | 0.043218 | 0.043218 | 0.043218 | 0.043218 | 0.043218 | 0.043218 | 0.043218 | 0.043218 | 0.043218 | 0.043218 | 0.043218
2016 | 2016 | 2016 | 0 | 2018 |  |  | 0.7071 | Shawnee (TVA):2 | 0.7071 | 0.7071 | 0.7071 | 0.7071 | 0.7071 | 0.7071 | 0.7071 | 0.7071 | 0.7071 | 0.7071 | 0.7071 | 0.7071 | 0.7071 | 0.7071 | 0.7071 | 0.7071 | 0.49497 | 0.49497 | 0.049497 | 0.049497 | 0.049497 | 0.049497 | 0.049497 | 0.049497 | 0.049497 | 0.049497 | 0.049497 | 0.049497 | 0.049497 | 0.049497 | 0.049497 | 0.049497 | 0.049497 | 0.049497 | 0.049497 | 0.049497 | 0.049497 | 0.049497 | 0.049497 | 0.049497 | 0.049497 | 0.049497 | 0.049497 | 0.049497 | 0.049497 | 0.049497 | 0.049497 | 0.049497 | 0.049497 | 0.049497 | 0.049497 | 0.049497 | 0.049497 | 0.049497
2016 | 2016 | 2016 | 0 | 2018 |  |  | 0.7035 | Shawnee (TVA):3 | 0.7035 | 0.7035 | 0.7035 | 0.7035 | 0.7035 | 0.7035 | 0.7035 | 0.7035 | 0.7035 | 0.7035 | 0.7035 | 0.7035 | 0.7035 | 0.7035 | 0.7035 | 0.7035 | 0.49245 | 0.49245 | 0.049245 | 0.049245 | 0.049245 | 0.049245 | 0.049245 | 0.049245 | 0.049245 | 0.049245 | 0.049245 | 0.049245 | 0.049245 | 0.049245 | 0.049245 | 0.049245 | 0.049245 | 0.049245 | 0.049245 | 0.049245 | 0.049245 | 0.049245 | 0.049245 | 0.049245 | 0.049245 | 0.049245 | 0.049245 | 0.049245 | 0.049245 | 0.049245 | 0.049245 | 0.049245 | 0.049245 | 0.049245 | 0.049245 | 0.049245 | 0.049245 | 0.049245
2016 | 2016 | 2016 | 0 | 2018 |  |  | 0.7086 | Shawnee (TVA):4 | 0.7086 | 0.7086 | 0.7086 | 0.7086 | 0.7086 | 0.7086 | 0.7086 | 0.7086 | 0.7086 | 0.7086 | 0.7086 | 0.7086 | 0.7086 | 0.7086 | 0.7086 | 0.7086 | 0.49602 | 0.49602 | 0.049602 | 0.049602 | 0.049602 | 0.049602 | 0.049602 | 0.049602 | 0.049602 | 0.049602 | 0.049602 | 0.049602 | 0.049602 | 0.049602 | 0.049602 | 0.049602 | 0.049602 | 0.049602 | 0.049602 | 0.049602 | 0.049602 | 0.049602 | 0.049602 | 0.049602 | 0.049602 | 0.049602 | 0.049602 | 0.049602 | 0.049602 | 0.049602 | 0.049602 | 0.049602 | 0.049602 | 0.049602 | 0.049602 | 0.049602 | 0.049602 | 0.049602
2016 | 2016 | 2016 | 0 | 2018 |  |  | 0.7032 | Shawnee (TVA):5 | 0.7032 | 0.7032 | 0.7032 | 0.7032 | 0.7032 | 0.7032 | 0.7032 | 0.7032 | 0.7032 | 0.7032 | 0.7032 | 0.7032 | 0.7032 | 0.7032 | 0.7032 | 0.7032 | 0.49224 | 0.49224 | 0.049224 | 0.049224 | 0.049224 | 0.049224 | 0.049224 | 0.049224 | 0.049224 | 0.049224 | 0.049224 | 0.049224 | 0.049224 | 0.049224 | 0.049224 | 0.049224 | 0.049224 | 0.049224 | 0.049224 | 0.049224 | 0.049224 | 0.049224 | 0.049224 | 0.049224 | 0.049224 | 0.049224 | 0.049224 | 0.049224 | 0.049224 | 0.049224 | 0.049224 | 0.049224 | 0.049224 | 0.049224 | 0.049224 | 0.049224 | 0.049224 | 0.049224
2016 | 2016 | 2016 | 0 | 2018 |  |  | 0.6662 | Shawnee (TVA):6 | 0.6662 | 0.6662 | 0.6662 | 0.6662 | 0.6662 | 0.6662 | 0.6662 | 0.6662 | 0.6662 | 0.6662 | 0.6662 | 0.6662 | 0.6662 | 0.6662 | 0.6662 | 0.6662 | 0.46634 | 0.46634 | 0.046634 | 0.046634 | 0.046634 | 0.046634 | 0.046634 | 0.046634 | 0.046634 | 0.046634 | 0.046634 | 0.046634 | 0.046634 | 0.046634 | 0.046634 | 0.046634 | 0.046634 | 0.046634 | 0.046634 | 0.046634 | 0.046634 | 0.046634 | 0.046634 | 0.046634 | 0.046634 | 0.046634 | 0.046634 | 0.046634 | 0.046634 | 0.046634 | 0.046634 | 0.046634 | 0.046634 | 0.046634 | 0.046634 | 0.046634 | 0.046634 | 0.046634
2016 | 2016 | 2016 | 0 | 2018 |  |  | 0.6494 | Shawnee (TVA):7 | 0.6494 | 0.6494 | 0.6494 | 0.6494 | 0.6494 | 0.6494 | 0.6494 | 0.6494 | 0.6494 | 0.6494 | 0.6494 | 0.6494 | 0.6494 | 0.6494 | 0.6494 | 0.6494 | 0.45458 | 0.45458 | 0.045458 | 0.045458 | 0.045458 | 0.045458 | 0.045458 | 0.045458 | 0.045458 | 0.045458 | 0.045458 | 0.045458 | 0.045458 | 0.045458 | 0.045458 | 0.045458 | 0.045458 | 0.045458 | 0.045458 | 0.045458 | 0.045458 | 0.045458 | 0.045458 | 0.045458 | 0.045458 | 0.045458 | 0.045458 | 0.045458 | 0.045458 | 0.045458 | 0.045458 | 0.045458 | 0.045458 | 0.045458 | 0.045458 | 0.045458 | 0.045458 | 0.045458
2016 | 2016 | 2016 | 0 | 2018 |  |  | 0.6627 | Shawnee (TVA):8 | 0.6627 | 0.6627 | 0.6627 | 0.6627 | 0.6627 | 0.6627 | 0.6627 | 0.6627 | 0.6627 | 0.6627 | 0.6627 | 0.6627 | 0.6627 | 0.6627 | 0.6627 | 0.6627 | 0.46389 | 0.46389 | 0.046389 | 0.046389 | 0.046389 | 0.046389 | 0.046389 | 0.046389 | 0.046389 | 0.046389 | 0.046389 | 0.046389 | 0.046389 | 0.046389 | 0.046389 | 0.046389 | 0.046389 | 0.046389 | 0.046389 | 0.046389 | 0.046389 | 0.046389 | 0.046389 | 0.046389 | 0.046389 | 0.046389 | 0.046389 | 0.046389 | 0.046389 | 0.046389 | 0.046389 | 0.046389 | 0.046389 | 0.046389 | 0.046389 | 0.046389 | 0.046389 | 0.046389
2016 | 2016 | 2016 | 0 | 2018 |  |  | 0.659 | Shawnee (TVA):9 | 0.659 | 0.659 | 0.659 | 0.659 | 0.659 | 0.659 | 0.659 | 0.659 | 0.659 | 0.659 | 0.659 | 0.659 | 0.659 | 0.659 | 0.659 | 0.659 | 0.4613 | 0.4613 | 0.04613 | 0.04613 | 0.04613 | 0.04613 | 0.04613 | 0.04613 | 0.04613 | 0.04613 | 0.04613 | 0.04613 | 0.04613 | 0.04613 | 0.04613 | 0.04613 | 0.04613 | 0.04613 | 0.04613 | 0.04613 | 0.04613 | 0.04613 | 0.04613 | 0.04613 | 0.04613 | 0.04613 | 0.04613 | 0.04613 | 0.04613 | 0.04613 | 0.04613 | 0.04613 | 0.04613 | 0.04613 | 0.04613 | 0.04613 | 0.04613 | 0.04613
0 | 0 | 0 |  | 0 | 2013 | 0.93423 | 0.2707 | Coleman (WKEC):1 | 0.2707 | 0.2707 | 0.2707 | 0.2707 | 0.2707 | 0.2707 | 0.2707 | 0.2707 | 0.2707 | 0.2707 | 0.2707 | 0.2707 | 0.2707 | 0.2529 | 0.2529 | 0.2529 | 0.2529 | 0.2529 | 0.2529 | 0.2529 | 0.2529 | 0.2529 | 0.2529 | 0.2529 | 0.2529 | 0.2529 | 0.2529 | 0.2529 | 0.2529 | 0.2529 | 0.2529 | 0.2529 | 0.2529 | 0.2529 | 0.2529 | 0.2529 | 0.2529 | 0.2529 | 0.2529 | 0.2529 | 0.2529 | 0.2529 | 0.2529 | 0.2529 | 0.2529 | 0.2529 | 0.2529 | 0.2529 | 0.2529 | 0.2529 | 0.2529 | 0.2529 | 0.2529 | 0.2529
0 | 0 | 0 | 2017 | 0 | 2013 | 0.93423 | 0.3418 | Coleman (WKEC):2 | 0.3418 | 0.3418 | 0.3418 | 0.3418 | 0.3418 | 0.3418 | 0.3418 | 0.3418 | 0.3418 | 0.3418 | 0.3418 | 0.3418 | 0.3418 | 0.31932 | 0.31932 | 0.31932 | 0.31932 | 0.0063864 | 0.0063864 | 0.0063864 | 0.0063864 | 0.0063864 | 0.0063864 | 0.0063864 | 0.0063864 | 0.0063864 | 0.0063864 | 0.0063864 | 0.0063864 | 0.0063864 | 0.0063864 | 0.0063864 | 0.0063864 | 0.0063864 | 0.0063864 | 0.0063864 | 0.0063864 | 0.0063864 | 0.0063864 | 0.0063864 | 0.0063864 | 0.0063864 | 0.0063864 | 0.0063864 | 0.0063864 | 0.0063864 | 0.0063864 | 0.0063864 | 0.0063864 | 0.0063864 | 0.0063864 | 0.0063864 | 0.0063864 | 0.0063864
0 | 0 | 0 |  | 0 | 2013 | 0.93423 | 0.129 | Coleman (WKEC):3 | 0.129 | 0.129 | 0.129 | 0.129 | 0.129 | 0.129 | 0.129 | 0.129 | 0.129 | 0.129 | 0.129 | 0.129 | 0.129 | 0.12052 | 0.12052 | 0.12052 | 0.12052 | 0.12052 | 0.12052 | 0.12052 | 0.12052 | 0.12052 | 0.12052 | 0.12052 | 0.12052 | 0.12052 | 0.12052 | 0.12052 | 0.12052 | 0.12052 | 0.12052 | 0.12052 | 0.12052 | 0.12052 | 0.12052 | 0.12052 | 0.12052 | 0.12052 | 0.12052 | 0.12052 | 0.12052 | 0.12052 | 0.12052 | 0.12052 | 0.12052 | 0.12052 | 0.12052 | 0.12052 | 0.12052 | 0.12052 | 0.12052 | 0.12052 | 0.12052 | 0.12052
0 | 0 | 0 | 2017 | 0 | 2013 | 0.93718 | 0.4058 | Henderson II:1 | 0.4058 | 0.4058 | 0.4058 | 0.4058 | 0.4058 | 0.4058 | 0.4058 | 0.4058 | 0.4058 | 0.4058 | 0.4058 | 0.4058 | 0.4058 | 0.38031 | 0.38031 | 0.38031 | 0.38031 | 0.0076061 | 0.0076061 | 0.0076061 | 0.0076061 | 0.0076061 | 0.0076061 | 0.0076061 | 0.0076061 | 0.0076061 | 0.0076061 | 0.0076061 | 0.0076061 | 0.0076061 | 0.0076061 | 0.0076061 | 0.0076061 | 0.0076061 | 0.0076061 | 0.0076061 | 0.0076061 | 0.0076061 | 0.0076061 | 0.0076061 | 0.0076061 | 0.0076061 | 0.0076061 | 0.0076061 | 0.0076061 | 0.0076061 | 0.0076061 | 0.0076061 | 0.0076061 | 0.0076061 | 0.0076061 | 0.0076061 | 0.0076061 | 0.0076061
0 | 0 | 0 | 2017 | 0 | 2013 | 0.93718 | 0.4004 | Henderson II:2 | 0.4004 | 0.4004 | 0.4004 | 0.4004 | 0.4004 | 0.4004 | 0.4004 | 0.4004 | 0.4004 | 0.4004 | 0.4004 | 0.4004 | 0.4004 | 0.37525 | 0.37525 | 0.37525 | 0.37525 | 0.0075049 | 0.0075049 | 0.0075049 | 0.0075049 | 0.0075049 | 0.0075049 | 0.0075049 | 0.0075049 | 0.0075049 | 0.0075049 | 0.0075049 | 0.0075049 | 0.0075049 | 0.0075049 | 0.0075049 | 0.0075049 | 0.0075049 | 0.0075049 | 0.0075049 | 0.0075049 | 0.0075049 | 0.0075049 | 0.0075049 | 0.0075049 | 0.0075049 | 0.0075049 | 0.0075049 | 0.0075049 | 0.0075049 | 0.0075049 | 0.0075049 | 0.0075049 | 0.0075049 | 0.0075049 | 0.0075049 | 0.0075049 | 0.0075049
0 | 0 | 0 | 2017 | 0 | 2013 | 0.93898 | 4.6167 | Reid:1 | 4.6167 | 4.6167 | 4.6167 | 4.6167 | 4.6167 | 4.6167 | 4.6167 | 4.6167 | 4.6167 | 4.6167 | 4.6167 | 4.6167 | 4.6167 | 4.335 | 4.335 | 4.335 | 4.335 | 0.0867 | 0.0867 | 0.0867 | 0.0867 | 0.0867 | 0.0867 | 0.0867 | 0.0867 | 0.0867 | 0.0867 | 0.0867 | 0.0867 | 0.0867 | 0.0867 | 0.0867 | 0.0867 | 0.0867 | 0.0867 | 0.0867 | 0.0867 | 0.0867 | 0.0867 | 0.0867 | 0.0867 | 0.0867 | 0.0867 | 0.0867 | 0.0867 | 0.0867 | 0.0867 | 0.0867 | 0.0867 | 0.0867 | 0.0867 | 0.0867 | 0.0867 | 0.0867
0 | 0 | 0 | 0 | 0 |  |  | 0.75 | Reid:GT1 | 0.75 | 0.75 | 0.75 | 0.75 | 0.75 | 0.75 | 0.75 | 0.75 | 0.75 | 0.75 | 0.75 | 0.75 | 0.75 | 0.75 | 0.75 | 0.75 | 0.75 | 0.75 | 0.75 | 0.75 | 0.75 | 0.75 | 0.75 | 0.75 | 0.75 | 0.75 | 0.75 | 0.75 | 0.75 | 0.75 | 0.75 | 0.75 | 0.75 | 0.75 | 0.75 | 0.75 | 0.75 | 0.75 | 0.75 | 0.75 | 0.75 | 0.75 | 0.75 | 0.75 | 0.75 | 0.75 | 0.75 | 0.75 | 0.75 | 0.75 | 0.75 | 0.75 | 0.75 | 0.75
0 | 0 | 0 | 2017 | 0 |  |  | 2.0854 | Cooper:1 | 2.0854 | 2.0854 | 2.0854 | 2.0854 | 2.0854 | 2.0854 | 2.0854 | 2.0854 | 2.0854 | 2.0854 | 2.0854 | 2.0854 | 2.0854 | 2.0854 | 2.0854 | 2.0854 | 2.0854 | 0.041708 | 0.041708 | 0.041708 | 0.041708 | 0.041708 | 0.041708 | 0.041708 | 0.041708 | 0.041708 | 0.041708 | 0.041708 | 0.041708 | 0.041708 | 0.041708 | 0.041708 | 0.041708 | 0.041708 | 0.041708 | 0.041708 | 0.041708 | 0.041708 | 0.041708 | 0.041708 | 0.041708 | 0.041708 | 0.041708 | 0.041708 | 0.041708 | 0.041708 | 0.041708 | 0.041708 | 0.041708 | 0.041708 | 0.041708 | 0.041708 | 0.041708 | 0.041708
0 | 0 | 0 |  | 0 |  |  | 0.10454 | Cooper:2 | 2.0908 | 2.0908 | 2.0908 | 2.0908 | 2.0908 | 2.0908 | 2.0908 | 2.0908 | 2.0908 | 2.0908 | 2.0908 | 2.0908 | 0.10454 | 0.10454 | 0.10454 | 0.10454 | 0.10454 | 0.10454 | 0.10454 | 0.10454 | 0.10454 | 0.10454 | 0.10454 | 0.10454 | 0.10454 | 0.10454 | 0.10454 | 0.10454 | 0.10454 | 0.10454 | 0.10454 | 0.10454 | 0.10454 | 0.10454 | 0.10454 | 0.10454 | 0.10454 | 0.10454 | 0.10454 | 0.10454 | 0.10454 | 0.10454 | 0.10454 | 0.10454 | 0.10454 | 0.10454 | 0.10454 | 0.10454 | 0.10454 | 0.10454 | 0.10454 | 0.10454 | 0.10454 | 0.10454
2017 | 2017 | 2017 | 0 | 2020 |  |  | 1.3958 | Dale (EKPC):1 | 1.3958 | 1.3958 | 1.3958 | 1.3958 | 1.3958 | 1.3958 | 1.3958 | 1.3958 | 1.3958 | 1.3958 | 1.3958 | 1.3958 | 1.3958 | 1.3958 | 1.3958 | 1.3958 | 1.3958 | 0.97706 | 0.97706 | 0.97706 | 0.097706 | 0.097706 | 0.097706 | 0.097706 | 0.097706 | 0.097706 | 0.097706 | 0.097706 | 0.097706 | 0.097706 | 0.097706 | 0.097706 | 0.097706 | 0.097706 | 0.097706 | 0.097706 | 0.097706 | 0.097706 | 0.097706 | 0.097706 | 0.097706 | 0.097706 | 0.097706 | 0.097706 | 0.097706 | 0.097706 | 0.097706 | 0.097706 | 0.097706 | 0.097706 | 0.097706 | 0.097706 | 0.097706 | 0.097706
2017 | 2017 | 2017 | 0 | 2020 |  |  | 1.3938 | Dale (EKPC):2 | 1.3938 | 1.3938 | 1.3938 | 1.3938 | 1.3938 | 1.3938 | 1.3938 | 1.3938 | 1.3938 | 1.3938 | 1.3938 | 1.3938 | 1.3938 | 1.3938 | 1.3938 | 1.3938 | 1.3938 | 0.97566 | 0.97566 | 0.97566 | 0.097566 | 0.097566 | 0.097566 | 0.097566 | 0.097566 | 0.097566 | 0.097566 | 0.097566 | 0.097566 | 0.097566 | 0.097566 | 0.097566 | 0.097566 | 0.097566 | 0.097566 | 0.097566 | 0.097566 | 0.097566 | 0.097566 | 0.097566 | 0.097566 | 0.097566 | 0.097566 | 0.097566 | 0.097566 | 0.097566 | 0.097566 | 0.097566 | 0.097566 | 0.097566 | 0.097566 | 0.097566 | 0.097566 | 0.097566
2017 | 2017 | 2017 | 0 | 2019 |  |  | 1.4351 | Dale (EKPC):3 | 1.4351 | 1.4351 | 1.4351 | 1.4351 | 1.4351 | 1.4351 | 1.4351 | 1.4351 | 1.4351 | 1.4351 | 1.4351 | 1.4351 | 1.4351 | 1.4351 | 1.4351 | 1.4351 | 1.4351 | 1.0046 | 1.0046 | 0.10046 | 0.10046 | 0.10046 | 0.10046 | 0.10046 | 0.10046 | 0.10046 | 0.10046 | 0.10046 | 0.10046 | 0.10046 | 0.10046 | 0.10046 | 0.10046 | 0.10046 | 0.10046 | 0.10046 | 0.10046 | 0.10046 | 0.10046 | 0.10046 | 0.10046 | 0.10046 | 0.10046 | 0.10046 | 0.10046 | 0.10046 | 0.10046 | 0.10046 | 0.10046 | 0.10046 | 0.10046 | 0.10046 | 0.10046 | 0.10046
2017 | 2017 | 2017 | 0 | 2019 |  |  | 1.4236 | Dale (EKPC):4 | 1.4236 | 1.4236 | 1.4236 | 1.4236 | 1.4236 | 1.4236 | 1.4236 | 1.4236 | 1.4236 | 1.4236 | 1.4236 | 1.4236 | 1.4236 | 1.4236 | 1.4236 | 1.4236 | 1.4236 | 0.99652 | 0.99652 | 0.099652 | 0.099652 | 0.099652 | 0.099652 | 0.099652 | 0.099652 | 0.099652 | 0.099652 | 0.099652 | 0.099652 | 0.099652 | 0.099652 | 0.099652 | 0.099652 | 0.099652 | 0.099652 | 0.099652 | 0.099652 | 0.099652 | 0.099652 | 0.099652 | 0.099652 | 0.099652 | 0.099652 | 0.099652 | 0.099652 | 0.099652 | 0.099652 | 0.099652 | 0.099652 | 0.099652 | 0.099652 | 0.099652 | 0.099652 | 0.099652
0 | 2016 | 0 | 0 | 2016 |  |  | 0.7565 | Nelson:6 | 0.7565 | 0.7565 | 0.7565 | 0.7565 | 0.7565 | 0.7565 | 0.7565 | 0.7565 | 0.7565 | 0.7565 | 0.7565 | 0.7565 | 0.7565 | 0.7565 | 0.7565 | 0.7565 | 0.07565 | 0.07565 | 0.07565 | 0.07565 | 0.07565 | 0.07565 | 0.07565 | 0.07565 | 0.07565 | 0.07565 | 0.07565 | 0.07565 | 0.07565 | 0.07565 | 0.07565 | 0.07565 | 0.07565 | 0.07565 | 0.07565 | 0.07565 | 0.07565 | 0.07565 | 0.07565 | 0.07565 | 0.07565 | 0.07565 | 0.07565 | 0.07565 | 0.07565 | 0.07565 | 0.07565 | 0.07565 | 0.07565 | 0.07565 | 0.07565 | 0.07565 | 0.07565 | 0.07565
[7 empty] | 0.65 | Teche:1 | 1.6 | 1.6 | 1.6 | 1.6 | 1.6 | 1.6 | 1.6 | 1.6 | 1.6 | 1.6 | 1.6 | 1.6 | 1.6 | 0.65 | 0.65 | 0.65 | 0.65 | 0.65 | 0.65 | 0.65 | 0.65 | 0.65 | 0.65 | 0.65 | 0.65 | 0.65 | 0.65 | 0.65 | 0.65 | 0.65 | 0.65 | 0.65 | 0.65 | 0.65 | 0.65 | 0.65 | 0.65 | 0.65 | 0.65 | 0.65 | 0.65 | 0.65 | 0.65 | 0.65 | 0.65 | 0.65 | 0.65 | 0.65 | 0.65 | 0.65 | 0.65 | 0.65 | 0.65 | 0.65
[7 empty] | 0.75 | A.B. Paterson:5 | 0.75 | 0.75 | 0.75 | 0.75 | 0.75 | 0.75 | 0.75 | 0.75 | 0.75 | 0.75 | 0.75 | 0.75 | 0.75 | 0.75 | 0.75 | 0.75 | 0.75 | 0.75 | 0.75 | 0.75 | 0.75 | 0.75 | 0.75 | 0.75 | 0.75 | 0.75 | 0.75 | 0.75 | 0.75 | 0.75 | 0.75 | 0.75 | 0.75 | 0.75 | 0.75 | 0.75 | 0.75 | 0.75 | 0.75 | 0.75 | 0.75 | 0.75 | 0.75 | 0.75 | 0.75 | 0.75 | 0.75 | 0.75 | 0.75 | 0.75 | 0.75 | 0.75 | 0.75 | 0.75
0 | 0 | 0 |  | 0 |  |  | 0 | Bar Harbor:ALL | 0 | 0 | 0 | 0 | 0 | 0 | 0 | 0 | 0 | 0 | 0 | 0 | 0 | 0 | 0 | 0 | 0 | 0 | 0 | 0 | 0 | 0 | 0 | 0 | 0 | 0 | 0 | 0 | 0 | 0 | 0 | 0 | 0 | 0 | 0 | 0 | 0 | 0 | 0 | 0 | 0 | 0 | 0 | 0 | 0 | 0 | 0 | 0 | 0 | 0 | 0 | 0 | 0 | 0
0 | 0 | 0 |  | 0 |  |  | 0 | Eastport:ALL | 0 | 0 | 0 | 0 | 0 | 0 | 0 | 0 | 0 | 0 | 0 | 0 | 0 | 0 | 0 | 0 | 0 | 0 | 0 | 0 | 0 | 0 | 0 | 0 | 0 | 0 | 0 | 0 | 0 | 0 | 0 | 0 | 0 | 0 | 0 | 0 | 0 | 0 | 0 | 0 | 0 | 0 | 0 | 0 | 0 | 0 | 0 | 0 | 0 | 0 | 0 | 0 | 0 | 0
0 | 0 | 0 |  | 0 |  |  | 0 | Medway:ALL | 0 | 0 | 0 | 0 | 0 | 0 | 0 | 0 | 0 | 0 | 0 | 0 | 0 | 0 | 0 | 0 | 0 | 0 | 0 | 0 | 0 | 0 | 0 | 0 | 0 | 0 | 0 | 0 | 0 | 0 | 0 | 0 | 0 | 0 | 0 | 0 | 0 | 0 | 0 | 0 | 0 | 0 | 0 | 0 | 0 | 0 | 0 | 0 | 0 | 0 | 0 | 0 | 0 | 0
0 | 0 | 0 |  | 0 |  |  | 0 | Cape Gas Turbine:GT4 | 0 | 0 | 0 | 0 | 0 | 0 | 0 | 0 | 0 | 0 | 0 | 0 | 0 | 0 | 0 | 0 | 0 | 0 | 0 | 0 | 0 | 0 | 0 | 0 | 0 | 0 | 0 | 0 | 0 | 0 | 0 | 0 | 0 | 0 | 0 | 0 | 0 | 0 | 0 | 0 | 0 | 0 | 0 | 0 | 0 | 0 | 0 | 0 | 0 | 0 | 0 | 0 | 0 | 0
[7 empty] | 0 | Cape Gas Turbine:GT5 | 0 | 0 | 0 | 0 | 0 | 0 | 0 | 0 | 0 | 0 | 0 | 0 | 0 | 0 | 0 | 0 | 0 | 0 | 0 | 0 | 0 | 0 | 0 | 0 | 0 | 0 | 0 | 0 | 0 | 0 | 0 | 0 | 0 | 0 | 0 | 0 | 0 | 0 | 0 | 0 | 0 | 0 | 0 | 0 | 0 | 0 | 0 | 0 | 0 | 0 | 0 | 0 | 0 | 0
[7 empty] | 0 | Mason Steam:3 | 0 | 0 | 0 | 0 | 0 | 0 | 0 | 0 | 0 | 0 | 0 | 0 | 0 | 0 | 0 | 0 | 0 | 0 | 0 | 0 | 0 | 0 | 0 | 0 | 0 | 0 | 0 | 0 | 0 | 0 | 0 | 0 | 0 | 0 | 0 | 0 | 0 | 0 | 0 | 0 | 0 | 0 | 0 | 0 | 0 | 0 | 0 | 0 | 0 | 0 | 0 | 0 | 0 | 0
[7 empty] | 0 | Mason Steam:4 | 0 | 0 | 0 | 0 | 0 | 0 | 0 | 0 | 0 | 0 | 0 | 0 | 0 | 0 | 0 | 0 | 0 | 0 | 0 | 0 | 0 | 0 | 0 | 0 | 0 | 0 | 0 | 0 | 0 | 0 | 0 | 0 | 0 | 0 | 0 | 0 | 0 | 0 | 0 | 0 | 0 | 0 | 0 | 0 | 0 | 0 | 0 | 0 | 0 | 0 | 0 | 0 | 0 | 0
[7 empty] | 0 | Mason Steam:5 | 0 | 0 | 0 | 0 | 0 | 0 | 0 | 0 | 0 | 0 | 0 | 0 | 0 | 0 | 0 | 0 | 0 | 0 | 0 | 0 | 0 | 0 | 0 | 0 | 0 | 0 | 0 | 0 | 0 | 0 | 0 | 0 | 0 | 0 | 0 | 0 | 0 | 0 | 0 | 0 | 0 | 0 | 0 | 0 | 0 | 0 | 0 | 0 | 0 | 0 | 0 | 0 | 0 | 0
0 | 0 | 0 | 0 | 0 |  |  | 1.228 | W.F. Wyman:1 | 1.228 | 1.228 | 1.228 | 1.228 | 1.228 | 1.228 | 1.228 | 1.228 | 1.228 | 1.228 | 1.228 | 1.228 | 1.228 | 1.228 | 1.228 | 1.228 | 1.228 | 1.228 | 1.228 | 1.228 | 1.228 | 1.228 | 1.228 | 1.228 | 1.228 | 1.228 | 1.228 | 1.228 | 1.228 | 1.228 | 1.228 | 1.228 | 1.228 | 1.228 | 1.228 | 1.228 | 1.228 | 1.228 | 1.228 | 1.228 | 1.228 | 1.228 | 1.228 | 1.228 | 1.228 | 1.228 | 1.228 | 1.228 | 1.228 | 1.228 | 1.228 | 1.228 | 1.228 | 1.228
0 | 0 | 0 | 0 | 0 |  |  | 1.346 | W.F. Wyman:2 | 1.346 | 1.346 | 1.346 | 1.346 | 1.346 | 1.346 | 1.346 | 1.346 | 1.346 | 1.346 | 1.346 | 1.346 | 1.346 | 1.346 | 1.346 | 1.346 | 1.346 | 1.346 | 1.346 | 1.346 | 1.346 | 1.346 | 1.346 | 1.346 | 1.346 | 1.346 | 1.346 | 1.346 | 1.346 | 1.346 | 1.346 | 1.346 | 1.346 | 1.346 | 1.346 | 1.346 | 1.346 | 1.346 | 1.346 | 1.346 | 1.346 | 1.346 | 1.346 | 1.346 | 1.346 | 1.346 | 1.346 | 1.346 | 1.346 | 1.346 | 1.346 | 1.346 | 1.346 | 1.346
0 | 0 | 0 | 0 | 0 |  |  | 1.313 | W.F. Wyman:3 | 1.313 | 1.313 | 1.313 | 1.313 | 1.313 | 1.313 | 1.313 | 1.313 | 1.313 | 1.313 | 1.313 | 1.313 | 1.313 | 1.313 | 1.313 | 1.313 | 1.313 | 1.313 | 1.313 | 1.313 | 1.313 | 1.313 | 1.313 | 1.313 | 1.313 | 1.313 | 1.313 | 1.313 | 1.313 | 1.313 | 1.313 | 1.313 | 1.313 | 1.313 | 1.313 | 1.313 | 1.313 | 1.313 | 1.313 | 1.313 | 1.313 | 1.313 | 1.313 | 1.313 | 1.313 | 1.313 | 1.313 | 1.313 | 1.313 | 1.313 | 1.313 | 1.313 | 1.313 | 1.313
0 | 0 | 0 | 0 | 0 |  |  | 0.654 | W.F. Wyman:4 | 0.654 | 0.654 | 0.654 | 0.654 | 0.654 | 0.654 | 0.654 | 0.654 | 0.654 | 0.654 | 0.654 | 0.654 | 0.654 | 0.654 | 0.654 | 0.654 | 0.654 | 0.654 | 0.654 | 0.654 | 0.654 | 0.654 | 0.654 | 0.654 | 0.654 | 0.654 | 0.654 | 0.654 | 0.654 | 0.654 | 0.654 | 0.654 | 0.654 | 0.654 | 0.654 | 0.654 | 0.654 | 0.654 | 0.654 | 0.654 | 0.654 | 0.654 | 0.654 | 0.654 | 0.654 | 0.654 | 0.654 | 0.654 | 0.654 | 0.654 | 0.654 | 0.654 | 0.654 | 0.654
0 | 0 | 0 |  | 0 |  |  | 0 | Flos Inn:ALL | 0 | 0 | 0 | 0 | 0 | 0 | 0 | 0 | 0 | 0 | 0 | 0 | 0 | 0 | 0 | 0 | 0 | 0 | 0 | 0 | 0 | 0 | 0 | 0 | 0 | 0 | 0 | 0 | 0 | 0 | 0 | 0 | 0 | 0 | 0 | 0 | 0 | 0 | 0 | 0 | 0 | 0 | 0 | 0 | 0 | 0 | 0 | 0 | 0 | 0 | 0 | 0 | 0 | 0
2015 | 2015 | 2015 | 0 | 2017 |  |  | 0.7191 | Crane:1 | 0.7191 | 0.7191 | 0.7191 | 0.7191 | 0.7191 | 0.7191 | 0.7191 | 0.7191 | 0.7191 | 0.7191 | 0.7191 | 0.7191 | 0.7191 | 0.7191 | 0.7191 | 0.50337 | 0.50337 | 0.050337 | 0.050337 | 0.050337 | 0.050337 | 0.050337 | 0.050337 | 0.050337 | 0.050337 | 0.050337 | 0.050337 | 0.050337 | 0.050337 | 0.050337 | 0.050337 | 0.050337 | 0.050337 | 0.050337 | 0.050337 | 0.050337 | 0.050337 | 0.050337 | 0.050337 | 0.050337 | 0.050337 | 0.050337 | 0.050337 | 0.050337 | 0.050337 | 0.050337 | 0.050337 | 0.050337 | 0.050337 | 0.050337 | 0.050337 | 0.050337 | 0.050337 | 0.050337
[7 empty] | 0.3 | Crane:GT1 | 0.3 | 0.3 | 0.3 | 0.3 | 0.3 | 0.3 | 0.3 | 0.3 | 0.3 | 0.3 | 0.3 | 0.3 | 0.3 | 0.3 | 0.3 | 0.3 | 0.3 | 0.3 | 0.3 | 0.3 | 0.3 | 0.3 | 0.3 | 0.3 | 0.3 | 0.3 | 0.3 | 0.3 | 0.3 | 0.3 | 0.3 | 0.3 | 0.3 | 0.3 | 0.3 | 0.3 | 0.3 | 0.3 | 0.3 | 0.3 | 0.3 | 0.3 | 0.3 | 0.3 | 0.3 | 0.3 | 0.3 | 0.3 | 0.3 | 0.3 | 0.3 | 0.3 | 0.3 | 0.3
2015 | 2015 | 2015 | 0 | 2017 |  |  | 1.332 | Crane:2 | 1.332 | 1.332 | 1.332 | 1.332 | 1.332 | 1.332 | 1.332 | 1.332 | 1.332 | 1.332 | 1.332 | 1.332 | 1.332 | 1.332 | 1.332 | 0.9324 | 0.9324 | 0.09324 | 0.09324 | 0.09324 | 0.09324 | 0.09324 | 0.09324 | 0.09324 | 0.09324 | 0.09324 | 0.09324 | 0.09324 | 0.09324 | 0.09324 | 0.09324 | 0.09324 | 0.09324 | 0.09324 | 0.09324 | 0.09324 | 0.09324 | 0.09324 | 0.09324 | 0.09324 | 0.09324 | 0.09324 | 0.09324 | 0.09324 | 0.09324 | 0.09324 | 0.09324 | 0.09324 | 0.09324 | 0.09324 | 0.09324 | 0.09324 | 0.09324 | 0.09324
0 | 0 | 0 | 0 | 0 |  |  | 0.862 | Gould Street:3 | 0.862 | 0.862 | 0.862 | 0.862 | 0.862 | 0.862 | 0.862 | 0.862 | 0.862 | 0.862 | 0.862 | 0.862 | 0.862 | 0.862 | 0.862 | 0.862 | 0.862 | 0.862 | 0.862 | 0.862 | 0.862 | 0.862 | 0.862 | 0.862 | 0.862 | 0.862 | 0.862 | 0.862 | 0.862 | 0.862 | 0.862 | 0.862 | 0.862 | 0.862 | 0.862 | 0.862 | 0.862 | 0.862 | 0.862 | 0.862 | 0.862 | 0.862 | 0.862 | 0.862 | 0.862 | 0.862 | 0.862 | 0.862 | 0.862 | 0.862 | 0.862 | 0.862 | 0.862 | 0.862
0 | 0 | 0 |  | 0 |  |  | 0.229 | Wagner:GT1 | 0.229 | 0.229 | 0.229 | 0.229 | 0.229 | 0.229 | 0.229 | 0.229 | 0.229 | 0.229 | 0.229 | 0.229 | 0.229 | 0.229 | 0.229 | 0.229 | 0.229 | 0.229 | 0.229 | 0.229 | 0.229 | 0.229 | 0.229 | 0.229 | 0.229 | 0.229 | 0.229 | 0.229 | 0.229 | 0.229 | 0.229 | 0.229 | 0.229 | 0.229 | 0.229 | 0.229 | 0.229 | 0.229 | 0.229 | 0.229 | 0.229 | 0.229 | 0.229 | 0.229 | 0.229 | 0.229 | 0.229 | 0.229 | 0.229 | 0.229 | 0.229 | 0.229 | 0.229 | 0.229
2016 | 2016 | 2016 | 0 | 2018 |  |  | 1.4832 | Wagner:2 | 1.4832 | 1.4832 | 1.4832 | 1.4832 | 1.4832 | 1.4832 | 1.4832 | 1.4832 | 1.4832 | 1.4832 | 1.4832 | 1.4832 | 1.4832 | 1.4832 | 1.4832 | 1.4832 | 1.0382 | 1.0382 | 0.10382 | 0.10382 | 0.10382 | 0.10382 | 0.10382 | 0.10382 | 0.10382 | 0.10382 | 0.10382 | 0.10382 | 0.10382 | 0.10382 | 0.10382 | 0.10382 | 0.10382 | 0.10382 | 0.10382 | 0.10382 | 0.10382 | 0.10382 | 0.10382 | 0.10382 | 0.10382 | 0.10382 | 0.10382 | 0.10382 | 0.10382 | 0.10382 | 0.10382 | 0.10382 | 0.10382 | 0.10382 | 0.10382 | 0.10382 | 0.10382 | 0.10382
2015 | 2015 | 2015 | 0 | 2017 |  |  | 1.2569 | Wagner:3 | 1.2569 | 1.2569 | 1.2569 | 1.2569 | 1.2569 | 1.2569 | 1.2569 | 1.2569 | 1.2569 | 1.2569 | 1.2569 | 1.2569 | 1.2569 | 1.2569 | 1.2569 | 0.87983 | 0.87983 | 0.087983 | 0.087983 | 0.087983 | 0.087983 | 0.087983 | 0.087983 | 0.087983 | 0.087983 | 0.087983 | 0.087983 | 0.087983 | 0.087983 | 0.087983 | 0.087983 | 0.087983 | 0.087983 | 0.087983 | 0.087983 | 0.087983 | 0.087983 | 0.087983 | 0.087983 | 0.087983 | 0.087983 | 0.087983 | 0.087983 | 0.087983 | 0.087983 | 0.087983 | 0.087983 | 0.087983 | 0.087983 | 0.087983 | 0.087983 | 0.087983 | 0.087983 | 0.087983
0 | 0 | 0 | 0 | 0 |  |  | 0.554 | Wagner:4 | 0.554 | 0.554 | 0.554 | 0.554 | 0.554 | 0.554 | 0.554 | 0.554 | 0.554 | 0.554 | 0.554 | 0.554 | 0.554 | 0.554 | 0.554 | 0.554 | 0.554 | 0.554 | 0.554 | 0.554 | 0.554 | 0.554 | 0.554 | 0.554 | 0.554 | 0.554 | 0.554 | 0.554 | 0.554 | 0.554 | 0.554 | 0.554 | 0.554 | 0.554 | 0.554 | 0.554 | 0.554 | 0.554 | 0.554 | 0.554 | 0.554 | 0.554 | 0.554 | 0.554 | 0.554 | 0.554 | 0.554 | 0.554 | 0.554 | 0.554 | 0.554 | 0.554 | 0.554 | 0.554
0 | 0 | 0 |  | 0 |  |  | 0.019 | Perryman:GT1 | 0.019 | 0.019 | 0.019 | 0.019 | 0.019 | 0.019 | 0.019 | 0.019 | 0.019 | 0.019 | 0.019 | 0.019 | 0.019 | 0.019 | 0.019 | 0.019 | 0.019 | 0.019 | 0.019 | 0.019 | 0.019 | 0.019 | 0.019 | 0.019 | 0.019 | 0.019 | 0.019 | 0.019 | 0.019 | 0.019 | 0.019 | 0.019 | 0.019 | 0.019 | 0.019 | 0.019 | 0.019 | 0.019 | 0.019 | 0.019 | 0.019 | 0.019 | 0.019 | 0.019 | 0.019 | 0.019 | 0.019 | 0.019 | 0.019 | 0.019 | 0.019 | 0.019 | 0.019 | 0.019
0 | 0 | 0 |  | 0 |  |  | 0.019 | Perryman:GT2 | 0.019 | 0.019 | 0.019 | 0.019 | 0.019 | 0.019 | 0.019 | 0.019 | 0.019 | 0.019 | 0.019 | 0.019 | 0.019 | 0.019 | 0.019 | 0.019 | 0.019 | 0.019 | 0.019 | 0.019 | 0.019 | 0.019 | 0.019 | 0.019 | 0.019 | 0.019 | 0.019 | 0.019 | 0.019 | 0.019 | 0.019 | 0.019 | 0.019 | 0.019 | 0.019 | 0.019 | 0.019 | 0.019 | 0.019 | 0.019 | 0.019 | 0.019 | 0.019 | 0.019 | 0.019 | 0.019 | 0.019 | 0.019 | 0.019 | 0.019 | 0.019 | 0.019 | 0.019 | 0.019
0 | 0 | 0 |  | 0 |  |  | 0.019 | Perryman:GT3 | 0.019 | 0.019 | 0.019 | 0.019 | 0.019 | 0.019 | 0.019 | 0.019 | 0.019 | 0.019 | 0.019 | 0.019 | 0.019 | 0.019 | 0.019 | 0.019 | 0.019 | 0.019 | 0.019 | 0.019 | 0.019 | 0.019 | 0.019 | 0.019 | 0.019 | 0.019 | 0.019 | 0.019 | 0.019 | 0.019 | 0.019 | 0.019 | 0.019 | 0.019 | 0.019 | 0.019 | 0.019 | 0.019 | 0.019 | 0.019 | 0.019 | 0.019 | 0.019 | 0.019 | 0.019 | 0.019 | 0.019 | 0.019 | 0.019 | 0.019 | 0.019 | 0.019 | 0.019 | 0.019
0 | 0 | 0 |  | 0 |  |  | 0.019 | Perryman:GT4 | 0.019 | 0.019 | 0.019 | 0.019 | 0.019 | 0.019 | 0.019 | 0.019 | 0.019 | 0.019 | 0.019 | 0.019 | 0.019 | 0.019 | 0.019 | 0.019 | 0.019 | 0.019 | 0.019 | 0.019 | 0.019 | 0.019 | 0.019 | 0.019 | 0.019 | 0.019 | 0.019 | 0.019 | 0.019 | 0.019 | 0.019 | 0.019 | 0.019 | 0.019 | 0.019 | 0.019 | 0.019 | 0.019 | 0.019 | 0.019 | 0.019 | 0.019 | 0.019 | 0.019 | 0.019 | 0.019 | 0.019 | 0.019 | 0.019 | 0.019 | 0.019 | 0.019 | 0.019 | 0.019
0 | 0 | 0 | 0 | 0 |  |  | 0.75 | Philadelphia Road:GT1 | 0.75 | 0.75 | 0.75 | 0.75 | 0.75 | 0.75 | 0.75 | 0.75 | 0.75 | 0.75 | 0.75 | 0.75 | 0.75 | 0.75 | 0.75 | 0.75 | 0.75 | 0.75 | 0.75 | 0.75 | 0.75 | 0.75 | 0.75 | 0.75 | 0.75 | 0.75 | 0.75 | 0.75 | 0.75 | 0.75 | 0.75 | 0.75 | 0.75 | 0.75 | 0.75 | 0.75 | 0.75 | 0.75 | 0.75 | 0.75 | 0.75 | 0.75 | 0.75 | 0.75 | 0.75 | 0.75 | 0.75 | 0.75 | 0.75 | 0.75 | 0.75 | 0.75 | 0.75 | 0.75
0 | 0 | 0 | 0 | 0 |  |  | 0.75 | Philadelphia Road:GT2 | 0.75 | 0.75 | 0.75 | 0.75 | 0.75 | 0.75 | 0.75 | 0.75 | 0.75 | 0.75 | 0.75 | 0.75 | 0.75 | 0.75 | 0.75 | 0.75 | 0.75 | 0.75 | 0.75 | 0.75 | 0.75 | 0.75 | 0.75 | 0.75 | 0.75 | 0.75 | 0.75 | 0.75 | 0.75 | 0.75 | 0.75 | 0.75 | 0.75 | 0.75 | 0.75 | 0.75 | 0.75 | 0.75 | 0.75 | 0.75 | 0.75 | 0.75 | 0.75 | 0.75 | 0.75 | 0.75 | 0.75 | 0.75 | 0.75 | 0.75 | 0.75 | 0.75 | 0.75 | 0.75
0 | 0 | 0 | 0 | 0 |  |  | 0.75 | Philadelphia Road:GT3 | 0.75 | 0.75 | 0.75 | 0.75 | 0.75 | 0.75 | 0.75 | 0.75 | 0.75 | 0.75 | 0.75 | 0.75 | 0.75 | 0.75 | 0.75 | 0.75 | 0.75 | 0.75 | 0.75 | 0.75 | 0.75 | 0.75 | 0.75 | 0.75 | 0.75 | 0.75 | 0.75 | 0.75 | 0.75 | 0.75 | 0.75 | 0.75 | 0.75 | 0.75 | 0.75 | 0.75 | 0.75 | 0.75 | 0.75 | 0.75 | 0.75 | 0.75 | 0.75 | 0.75 | 0.75 | 0.75 | 0.75 | 0.75 | 0.75 | 0.75 | 0.75 | 0.75 | 0.75 | 0.75
0 | 0 | 0 | 0 | 0 |  |  | 0.75 | Philadelphia Road:GT4 | 0.75 | 0.75 | 0.75 | 0.75 | 0.75 | 0.75 | 0.75 | 0.75 | 0.75 | 0.75 | 0.75 | 0.75 | 0.75 | 0.75 | 0.75 | 0.75 | 0.75 | 0.75 | 0.75 | 0.75 | 0.75 | 0.75 | 0.75 | 0.75 | 0.75 | 0.75 | 0.75 | 0.75 | 0.75 | 0.75 | 0.75 | 0.75 | 0.75 | 0.75 | 0.75 | 0.75 | 0.75 | 0.75 | 0.75 | 0.75 | 0.75 | 0.75 | 0.75 | 0.75 | 0.75 | 0.75 | 0.75 | 0.75 | 0.75 | 0.75 | 0.75 | 0.75 | 0.75 | 0.75
0 | 0 | 0 | 0 | 0 |  |  | 0.75 | Riverside (CONST):7 | 0.75 | 0.75 | 0.75 | 0.75 | 0.75 | 0.75 | 0.75 | 0.75 | 0.75 | 0.75 | 0.75 | 0.75 | 0.75 | 0.75 | 0.75 | 0.75 | 0.75 | 0.75 | 0.75 | 0.75 | 0.75 | 0.75 | 0.75 | 0.75 | 0.75 | 0.75 | 0.75 | 0.75 | 0.75 | 0.75 | 0.75 | 0.75 | 0.75 | 0.75 | 0.75 | 0.75 | 0.75 | 0.75 | 0.75 | 0.75 | 0.75 | 0.75 | 0.75 | 0.75 | 0.75 | 0.75 | 0.75 | 0.75 | 0.75 | 0.75 | 0.75 | 0.75 | 0.75 | 0.75
0 | 0 | 0 | 0 | 0 |  |  | 0.75 | Riverside (CONST):8 | 0.75 | 0.75 | 0.75 | 0.75 | 0.75 | 0.75 | 0.75 | 0.75 | 0.75 | 0.75 | 0.75 | 0.75 | 0.75 | 0.75 | 0.75 | 0.75 | 0.75 | 0.75 | 0.75 | 0.75 | 0.75 | 0.75 | 0.75 | 0.75 | 0.75 | 0.75 | 0.75 | 0.75 | 0.75 | 0.75 | 0.75 | 0.75 | 0.75 | 0.75 | 0.75 | 0.75 | 0.75 | 0.75 | 0.75 | 0.75 | 0.75 | 0.75 | 0.75 | 0.75 | 0.75 | 0.75 | 0.75 | 0.75 | 0.75 | 0.75 | 0.75 | 0.75 | 0.75 | 0.75
0 | 0 | 0 | 0 | 0 |  |  | 0.75 | Crisfield:ALL | 0.75 | 0.75 | 0.75 | 0.75 | 0.75 | 0.75 | 0.75 | 0.75 | 0.75 | 0.75 | 0.75 | 0.75 | 0.75 | 0.75 | 0.75 | 0.75 | 0.75 | 0.75 | 0.75 | 0.75 | 0.75 | 0.75 | 0.75 | 0.75 | 0.75 | 0.75 | 0.75 | 0.75 | 0.75 | 0.75 | 0.75 | 0.75 | 0.75 | 0.75 | 0.75 | 0.75 | 0.75 | 0.75 | 0.75 | 0.75 | 0.75 | 0.75 | 0.75 | 0.75 | 0.75 | 0.75 | 0.75 | 0.75 | 0.75 | 0.75 | 0.75 | 0.75 | 0.75 | 0.75
0 | 0 | 0 | 0 | 0 |  |  | 0.75 | Vienna:10 | 0.75 | 0.75 | 0.75 | 0.75 | 0.75 | 0.75 | 0.75 | 0.75 | 0.75 | 0.75 | 0.75 | 0.75 | 0.75 | 0.75 | 0.75 | 0.75 | 0.75 | 0.75 | 0.75 | 0.75 | 0.75 | 0.75 | 0.75 | 0.75 | 0.75 | 0.75 | 0.75 | 0.75 | 0.75 | 0.75 | 0.75 | 0.75 | 0.75 | 0.75 | 0.75 | 0.75 | 0.75 | 0.75 | 0.75 | 0.75 | 0.75 | 0.75 | 0.75 | 0.75 | 0.75 | 0.75 | 0.75 | 0.75 | 0.75 | 0.75 | 0.75 | 0.75 | 0.75 | 0.75
0 | 0 | 0 | 0 | 0 |  |  | 1.802 | Vienna:8 | 1.802 | 1.802 | 1.802 | 1.802 | 1.802 | 1.802 | 1.802 | 1.802 | 1.802 | 1.802 | 1.802 | 1.802 | 1.802 | 1.802 | 1.802 | 1.802 | 1.802 | 1.802 | 1.802 | 1.802 | 1.802 | 1.802 | 1.802 | 1.802 | 1.802 | 1.802 | 1.802 | 1.802 | 1.802 | 1.802 | 1.802 | 1.802 | 1.802 | 1.802 | 1.802 | 1.802 | 1.802 | 1.802 | 1.802 | 1.802 | 1.802 | 1.802 | 1.802 | 1.802 | 1.802 | 1.802 | 1.802 | 1.802 | 1.802 | 1.802 | 1.802 | 1.802 | 1.802 | 1.802
2017 | 2017 | 2017 | 0 | 2020 |  |  | 1.3709 | Smith (POTED):3 | 1.3709 | 1.3709 | 1.3709 | 1.3709 | 1.3709 | 1.3709 | 1.3709 | 1.3709 | 1.3709 | 1.3709 | 1.3709 | 1.3709 | 1.3709 | 1.3709 | 1.3709 | 1.3709 | 1.3709 | 0.95963 | 0.95963 | 0.95963 | 0.095963 | 0.095963 | 0.095963 | 0.095963 | 0.095963 | 0.095963 | 0.095963 | 0.095963 | 0.095963 | 0.095963 | 0.095963 | 0.095963 | 0.095963 | 0.095963 | 0.095963 | 0.095963 | 0.095963 | 0.095963 | 0.095963 | 0.095963 | 0.095963 | 0.095963 | 0.095963 | 0.095963 | 0.095963 | 0.095963 | 0.095963 | 0.095963 | 0.095963 | 0.095963 | 0.095963 | 0.095963 | 0.095963 | 0.095963
2017 | 2017 | 2017 | 0 | 2019 |  |  | 1.3921 | Smith (POTED):4 | 1.3921 | 1.3921 | 1.3921 | 1.3921 | 1.3921 | 1.3921 | 1.3921 | 1.3921 | 1.3921 | 1.3921 | 1.3921 | 1.3921 | 1.3921 | 1.3921 | 1.3921 | 1.3921 | 1.3921 | 0.97447 | 0.97447 | 0.097447 | 0.097447 | 0.097447 | 0.097447 | 0.097447 | 0.097447 | 0.097447 | 0.097447 | 0.097447 | 0.097447 | 0.097447 | 0.097447 | 0.097447 | 0.097447 | 0.097447 | 0.097447 | 0.097447 | 0.097447 | 0.097447 | 0.097447 | 0.097447 | 0.097447 | 0.097447 | 0.097447 | 0.097447 | 0.097447 | 0.097447 | 0.097447 | 0.097447 | 0.097447 | 0.097447 | 0.097447 | 0.097447 | 0.097447 | 0.097447
0 | 0 | 0 | 0 | 0 |  |  | 2.103 | Chalk Point:GT1 | 2.103 | 2.103 | 2.103 | 2.103 | 2.103 | 2.103 | 2.103 | 2.103 | 2.103 | 2.103 | 2.103 | 2.103 | 2.103 | 2.103 | 2.103 | 2.103 | 2.103 | 2.103 | 2.103 | 2.103 | 2.103 | 2.103 | 2.103 | 2.103 | 2.103 | 2.103 | 2.103 | 2.103 | 2.103 | 2.103 | 2.103 | 2.103 | 2.103 | 2.103 | 2.103 | 2.103 | 2.103 | 2.103 | 2.103 | 2.103 | 2.103 | 2.103 | 2.103 | 2.103 | 2.103 | 2.103 | 2.103 | 2.103 | 2.103 | 2.103 | 2.103 | 2.103 | 2.103 | 2.103
0 | 0 | 0 |  | 0 |  |  | 0.1132 | Chalk Point:ST1 | 0.1132 | 0.1132 | 0.1132 | 0.1132 | 0.1132 | 0.1132 | 0.1132 | 0.1132 | 0.1132 | 0.1132 | 0.1132 | 0.1132 | 0.1132 | 0.1132 | 0.1132 | 0.1132 | 0.1132 | 0.1132 | 0.1132 | 0.1132 | 0.1132 | 0.1132 | 0.1132 | 0.1132 | 0.1132 | 0.1132 | 0.1132 | 0.1132 | 0.1132 | 0.1132 | 0.1132 | 0.1132 | 0.1132 | 0.1132 | 0.1132 | 0.1132 | 0.1132 | 0.1132 | 0.1132 | 0.1132 | 0.1132 | 0.1132 | 0.1132 | 0.1132 | 0.1132 | 0.1132 | 0.1132 | 0.1132 | 0.1132 | 0.1132 | 0.1132 | 0.1132 | 0.1132 | 0.1132
0 | 0 | 0 |  | 0 |  |  | 0.1215 | Chalk Point:ST2 | 0.1215 | 0.1215 | 0.1215 | 0.1215 | 0.1215 | 0.1215 | 0.1215 | 0.1215 | 0.1215 | 0.1215 | 0.1215 | 0.1215 | 0.1215 | 0.1215 | 0.1215 | 0.1215 | 0.1215 | 0.1215 | 0.1215 | 0.1215 | 0.1215 | 0.1215 | 0.1215 | 0.1215 | 0.1215 | 0.1215 | 0.1215 | 0.1215 | 0.1215 | 0.1215 | 0.1215 | 0.1215 | 0.1215 | 0.1215 | 0.1215 | 0.1215 | 0.1215 | 0.1215 | 0.1215 | 0.1215 | 0.1215 | 0.1215 | 0.1215 | 0.1215 | 0.1215 | 0.1215 | 0.1215 | 0.1215 | 0.1215 | 0.1215 | 0.1215 | 0.1215 | 0.1215 | 0.1215
0 | 0 | 0 | 0 | 0 |  |  | 0.316 | Chalk Point:ST3 | 0.316 | 0.316 | 0.316 | 0.316 | 0.316 | 0.316 | 0.316 | 0.316 | 0.316 | 0.316 | 0.316 | 0.316 | 0.316 | 0.316 | 0.316 | 0.316 | 0.316 | 0.316 | 0.316 | 0.316 | 0.316 | 0.316 | 0.316 | 0.316 | 0.316 | 0.316 | 0.316 | 0.316 | 0.316 | 0.316 | 0.316 | 0.316 | 0.316 | 0.316 | 0.316 | 0.316 | 0.316 | 0.316 | 0.316 | 0.316 | 0.316 | 0.316 | 0.316 | 0.316 | 0.316 | 0.316 | 0.316 | 0.316 | 0.316 | 0.316 | 0.316 | 0.316 | 0.316 | 0.316
0 | 0 | 0 |  | 0 |  |  | 0.196 | Chalk Point:ST4 | 0.196 | 0.196 | 0.196 | 0.196 | 0.196 | 0.196 | 0.196 | 0.196 | 0.196 | 0.196 | 0.196 | 0.196 | 0.196 | 0.196 | 0.196 | 0.196 | 0.196 | 0.196 | 0.196 | 0.196 | 0.196 | 0.196 | 0.196 | 0.196 | 0.196 | 0.196 | 0.196 | 0.196 | 0.196 | 0.196 | 0.196 | 0.196 | 0.196 | 0.196 | 0.196 | 0.196 | 0.196 | 0.196 | 0.196 | 0.196 | 0.196 | 0.196 | 0.196 | 0.196 | 0.196 | 0.196 | 0.196 | 0.196 | 0.196 | 0.196 | 0.196 | 0.196 | 0.196 | 0.196
0 | 0 | 0 | 0 | 0 |  |  | 2.045 | Chalk Point:GT2 | 2.045 | 2.045 | 2.045 | 2.045 | 2.045 | 2.045 | 2.045 | 2.045 | 2.045 | 2.045 | 2.045 | 2.045 | 2.045 | 2.045 | 2.045 | 2.045 | 2.045 | 2.045 | 2.045 | 2.045 | 2.045 | 2.045 | 2.045 | 2.045 | 2.045 | 2.045 | 2.045 | 2.045 | 2.045 | 2.045 | 2.045 | 2.045 | 2.045 | 2.045 | 2.045 | 2.045 | 2.045 | 2.045 | 2.045 | 2.045 | 2.045 | 2.045 | 2.045 | 2.045 | 2.045 | 2.045 | 2.045 | 2.045 | 2.045 | 2.045 | 2.045 | 2.045 | 2.045 | 2.045
0 | 0 | 0 |  | 0 |  |  | 0.1885 | Dickerson:1 | 0.1885 | 0.1885 | 0.1885 | 0.1885 | 0.1885 | 0.1885 | 0.1885 | 0.1885 | 0.1885 | 0.1885 | 0.1885 | 0.1885 | 0.1885 | 0.1885 | 0.1885 | 0.1885 | 0.1885 | 0.1885 | 0.1885 | 0.1885 | 0.1885 | 0.1885 | 0.1885 | 0.1885 | 0.1885 | 0.1885 | 0.1885 | 0.1885 | 0.1885 | 0.1885 | 0.1885 | 0.1885 | 0.1885 | 0.1885 | 0.1885 | 0.1885 | 0.1885 | 0.1885 | 0.1885 | 0.1885 | 0.1885 | 0.1885 | 0.1885 | 0.1885 | 0.1885 | 0.1885 | 0.1885 | 0.1885 | 0.1885 | 0.1885 | 0.1885 | 0.1885 | 0.1885 | 0.1885
0 | 0 | 0 | 0 | 0 |  |  | 0.75 | Dickerson:GT1 | 0.75 | 0.75 | 0.75 | 0.75 | 0.75 | 0.75 | 0.75 | 0.75 | 0.75 | 0.75 | 0.75 | 0.75 | 0.75 | 0.75 | 0.75 | 0.75 | 0.75 | 0.75 | 0.75 | 0.75 | 0.75 | 0.75 | 0.75 | 0.75 | 0.75 | 0.75 | 0.75 | 0.75 | 0.75 | 0.75 | 0.75 | 0.75 | 0.75 | 0.75 | 0.75 | 0.75 | 0.75 | 0.75 | 0.75 | 0.75 | 0.75 | 0.75 | 0.75 | 0.75 | 0.75 | 0.75 | 0.75 | 0.75 | 0.75 | 0.75 | 0.75 | 0.75 | 0.75 | 0.75
0 | 0 | 0 |  | 0 |  |  | 0.1623 | Dickerson:2 | 0.1623 | 0.1623 | 0.1623 | 0.1623 | 0.1623 | 0.1623 | 0.1623 | 0.1623 | 0.1623 | 0.1623 | 0.1623 | 0.1623 | 0.1623 | 0.1623 | 0.1623 | 0.1623 | 0.1623 | 0.1623 | 0.1623 | 0.1623 | 0.1623 | 0.1623 | 0.1623 | 0.1623 | 0.1623 | 0.1623 | 0.1623 | 0.1623 | 0.1623 | 0.1623 | 0.1623 | 0.1623 | 0.1623 | 0.1623 | 0.1623 | 0.1623 | 0.1623 | 0.1623 | 0.1623 | 0.1623 | 0.1623 | 0.1623 | 0.1623 | 0.1623 | 0.1623 | 0.1623 | 0.1623 | 0.1623 | 0.1623 | 0.1623 | 0.1623 | 0.1623 | 0.1623 | 0.1623
0 | 0 | 0 |  | 0 |  |  | 0.1842 | Dickerson:3 | 0.1842 | 0.1842 | 0.1842 | 0.1842 | 0.1842 | 0.1842 | 0.1842 | 0.1842 | 0.1842 | 0.1842 | 0.1842 | 0.1842 | 0.1842 | 0.1842 | 0.1842 | 0.1842 | 0.1842 | 0.1842 | 0.1842 | 0.1842 | 0.1842 | 0.1842 | 0.1842 | 0.1842 | 0.1842 | 0.1842 | 0.1842 | 0.1842 | 0.1842 | 0.1842 | 0.1842 | 0.1842 | 0.1842 | 0.1842 | 0.1842 | 0.1842 | 0.1842 | 0.1842 | 0.1842 | 0.1842 | 0.1842 | 0.1842 | 0.1842 | 0.1842 | 0.1842 | 0.1842 | 0.1842 | 0.1842 | 0.1842 | 0.1842 | 0.1842 | 0.1842 | 0.1842 | 0.1842
0 | 0 | 0 | 0 | 0 |  |  | 2.876 | Morgantown:GT1 | 2.876 | 2.876 | 2.876 | 2.876 | 2.876 | 2.876 | 2.876 | 2.876 | 2.876 | 2.876 | 2.876 | 2.876 | 2.876 | 2.876 | 2.876 | 2.876 | 2.876 | 2.876 | 2.876 | 2.876 | 2.876 | 2.876 | 2.876 | 2.876 | 2.876 | 2.876 | 2.876 | 2.876 | 2.876 | 2.876 | 2.876 | 2.876 | 2.876 | 2.876 | 2.876 | 2.876 | 2.876 | 2.876 | 2.876 | 2.876 | 2.876 | 2.876 | 2.876 | 2.876 | 2.876 | 2.876 | 2.876 | 2.876 | 2.876 | 2.876 | 2.876 | 2.876 | 2.876 | 2.876
0 | 0 | 0 |  | 0 |  |  | 0.1412 | Morgantown:ST1 | 0.1412 | 0.1412 | 0.1412 | 0.1412 | 0.1412 | 0.1412 | 0.1412 | 0.1412 | 0.1412 | 0.1412 | 0.1412 | 0.1412 | 0.1412 | 0.1412 | 0.1412 | 0.1412 | 0.1412 | 0.1412 | 0.1412 | 0.1412 | 0.1412 | 0.1412 | 0.1412 | 0.1412 | 0.1412 | 0.1412 | 0.1412 | 0.1412 | 0.1412 | 0.1412 | 0.1412 | 0.1412 | 0.1412 | 0.1412 | 0.1412 | 0.1412 | 0.1412 | 0.1412 | 0.1412 | 0.1412 | 0.1412 | 0.1412 | 0.1412 | 0.1412 | 0.1412 | 0.1412 | 0.1412 | 0.1412 | 0.1412 | 0.1412 | 0.1412 | 0.1412 | 0.1412 | 0.1412
0 | 0 | 0 |  | 0 |  |  | 0.1291 | Morgantown:ST2 | 0.1291 | 0.1291 | 0.1291 | 0.1291 | 0.1291 | 0.1291 | 0.1291 | 0.1291 | 0.1291 | 0.1291 | 0.1291 | 0.1291 | 0.1291 | 0.1291 | 0.1291 | 0.1291 | 0.1291 | 0.1291 | 0.1291 | 0.1291 | 0.1291 | 0.1291 | 0.1291 | 0.1291 | 0.1291 | 0.1291 | 0.1291 | 0.1291 | 0.1291 | 0.1291 | 0.1291 | 0.1291 | 0.1291 | 0.1291 | 0.1291 | 0.1291 | 0.1291 | 0.1291 | 0.1291 | 0.1291 | 0.1291 | 0.1291 | 0.1291 | 0.1291 | 0.1291 | 0.1291 | 0.1291 | 0.1291 | 0.1291 | 0.1291 | 0.1291 | 0.1291 | 0.1291 | 0.1291
0 | 0 | 0 | 0 | 0 |  |  | 2.785 | Morgantown:GT2 | 2.785 | 2.785 | 2.785 | 2.785 | 2.785 | 2.785 | 2.785 | 2.785 | 2.785 | 2.785 | 2.785 | 2.785 | 2.785 | 2.785 | 2.785 | 2.785 | 2.785 | 2.785 | 2.785 | 2.785 | 2.785 | 2.785 | 2.785 | 2.785 | 2.785 | 2.785 | 2.785 | 2.785 | 2.785 | 2.785 | 2.785 | 2.785 | 2.785 | 2.785 | 2.785 | 2.785 | 2.785 | 2.785 | 2.785 | 2.785 | 2.785 | 2.785 | 2.785 | 2.785 | 2.785 | 2.785 | 2.785 | 2.785 | 2.785 | 2.785 | 2.785 | 2.785 | 2.785 | 2.785
0 | 0 | 0 | 0 | 0 |  |  | 0.75 | Morgantown:3 | 0.75 | 0.75 | 0.75 | 0.75 | 0.75 | 0.75 | 0.75 | 0.75 | 0.75 | 0.75 | 0.75 | 0.75 | 0.75 | 0.75 | 0.75 | 0.75 | 0.75 | 0.75 | 0.75 | 0.75 | 0.75 | 0.75 | 0.75 | 0.75 | 0.75 | 0.75 | 0.75 | 0.75 | 0.75 | 0.75 | 0.75 | 0.75 | 0.75 | 0.75 | 0.75 | 0.75 | 0.75 | 0.75 | 0.75 | 0.75 | 0.75 | 0.75 | 0.75 | 0.75 | 0.75 | 0.75 | 0.75 | 0.75 | 0.75 | 0.75 | 0.75 | 0.75 | 0.75 | 0.75
0 | 0 | 0 | 0 | 0 |  |  | 0.75 | Morgantown:4 | 0.75 | 0.75 | 0.75 | 0.75 | 0.75 | 0.75 | 0.75 | 0.75 | 0.75 | 0.75 | 0.75 | 0.75 | 0.75 | 0.75 | 0.75 | 0.75 | 0.75 | 0.75 | 0.75 | 0.75 | 0.75 | 0.75 | 0.75 | 0.75 | 0.75 | 0.75 | 0.75 | 0.75 | 0.75 | 0.75 | 0.75 | 0.75 | 0.75 | 0.75 | 0.75 | 0.75 | 0.75 | 0.75 | 0.75 | 0.75 | 0.75 | 0.75 | 0.75 | 0.75 | 0.75 | 0.75 | 0.75 | 0.75 | 0.75 | 0.75 | 0.75 | 0.75 | 0.75 | 0.75
0 | 0 | 0 | 0 | 0 |  |  | 0.75 | Morgantown:5 | 0.75 | 0.75 | 0.75 | 0.75 | 0.75 | 0.75 | 0.75 | 0.75 | 0.75 | 0.75 | 0.75 | 0.75 | 0.75 | 0.75 | 0.75 | 0.75 | 0.75 | 0.75 | 0.75 | 0.75 | 0.75 | 0.75 | 0.75 | 0.75 | 0.75 | 0.75 | 0.75 | 0.75 | 0.75 | 0.75 | 0.75 | 0.75 | 0.75 | 0.75 | 0.75 | 0.75 | 0.75 | 0.75 | 0.75 | 0.75 | 0.75 | 0.75 | 0.75 | 0.75 | 0.75 | 0.75 | 0.75 | 0.75 | 0.75 | 0.75 | 0.75 | 0.75 | 0.75 | 0.75
0 | 0 | 0 | 0 | 0 |  |  | 0.75 | Morgantown:6 | 0.75 | 0.75 | 0.75 | 0.75 | 0.75 | 0.75 | 0.75 | 0.75 | 0.75 | 0.75 | 0.75 | 0.75 | 0.75 | 0.75 | 0.75 | 0.75 | 0.75 | 0.75 | 0.75 | 0.75 | 0.75 | 0.75 | 0.75 | 0.75 | 0.75 | 0.75 | 0.75 | 0.75 | 0.75 | 0.75 | 0.75 | 0.75 | 0.75 | 0.75 | 0.75 | 0.75 | 0.75 | 0.75 | 0.75 | 0.75 | 0.75 | 0.75 | 0.75 | 0.75 | 0.75 | 0.75 | 0.75 | 0.75 | 0.75 | 0.75 | 0.75 | 0.75 | 0.75 | 0.75
[7 empty] | 0.75 | Easton:79 | 0.75 | 0.75 | 0.75 | 0.75 | 0.75 | 0.75 | 0.75 | 0.75 | 0.75 | 0.75 | 0.75 | 0.75 | 0.75 | 0.75 | 0.75 | 0.75 | 0.75 | 0.75 | 0.75 | 0.75 | 0.75 | 0.75 | 0.75 | 0.75 | 0.75 | 0.75 | 0.75 | 0.75 | 0.75 | 0.75 | 0.75 | 0.75 | 0.75 | 0.75 | 0.75 | 0.75 | 0.75 | 0.75 | 0.75 | 0.75 | 0.75 | 0.75 | 0.75 | 0.75 | 0.75 | 0.75 | 0.75 | 0.75 | 0.75 | 0.75 | 0.75 | 0.75 | 0.75 | 0.75
[7 empty] | 1.022 | Mystic:4 | 1.022 | 1.022 | 1.022 | 1.022 | 1.022 | 1.022 | 1.022 | 1.022 | 1.022 | 1.022 | 1.022 | 1.022 | 1.022 | 1.022 | 1.022 | 1.022 | 1.022 | 1.022 | 1.022 | 1.022 | 1.022 | 1.022 | 1.022 | 1.022 | 1.022 | 1.022 | 1.022 | 1.022 | 1.022 | 1.022 | 1.022 | 1.022 | 1.022 | 1.022 | 1.022 | 1.022 | 1.022 | 1.022 | 1.022 | 1.022 | 1.022 | 1.022 | 1.022 | 1.022 | 1.022 | 1.022 | 1.022 | 1.022 | 1.022 | 1.022 | 1.022 | 1.022 | 1.022 | 1.022
[7 empty] | 1.032 | Mystic:5 | 1.032 | 1.032 | 1.032 | 1.032 | 1.032 | 1.032 | 1.032 | 1.032 | 1.032 | 1.032 | 1.032 | 1.032 | 1.032 | 1.032 | 1.032 | 1.032 | 1.032 | 1.032 | 1.032 | 1.032 | 1.032 | 1.032 | 1.032 | 1.032 | 1.032 | 1.032 | 1.032 | 1.032 | 1.032 | 1.032 | 1.032 | 1.032 | 1.032 | 1.032 | 1.032 | 1.032 | 1.032 | 1.032 | 1.032 | 1.032 | 1.032 | 1.032 | 1.032 | 1.032 | 1.032 | 1.032 | 1.032 | 1.032 | 1.032 | 1.032 | 1.032 | 1.032 | 1.032 | 1.032
[7 empty] | 1.033 | Mystic:6 | 1.033 | 1.033 | 1.033 | 1.033 | 1.033 | 1.033 | 1.033 | 1.033 | 1.033 | 1.033 | 1.033 | 1.033 | 1.033 | 1.033 | 1.033 | 1.033 | 1.033 | 1.033 | 1.033 | 1.033 | 1.033 | 1.033 | 1.033 | 1.033 | 1.033 | 1.033 | 1.033 | 1.033 | 1.033 | 1.033 | 1.033 | 1.033 | 1.033 | 1.033 | 1.033 | 1.033 | 1.033 | 1.033 | 1.033 | 1.033 | 1.033 | 1.033 | 1.033 | 1.033 | 1.033 | 1.033 | 1.033 | 1.033 | 1.033 | 1.033 | 1.033 | 1.033 | 1.033 | 1.033
0 | 0 | 0 | 0 | 0 |  |  | 0.314 | Mystic:7 | 0.314 | 0.314 | 0.314 | 0.314 | 0.314 | 0.314 | 0.314 | 0.314 | 0.314 | 0.314 | 0.314 | 0.314 | 0.314 | 0.314 | 0.314 | 0.314 | 0.314 | 0.314 | 0.314 | 0.314 | 0.314 | 0.314 | 0.314 | 0.314 | 0.314 | 0.314 | 0.314 | 0.314 | 0.314 | 0.314 | 0.314 | 0.314 | 0.314 | 0.314 | 0.314 | 0.314 | 0.314 | 0.314 | 0.314 | 0.314 | 0.314 | 0.314 | 0.314 | 0.314 | 0.314 | 0.314 | 0.314 | 0.314 | 0.314 | 0.314 | 0.314 | 0.314 | 0.314 | 0.314
[7 empty] | 0.85 | Blackstone Street:ALL | 0.85 | 0.85 | 0.85 | 0.85 | 0.85 | 0.85 | 0.85 | 0.85 | 0.85 | 0.85 | 0.85 | 0.85 | 0.85 | 0.85 | 0.85 | 0.85 | 0.85 | 0.85 | 0.85 | 0.85 | 0.85 | 0.85 | 0.85 | 0.85 | 0.85 | 0.85 | 0.85 | 0.85 | 0.85 | 0.85 | 0.85 | 0.85 | 0.85 | 0.85 | 0.85 | 0.85 | 0.85 | 0.85 | 0.85 | 0.85 | 0.85 | 0.85 | 0.85 | 0.85 | 0.85 | 0.85 | 0.85 | 0.85 | 0.85 | 0.85 | 0.85 | 0.85 | 0.85 | 0.85
[7 empty] | 0.126 | Kendall Square:1 | 0.126 | 0.126 | 0.126 | 0.126 | 0.126 | 0.126 | 0.126 | 0.126 | 0.126 | 0.126 | 0.126 | 0.126 | 0.126 | 0.126 | 0.126 | 0.126 | 0.126 | 0.126 | 0.126 | 0.126 | 0.126 | 0.126 | 0.126 | 0.126 | 0.126 | 0.126 | 0.126 | 0.126 | 0.126 | 0.126 | 0.126 | 0.126 | 0.126 | 0.126 | 0.126 | 0.126 | 0.126 | 0.126 | 0.126 | 0.126 | 0.126 | 0.126 | 0.126 | 0.126 | 0.126 | 0.126 | 0.126 | 0.126 | 0.126 | 0.126 | 0.126 | 0.126 | 0.126 | 0.126
0 | 0 | 0 | 0 | 0 |  |  | 0.75 | Kendall Square:GT | 0.75 | 0.75 | 0.75 | 0.75 | 0.75 | 0.75 | 0.75 | 0.75 | 0.75 | 0.75 | 0.75 | 0.75 | 0.75 | 0.75 | 0.75 | 0.75 | 0.75 | 0.75 | 0.75 | 0.75 | 0.75 | 0.75 | 0.75 | 0.75 | 0.75 | 0.75 | 0.75 | 0.75 | 0.75 | 0.75 | 0.75 | 0.75 | 0.75 | 0.75 | 0.75 | 0.75 | 0.75 | 0.75 | 0.75 | 0.75 | 0.75 | 0.75 | 0.75 | 0.75 | 0.75 | 0.75 | 0.75 | 0.75 | 0.75 | 0.75 | 0.75 | 0.75 | 0.75 | 0.75
[7 empty] | 0.001 | Kendall Square:2 | 0.001 | 0.001 | 0.001 | 0.001 | 0.001 | 0.001 | 0.001 | 0.001 | 0.001 | 0.001 | 0.001 | 0.001 | 0.001 | 0.001 | 0.001 | 0.001 | 0.001 | 0.001 | 0.001 | 0.001 | 0.001 | 0.001 | 0.001 | 0.001 | 0.001 | 0.001 | 0.001 | 0.001 | 0.001 | 0.001 | 0.001 | 0.001 | 0.001 | 0.001 | 0.001 | 0.001 | 0.001 | 0.001 | 0.001 | 0.001 | 0.001 | 0.001 | 0.001 | 0.001 | 0.001 | 0.001 | 0.001 | 0.001 | 0.001 | 0.001 | 0.001 | 0.001 | 0.001 | 0.001
[7 empty] | 0.073 | Kendall Square:3 | 0.073 | 0.073 | 0.073 | 0.073 | 0.073 | 0.073 | 0.073 | 0.073 | 0.073 | 0.073 | 0.073 | 0.073 | 0.073 | 0.073 | 0.073 | 0.073 | 0.073 | 0.073 | 0.073 | 0.073 | 0.073 | 0.073 | 0.073 | 0.073 | 0.073 | 0.073 | 0.073 | 0.073 | 0.073 | 0.073 | 0.073 | 0.073 | 0.073 | 0.073 | 0.073 | 0.073 | 0.073 | 0.073 | 0.073 | 0.073 | 0.073 | 0.073 | 0.073 | 0.073 | 0.073 | 0.073 | 0.073 | 0.073 | 0.073 | 0.073 | 0.073 | 0.073 | 0.073 | 0.073
0 | 0 | 0 | 0 | 0 |  |  | 0.75 | Oak Bluffs:ALL | 0.75 | 0.75 | 0.75 | 0.75 | 0.75 | 0.75 | 0.75 | 0.75 | 0.75 | 0.75 | 0.75 | 0.75 | 0.75 | 0.75 | 0.75 | 0.75 | 0.75 | 0.75 | 0.75 | 0.75 | 0.75 | 0.75 | 0.75 | 0.75 | 0.75 | 0.75 | 0.75 | 0.75 | 0.75 | 0.75 | 0.75 | 0.75 | 0.75 | 0.75 | 0.75 | 0.75 | 0.75 | 0.75 | 0.75 | 0.75 | 0.75 | 0.75 | 0.75 | 0.75 | 0.75 | 0.75 | 0.75 | 0.75 | 0.75 | 0.75 | 0.75 | 0.75 | 0.75 | 0.75
0 | 0 | 0 | 0 | 0 |  |  | 0.545 | Canal (SENENG):1 | 0.545 | 0.545 | 0.545 | 0.545 | 0.545 | 0.545 | 0.545 | 0.545 | 0.545 | 0.545 | 0.545 | 0.545 | 0.545 | 0.545 | 0.545 | 0.545 | 0.545 | 0.545 | 0.545 | 0.545 | 0.545 | 0.545 | 0.545 | 0.545 | 0.545 | 0.545 | 0.545 | 0.545 | 0.545 | 0.545 | 0.545 | 0.545 | 0.545 | 0.545 | 0.545 | 0.545 | 0.545 | 0.545 | 0.545 | 0.545 | 0.545 | 0.545 | 0.545 | 0.545 | 0.545 | 0.545 | 0.545 | 0.545 | 0.545 | 0.545 | 0.545 | 0.545 | 0.545 | 0.545
[7 empty] | 0.498 | Canal (SENENG):2 | 0.498 | 0.498 | 0.498 | 0.498 | 0.498 | 0.498 | 0.498 | 0.498 | 0.498 | 0.498 | 0.498 | 0.498 | 0.498 | 0.498 | 0.498 | 0.498 | 0.498 | 0.498 | 0.498 | 0.498 | 0.498 | 0.498 | 0.498 | 0.498 | 0.498 | 0.498 | 0.498 | 0.498 | 0.498 | 0.498 | 0.498 | 0.498 | 0.498 | 0.498 | 0.498 | 0.498 | 0.498 | 0.498 | 0.498 | 0.498 | 0.498 | 0.498 | 0.498 | 0.498 | 0.498 | 0.498 | 0.498 | 0.498 | 0.498 | 0.498 | 0.498 | 0.498 | 0.498 | 0.498
2016 | 2016 | 2016 | 0 | 2018 |  |  | 0.7341 | Mount Tom:1 | 0.7341 | 0.7341 | 0.7341 | 0.7341 | 0.7341 | 0.7341 | 0.7341 | 0.7341 | 0.7341 | 0.7341 | 0.7341 | 0.7341 | 0.7341 | 0.7341 | 0.7341 | 0.7341 | 0.51387 | 0.51387 | 0.051387 | 0.051387 | 0.051387 | 0.051387 | 0.051387 | 0.051387 | 0.051387 | 0.051387 | 0.051387 | 0.051387 | 0.051387 | 0.051387 | 0.051387 | 0.051387 | 0.051387 | 0.051387 | 0.051387 | 0.051387 | 0.051387 | 0.051387 | 0.051387 | 0.051387 | 0.051387 | 0.051387 | 0.051387 | 0.051387 | 0.051387 | 0.051387 | 0.051387 | 0.051387 | 0.051387 | 0.051387 | 0.051387 | 0.051387 | 0.051387 | 0.051387
0 | 0 | 0 | 0 | 0 |  |  | 0.75 | Somerset:J1 | 0.75 | 0.75 | 0.75 | 0.75 | 0.75 | 0.75 | 0.75 | 0.75 | 0.75 | 0.75 | 0.75 | 0.75 | 0.75 | 0.75 | 0.75 | 0.75 | 0.75 | 0.75 | 0.75 | 0.75 | 0.75 | 0.75 | 0.75 | 0.75 | 0.75 | 0.75 | 0.75 | 0.75 | 0.75 | 0.75 | 0.75 | 0.75 | 0.75 | 0.75 | 0.75 | 0.75 | 0.75 | 0.75 | 0.75 | 0.75 | 0.75 | 0.75 | 0.75 | 0.75 | 0.75 | 0.75 | 0.75 | 0.75 | 0.75 | 0.75 | 0.75 | 0.75 | 0.75 | 0.75
[7 empty] | 0.75 | Somerset:J2 | 0.75 | 0.75 | 0.75 | 0.75 | 0.75 | 0.75 | 0.75 | 0.75 | 0.75 | 0.75 | 0.75 | 0.75 | 0.75 | 0.75 | 0.75 | 0.75 | 0.75 | 0.75 | 0.75 | 0.75 | 0.75 | 0.75 | 0.75 | 0.75 | 0.75 | 0.75 | 0.75 | 0.75 | 0.75 | 0.75 | 0.75 | 0.75 | 0.75 | 0.75 | 0.75 | 0.75 | 0.75 | 0.75 | 0.75 | 0.75 | 0.75 | 0.75 | 0.75 | 0.75 | 0.75 | 0.75 | 0.75 | 0.75 | 0.75 | 0.75 | 0.75 | 0.75 | 0.75 | 0.75
[7 empty] | 1.088 | Somerset:5 | 1.088 | 1.088 | 1.088 | 1.088 | 1.088 | 1.088 | 1.088 | 1.088 | 1.088 | 1.088 | 1.088 | 1.088 | 1.088 | 1.088 | 1.088 | 1.088 | 1.088 | 1.088 | 1.088 | 1.088 | 1.088 | 1.088 | 1.088 | 1.088 | 1.088 | 1.088 | 1.088 | 1.088 | 1.088 | 1.088 | 1.088 | 1.088 | 1.088 | 1.088 | 1.088 | 1.088 | 1.088 | 1.088 | 1.088 | 1.088 | 1.088 | 1.088 | 1.088 | 1.088 | 1.088 | 1.088 | 1.088 | 1.088 | 1.088 | 1.088 | 1.088 | 1.088 | 1.088 | 1.088
2016 | 2016 | 2016 | 0 | 2019 |  |  | 0.556 | Somerset:6 | 0.556 | 0.556 | 0.556 | 0.556 | 0.556 | 0.556 | 0.556 | 0.556 | 0.556 | 0.556 | 0.556 | 0.556 | 0.556 | 0.556 | 0.556 | 0.556 | 0.3892 | 0.3892 | 0.3892 | 0.03892 | 0.03892 | 0.03892 | 0.03892 | 0.03892 | 0.03892 | 0.03892 | 0.03892 | 0.03892 | 0.03892 | 0.03892 | 0.03892 | 0.03892 | 0.03892 | 0.03892 | 0.03892 | 0.03892 | 0.03892 | 0.03892 | 0.03892 | 0.03892 | 0.03892 | 0.03892 | 0.03892 | 0.03892 | 0.03892 | 0.03892 | 0.03892 | 0.03892 | 0.03892 | 0.03892 | 0.03892 | 0.03892 | 0.03892 | 0.03892
0 | 0 | 0 | 0 | 0 |  |  | 0.5 | Nantucket:GT | 0.5 | 0.5 | 0.5 | 0.5 | 0.5 | 0.5 | 0.5 | 0.5 | 0.5 | 0.5 | 0.5 | 0.5 | 0.5 | 0.5 | 0.5 | 0.5 | 0.5 | 0.5 | 0.5 | 0.5 | 0.5 | 0.5 | 0.5 | 0.5 | 0.5 | 0.5 | 0.5 | 0.5 | 0.5 | 0.5 | 0.5 | 0.5 | 0.5 | 0.5 | 0.5 | 0.5 | 0.5 | 0.5 | 0.5 | 0.5 | 0.5 | 0.5 | 0.5 | 0.5 | 0.5 | 0.5 | 0.5 | 0.5 | 0.5 | 0.5 | 0.5 | 0.5 | 0.5 | 0.5
2015 | 2015 | 2015 | 0 | 2017 |  |  | 0.346 | Brayton Point:1 | 0.346 | 0.346 | 0.346 | 0.346 | 0.346 | 0.346 | 0.346 | 0.346 | 0.346 | 0.346 | 0.346 | 0.346 | 0.346 | 0.346 | 0.346 | 0.2422 | 0.2422 | 0.02422 | 0.02422 | 0.02422 | 0.02422 | 0.02422 | 0.02422 | 0.02422 | 0.02422 | 0.02422 | 0.02422 | 0.02422 | 0.02422 | 0.02422 | 0.02422 | 0.02422 | 0.02422 | 0.02422 | 0.02422 | 0.02422 | 0.02422 | 0.02422 | 0.02422 | 0.02422 | 0.02422 | 0.02422 | 0.02422 | 0.02422 | 0.02422 | 0.02422 | 0.02422 | 0.02422 | 0.02422 | 0.02422 | 0.02422 | 0.02422 | 0.02422 | 0.02422
2015 | 2015 | 2015 |  | 2017 |  |  | 0.018985 | Brayton Point:2 | 0.3797 | 0.3797 | 0.3797 | 0.3797 | 0.3797 | 0.3797 | 0.3797 | 0.3797 | 0.3797 | 0.3797 | 0.018985 | 0.018985 | 0.018985 | 0.018985 | 0.018985 | 0.013289 | 0.013289 | 0.0013289 | 0.0013289 | 0.0013289 | 0.0013289 | 0.0013289 | 0.0013289 | 0.0013289 | 0.0013289 | 0.0013289 | 0.0013289 | 0.0013289 | 0.0013289 | 0.0013289 | 0.0013289 | 0.0013289 | 0.0013289 | 0.0013289 | 0.0013289 | 0.0013289 | 0.0013289 | 0.0013289 | 0.0013289 | 0.0013289 | 0.0013289 | 0.0013289 | 0.0013289 | 0.0013289 | 0.0013289 | 0.0013289 | 0.0013289 | 0.0013289 | 0.0013289 | 0.0013289 | 0.0013289 | 0.0013289 | 0.0013289 | 0.0013289
0 | 2016 | 0 | 0 | 2016 |  |  | 1.0608 | Brayton Point:3 | 1.0608 | 1.0608 | 1.0608 | 1.0608 | 1.0608 | 1.0608 | 1.0608 | 1.0608 | 1.0608 | 1.0608 | 1.0608 | 1.0608 | 1.0608 | 1.0608 | 1.0608 | 1.0608 | 0.10608 | 0.10608 | 0.10608 | 0.10608 | 0.10608 | 0.10608 | 0.10608 | 0.10608 | 0.10608 | 0.10608 | 0.10608 | 0.10608 | 0.10608 | 0.10608 | 0.10608 | 0.10608 | 0.10608 | 0.10608 | 0.10608 | 0.10608 | 0.10608 | 0.10608 | 0.10608 | 0.10608 | 0.10608 | 0.10608 | 0.10608 | 0.10608 | 0.10608 | 0.10608 | 0.10608 | 0.10608 | 0.10608 | 0.10608 | 0.10608 | 0.10608 | 0.10608 | 0.10608
[7 empty] | 0.901 | Brayton Point:4 | 0.901 | 0.901 | 0.901 | 0.901 | 0.901 | 0.901 | 0.901 | 0.901 | 0.901 | 0.901 | 0.901 | 0.901 | 0.901 | 0.901 | 0.901 | 0.901 | 0.901 | 0.901 | 0.901 | 0.901 | 0.901 | 0.901 | 0.901 | 0.901 | 0.901 | 0.901 | 0.901 | 0.901 | 0.901 | 0.901 | 0.901 | 0.901 | 0.901 | 0.901 | 0.901 | 0.901 | 0.901 | 0.901 | 0.901 | 0.901 | 0.901 | 0.901 | 0.901 | 0.901 | 0.901 | 0.901 | 0.901 | 0.901 | 0.901 | 0.901 | 0.901 | 0.901 | 0.901 | 0.901
0 | 0 | 0 | 0 | 0 |  |  | 0.75 | Brayton Point:IC | 0.75 | 0.75 | 0.75 | 0.75 | 0.75 | 0.75 | 0.75 | 0.75 | 0.75 | 0.75 | 0.75 | 0.75 | 0.75 | 0.75 | 0.75 | 0.75 | 0.75 | 0.75 | 0.75 | 0.75 | 0.75 | 0.75 | 0.75 | 0.75 | 0.75 | 0.75 | 0.75 | 0.75 | 0.75 | 0.75 | 0.75 | 0.75 | 0.75 | 0.75 | 0.75 | 0.75 | 0.75 | 0.75 | 0.75 | 0.75 | 0.75 | 0.75 | 0.75 | 0.75 | 0.75 | 0.75 | 0.75 | 0.75 | 0.75 | 0.75 | 0.75 | 0.75 | 0.75 | 0.75
[7 empty] | 0.75 | Gloucester:ALL | 0.75 | 0.75 | 0.75 | 0.75 | 0.75 | 0.75 | 0.75 | 0.75 | 0.75 | 0.75 | 0.75 | 0.75 | 0.75 | 0.75 | 0.75 | 0.75 | 0.75 | 0.75 | 0.75 | 0.75 | 0.75 | 0.75 | 0.75 | 0.75 | 0.75 | 0.75 | 0.75 | 0.75 | 0.75 | 0.75 | 0.75 | 0.75 | 0.75 | 0.75 | 0.75 | 0.75 | 0.75 | 0.75 | 0.75 | 0.75 | 0.75 | 0.75 | 0.75 | 0.75 | 0.75 | 0.75 | 0.75 | 0.75 | 0.75 | 0.75 | 0.75 | 0.75 | 0.75 | 0.75
2017 | 2017 | 2017 | 0 | 2019 |  |  | 0.7166 | Salem Harbor:1 | 0.7166 | 0.7166 | 0.7166 | 0.7166 | 0.7166 | 0.7166 | 0.7166 | 0.7166 | 0.7166 | 0.7166 | 0.7166 | 0.7166 | 0.7166 | 0.7166 | 0.7166 | 0.7166 | 0.7166 | 0.50162 | 0.50162 | 0.050162 | 0.050162 | 0.050162 | 0.050162 | 0.050162 | 0.050162 | 0.050162 | 0.050162 | 0.050162 | 0.050162 | 0.050162 | 0.050162 | 0.050162 | 0.050162 | 0.050162 | 0.050162 | 0.050162 | 0.050162 | 0.050162 | 0.050162 | 0.050162 | 0.050162 | 0.050162 | 0.050162 | 0.050162 | 0.050162 | 0.050162 | 0.050162 | 0.050162 | 0.050162 | 0.050162 | 0.050162 | 0.050162 | 0.050162 | 0.050162
2017 | 2017 | 2017 | 0 | 2019 |  |  | 0.7369 | Salem Harbor:2 | 0.7369 | 0.7369 | 0.7369 | 0.7369 | 0.7369 | 0.7369 | 0.7369 | 0.7369 | 0.7369 | 0.7369 | 0.7369 | 0.7369 | 0.7369 | 0.7369 | 0.7369 | 0.7369 | 0.7369 | 0.51583 | 0.51583 | 0.051583 | 0.051583 | 0.051583 | 0.051583 | 0.051583 | 0.051583 | 0.051583 | 0.051583 | 0.051583 | 0.051583 | 0.051583 | 0.051583 | 0.051583 | 0.051583 | 0.051583 | 0.051583 | 0.051583 | 0.051583 | 0.051583 | 0.051583 | 0.051583 | 0.051583 | 0.051583 | 0.051583 | 0.051583 | 0.051583 | 0.051583 | 0.051583 | 0.051583 | 0.051583 | 0.051583 | 0.051583 | 0.051583 | 0.051583 | 0.051583
2016 | 2016 | 2016 | 0 | 2018 |  |  | 0.7244 | Salem Harbor:3 | 0.7244 | 0.7244 | 0.7244 | 0.7244 | 0.7244 | 0.7244 | 0.7244 | 0.7244 | 0.7244 | 0.7244 | 0.7244 | 0.7244 | 0.7244 | 0.7244 | 0.7244 | 0.7244 | 0.50708 | 0.50708 | 0.050708 | 0.050708 | 0.050708 | 0.050708 | 0.050708 | 0.050708 | 0.050708 | 0.050708 | 0.050708 | 0.050708 | 0.050708 | 0.050708 | 0.050708 | 0.050708 | 0.050708 | 0.050708 | 0.050708 | 0.050708 | 0.050708 | 0.050708 | 0.050708 | 0.050708 | 0.050708 | 0.050708 | 0.050708 | 0.050708 | 0.050708 | 0.050708 | 0.050708 | 0.050708 | 0.050708 | 0.050708 | 0.050708 | 0.050708 | 0.050708 | 0.050708
0 | 0 | 0 | 0 | 0 |  |  | 0.492 | Salem Harbor:4 | 0.492 | 0.492 | 0.492 | 0.492 | 0.492 | 0.492 | 0.492 | 0.492 | 0.492 | 0.492 | 0.492 | 0.492 | 0.492 | 0.492 | 0.492 | 0.492 | 0.492 | 0.492 | 0.492 | 0.492 | 0.492 | 0.492 | 0.492 | 0.492 | 0.492 | 0.492 | 0.492 | 0.492 | 0.492 | 0.492 | 0.492 | 0.492 | 0.492 | 0.492 | 0.492 | 0.492 | 0.492 | 0.492 | 0.492 | 0.492 | 0.492 | 0.492 | 0.492 | 0.492 | 0.492 | 0.492 | 0.492 | 0.492 | 0.492 | 0.492 | 0.492 | 0.492 | 0.492 | 0.492
0 | 0 | 0 | 0 | 0 |  |  | 0.75 | Doreen:10 | 0.75 | 0.75 | 0.75 | 0.75 | 0.75 | 0.75 | 0.75 | 0.75 | 0.75 | 0.75 | 0.75 | 0.75 | 0.75 | 0.75 | 0.75 | 0.75 | 0.75 | 0.75 | 0.75 | 0.75 | 0.75 | 0.75 | 0.75 | 0.75 | 0.75 | 0.75 | 0.75 | 0.75 | 0.75 | 0.75 | 0.75 | 0.75 | 0.75 | 0.75 | 0.75 | 0.75 | 0.75 | 0.75 | 0.75 | 0.75 | 0.75 | 0.75 | 0.75 | 0.75 | 0.75 | 0.75 | 0.75 | 0.75 | 0.75 | 0.75 | 0.75 | 0.75 | 0.75 | 0.75
[7 empty] | 0.75 | Big Pine (KEYW):1 | 0.75 | 0.75 | 0.75 | 0.75 | 0.75 | 0.75 | 0.75 | 0.75 | 0.75 | 0.75 | 0.75 | 0.75 | 0.75 | 0.75 | 0.75 | 0.75 | 0.75 | 0.75 | 0.75 | 0.75 | 0.75 | 0.75 | 0.75 | 0.75 | 0.75 | 0.75 | 0.75 | 0.75 | 0.75 | 0.75 | 0.75 | 0.75 | 0.75 | 0.75 | 0.75 | 0.75 | 0.75 | 0.75 | 0.75 | 0.75 | 0.75 | 0.75 | 0.75 | 0.75 | 0.75 | 0.75 | 0.75 | 0.75 | 0.75 | 0.75 | 0.75 | 0.75 | 0.75 | 0.75
[7 empty] | 0.001 | West Springfield:1 | 0.001 | 0.001 | 0.001 | 0.001 | 0.001 | 0.001 | 0.001 | 0.001 | 0.001 | 0.001 | 0.001 | 0.001 | 0.001 | 0.001 | 0.001 | 0.001 | 0.001 | 0.001 | 0.001 | 0.001 | 0.001 | 0.001 | 0.001 | 0.001 | 0.001 | 0.001 | 0.001 | 0.001 | 0.001 | 0.001 | 0.001 | 0.001 | 0.001 | 0.001 | 0.001 | 0.001 | 0.001 | 0.001 | 0.001 | 0.001 | 0.001 | 0.001 | 0.001 | 0.001 | 0.001 | 0.001 | 0.001 | 0.001 | 0.001 | 0.001 | 0.001 | 0.001 | 0.001 | 0.001
0 | 0 | 0 | 0 | 0 |  |  | 0.75 | West Springfield:10 | 0.75 | 0.75 | 0.75 | 0.75 | 0.75 | 0.75 | 0.75 | 0.75 | 0.75 | 0.75 | 0.75 | 0.75 | 0.75 | 0.75 | 0.75 | 0.75 | 0.75 | 0.75 | 0.75 | 0.75 | 0.75 | 0.75 | 0.75 | 0.75 | 0.75 | 0.75 | 0.75 | 0.75 | 0.75 | 0.75 | 0.75 | 0.75 | 0.75 | 0.75 | 0.75 | 0.75 | 0.75 | 0.75 | 0.75 | 0.75 | 0.75 | 0.75 | 0.75 | 0.75 | 0.75 | 0.75 | 0.75 | 0.75 | 0.75 | 0.75 | 0.75 | 0.75 | 0.75 | 0.75
[7 empty] | 0.001 | West Springfield:2 | 0.001 | 0.001 | 0.001 | 0.001 | 0.001 | 0.001 | 0.001 | 0.001 | 0.001 | 0.001 | 0.001 | 0.001 | 0.001 | 0.001 | 0.001 | 0.001 | 0.001 | 0.001 | 0.001 | 0.001 | 0.001 | 0.001 | 0.001 | 0.001 | 0.001 | 0.001 | 0.001 | 0.001 | 0.001 | 0.001 | 0.001 | 0.001 | 0.001 | 0.001 | 0.001 | 0.001 | 0.001 | 0.001 | 0.001 | 0.001 | 0.001 | 0.001 | 0.001 | 0.001 | 0.001 | 0.001 | 0.001 | 0.001 | 0.001 | 0.001 | 0.001 | 0.001 | 0.001 | 0.001
0 | 0 | 0 | 0 | 0 |  |  | 0.609 | West Springfield:3 | 0.609 | 0.609 | 0.609 | 0.609 | 0.609 | 0.609 | 0.609 | 0.609 | 0.609 | 0.609 | 0.609 | 0.609 | 0.609 | 0.609 | 0.609 | 0.609 | 0.609 | 0.609 | 0.609 | 0.609 | 0.609 | 0.609 | 0.609 | 0.609 | 0.609 | 0.609 | 0.609 | 0.609 | 0.609 | 0.609 | 0.609 | 0.609 | 0.609 | 0.609 | 0.609 | 0.609 | 0.609 | 0.609 | 0.609 | 0.609 | 0.609 | 0.609 | 0.609 | 0.609 | 0.609 | 0.609 | 0.609 | 0.609 | 0.609 | 0.609 | 0.609 | 0.609 | 0.609 | 0.609
0 | 0 | 0 | 0 | 0 |  |  | 0.75 | Woodland Road:10 | 0.75 | 0.75 | 0.75 | 0.75 | 0.75 | 0.75 | 0.75 | 0.75 | 0.75 | 0.75 | 0.75 | 0.75 | 0.75 | 0.75 | 0.75 | 0.75 | 0.75 | 0.75 | 0.75 | 0.75 | 0.75 | 0.75 | 0.75 | 0.75 | 0.75 | 0.75 | 0.75 | 0.75 | 0.75 | 0.75 | 0.75 | 0.75 | 0.75 | 0.75 | 0.75 | 0.75 | 0.75 | 0.75 | 0.75 | 0.75 | 0.75 | 0.75 | 0.75 | 0.75 | 0.75 | 0.75 | 0.75 | 0.75 | 0.75 | 0.75 | 0.75 | 0.75 | 0.75 | 0.75
0 | 2017 | 0 | 0 | 2017 |  |  | 0.7313 | Grand River Dam (GRDA):1 | 0.7313 | 0.7313 | 0.7313 | 0.7313 | 0.7313 | 0.7313 | 0.7313 | 0.7313 | 0.7313 | 0.7313 | 0.7313 | 0.7313 | 0.7313 | 0.7313 | 0.7313 | 0.7313 | 0.7313 | 0.07313 | 0.07313 | 0.07313 | 0.07313 | 0.07313 | 0.07313 | 0.07313 | 0.07313 | 0.07313 | 0.07313 | 0.07313 | 0.07313 | 0.07313 | 0.07313 | 0.07313 | 0.07313 | 0.07313 | 0.07313 | 0.07313 | 0.07313 | 0.07313 | 0.07313 | 0.07313 | 0.07313 | 0.07313 | 0.07313 | 0.07313 | 0.07313 | 0.07313 | 0.07313 | 0.07313 | 0.07313 | 0.07313 | 0.07313 | 0.07313 | 0.07313 | 0.07313
0 | 2016 | 0 |  | 2016 |  |  | 0.1978 | Grand River Dam (GRDA):2 | 0.1978 | 0.1978 | 0.1978 | 0.1978 | 0.1978 | 0.1978 | 0.1978 | 0.1978 | 0.1978 | 0.1978 | 0.1978 | 0.1978 | 0.1978 | 0.1978 | 0.1978 | 0.1978 | 0.01978 | 0.01978 | 0.01978 | 0.01978 | 0.01978 | 0.01978 | 0.01978 | 0.01978 | 0.01978 | 0.01978 | 0.01978 | 0.01978 | 0.01978 | 0.01978 | 0.01978 | 0.01978 | 0.01978 | 0.01978 | 0.01978 | 0.01978 | 0.01978 | 0.01978 | 0.01978 | 0.01978 | 0.01978 | 0.01978 | 0.01978 | 0.01978 | 0.01978 | 0.01978 | 0.01978 | 0.01978 | 0.01978 | 0.01978 | 0.01978 | 0.01978 | 0.01978 | 0.01978
0 | 0 | 0 | 0 | 0 |  |  | 0.75 | Potter Station 2:IC | 0.75 | 0.75 | 0.75 | 0.75 | 0.75 | 0.75 | 0.75 | 0.75 | 0.75 | 0.75 | 0.75 | 0.75 | 0.75 | 0.75 | 0.75 | 0.75 | 0.75 | 0.75 | 0.75 | 0.75 | 0.75 | 0.75 | 0.75 | 0.75 | 0.75 | 0.75 | 0.75 | 0.75 | 0.75 | 0.75 | 0.75 | 0.75 | 0.75 | 0.75 | 0.75 | 0.75 | 0.75 | 0.75 | 0.75 | 0.75 | 0.75 | 0.75 | 0.75 | 0.75 | 0.75 | 0.75 | 0.75 | 0.75 | 0.75 | 0.75 | 0.75 | 0.75 | 0.75 | 0.75
0 | 0 | 0 | 0 | 0 |  |  | 0.75 | Cecil Lynch:4 | 0.75 | 0.75 | 0.75 | 0.75 | 0.75 | 0.75 | 0.75 | 0.75 | 0.75 | 0.75 | 0.75 | 0.75 | 0.75 | 0.75 | 0.75 | 0.75 | 0.75 | 0.75 | 0.75 | 0.75 | 0.75 | 0.75 | 0.75 | 0.75 | 0.75 | 0.75 | 0.75 | 0.75 | 0.75 | 0.75 | 0.75 | 0.75 | 0.75 | 0.75 | 0.75 | 0.75 | 0.75 | 0.75 | 0.75 | 0.75 | 0.75 | 0.75 | 0.75 | 0.75 | 0.75 | 0.75 | 0.75 | 0.75 | 0.75 | 0.75 | 0.75 | 0.75 | 0.75 | 0.75
0 | 0 | 0 | 0 | 0 |  |  | 0.815 | Cleary Flood:8 | 0.815 | 0.815 | 0.815 | 0.815 | 0.815 | 0.815 | 0.815 | 0.815 | 0.815 | 0.815 | 0.815 | 0.815 | 0.815 | 0.815 | 0.815 | 0.815 | 0.815 | 0.815 | 0.815 | 0.815 | 0.815 | 0.815 | 0.815 | 0.815 | 0.815 | 0.815 | 0.815 | 0.815 | 0.815 | 0.815 | 0.815 | 0.815 | 0.815 | 0.815 | 0.815 | 0.815 | 0.815 | 0.815 | 0.815 | 0.815 | 0.815 | 0.815 | 0.815 | 0.815 | 0.815 | 0.815 | 0.815 | 0.815 | 0.815 | 0.815 | 0.815 | 0.815 | 0.815 | 0.815
2016 | 2016 | 2016 | 0 | 2018 |  |  | 1.0754 | Cobb:4 | 1.0754 | 1.0754 | 1.0754 | 1.0754 | 1.0754 | 1.0754 | 1.0754 | 1.0754 | 1.0754 | 1.0754 | 1.0754 | 1.0754 | 1.0754 | 1.0754 | 1.0754 | 1.0754 | 0.75278 | 0.75278 | 0.075278 | 0.075278 | 0.075278 | 0.075278 | 0.075278 | 0.075278 | 0.075278 | 0.075278 | 0.075278 | 0.075278 | 0.075278 | 0.075278 | 0.075278 | 0.075278 | 0.075278 | 0.075278 | 0.075278 | 0.075278 | 0.075278 | 0.075278 | 0.075278 | 0.075278 | 0.075278 | 0.075278 | 0.075278 | 0.075278 | 0.075278 | 0.075278 | 0.075278 | 0.075278 | 0.075278 | 0.075278 | 0.075278 | 0.075278 | 0.075278 | 0.075278
2016 | 2016 | 2016 | 0 | 2018 |  |  | 1.068 | Cobb:5 | 1.068 | 1.068 | 1.068 | 1.068 | 1.068 | 1.068 | 1.068 | 1.068 | 1.068 | 1.068 | 1.068 | 1.068 | 1.068 | 1.068 | 1.068 | 1.068 | 0.7476 | 0.7476 | 0.07476 | 0.07476 | 0.07476 | 0.07476 | 0.07476 | 0.07476 | 0.07476 | 0.07476 | 0.07476 | 0.07476 | 0.07476 | 0.07476 | 0.07476 | 0.07476 | 0.07476 | 0.07476 | 0.07476 | 0.07476 | 0.07476 | 0.07476 | 0.07476 | 0.07476 | 0.07476 | 0.07476 | 0.07476 | 0.07476 | 0.07476 | 0.07476 | 0.07476 | 0.07476 | 0.07476 | 0.07476 | 0.07476 | 0.07476 | 0.07476 | 0.07476
2015 | 2015 | 2015 | 0 | 2017 |  |  | 0.7819 | Karn:1 | 0.7819 | 0.7819 | 0.7819 | 0.7819 | 0.7819 | 0.7819 | 0.7819 | 0.7819 | 0.7819 | 0.7819 | 0.7819 | 0.7819 | 0.7819 | 0.7819 | 0.7819 | 0.54733 | 0.54733 | 0.054733 | 0.054733 | 0.054733 | 0.054733 | 0.054733 | 0.054733 | 0.054733 | 0.054733 | 0.054733 | 0.054733 | 0.054733 | 0.054733 | 0.054733 | 0.054733 | 0.054733 | 0.054733 | 0.054733 | 0.054733 | 0.054733 | 0.054733 | 0.054733 | 0.054733 | 0.054733 | 0.054733 | 0.054733 | 0.054733 | 0.054733 | 0.054733 | 0.054733 | 0.054733 | 0.054733 | 0.054733 | 0.054733 | 0.054733 | 0.054733 | 0.054733 | 0.054733
2015 | 2015 | 2015 | 0 | 2017 |  |  | 0.8343 | Karn:2 | 0.8343 | 0.8343 | 0.8343 | 0.8343 | 0.8343 | 0.8343 | 0.8343 | 0.8343 | 0.8343 | 0.8343 | 0.8343 | 0.8343 | 0.8343 | 0.8343 | 0.8343 | 0.58401 | 0.58401 | 0.058401 | 0.058401 | 0.058401 | 0.058401 | 0.058401 | 0.058401 | 0.058401 | 0.058401 | 0.058401 | 0.058401 | 0.058401 | 0.058401 | 0.058401 | 0.058401 | 0.058401 | 0.058401 | 0.058401 | 0.058401 | 0.058401 | 0.058401 | 0.058401 | 0.058401 | 0.058401 | 0.058401 | 0.058401 | 0.058401 | 0.058401 | 0.058401 | 0.058401 | 0.058401 | 0.058401 | 0.058401 | 0.058401 | 0.058401 | 0.058401 | 0.058401 | 0.058401
0 | 0 | 0 | 0 | 0 |  |  | 0.635 | Karn:3 | 0.635 | 0.635 | 0.635 | 0.635 | 0.635 | 0.635 | 0.635 | 0.635 | 0.635 | 0.635 | 0.635 | 0.635 | 0.635 | 0.635 | 0.635 | 0.635 | 0.635 | 0.635 | 0.635 | 0.635 | 0.635 | 0.635 | 0.635 | 0.635 | 0.635 | 0.635 | 0.635 | 0.635 | 0.635 | 0.635 | 0.635 | 0.635 | 0.635 | 0.635 | 0.635 | 0.635 | 0.635 | 0.635 | 0.635 | 0.635 | 0.635 | 0.635 | 0.635 | 0.635 | 0.635 | 0.635 | 0.635 | 0.635 | 0.635 | 0.635 | 0.635 | 0.635 | 0.635 | 0.635
2015 | 2015 | 2015 | 0 | 2017 |  |  | 0.7164 | Campbell (CEC):1 | 0.7164 | 0.7164 | 0.7164 | 0.7164 | 0.7164 | 0.7164 | 0.7164 | 0.7164 | 0.7164 | 0.7164 | 0.7164 | 0.7164 | 0.7164 | 0.7164 | 0.7164 | 0.50148 | 0.50148 | 0.050148 | 0.050148 | 0.050148 | 0.050148 | 0.050148 | 0.050148 | 0.050148 | 0.050148 | 0.050148 | 0.050148 | 0.050148 | 0.050148 | 0.050148 | 0.050148 | 0.050148 | 0.050148 | 0.050148 | 0.050148 | 0.050148 | 0.050148 | 0.050148 | 0.050148 | 0.050148 | 0.050148 | 0.050148 | 0.050148 | 0.050148 | 0.050148 | 0.050148 | 0.050148 | 0.050148 | 0.050148 | 0.050148 | 0.050148 | 0.050148 | 0.050148 | 0.050148
2015 | 2015 | 2015 | 0 | 2017 |  |  | 0.9052 | Campbell (CEC):2 | 0.9052 | 0.9052 | 0.9052 | 0.9052 | 0.9052 | 0.9052 | 0.9052 | 0.9052 | 0.9052 | 0.9052 | 0.9052 | 0.9052 | 0.9052 | 0.9052 | 0.9052 | 0.63364 | 0.63364 | 0.063364 | 0.063364 | 0.063364 | 0.063364 | 0.063364 | 0.063364 | 0.063364 | 0.063364 | 0.063364 | 0.063364 | 0.063364 | 0.063364 | 0.063364 | 0.063364 | 0.063364 | 0.063364 | 0.063364 | 0.063364 | 0.063364 | 0.063364 | 0.063364 | 0.063364 | 0.063364 | 0.063364 | 0.063364 | 0.063364 | 0.063364 | 0.063364 | 0.063364 | 0.063364 | 0.063364 | 0.063364 | 0.063364 | 0.063364 | 0.063364 | 0.063364 | 0.063364
0 | 2015 | 0 | 0 | 2015 |  |  | 0.5353 | Campbell (CEC):3 | 0.5353 | 0.5353 | 0.5353 | 0.5353 | 0.5353 | 0.5353 | 0.5353 | 0.5353 | 0.5353 | 0.5353 | 0.5353 | 0.5353 | 0.5353 | 0.5353 | 0.5353 | 0.05353 | 0.05353 | 0.05353 | 0.05353 | 0.05353 | 0.05353 | 0.05353 | 0.05353 | 0.05353 | 0.05353 | 0.05353 | 0.05353 | 0.05353 | 0.05353 | 0.05353 | 0.05353 | 0.05353 | 0.05353 | 0.05353 | 0.05353 | 0.05353 | 0.05353 | 0.05353 | 0.05353 | 0.05353 | 0.05353 | 0.05353 | 0.05353 | 0.05353 | 0.05353 | 0.05353 | 0.05353 | 0.05353 | 0.05353 | 0.05353 | 0.05353 | 0.05353 | 0.05353 | 0.05353
[7 empty] | 0.3 | Campbell (CEC):A | 0.3 | 0.3 | 0.3 | 0.3 | 0.3 | 0.3 | 0.3 | 0.3 | 0.3 | 0.3 | 0.3 | 0.3 | 0.3 | 0.3 | 0.3 | 0.3 | 0.3 | 0.3 | 0.3 | 0.3 | 0.3 | 0.3 | 0.3 | 0.3 | 0.3 | 0.3 | 0.3 | 0.3 | 0.3 | 0.3 | 0.3 | 0.3 | 0.3 | 0.3 | 0.3 | 0.3 | 0.3 | 0.3 | 0.3 | 0.3 | 0.3 | 0.3 | 0.3 | 0.3 | 0.3 | 0.3 | 0.3 | 0.3 | 0.3 | 0.3 | 0.3 | 0.3 | 0.3 | 0.3
2016 | 2016 | 2016 | 0 | 2018 |  |  | 0.9632 | Weadock:7 | 0.9632 | 0.9632 | 0.9632 | 0.9632 | 0.9632 | 0.9632 | 0.9632 | 0.9632 | 0.9632 | 0.9632 | 0.9632 | 0.9632 | 0.9632 | 0.9632 | 0.9632 | 0.9632 | 0.67424 | 0.67424 | 0.067424 | 0.067424 | 0.067424 | 0.067424 | 0.067424 | 0.067424 | 0.067424 | 0.067424 | 0.067424 | 0.067424 | 0.067424 | 0.067424 | 0.067424 | 0.067424 | 0.067424 | 0.067424 | 0.067424 | 0.067424 | 0.067424 | 0.067424 | 0.067424 | 0.067424 | 0.067424 | 0.067424 | 0.067424 | 0.067424 | 0.067424 | 0.067424 | 0.067424 | 0.067424 | 0.067424 | 0.067424 | 0.067424 | 0.067424 | 0.067424 | 0.067424
2016 | 2016 | 2016 | 0 | 2018 |  |  | 0.9564 | Weadock:8 | 0.9564 | 0.9564 | 0.9564 | 0.9564 | 0.9564 | 0.9564 | 0.9564 | 0.9564 | 0.9564 | 0.9564 | 0.9564 | 0.9564 | 0.9564 | 0.9564 | 0.9564 | 0.9564 | 0.66948 | 0.66948 | 0.066948 | 0.066948 | 0.066948 | 0.066948 | 0.066948 | 0.066948 | 0.066948 | 0.066948 | 0.066948 | 0.066948 | 0.066948 | 0.066948 | 0.066948 | 0.066948 | 0.066948 | 0.066948 | 0.066948 | 0.066948 | 0.066948 | 0.066948 | 0.066948 | 0.066948 | 0.066948 | 0.066948 | 0.066948 | 0.066948 | 0.066948 | 0.066948 | 0.066948 | 0.066948 | 0.066948 | 0.066948 | 0.066948 | 0.066948 | 0.066948 | 0.066948
2016 | 2016 | 2016 | 0 | 2019 |  |  | 0.6886 | Whiting (CEC):1 | 0.6886 | 0.6886 | 0.6886 | 0.6886 | 0.6886 | 0.6886 | 0.6886 | 0.6886 | 0.6886 | 0.6886 | 0.6886 | 0.6886 | 0.6886 | 0.6886 | 0.6886 | 0.6886 | 0.48202 | 0.48202 | 0.48202 | 0.048202 | 0.048202 | 0.048202 | 0.048202 | 0.048202 | 0.048202 | 0.048202 | 0.048202 | 0.048202 | 0.048202 | 0.048202 | 0.048202 | 0.048202 | 0.048202 | 0.048202 | 0.048202 | 0.048202 | 0.048202 | 0.048202 | 0.048202 | 0.048202 | 0.048202 | 0.048202 | 0.048202 | 0.048202 | 0.048202 | 0.048202 | 0.048202 | 0.048202 | 0.048202 | 0.048202 | 0.048202 | 0.048202 | 0.048202 | 0.048202
2016 | 2016 | 2016 | 0 | 2019 |  |  | 0.674 | Whiting (CEC):2 | 0.674 | 0.674 | 0.674 | 0.674 | 0.674 | 0.674 | 0.674 | 0.674 | 0.674 | 0.674 | 0.674 | 0.674 | 0.674 | 0.674 | 0.674 | 0.674 | 0.4718 | 0.4718 | 0.4718 | 0.04718 | 0.04718 | 0.04718 | 0.04718 | 0.04718 | 0.04718 | 0.04718 | 0.04718 | 0.04718 | 0.04718 | 0.04718 | 0.04718 | 0.04718 | 0.04718 | 0.04718 | 0.04718 | 0.04718 | 0.04718 | 0.04718 | 0.04718 | 0.04718 | 0.04718 | 0.04718 | 0.04718 | 0.04718 | 0.04718 | 0.04718 | 0.04718 | 0.04718 | 0.04718 | 0.04718 | 0.04718 | 0.04718 | 0.04718 | 0.04718
2016 | 2016 | 2016 | 0 | 2018 |  |  | 0.6748 | Whiting (CEC):3 | 0.6748 | 0.6748 | 0.6748 | 0.6748 | 0.6748 | 0.6748 | 0.6748 | 0.6748 | 0.6748 | 0.6748 | 0.6748 | 0.6748 | 0.6748 | 0.6748 | 0.6748 | 0.6748 | 0.47236 | 0.47236 | 0.047236 | 0.047236 | 0.047236 | 0.047236 | 0.047236 | 0.047236 | 0.047236 | 0.047236 | 0.047236 | 0.047236 | 0.047236 | 0.047236 | 0.047236 | 0.047236 | 0.047236 | 0.047236 | 0.047236 | 0.047236 | 0.047236 | 0.047236 | 0.047236 | 0.047236 | 0.047236 | 0.047236 | 0.047236 | 0.047236 | 0.047236 | 0.047236 | 0.047236 | 0.047236 | 0.047236 | 0.047236 | 0.047236 | 0.047236 | 0.047236 | 0.047236
[7 empty] | 0.75 | Whiting (CEC):A | 0.75 | 0.75 | 0.75 | 0.75 | 0.75 | 0.75 | 0.75 | 0.75 | 0.75 | 0.75 | 0.75 | 0.75 | 0.75 | 0.75 | 0.75 | 0.75 | 0.75 | 0.75 | 0.75 | 0.75 | 0.75 | 0.75 | 0.75 | 0.75 | 0.75 | 0.75 | 0.75 | 0.75 | 0.75 | 0.75 | 0.75 | 0.75 | 0.75 | 0.75 | 0.75 | 0.75 | 0.75 | 0.75 | 0.75 | 0.75 | 0.75 | 0.75 | 0.75 | 0.75 | 0.75 | 0.75 | 0.75 | 0.75 | 0.75 | 0.75 | 0.75 | 0.75 | 0.75 | 0.75
0 | 0 | 0 | 0 | 0 |  |  | 0.75 | Colfax (DETED):ALL | 0.75 | 0.75 | 0.75 | 0.75 | 0.75 | 0.75 | 0.75 | 0.75 | 0.75 | 0.75 | 0.75 | 0.75 | 0.75 | 0.75 | 0.75 | 0.75 | 0.75 | 0.75 | 0.75 | 0.75 | 0.75 | 0.75 | 0.75 | 0.75 | 0.75 | 0.75 | 0.75 | 0.75 | 0.75 | 0.75 | 0.75 | 0.75 | 0.75 | 0.75 | 0.75 | 0.75 | 0.75 | 0.75 | 0.75 | 0.75 | 0.75 | 0.75 | 0.75 | 0.75 | 0.75 | 0.75 | 0.75 | 0.75 | 0.75 | 0.75 | 0.75 | 0.75 | 0.75 | 0.75
0 | 0 | 0 | 0 | 0 |  |  | 0.75 | Conners Creek:12 | 0.75 | 0.75 | 0.75 | 0.75 | 0.75 | 0.75 | 0.75 | 0.75 | 0.75 | 0.75 | 0.75 | 0.75 | 0.75 | 0.75 | 0.75 | 0.75 | 0.75 | 0.75 | 0.75 | 0.75 | 0.75 | 0.75 | 0.75 | 0.75 | 0.75 | 0.75 | 0.75 | 0.75 | 0.75 | 0.75 | 0.75 | 0.75 | 0.75 | 0.75 | 0.75 | 0.75 | 0.75 | 0.75 | 0.75 | 0.75 | 0.75 | 0.75 | 0.75 | 0.75 | 0.75 | 0.75 | 0.75 | 0.75 | 0.75 | 0.75 | 0.75 | 0.75 | 0.75 | 0.75
0 | 0 | 0 | 0 | 0 |  |  | 0.75 | Dayton (DETED):ALL | 0.75 | 0.75 | 0.75 | 0.75 | 0.75 | 0.75 | 0.75 | 0.75 | 0.75 | 0.75 | 0.75 | 0.75 | 0.75 | 0.75 | 0.75 | 0.75 | 0.75 | 0.75 | 0.75 | 0.75 | 0.75 | 0.75 | 0.75 | 0.75 | 0.75 | 0.75 | 0.75 | 0.75 | 0.75 | 0.75 | 0.75 | 0.75 | 0.75 | 0.75 | 0.75 | 0.75 | 0.75 | 0.75 | 0.75 | 0.75 | 0.75 | 0.75 | 0.75 | 0.75 | 0.75 | 0.75 | 0.75 | 0.75 | 0.75 | 0.75 | 0.75 | 0.75 | 0.75 | 0.75
0 | 0 | 0 | 0 | 0 |  |  | 0.75 | Fermi:GT | 0.75 | 0.75 | 0.75 | 0.75 | 0.75 | 0.75 | 0.75 | 0.75 | 0.75 | 0.75 | 0.75 | 0.75 | 0.75 | 0.75 | 0.75 | 0.75 | 0.75 | 0.75 | 0.75 | 0.75 | 0.75 | 0.75 | 0.75 | 0.75 | 0.75 | 0.75 | 0.75 | 0.75 | 0.75 | 0.75 | 0.75 | 0.75 | 0.75 | 0.75 | 0.75 | 0.75 | 0.75 | 0.75 | 0.75 | 0.75 | 0.75 | 0.75 | 0.75 | 0.75 | 0.75 | 0.75 | 0.75 | 0.75 | 0.75 | 0.75 | 0.75 | 0.75 | 0.75 | 0.75
2016 | 2016 | 2016 | 0 | 2019 |  |  | 1.2733 | Harbor Beach:1 | 1.2733 | 1.2733 | 1.2733 | 1.2733 | 1.2733 | 1.2733 | 1.2733 | 1.2733 | 1.2733 | 1.2733 | 1.2733 | 1.2733 | 1.2733 | 1.2733 | 1.2733 | 1.2733 | 0.89131 | 0.89131 | 0.89131 | 0.089131 | 0.089131 | 0.089131 | 0.089131 | 0.089131 | 0.089131 | 0.089131 | 0.089131 | 0.089131 | 0.089131 | 0.089131 | 0.089131 | 0.089131 | 0.089131 | 0.089131 | 0.089131 | 0.089131 | 0.089131 | 0.089131 | 0.089131 | 0.089131 | 0.089131 | 0.089131 | 0.089131 | 0.089131 | 0.089131 | 0.089131 | 0.089131 | 0.089131 | 0.089131 | 0.089131 | 0.089131 | 0.089131 | 0.089131 | 0.089131
0 | 0 | 0 | 0 | 0 |  |  | 0.75 | Harbor Beach:IC | 0.75 | 0.75 | 0.75 | 0.75 | 0.75 | 0.75 | 0.75 | 0.75 | 0.75 | 0.75 | 0.75 | 0.75 | 0.75 | 0.75 | 0.75 | 0.75 | 0.75 | 0.75 | 0.75 | 0.75 | 0.75 | 0.75 | 0.75 | 0.75 | 0.75 | 0.75 | 0.75 | 0.75 | 0.75 | 0.75 | 0.75 | 0.75 | 0.75 | 0.75 | 0.75 | 0.75 | 0.75 | 0.75 | 0.75 | 0.75 | 0.75 | 0.75 | 0.75 | 0.75 | 0.75 | 0.75 | 0.75 | 0.75 | 0.75 | 0.75 | 0.75 | 0.75 | 0.75 | 0.75
[7 empty] | 1.077 | Marysville:7 | 1.077 | 1.077 | 1.077 | 1.077 | 1.077 | 1.077 | 1.077 | 1.077 | 1.077 | 1.077 | 1.077 | 1.077 | 1.077 | 1.077 | 1.077 | 1.077 | 1.077 | 1.077 | 1.077 | 1.077 | 1.077 | 1.077 | 1.077 | 1.077 | 1.077 | 1.077 | 1.077 | 1.077 | 1.077 | 1.077 | 1.077 | 1.077 | 1.077 | 1.077 | 1.077 | 1.077 | 1.077 | 1.077 | 1.077 | 1.077 | 1.077 | 1.077 | 1.077 | 1.077 | 1.077 | 1.077 | 1.077 | 1.077 | 1.077 | 1.077 | 1.077 | 1.077 | 1.077 | 1.077
[7 empty] | 1.077 | Marysville:8 | 1.077 | 1.077 | 1.077 | 1.077 | 1.077 | 1.077 | 1.077 | 1.077 | 1.077 | 1.077 | 1.077 | 1.077 | 1.077 | 1.077 | 1.077 | 1.077 | 1.077 | 1.077 | 1.077 | 1.077 | 1.077 | 1.077 | 1.077 | 1.077 | 1.077 | 1.077 | 1.077 | 1.077 | 1.077 | 1.077 | 1.077 | 1.077 | 1.077 | 1.077 | 1.077 | 1.077 | 1.077 | 1.077 | 1.077 | 1.077 | 1.077 | 1.077 | 1.077 | 1.077 | 1.077 | 1.077 | 1.077 | 1.077 | 1.077 | 1.077 | 1.077 | 1.077 | 1.077 | 1.077
0 | 2015 | 0 | 0 | 2015 |  |  | 1.1764 | Monroe (DETED):1 | 1.1764 | 1.1764 | 1.1764 | 1.1764 | 1.1764 | 1.1764 | 1.1764 | 1.1764 | 1.1764 | 1.1764 | 1.1764 | 1.1764 | 1.1764 | 1.1764 | 1.1764 | 0.11764 | 0.11764 | 0.11764 | 0.11764 | 0.11764 | 0.11764 | 0.11764 | 0.11764 | 0.11764 | 0.11764 | 0.11764 | 0.11764 | 0.11764 | 0.11764 | 0.11764 | 0.11764 | 0.11764 | 0.11764 | 0.11764 | 0.11764 | 0.11764 | 0.11764 | 0.11764 | 0.11764 | 0.11764 | 0.11764 | 0.11764 | 0.11764 | 0.11764 | 0.11764 | 0.11764 | 0.11764 | 0.11764 | 0.11764 | 0.11764 | 0.11764 | 0.11764 | 0.11764 | 0.11764
0 | 2015 | 0 | 0 | 2015 |  |  | 1.1771 | Monroe (DETED):2 | 1.1771 | 1.1771 | 1.1771 | 1.1771 | 1.1771 | 1.1771 | 1.1771 | 1.1771 | 1.1771 | 1.1771 | 1.1771 | 1.1771 | 1.1771 | 1.1771 | 1.1771 | 0.11771 | 0.11771 | 0.11771 | 0.11771 | 0.11771 | 0.11771 | 0.11771 | 0.11771 | 0.11771 | 0.11771 | 0.11771 | 0.11771 | 0.11771 | 0.11771 | 0.11771 | 0.11771 | 0.11771 | 0.11771 | 0.11771 | 0.11771 | 0.11771 | 0.11771 | 0.11771 | 0.11771 | 0.11771 | 0.11771 | 0.11771 | 0.11771 | 0.11771 | 0.11771 | 0.11771 | 0.11771 | 0.11771 | 0.11771 | 0.11771 | 0.11771 | 0.11771 | 0.11771 | 0.11771
0 | 2015 | 0 | 0 | 2015 |  |  | 1.0048 | Monroe (DETED):3 | 1.0048 | 1.0048 | 1.0048 | 1.0048 | 1.0048 | 1.0048 | 1.0048 | 1.0048 | 1.0048 | 1.0048 | 1.0048 | 1.0048 | 1.0048 | 1.0048 | 1.0048 | 0.10048 | 0.10048 | 0.10048 | 0.10048 | 0.10048 | 0.10048 | 0.10048 | 0.10048 | 0.10048 | 0.10048 | 0.10048 | 0.10048 | 0.10048 | 0.10048 | 0.10048 | 0.10048 | 0.10048 | 0.10048 | 0.10048 | 0.10048 | 0.10048 | 0.10048 | 0.10048 | 0.10048 | 0.10048 | 0.10048 | 0.10048 | 0.10048 | 0.10048 | 0.10048 | 0.10048 | 0.10048 | 0.10048 | 0.10048 | 0.10048 | 0.10048 | 0.10048 | 0.10048 | 0.10048
0 | 2015 | 0 | 0 | 2015 |  |  | 0.4273 | Monroe (DETED):4 | 0.4273 | 0.4273 | 0.4273 | 0.4273 | 0.4273 | 0.4273 | 0.4273 | 0.4273 | 0.4273 | 0.4273 | 0.4273 | 0.4273 | 0.4273 | 0.4273 | 0.4273 | 0.04273 | 0.04273 | 0.04273 | 0.04273 | 0.04273 | 0.04273 | 0.04273 | 0.04273 | 0.04273 | 0.04273 | 0.04273 | 0.04273 | 0.04273 | 0.04273 | 0.04273 | 0.04273 | 0.04273 | 0.04273 | 0.04273 | 0.04273 | 0.04273 | 0.04273 | 0.04273 | 0.04273 | 0.04273 | 0.04273 | 0.04273 | 0.04273 | 0.04273 | 0.04273 | 0.04273 | 0.04273 | 0.04273 | 0.04273 | 0.04273 | 0.04273 | 0.04273 | 0.04273 | 0.04273
0 | 0 | 0 | 0 | 0 |  |  | 0.75 | Monroe (DETED):IC | 0.75 | 0.75 | 0.75 | 0.75 | 0.75 | 0.75 | 0.75 | 0.75 | 0.75 | 0.75 | 0.75 | 0.75 | 0.75 | 0.75 | 0.75 | 0.75 | 0.75 | 0.75 | 0.75 | 0.75 | 0.75 | 0.75 | 0.75 | 0.75 | 0.75 | 0.75 | 0.75 | 0.75 | 0.75 | 0.75 | 0.75 | 0.75 | 0.75 | 0.75 | 0.75 | 0.75 | 0.75 | 0.75 | 0.75 | 0.75 | 0.75 | 0.75 | 0.75 | 0.75 | 0.75 | 0.75 | 0.75 | 0.75 | 0.75 | 0.75 | 0.75 | 0.75 | 0.75 | 0.75
0 | 0 | 0 | 0 | 0 |  |  | 0.75 | Northeast (DETED):6-7 | 0.75 | 0.75 | 0.75 | 0.75 | 0.75 | 0.75 | 0.75 | 0.75 | 0.75 | 0.75 | 0.75 | 0.75 | 0.75 | 0.75 | 0.75 | 0.75 | 0.75 | 0.75 | 0.75 | 0.75 | 0.75 | 0.75 | 0.75 | 0.75 | 0.75 | 0.75 | 0.75 | 0.75 | 0.75 | 0.75 | 0.75 | 0.75 | 0.75 | 0.75 | 0.75 | 0.75 | 0.75 | 0.75 | 0.75 | 0.75 | 0.75 | 0.75 | 0.75 | 0.75 | 0.75 | 0.75 | 0.75 | 0.75 | 0.75 | 0.75 | 0.75 | 0.75 | 0.75 | 0.75
0 | 0 | 0 | 0 | 0 |  |  | 0.75 | Oliver:ALL | 0.75 | 0.75 | 0.75 | 0.75 | 0.75 | 0.75 | 0.75 | 0.75 | 0.75 | 0.75 | 0.75 | 0.75 | 0.75 | 0.75 | 0.75 | 0.75 | 0.75 | 0.75 | 0.75 | 0.75 | 0.75 | 0.75 | 0.75 | 0.75 | 0.75 | 0.75 | 0.75 | 0.75 | 0.75 | 0.75 | 0.75 | 0.75 | 0.75 | 0.75 | 0.75 | 0.75 | 0.75 | 0.75 | 0.75 | 0.75 | 0.75 | 0.75 | 0.75 | 0.75 | 0.75 | 0.75 | 0.75 | 0.75 | 0.75 | 0.75 | 0.75 | 0.75 | 0.75 | 0.75
0 | 0 | 0 | 0 | 0 |  |  | 0.75 | Placid 12:ALL | 0.75 | 0.75 | 0.75 | 0.75 | 0.75 | 0.75 | 0.75 | 0.75 | 0.75 | 0.75 | 0.75 | 0.75 | 0.75 | 0.75 | 0.75 | 0.75 | 0.75 | 0.75 | 0.75 | 0.75 | 0.75 | 0.75 | 0.75 | 0.75 | 0.75 | 0.75 | 0.75 | 0.75 | 0.75 | 0.75 | 0.75 | 0.75 | 0.75 | 0.75 | 0.75 | 0.75 | 0.75 | 0.75 | 0.75 | 0.75 | 0.75 | 0.75 | 0.75 | 0.75 | 0.75 | 0.75 | 0.75 | 0.75 | 0.75 | 0.75 | 0.75 | 0.75 | 0.75 | 0.75
0 | 0 | 0 | 0 | 0 |  |  | 0.75 | Putnam (DETED):ALL | 0.75 | 0.75 | 0.75 | 0.75 | 0.75 | 0.75 | 0.75 | 0.75 | 0.75 | 0.75 | 0.75 | 0.75 | 0.75 | 0.75 | 0.75 | 0.75 | 0.75 | 0.75 | 0.75 | 0.75 | 0.75 | 0.75 | 0.75 | 0.75 | 0.75 | 0.75 | 0.75 | 0.75 | 0.75 | 0.75 | 0.75 | 0.75 | 0.75 | 0.75 | 0.75 | 0.75 | 0.75 | 0.75 | 0.75 | 0.75 | 0.75 | 0.75 | 0.75 | 0.75 | 0.75 | 0.75 | 0.75 | 0.75 | 0.75 | 0.75 | 0.75 | 0.75 | 0.75 | 0.75
2015 | 2015 | 2015 | 0 | 2017 |  |  | 0.5068 | River Rouge:2 | 0.5068 | 0.5068 | 0.5068 | 0.5068 | 0.5068 | 0.5068 | 0.5068 | 0.5068 | 0.5068 | 0.5068 | 0.5068 | 0.5068 | 0.5068 | 0.5068 | 0.5068 | 0.35476 | 0.35476 | 0.035476 | 0.035476 | 0.035476 | 0.035476 | 0.035476 | 0.035476 | 0.035476 | 0.035476 | 0.035476 | 0.035476 | 0.035476 | 0.035476 | 0.035476 | 0.035476 | 0.035476 | 0.035476 | 0.035476 | 0.035476 | 0.035476 | 0.035476 | 0.035476 | 0.035476 | 0.035476 | 0.035476 | 0.035476 | 0.035476 | 0.035476 | 0.035476 | 0.035476 | 0.035476 | 0.035476 | 0.035476 | 0.035476 | 0.035476 | 0.035476 | 0.035476 | 0.035476
2015 | 2015 | 2015 | 0 | 2017 |  |  | 0.8663 | River Rouge:3 | 0.8663 | 0.8663 | 0.8663 | 0.8663 | 0.8663 | 0.8663 | 0.8663 | 0.8663 | 0.8663 | 0.8663 | 0.8663 | 0.8663 | 0.8663 | 0.8663 | 0.8663 | 0.60641 | 0.60641 | 0.060641 | 0.060641 | 0.060641 | 0.060641 | 0.060641 | 0.060641 | 0.060641 | 0.060641 | 0.060641 | 0.060641 | 0.060641 | 0.060641 | 0.060641 | 0.060641 | 0.060641 | 0.060641 | 0.060641 | 0.060641 | 0.060641 | 0.060641 | 0.060641 | 0.060641 | 0.060641 | 0.060641 | 0.060641 | 0.060641 | 0.060641 | 0.060641 | 0.060641 | 0.060641 | 0.060641 | 0.060641 | 0.060641 | 0.060641 | 0.060641 | 0.060641 | 0.060641
0 | 0 | 0 | 0 | 0 |  |  | 0.75 | River Rouge:IC | 0.75 | 0.75 | 0.75 | 0.75 | 0.75 | 0.75 | 0.75 | 0.75 | 0.75 | 0.75 | 0.75 | 0.75 | 0.75 | 0.75 | 0.75 | 0.75 | 0.75 | 0.75 | 0.75 | 0.75 | 0.75 | 0.75 | 0.75 | 0.75 | 0.75 | 0.75 | 0.75 | 0.75 | 0.75 | 0.75 | 0.75 | 0.75 | 0.75 | 0.75 | 0.75 | 0.75 | 0.75 | 0.75 | 0.75 | 0.75 | 0.75 | 0.75 | 0.75 | 0.75 | 0.75 | 0.75 | 0.75 | 0.75 | 0.75 | 0.75 | 0.75 | 0.75 | 0.75 | 0.75
0 | 0 | 0 | 0 | 0 |  |  | 0.75 | Slocum:ALL | 0.75 | 0.75 | 0.75 | 0.75 | 0.75 | 0.75 | 0.75 | 0.75 | 0.75 | 0.75 | 0.75 | 0.75 | 0.75 | 0.75 | 0.75 | 0.75 | 0.75 | 0.75 | 0.75 | 0.75 | 0.75 | 0.75 | 0.75 | 0.75 | 0.75 | 0.75 | 0.75 | 0.75 | 0.75 | 0.75 | 0.75 | 0.75 | 0.75 | 0.75 | 0.75 | 0.75 | 0.75 | 0.75 | 0.75 | 0.75 | 0.75 | 0.75 | 0.75 | 0.75 | 0.75 | 0.75 | 0.75 | 0.75 | 0.75 | 0.75 | 0.75 | 0.75 | 0.75 | 0.75
2016 | 2016 | 2016 | 0 | 2018 |  |  | 0.607 | St. Clair:1 | 0.607 | 0.607 | 0.607 | 0.607 | 0.607 | 0.607 | 0.607 | 0.607 | 0.607 | 0.607 | 0.607 | 0.607 | 0.607 | 0.607 | 0.607 | 0.607 | 0.4249 | 0.4249 | 0.04249 | 0.04249 | 0.04249 | 0.04249 | 0.04249 | 0.04249 | 0.04249 | 0.04249 | 0.04249 | 0.04249 | 0.04249 | 0.04249 | 0.04249 | 0.04249 | 0.04249 | 0.04249 | 0.04249 | 0.04249 | 0.04249 | 0.04249 | 0.04249 | 0.04249 | 0.04249 | 0.04249 | 0.04249 | 0.04249 | 0.04249 | 0.04249 | 0.04249 | 0.04249 | 0.04249 | 0.04249 | 0.04249 | 0.04249 | 0.04249 | 0.04249
0 | 0 | 0 | 0 | 0 |  |  | 0.75 | St. Clair:12 | 0.75 | 0.75 | 0.75 | 0.75 | 0.75 | 0.75 | 0.75 | 0.75 | 0.75 | 0.75 | 0.75 | 0.75 | 0.75 | 0.75 | 0.75 | 0.75 | 0.75 | 0.75 | 0.75 | 0.75 | 0.75 | 0.75 | 0.75 | 0.75 | 0.75 | 0.75 | 0.75 | 0.75 | 0.75 | 0.75 | 0.75 | 0.75 | 0.75 | 0.75 | 0.75 | 0.75 | 0.75 | 0.75 | 0.75 | 0.75 | 0.75 | 0.75 | 0.75 | 0.75 | 0.75 | 0.75 | 0.75 | 0.75 | 0.75 | 0.75 | 0.75 | 0.75 | 0.75 | 0.75
2016 | 2016 | 2016 | 0 | 2018 |  |  | 0.6285 | St. Clair:2 | 0.6285 | 0.6285 | 0.6285 | 0.6285 | 0.6285 | 0.6285 | 0.6285 | 0.6285 | 0.6285 | 0.6285 | 0.6285 | 0.6285 | 0.6285 | 0.6285 | 0.6285 | 0.6285 | 0.43995 | 0.43995 | 0.043995 | 0.043995 | 0.043995 | 0.043995 | 0.043995 | 0.043995 | 0.043995 | 0.043995 | 0.043995 | 0.043995 | 0.043995 | 0.043995 | 0.043995 | 0.043995 | 0.043995 | 0.043995 | 0.043995 | 0.043995 | 0.043995 | 0.043995 | 0.043995 | 0.043995 | 0.043995 | 0.043995 | 0.043995 | 0.043995 | 0.043995 | 0.043995 | 0.043995 | 0.043995 | 0.043995 | 0.043995 | 0.043995 | 0.043995 | 0.043995 | 0.043995
2016 | 2016 | 2016 | 0 | 2018 |  |  | 0.6065 | St. Clair:3 | 0.6065 | 0.6065 | 0.6065 | 0.6065 | 0.6065 | 0.6065 | 0.6065 | 0.6065 | 0.6065 | 0.6065 | 0.6065 | 0.6065 | 0.6065 | 0.6065 | 0.6065 | 0.6065 | 0.42455 | 0.42455 | 0.042455 | 0.042455 | 0.042455 | 0.042455 | 0.042455 | 0.042455 | 0.042455 | 0.042455 | 0.042455 | 0.042455 | 0.042455 | 0.042455 | 0.042455 | 0.042455 | 0.042455 | 0.042455 | 0.042455 | 0.042455 | 0.042455 | 0.042455 | 0.042455 | 0.042455 | 0.042455 | 0.042455 | 0.042455 | 0.042455 | 0.042455 | 0.042455 | 0.042455 | 0.042455 | 0.042455 | 0.042455 | 0.042455 | 0.042455 | 0.042455 | 0.042455
2016 | 2016 | 2016 | 0 | 2018 |  |  | 0.6208 | St. Clair:4 | 0.6208 | 0.6208 | 0.6208 | 0.6208 | 0.6208 | 0.6208 | 0.6208 | 0.6208 | 0.6208 | 0.6208 | 0.6208 | 0.6208 | 0.6208 | 0.6208 | 0.6208 | 0.6208 | 0.43456 | 0.43456 | 0.043456 | 0.043456 | 0.043456 | 0.043456 | 0.043456 | 0.043456 | 0.043456 | 0.043456 | 0.043456 | 0.043456 | 0.043456 | 0.043456 | 0.043456 | 0.043456 | 0.043456 | 0.043456 | 0.043456 | 0.043456 | 0.043456 | 0.043456 | 0.043456 | 0.043456 | 0.043456 | 0.043456 | 0.043456 | 0.043456 | 0.043456 | 0.043456 | 0.043456 | 0.043456 | 0.043456 | 0.043456 | 0.043456 | 0.043456 | 0.043456 | 0.043456
2015 | 2015 | 2015 | 0 | 2017 |  |  | 1.0552 | St. Clair:6 | 1.0552 | 1.0552 | 1.0552 | 1.0552 | 1.0552 | 1.0552 | 1.0552 | 1.0552 | 1.0552 | 1.0552 | 1.0552 | 1.0552 | 1.0552 | 1.0552 | 1.0552 | 0.73864 | 0.73864 | 0.073864 | 0.073864 | 0.073864 | 0.073864 | 0.073864 | 0.073864 | 0.073864 | 0.073864 | 0.073864 | 0.073864 | 0.073864 | 0.073864 | 0.073864 | 0.073864 | 0.073864 | 0.073864 | 0.073864 | 0.073864 | 0.073864 | 0.073864 | 0.073864 | 0.073864 | 0.073864 | 0.073864 | 0.073864 | 0.073864 | 0.073864 | 0.073864 | 0.073864 | 0.073864 | 0.073864 | 0.073864 | 0.073864 | 0.073864 | 0.073864 | 0.073864 | 0.073864
0 | 2017 | 0 | 0 | 2017 |  |  | 1.0426 | St. Clair:7 | 1.0426 | 1.0426 | 1.0426 | 1.0426 | 1.0426 | 1.0426 | 1.0426 | 1.0426 | 1.0426 | 1.0426 | 1.0426 | 1.0426 | 1.0426 | 1.0426 | 1.0426 | 1.0426 | 1.0426 | 0.10426 | 0.10426 | 0.10426 | 0.10426 | 0.10426 | 0.10426 | 0.10426 | 0.10426 | 0.10426 | 0.10426 | 0.10426 | 0.10426 | 0.10426 | 0.10426 | 0.10426 | 0.10426 | 0.10426 | 0.10426 | 0.10426 | 0.10426 | 0.10426 | 0.10426 | 0.10426 | 0.10426 | 0.10426 | 0.10426 | 0.10426 | 0.10426 | 0.10426 | 0.10426 | 0.10426 | 0.10426 | 0.10426 | 0.10426 | 0.10426 | 0.10426 | 0.10426
0 | 0 | 0 | 0 | 0 |  |  | 0.75 | Superior:ALL | 0.75 | 0.75 | 0.75 | 0.75 | 0.75 | 0.75 | 0.75 | 0.75 | 0.75 | 0.75 | 0.75 | 0.75 | 0.75 | 0.75 | 0.75 | 0.75 | 0.75 | 0.75 | 0.75 | 0.75 | 0.75 | 0.75 | 0.75 | 0.75 | 0.75 | 0.75 | 0.75 | 0.75 | 0.75 | 0.75 | 0.75 | 0.75 | 0.75 | 0.75 | 0.75 | 0.75 | 0.75 | 0.75 | 0.75 | 0.75 | 0.75 | 0.75 | 0.75 | 0.75 | 0.75 | 0.75 | 0.75 | 0.75 | 0.75 | 0.75 | 0.75 | 0.75 | 0.75 | 0.75
2016 | 2016 | 2016 | 0 | 2018 |  |  | 1.396 | Trenton Channel:7 | 1.396 | 1.396 | 1.396 | 1.396 | 1.396 | 1.396 | 1.396 | 1.396 | 1.396 | 1.396 | 1.396 | 1.396 | 1.396 | 1.396 | 1.396 | 1.396 | 0.9772 | 0.9772 | 0.09772 | 0.09772 | 0.09772 | 0.09772 | 0.09772 | 0.09772 | 0.09772 | 0.09772 | 0.09772 | 0.09772 | 0.09772 | 0.09772 | 0.09772 | 0.09772 | 0.09772 | 0.09772 | 0.09772 | 0.09772 | 0.09772 | 0.09772 | 0.09772 | 0.09772 | 0.09772 | 0.09772 | 0.09772 | 0.09772 | 0.09772 | 0.09772 | 0.09772 | 0.09772 | 0.09772 | 0.09772 | 0.09772 | 0.09772 | 0.09772 | 0.09772
2016 | 2016 | 2016 | 0 | 2019 |  |  | 1.394 | Trenton Channel:8 | 1.394 | 1.394 | 1.394 | 1.394 | 1.394 | 1.394 | 1.394 | 1.394 | 1.394 | 1.394 | 1.394 | 1.394 | 1.394 | 1.394 | 1.394 | 1.394 | 0.9758 | 0.9758 | 0.9758 | 0.09758 | 0.09758 | 0.09758 | 0.09758 | 0.09758 | 0.09758 | 0.09758 | 0.09758 | 0.09758 | 0.09758 | 0.09758 | 0.09758 | 0.09758 | 0.09758 | 0.09758 | 0.09758 | 0.09758 | 0.09758 | 0.09758 | 0.09758 | 0.09758 | 0.09758 | 0.09758 | 0.09758 | 0.09758 | 0.09758 | 0.09758 | 0.09758 | 0.09758 | 0.09758 | 0.09758 | 0.09758 | 0.09758 | 0.09758 | 0.09758
0 | 2016 | 0 | 0 | 2016 |  |  | 1.2447 | Trenton Channel:9 | 1.2447 | 1.2447 | 1.2447 | 1.2447 | 1.2447 | 1.2447 | 1.2447 | 1.2447 | 1.2447 | 1.2447 | 1.2447 | 1.2447 | 1.2447 | 1.2447 | 1.2447 | 1.2447 | 0.12447 | 0.12447 | 0.12447 | 0.12447 | 0.12447 | 0.12447 | 0.12447 | 0.12447 | 0.12447 | 0.12447 | 0.12447 | 0.12447 | 0.12447 | 0.12447 | 0.12447 | 0.12447 | 0.12447 | 0.12447 | 0.12447 | 0.12447 | 0.12447 | 0.12447 | 0.12447 | 0.12447 | 0.12447 | 0.12447 | 0.12447 | 0.12447 | 0.12447 | 0.12447 | 0.12447 | 0.12447 | 0.12447 | 0.12447 | 0.12447 | 0.12447 | 0.12447 | 0.12447
0 | 0 | 0 | 0 | 0 |  |  | 0.75 | Wilmont:ALL | 0.75 | 0.75 | 0.75 | 0.75 | 0.75 | 0.75 | 0.75 | 0.75 | 0.75 | 0.75 | 0.75 | 0.75 | 0.75 | 0.75 | 0.75 | 0.75 | 0.75 | 0.75 | 0.75 | 0.75 | 0.75 | 0.75 | 0.75 | 0.75 | 0.75 | 0.75 | 0.75 | 0.75 | 0.75 | 0.75 | 0.75 | 0.75 | 0.75 | 0.75 | 0.75 | 0.75 | 0.75 | 0.75 | 0.75 | 0.75 | 0.75 | 0.75 | 0.75 | 0.75 | 0.75 | 0.75 | 0.75 | 0.75 | 0.75 | 0.75 | 0.75 | 0.75 | 0.75 | 0.75
0 | 0 | 0 | 0 | 0 |  |  | 0.75 | Manistique:ALL | 0.75 | 0.75 | 0.75 | 0.75 | 0.75 | 0.75 | 0.75 | 0.75 | 0.75 | 0.75 | 0.75 | 0.75 | 0.75 | 0.75 | 0.75 | 0.75 | 0.75 | 0.75 | 0.75 | 0.75 | 0.75 | 0.75 | 0.75 | 0.75 | 0.75 | 0.75 | 0.75 | 0.75 | 0.75 | 0.75 | 0.75 | 0.75 | 0.75 | 0.75 | 0.75 | 0.75 | 0.75 | 0.75 | 0.75 | 0.75 | 0.75 | 0.75 | 0.75 | 0.75 | 0.75 | 0.75 | 0.75 | 0.75 | 0.75 | 0.75 | 0.75 | 0.75 | 0.75 | 0.75
[7 empty] | 0.075 | Presque Isle:1 | 1.5 | 1.5 | 1.5 | 1.5 | 1.5 | 1.5 | 1.5 | 1.5 | 1.5 | 1.5 | 1.5 | 1.5 | 1.5 | 0.075 | 0.075 | 0.075 | 0.075 | 0.075 | 0.075 | 0.075 | 0.075 | 0.075 | 0.075 | 0.075 | 0.075 | 0.075 | 0.075 | 0.075 | 0.075 | 0.075 | 0.075 | 0.075 | 0.075 | 0.075 | 0.075 | 0.075 | 0.075 | 0.075 | 0.075 | 0.075 | 0.075 | 0.075 | 0.075 | 0.075 | 0.075 | 0.075 | 0.075 | 0.075 | 0.075 | 0.075 | 0.075 | 0.075 | 0.075 | 0.075
[7 empty] | 0.0588 | Presque Isle:2 | 1.176 | 1.176 | 1.176 | 1.176 | 1.176 | 1.176 | 1.176 | 1.176 | 1.176 | 1.176 | 1.176 | 1.176 | 1.176 | 0.0588 | 0.0588 | 0.0588 | 0.0588 | 0.0588 | 0.0588 | 0.0588 | 0.0588 | 0.0588 | 0.0588 | 0.0588 | 0.0588 | 0.0588 | 0.0588 | 0.0588 | 0.0588 | 0.0588 | 0.0588 | 0.0588 | 0.0588 | 0.0588 | 0.0588 | 0.0588 | 0.0588 | 0.0588 | 0.0588 | 0.0588 | 0.0588 | 0.0588 | 0.0588 | 0.0588 | 0.0588 | 0.0588 | 0.0588 | 0.0588 | 0.0588 | 0.0588 | 0.0588 | 0.0588 | 0.0588 | 0.0588
2017 | 2017 | 2017 |  | 2020 |  |  | 0.04261 | Presque Isle:3 | 0.8522 | 0.8522 | 0.8522 | 0.8522 | 0.8522 | 0.8522 | 0.8522 | 0.8522 | 0.8522 | 0.8522 | 0.8522 | 0.8522 | 0.8522 | 0.04261 | 0.04261 | 0.04261 | 0.04261 | 0.029827 | 0.029827 | 0.029827 | 0.0029827 | 0.0029827 | 0.0029827 | 0.0029827 | 0.0029827 | 0.0029827 | 0.0029827 | 0.0029827 | 0.0029827 | 0.0029827 | 0.0029827 | 0.0029827 | 0.0029827 | 0.0029827 | 0.0029827 | 0.0029827 | 0.0029827 | 0.0029827 | 0.0029827 | 0.0029827 | 0.0029827 | 0.0029827 | 0.0029827 | 0.0029827 | 0.0029827 | 0.0029827 | 0.0029827 | 0.0029827 | 0.0029827 | 0.0029827 | 0.0029827 | 0.0029827 | 0.0029827 | 0.0029827
2017 | 2017 | 2017 |  | 2020 |  |  | 0.04141 | Presque Isle:4 | 0.8282 | 0.8282 | 0.8282 | 0.8282 | 0.8282 | 0.8282 | 0.8282 | 0.8282 | 0.8282 | 0.8282 | 0.8282 | 0.8282 | 0.8282 | 0.04141 | 0.04141 | 0.04141 | 0.04141 | 0.028987 | 0.028987 | 0.028987 | 0.0028987 | 0.0028987 | 0.0028987 | 0.0028987 | 0.0028987 | 0.0028987 | 0.0028987 | 0.0028987 | 0.0028987 | 0.0028987 | 0.0028987 | 0.0028987 | 0.0028987 | 0.0028987 | 0.0028987 | 0.0028987 | 0.0028987 | 0.0028987 | 0.0028987 | 0.0028987 | 0.0028987 | 0.0028987 | 0.0028987 | 0.0028987 | 0.0028987 | 0.0028987 | 0.0028987 | 0.0028987 | 0.0028987 | 0.0028987 | 0.0028987 | 0.0028987 | 0.0028987 | 0.0028987
2016 | 2016 | 2016 | 0 | 2019 |  |  | 0.8374 | Presque Isle:5 | 0.8374 | 0.8374 | 0.8374 | 0.8374 | 0.8374 | 0.8374 | 0.8374 | 0.8374 | 0.8374 | 0.8374 | 0.8374 | 0.8374 | 0.8374 | 0.8374 | 0.8374 | 0.8374 | 0.58618 | 0.58618 | 0.58618 | 0.058618 | 0.058618 | 0.058618 | 0.058618 | 0.058618 | 0.058618 | 0.058618 | 0.058618 | 0.058618 | 0.058618 | 0.058618 | 0.058618 | 0.058618 | 0.058618 | 0.058618 | 0.058618 | 0.058618 | 0.058618 | 0.058618 | 0.058618 | 0.058618 | 0.058618 | 0.058618 | 0.058618 | 0.058618 | 0.058618 | 0.058618 | 0.058618 | 0.058618 | 0.058618 | 0.058618 | 0.058618 | 0.058618 | 0.058618 | 0.058618
2016 | 2016 | 2016 | 0 | 2019 |  |  | 0.8324 | Presque Isle:6 | 0.8324 | 0.8324 | 0.8324 | 0.8324 | 0.8324 | 0.8324 | 0.8324 | 0.8324 | 0.8324 | 0.8324 | 0.8324 | 0.8324 | 0.8324 | 0.8324 | 0.8324 | 0.8324 | 0.58268 | 0.58268 | 0.58268 | 0.058268 | 0.058268 | 0.058268 | 0.058268 | 0.058268 | 0.058268 | 0.058268 | 0.058268 | 0.058268 | 0.058268 | 0.058268 | 0.058268 | 0.058268 | 0.058268 | 0.058268 | 0.058268 | 0.058268 | 0.058268 | 0.058268 | 0.058268 | 0.058268 | 0.058268 | 0.058268 | 0.058268 | 0.058268 | 0.058268 | 0.058268 | 0.058268 | 0.058268 | 0.058268 | 0.058268 | 0.058268 | 0.058268 | 0.058268 | 0.058268
2017 | 2017 | 2017 | 0 | 2019 |  |  | 0.4973 | Presque Isle:7 | 0.4973 | 0.4973 | 0.4973 | 0.4973 | 0.4973 | 0.4973 | 0.4973 | 0.4973 | 0.4973 | 0.4973 | 0.4973 | 0.4973 | 0.4973 | 0.4973 | 0.4973 | 0.4973 | 0.4973 | 0.34811 | 0.34811 | 0.034811 | 0.034811 | 0.034811 | 0.034811 | 0.034811 | 0.034811 | 0.034811 | 0.034811 | 0.034811 | 0.034811 | 0.034811 | 0.034811 | 0.034811 | 0.034811 | 0.034811 | 0.034811 | 0.034811 | 0.034811 | 0.034811 | 0.034811 | 0.034811 | 0.034811 | 0.034811 | 0.034811 | 0.034811 | 0.034811 | 0.034811 | 0.034811 | 0.034811 | 0.034811 | 0.034811 | 0.034811 | 0.034811 | 0.034811 | 0.034811
2017 | 2017 | 2017 | 0 | 2019 |  |  | 0.4955 | Presque Isle:8 | 0.4955 | 0.4955 | 0.4955 | 0.4955 | 0.4955 | 0.4955 | 0.4955 | 0.4955 | 0.4955 | 0.4955 | 0.4955 | 0.4955 | 0.4955 | 0.4955 | 0.4955 | 0.4955 | 0.4955 | 0.34685 | 0.34685 | 0.034685 | 0.034685 | 0.034685 | 0.034685 | 0.034685 | 0.034685 | 0.034685 | 0.034685 | 0.034685 | 0.034685 | 0.034685 | 0.034685 | 0.034685 | 0.034685 | 0.034685 | 0.034685 | 0.034685 | 0.034685 | 0.034685 | 0.034685 | 0.034685 | 0.034685 | 0.034685 | 0.034685 | 0.034685 | 0.034685 | 0.034685 | 0.034685 | 0.034685 | 0.034685 | 0.034685 | 0.034685 | 0.034685 | 0.034685 | 0.034685
2017 | 2017 | 2017 | 0 | 2019 |  |  | 0.4955 | Presque Isle:9 | 0.4955 | 0.4955 | 0.4955 | 0.4955 | 0.4955 | 0.4955 | 0.4955 | 0.4955 | 0.4955 | 0.4955 | 0.4955 | 0.4955 | 0.4955 | 0.4955 | 0.4955 | 0.4955 | 0.4955 | 0.34685 | 0.34685 | 0.034685 | 0.034685 | 0.034685 | 0.034685 | 0.034685 | 0.034685 | 0.034685 | 0.034685 | 0.034685 | 0.034685 | 0.034685 | 0.034685 | 0.034685 | 0.034685 | 0.034685 | 0.034685 | 0.034685 | 0.034685 | 0.034685 | 0.034685 | 0.034685 | 0.034685 | 0.034685 | 0.034685 | 0.034685 | 0.034685 | 0.034685 | 0.034685 | 0.034685 | 0.034685 | 0.034685 | 0.034685 | 0.034685 | 0.034685 | 0.034685
2017 | 2017 | 2017 | 0 | 2021 |  |  | 1.6 | Escanaba:1 | 1.6 | 1.6 | 1.6 | 1.6 | 1.6 | 1.6 | 1.6 | 1.6 | 1.6 | 1.6 | 1.6 | 1.6 | 1.6 | 1.6 | 1.6 | 1.6 | 1.6 | 1.12 | 1.12 | 1.12 | 1.12 | 0.112 | 0.112 | 0.112 | 0.112 | 0.112 | 0.112 | 0.112 | 0.112 | 0.112 | 0.112 | 0.112 | 0.112 | 0.112 | 0.112 | 0.112 | 0.112 | 0.112 | 0.112 | 0.112 | 0.112 | 0.112 | 0.112 | 0.112 | 0.112 | 0.112 | 0.112 | 0.112 | 0.112 | 0.112 | 0.112 | 0.112 | 0.112 | 0.112
2017 | 2017 | 2017 | 0 | 2021 |  |  | 1.6 | Escanaba:2 | 1.6 | 1.6 | 1.6 | 1.6 | 1.6 | 1.6 | 1.6 | 1.6 | 1.6 | 1.6 | 1.6 | 1.6 | 1.6 | 1.6 | 1.6 | 1.6 | 1.6 | 1.12 | 1.12 | 1.12 | 1.12 | 0.112 | 0.112 | 0.112 | 0.112 | 0.112 | 0.112 | 0.112 | 0.112 | 0.112 | 0.112 | 0.112 | 0.112 | 0.112 | 0.112 | 0.112 | 0.112 | 0.112 | 0.112 | 0.112 | 0.112 | 0.112 | 0.112 | 0.112 | 0.112 | 0.112 | 0.112 | 0.112 | 0.112 | 0.112 | 0.112 | 0.112 | 0.112 | 0.112
0 | 0 | 0 | 0 | 0 |  |  | 0.75 | Clinton (CLIN):15 | 0.75 | 0.75 | 0.75 | 0.75 | 0.75 | 0.75 | 0.75 | 0.75 | 0.75 | 0.75 | 0.75 | 0.75 | 0.75 | 0.75 | 0.75 | 0.75 | 0.75 | 0.75 | 0.75 | 0.75 | 0.75 | 0.75 | 0.75 | 0.75 | 0.75 | 0.75 | 0.75 | 0.75 | 0.75 | 0.75 | 0.75 | 0.75 | 0.75 | 0.75 | 0.75 | 0.75 | 0.75 | 0.75 | 0.75 | 0.75 | 0.75 | 0.75 | 0.75 | 0.75 | 0.75 | 0.75 | 0.75 | 0.75 | 0.75 | 0.75 | 0.75 | 0.75 | 0.75 | 0.75
0 | 0 | 0 | 0 | 0 |  |  | 0.75 | Mistersky:GT1 | 0.75 | 0.75 | 0.75 | 0.75 | 0.75 | 0.75 | 0.75 | 0.75 | 0.75 | 0.75 | 0.75 | 0.75 | 0.75 | 0.75 | 0.75 | 0.75 | 0.75 | 0.75 | 0.75 | 0.75 | 0.75 | 0.75 | 0.75 | 0.75 | 0.75 | 0.75 | 0.75 | 0.75 | 0.75 | 0.75 | 0.75 | 0.75 | 0.75 | 0.75 | 0.75 | 0.75 | 0.75 | 0.75 | 0.75 | 0.75 | 0.75 | 0.75 | 0.75 | 0.75 | 0.75 | 0.75 | 0.75 | 0.75 | 0.75 | 0.75 | 0.75 | 0.75 | 0.75 | 0.75
0 | 0 | 0 |  | 0 |  |  | 0.001 | Mistersky:5 | 0.001 | 0.001 | 0.001 | 0.001 | 0.001 | 0.001 | 0.001 | 0.001 | 0.001 | 0.001 | 0.001 | 0.001 | 0.001 | 0.001 | 0.001 | 0.001 | 0.001 | 0.001 | 0.001 | 0.001 | 0.001 | 0.001 | 0.001 | 0.001 | 0.001 | 0.001 | 0.001 | 0.001 | 0.001 | 0.001 | 0.001 | 0.001 | 0.001 | 0.001 | 0.001 | 0.001 | 0.001 | 0.001 | 0.001 | 0.001 | 0.001 | 0.001 | 0.001 | 0.001 | 0.001 | 0.001 | 0.001 | 0.001 | 0.001 | 0.001 | 0.001 | 0.001 | 0.001 | 0.001
0 | 0 | 0 |  | 0 |  |  | 0.001 | Mistersky:6 | 0.001 | 0.001 | 0.001 | 0.001 | 0.001 | 0.001 | 0.001 | 0.001 | 0.001 | 0.001 | 0.001 | 0.001 | 0.001 | 0.001 | 0.001 | 0.001 | 0.001 | 0.001 | 0.001 | 0.001 | 0.001 | 0.001 | 0.001 | 0.001 | 0.001 | 0.001 | 0.001 | 0.001 | 0.001 | 0.001 | 0.001 | 0.001 | 0.001 | 0.001 | 0.001 | 0.001 | 0.001 | 0.001 | 0.001 | 0.001 | 0.001 | 0.001 | 0.001 | 0.001 | 0.001 | 0.001 | 0.001 | 0.001 | 0.001 | 0.001 | 0.001 | 0.001 | 0.001 | 0.001
0 | 0 | 0 |  | 0 |  |  | 0.001 | Mistersky:7 | 0.001 | 0.001 | 0.001 | 0.001 | 0.001 | 0.001 | 0.001 | 0.001 | 0.001 | 0.001 | 0.001 | 0.001 | 0.001 | 0.001 | 0.001 | 0.001 | 0.001 | 0.001 | 0.001 | 0.001 | 0.001 | 0.001 | 0.001 | 0.001 | 0.001 | 0.001 | 0.001 | 0.001 | 0.001 | 0.001 | 0.001 | 0.001 | 0.001 | 0.001 | 0.001 | 0.001 | 0.001 | 0.001 | 0.001 | 0.001 | 0.001 | 0.001 | 0.001 | 0.001 | 0.001 | 0.001 | 0.001 | 0.001 | 0.001 | 0.001 | 0.001 | 0.001 | 0.001 | 0.001
2017 | 2017 | 2017 |  | 2019 |  |  | 0.2009 | Sims:3 | 0.2009 | 0.2009 | 0.2009 | 0.2009 | 0.2009 | 0.2009 | 0.2009 | 0.2009 | 0.2009 | 0.2009 | 0.2009 | 0.2009 | 0.2009 | 0.2009 | 0.2009 | 0.2009 | 0.2009 | 0.14063 | 0.14063 | 0.014063 | 0.014063 | 0.014063 | 0.014063 | 0.014063 | 0.014063 | 0.014063 | 0.014063 | 0.014063 | 0.014063 | 0.014063 | 0.014063 | 0.014063 | 0.014063 | 0.014063 | 0.014063 | 0.014063 | 0.014063 | 0.014063 | 0.014063 | 0.014063 | 0.014063 | 0.014063 | 0.014063 | 0.014063 | 0.014063 | 0.014063 | 0.014063 | 0.014063 | 0.014063 | 0.014063 | 0.014063 | 0.014063 | 0.014063 | 0.014063
0 | 0 | 0 | 0 | 0 |  |  | 0.75 | Diesel Plant (GHLP):57 | 0.75 | 0.75 | 0.75 | 0.75 | 0.75 | 0.75 | 0.75 | 0.75 | 0.75 | 0.75 | 0.75 | 0.75 | 0.75 | 0.75 | 0.75 | 0.75 | 0.75 | 0.75 | 0.75 | 0.75 | 0.75 | 0.75 | 0.75 | 0.75 | 0.75 | 0.75 | 0.75 | 0.75 | 0.75 | 0.75 | 0.75 | 0.75 | 0.75 | 0.75 | 0.75 | 0.75 | 0.75 | 0.75 | 0.75 | 0.75 | 0.75 | 0.75 | 0.75 | 0.75 | 0.75 | 0.75 | 0.75 | 0.75 | 0.75 | 0.75 | 0.75 | 0.75 | 0.75 | 0.75
0 | 0 | 0 | 0 | 0 |  |  | 0.75 | Hillsdale:2 | 0.75 | 0.75 | 0.75 | 0.75 | 0.75 | 0.75 | 0.75 | 0.75 | 0.75 | 0.75 | 0.75 | 0.75 | 0.75 | 0.75 | 0.75 | 0.75 | 0.75 | 0.75 | 0.75 | 0.75 | 0.75 | 0.75 | 0.75 | 0.75 | 0.75 | 0.75 | 0.75 | 0.75 | 0.75 | 0.75 | 0.75 | 0.75 | 0.75 | 0.75 | 0.75 | 0.75 | 0.75 | 0.75 | 0.75 | 0.75 | 0.75 | 0.75 | 0.75 | 0.75 | 0.75 | 0.75 | 0.75 | 0.75 | 0.75 | 0.75 | 0.75 | 0.75 | 0.75 | 0.75
2017 | 2017 | 2017 | 0 | 2021 |  |  | 1.6 | James De Young:3 | 1.6 | 1.6 | 1.6 | 1.6 | 1.6 | 1.6 | 1.6 | 1.6 | 1.6 | 1.6 | 1.6 | 1.6 | 1.6 | 1.6 | 1.6 | 1.6 | 1.6 | 1.12 | 1.12 | 1.12 | 1.12 | 0.112 | 0.112 | 0.112 | 0.112 | 0.112 | 0.112 | 0.112 | 0.112 | 0.112 | 0.112 | 0.112 | 0.112 | 0.112 | 0.112 | 0.112 | 0.112 | 0.112 | 0.112 | 0.112 | 0.112 | 0.112 | 0.112 | 0.112 | 0.112 | 0.112 | 0.112 | 0.112 | 0.112 | 0.112 | 0.112 | 0.112 | 0.112 | 0.112
2017 | 2017 | 2017 | 0 | 2020 |  |  | 1.6 | James De Young:4 | 1.6 | 1.6 | 1.6 | 1.6 | 1.6 | 1.6 | 1.6 | 1.6 | 1.6 | 1.6 | 1.6 | 1.6 | 1.6 | 1.6 | 1.6 | 1.6 | 1.6 | 1.12 | 1.12 | 1.12 | 0.112 | 0.112 | 0.112 | 0.112 | 0.112 | 0.112 | 0.112 | 0.112 | 0.112 | 0.112 | 0.112 | 0.112 | 0.112 | 0.112 | 0.112 | 0.112 | 0.112 | 0.112 | 0.112 | 0.112 | 0.112 | 0.112 | 0.112 | 0.112 | 0.112 | 0.112 | 0.112 | 0.112 | 0.112 | 0.112 | 0.112 | 0.112 | 0.112 | 0.112
2017 | 2017 | 2017 | 0 | 2020 |  |  | 1.1861 | James De Young:5 | 1.1861 | 1.1861 | 1.1861 | 1.1861 | 1.1861 | 1.1861 | 1.1861 | 1.1861 | 1.1861 | 1.1861 | 1.1861 | 1.1861 | 1.1861 | 1.1861 | 1.1861 | 1.1861 | 1.1861 | 0.83027 | 0.83027 | 0.83027 | 0.083027 | 0.083027 | 0.083027 | 0.083027 | 0.083027 | 0.083027 | 0.083027 | 0.083027 | 0.083027 | 0.083027 | 0.083027 | 0.083027 | 0.083027 | 0.083027 | 0.083027 | 0.083027 | 0.083027 | 0.083027 | 0.083027 | 0.083027 | 0.083027 | 0.083027 | 0.083027 | 0.083027 | 0.083027 | 0.083027 | 0.083027 | 0.083027 | 0.083027 | 0.083027 | 0.083027 | 0.083027 | 0.083027 | 0.083027
2017 | 2017 | 2017 | 0 | 2020 |  |  | 0.5515 | Eckert:1 | 0.5515 | 0.5515 | 0.5515 | 0.5515 | 0.5515 | 0.5515 | 0.5515 | 0.5515 | 0.5515 | 0.5515 | 0.5515 | 0.5515 | 0.5515 | 0.5515 | 0.5515 | 0.5515 | 0.5515 | 0.38605 | 0.38605 | 0.38605 | 0.038605 | 0.038605 | 0.038605 | 0.038605 | 0.038605 | 0.038605 | 0.038605 | 0.038605 | 0.038605 | 0.038605 | 0.038605 | 0.038605 | 0.038605 | 0.038605 | 0.038605 | 0.038605 | 0.038605 | 0.038605 | 0.038605 | 0.038605 | 0.038605 | 0.038605 | 0.038605 | 0.038605 | 0.038605 | 0.038605 | 0.038605 | 0.038605 | 0.038605 | 0.038605 | 0.038605 | 0.038605 | 0.038605 | 0.038605
2017 | 2017 | 2017 | 0 | 2020 |  |  | 0.5641 | Eckert:2 | 0.5641 | 0.5641 | 0.5641 | 0.5641 | 0.5641 | 0.5641 | 0.5641 | 0.5641 | 0.5641 | 0.5641 | 0.5641 | 0.5641 | 0.5641 | 0.5641 | 0.5641 | 0.5641 | 0.5641 | 0.39487 | 0.39487 | 0.39487 | 0.039487 | 0.039487 | 0.039487 | 0.039487 | 0.039487 | 0.039487 | 0.039487 | 0.039487 | 0.039487 | 0.039487 | 0.039487 | 0.039487 | 0.039487 | 0.039487 | 0.039487 | 0.039487 | 0.039487 | 0.039487 | 0.039487 | 0.039487 | 0.039487 | 0.039487 | 0.039487 | 0.039487 | 0.039487 | 0.039487 | 0.039487 | 0.039487 | 0.039487 | 0.039487 | 0.039487 | 0.039487 | 0.039487 | 0.039487
2017 | 2017 | 2017 | 0 | 2020 |  |  | 0.5254 | Eckert:3 | 0.5254 | 0.5254 | 0.5254 | 0.5254 | 0.5254 | 0.5254 | 0.5254 | 0.5254 | 0.5254 | 0.5254 | 0.5254 | 0.5254 | 0.5254 | 0.5254 | 0.5254 | 0.5254 | 0.5254 | 0.36778 | 0.36778 | 0.36778 | 0.036778 | 0.036778 | 0.036778 | 0.036778 | 0.036778 | 0.036778 | 0.036778 | 0.036778 | 0.036778 | 0.036778 | 0.036778 | 0.036778 | 0.036778 | 0.036778 | 0.036778 | 0.036778 | 0.036778 | 0.036778 | 0.036778 | 0.036778 | 0.036778 | 0.036778 | 0.036778 | 0.036778 | 0.036778 | 0.036778 | 0.036778 | 0.036778 | 0.036778 | 0.036778 | 0.036778 | 0.036778 | 0.036778 | 0.036778
2017 | 2017 | 2017 | 0 | 2019 |  |  | 0.5235 | Eckert:4 | 0.5235 | 0.5235 | 0.5235 | 0.5235 | 0.5235 | 0.5235 | 0.5235 | 0.5235 | 0.5235 | 0.5235 | 0.5235 | 0.5235 | 0.5235 | 0.5235 | 0.5235 | 0.5235 | 0.5235 | 0.36645 | 0.36645 | 0.036645 | 0.036645 | 0.036645 | 0.036645 | 0.036645 | 0.036645 | 0.036645 | 0.036645 | 0.036645 | 0.036645 | 0.036645 | 0.036645 | 0.036645 | 0.036645 | 0.036645 | 0.036645 | 0.036645 | 0.036645 | 0.036645 | 0.036645 | 0.036645 | 0.036645 | 0.036645 | 0.036645 | 0.036645 | 0.036645 | 0.036645 | 0.036645 | 0.036645 | 0.036645 | 0.036645 | 0.036645 | 0.036645 | 0.036645 | 0.036645
2017 | 2017 | 2017 | 0 | 2019 |  |  | 0.5257 | Eckert:5 | 0.5257 | 0.5257 | 0.5257 | 0.5257 | 0.5257 | 0.5257 | 0.5257 | 0.5257 | 0.5257 | 0.5257 | 0.5257 | 0.5257 | 0.5257 | 0.5257 | 0.5257 | 0.5257 | 0.5257 | 0.36799 | 0.36799 | 0.036799 | 0.036799 | 0.036799 | 0.036799 | 0.036799 | 0.036799 | 0.036799 | 0.036799 | 0.036799 | 0.036799 | 0.036799 | 0.036799 | 0.036799 | 0.036799 | 0.036799 | 0.036799 | 0.036799 | 0.036799 | 0.036799 | 0.036799 | 0.036799 | 0.036799 | 0.036799 | 0.036799 | 0.036799 | 0.036799 | 0.036799 | 0.036799 | 0.036799 | 0.036799 | 0.036799 | 0.036799 | 0.036799 | 0.036799 | 0.036799
2017 | 2017 | 2017 | 0 | 2019 |  |  | 0.5153 | Eckert:6 | 0.5153 | 0.5153 | 0.5153 | 0.5153 | 0.5153 | 0.5153 | 0.5153 | 0.5153 | 0.5153 | 0.5153 | 0.5153 | 0.5153 | 0.5153 | 0.5153 | 0.5153 | 0.5153 | 0.5153 | 0.36071 | 0.36071 | 0.036071 | 0.036071 | 0.036071 | 0.036071 | 0.036071 | 0.036071 | 0.036071 | 0.036071 | 0.036071 | 0.036071 | 0.036071 | 0.036071 | 0.036071 | 0.036071 | 0.036071 | 0.036071 | 0.036071 | 0.036071 | 0.036071 | 0.036071 | 0.036071 | 0.036071 | 0.036071 | 0.036071 | 0.036071 | 0.036071 | 0.036071 | 0.036071 | 0.036071 | 0.036071 | 0.036071 | 0.036071 | 0.036071 | 0.036071 | 0.036071
2016 | 2016 | 2016 | 0 | 2018 |  |  | 0.5495 | Erickson:1 | 0.5495 | 0.5495 | 0.5495 | 0.5495 | 0.5495 | 0.5495 | 0.5495 | 0.5495 | 0.5495 | 0.5495 | 0.5495 | 0.5495 | 0.5495 | 0.5495 | 0.5495 | 0.5495 | 0.38465 | 0.38465 | 0.038465 | 0.038465 | 0.038465 | 0.038465 | 0.038465 | 0.038465 | 0.038465 | 0.038465 | 0.038465 | 0.038465 | 0.038465 | 0.038465 | 0.038465 | 0.038465 | 0.038465 | 0.038465 | 0.038465 | 0.038465 | 0.038465 | 0.038465 | 0.038465 | 0.038465 | 0.038465 | 0.038465 | 0.038465 | 0.038465 | 0.038465 | 0.038465 | 0.038465 | 0.038465 | 0.038465 | 0.038465 | 0.038465 | 0.038465 | 0.038465 | 0.038465
[7 empty] | 0.75 | Lowell:34 | 0.75 | 0.75 | 0.75 | 0.75 | 0.75 | 0.75 | 0.75 | 0.75 | 0.75 | 0.75 | 0.75 | 0.75 | 0.75 | 0.75 | 0.75 | 0.75 | 0.75 | 0.75 | 0.75 | 0.75 | 0.75 | 0.75 | 0.75 | 0.75 | 0.75 | 0.75 | 0.75 | 0.75 | 0.75 | 0.75 | 0.75 | 0.75 | 0.75 | 0.75 | 0.75 | 0.75 | 0.75 | 0.75 | 0.75 | 0.75 | 0.75 | 0.75 | 0.75 | 0.75 | 0.75 | 0.75 | 0.75 | 0.75 | 0.75 | 0.75 | 0.75 | 0.75 | 0.75 | 0.75
[7 empty] | 0.75 | Plant Four:GT1 | 0.75 | 0.75 | 0.75 | 0.75 | 0.75 | 0.75 | 0.75 | 0.75 | 0.75 | 0.75 | 0.75 | 0.75 | 0.75 | 0.75 | 0.75 | 0.75 | 0.75 | 0.75 | 0.75 | 0.75 | 0.75 | 0.75 | 0.75 | 0.75 | 0.75 | 0.75 | 0.75 | 0.75 | 0.75 | 0.75 | 0.75 | 0.75 | 0.75 | 0.75 | 0.75 | 0.75 | 0.75 | 0.75 | 0.75 | 0.75 | 0.75 | 0.75 | 0.75 | 0.75 | 0.75 | 0.75 | 0.75 | 0.75 | 0.75 | 0.75 | 0.75 | 0.75 | 0.75 | 0.75
[7 empty] | 1.5 | Shiras:1 | 1.5 | 1.5 | 1.5 | 1.5 | 1.5 | 1.5 | 1.5 | 1.5 | 1.5 | 1.5 | 1.5 | 1.5 | 1.5 | 1.5 | 1.5 | 1.5 | 1.5 | 1.5 | 1.5 | 1.5 | 1.5 | 1.5 | 1.5 | 1.5 | 1.5 | 1.5 | 1.5 | 1.5 | 1.5 | 1.5 | 1.5 | 1.5 | 1.5 | 1.5 | 1.5 | 1.5 | 1.5 | 1.5 | 1.5 | 1.5 | 1.5 | 1.5 | 1.5 | 1.5 | 1.5 | 1.5 | 1.5 | 1.5 | 1.5 | 1.5 | 1.5 | 1.5 | 1.5 | 1.5
2017 | 2017 | 2017 | 0 | 2020 |  |  | 1.5 | Shiras:2 | 1.5 | 1.5 | 1.5 | 1.5 | 1.5 | 1.5 | 1.5 | 1.5 | 1.5 | 1.5 | 1.5 | 1.5 | 1.5 | 1.5 | 1.5 | 1.5 | 1.5 | 1.05 | 1.05 | 1.05 | 0.105 | 0.105 | 0.105 | 0.105 | 0.105 | 0.105 | 0.105 | 0.105 | 0.105 | 0.105 | 0.105 | 0.105 | 0.105 | 0.105 | 0.105 | 0.105 | 0.105 | 0.105 | 0.105 | 0.105 | 0.105 | 0.105 | 0.105 | 0.105 | 0.105 | 0.105 | 0.105 | 0.105 | 0.105 | 0.105 | 0.105 | 0.105 | 0.105 | 0.105
2017 | 2017 | 2017 |  | 2020 |  |  | 0.0382 | Shiras:3 | 0.0382 | 0.0382 | 0.0382 | 0.0382 | 0.0382 | 0.0382 | 0.0382 | 0.0382 | 0.0382 | 0.0382 | 0.0382 | 0.0382 | 0.0382 | 0.0382 | 0.0382 | 0.0382 | 0.0382 | 0.02674 | 0.02674 | 0.02674 | 0.002674 | 0.002674 | 0.002674 | 0.002674 | 0.002674 | 0.002674 | 0.002674 | 0.002674 | 0.002674 | 0.002674 | 0.002674 | 0.002674 | 0.002674 | 0.002674 | 0.002674 | 0.002674 | 0.002674 | 0.002674 | 0.002674 | 0.002674 | 0.002674 | 0.002674 | 0.002674 | 0.002674 | 0.002674 | 0.002674 | 0.002674 | 0.002674 | 0.002674 | 0.002674 | 0.002674 | 0.002674 | 0.002674 | 0.002674
0 | 0 | 0 | 0 | 0 |  |  | 0.5 | Newberry:ALL | 0.5 | 0.5 | 0.5 | 0.5 | 0.5 | 0.5 | 0.5 | 0.5 | 0.5 | 0.5 | 0.5 | 0.5 | 0.5 | 0.5 | 0.5 | 0.5 | 0.5 | 0.5 | 0.5 | 0.5 | 0.5 | 0.5 | 0.5 | 0.5 | 0.5 | 0.5 | 0.5 | 0.5 | 0.5 | 0.5 | 0.5 | 0.5 | 0.5 | 0.5 | 0.5 | 0.5 | 0.5 | 0.5 | 0.5 | 0.5 | 0.5 | 0.5 | 0.5 | 0.5 | 0.5 | 0.5 | 0.5 | 0.5 | 0.5 | 0.5 | 0.5 | 0.5 | 0.5 | 0.5
0 | 0 | 0 | 0 | 0 |  |  | 0.75 | Diesel Plant - STURGI:15 | 0.75 | 0.75 | 0.75 | 0.75 | 0.75 | 0.75 | 0.75 | 0.75 | 0.75 | 0.75 | 0.75 | 0.75 | 0.75 | 0.75 | 0.75 | 0.75 | 0.75 | 0.75 | 0.75 | 0.75 | 0.75 | 0.75 | 0.75 | 0.75 | 0.75 | 0.75 | 0.75 | 0.75 | 0.75 | 0.75 | 0.75 | 0.75 | 0.75 | 0.75 | 0.75 | 0.75 | 0.75 | 0.75 | 0.75 | 0.75 | 0.75 | 0.75 | 0.75 | 0.75 | 0.75 | 0.75 | 0.75 | 0.75 | 0.75 | 0.75 | 0.75 | 0.75 | 0.75 | 0.75
0 | 0 | 0 | 0 | 0 |  |  | 0.75 | Union City:ALL | 0.75 | 0.75 | 0.75 | 0.75 | 0.75 | 0.75 | 0.75 | 0.75 | 0.75 | 0.75 | 0.75 | 0.75 | 0.75 | 0.75 | 0.75 | 0.75 | 0.75 | 0.75 | 0.75 | 0.75 | 0.75 | 0.75 | 0.75 | 0.75 | 0.75 | 0.75 | 0.75 | 0.75 | 0.75 | 0.75 | 0.75 | 0.75 | 0.75 | 0.75 | 0.75 | 0.75 | 0.75 | 0.75 | 0.75 | 0.75 | 0.75 | 0.75 | 0.75 | 0.75 | 0.75 | 0.75 | 0.75 | 0.75 | 0.75 | 0.75 | 0.75 | 0.75 | 0.75 | 0.75
0 | 0 | 0 | 2017 | 0 |  |  | 1.6 | Wyandotte (WYAN):6 | 1.6 | 1.6 | 1.6 | 1.6 | 1.6 | 1.6 | 1.6 | 1.6 | 1.6 | 1.6 | 1.6 | 1.6 | 1.6 | 1.6 | 1.6 | 1.6 | 1.6 | 0.032 | 0.032 | 0.032 | 0.032 | 0.032 | 0.032 | 0.032 | 0.032 | 0.032 | 0.032 | 0.032 | 0.032 | 0.032 | 0.032 | 0.032 | 0.032 | 0.032 | 0.032 | 0.032 | 0.032 | 0.032 | 0.032 | 0.032 | 0.032 | 0.032 | 0.032 | 0.032 | 0.032 | 0.032 | 0.032 | 0.032 | 0.032 | 0.032 | 0.032 | 0.032 | 0.032 | 0.032
0 | 0 | 0 | 2017 | 0 |  |  | 0.971 | Wyandotte (WYAN):7 | 0.971 | 0.971 | 0.971 | 0.971 | 0.971 | 0.971 | 0.971 | 0.971 | 0.971 | 0.971 | 0.971 | 0.971 | 0.971 | 0.971 | 0.971 | 0.971 | 0.971 | 0.01942 | 0.01942 | 0.01942 | 0.01942 | 0.01942 | 0.01942 | 0.01942 | 0.01942 | 0.01942 | 0.01942 | 0.01942 | 0.01942 | 0.01942 | 0.01942 | 0.01942 | 0.01942 | 0.01942 | 0.01942 | 0.01942 | 0.01942 | 0.01942 | 0.01942 | 0.01942 | 0.01942 | 0.01942 | 0.01942 | 0.01942 | 0.01942 | 0.01942 | 0.01942 | 0.01942 | 0.01942 | 0.01942 | 0.01942 | 0.01942 | 0.01942 | 0.01942
[7 empty] | 0.412 | Wyandotte (WYAN):8 | 0.393 | 0.393 | 0.393 | 0.393 | 0.393 | 0.393 | 0.393 | 0.412 | 0.412 | 0.412 | 0.412 | 0.412 | 0.412 | 0.412 | 0.412 | 0.412 | 0.412 | 0.412 | 0.412 | 0.412 | 0.412 | 0.412 | 0.412 | 0.412 | 0.412 | 0.412 | 0.412 | 0.412 | 0.412 | 0.412 | 0.412 | 0.412 | 0.412 | 0.412 | 0.412 | 0.412 | 0.412 | 0.412 | 0.412 | 0.412 | 0.412 | 0.412 | 0.412 | 0.412 | 0.412 | 0.412 | 0.412 | 0.412 | 0.412 | 0.412 | 0.412 | 0.412 | 0.412 | 0.412
0 | 0 | 0 | 0 | 0 |  |  | 0.75 | Dafter:ALL | 0.75 | 0.75 | 0.75 | 0.75 | 0.75 | 0.75 | 0.75 | 0.75 | 0.75 | 0.75 | 0.75 | 0.75 | 0.75 | 0.75 | 0.75 | 0.75 | 0.75 | 0.75 | 0.75 | 0.75 | 0.75 | 0.75 | 0.75 | 0.75 | 0.75 | 0.75 | 0.75 | 0.75 | 0.75 | 0.75 | 0.75 | 0.75 | 0.75 | 0.75 | 0.75 | 0.75 | 0.75 | 0.75 | 0.75 | 0.75 | 0.75 | 0.75 | 0.75 | 0.75 | 0.75 | 0.75 | 0.75 | 0.75 | 0.75 | 0.75 | 0.75 | 0.75 | 0.75 | 0.75
[7 empty] | 1.6 | Advance:ALL | 1.6 | 1.6 | 1.6 | 1.6 | 1.6 | 1.6 | 1.6 | 1.6 | 1.6 | 1.6 | 1.6 | 1.6 | 1.6 | 1.6 | 1.6 | 1.6 | 1.6 | 1.6 | 1.6 | 1.6 | 1.6 | 1.6 | 1.6 | 1.6 | 1.6 | 1.6 | 1.6 | 1.6 | 1.6 | 1.6 | 1.6 | 1.6 | 1.6 | 1.6 | 1.6 | 1.6 | 1.6 | 1.6 | 1.6 | 1.6 | 1.6 | 1.6 | 1.6 | 1.6 | 1.6 | 1.6 | 1.6 | 1.6 | 1.6 | 1.6 | 1.6 | 1.6 | 1.6 | 1.6
0 | 0 | 0 | 0 | 0 |  |  | 0.5 | Beaver Island:ALL | 0.5 | 0.5 | 0.5 | 0.5 | 0.5 | 0.5 | 0.5 | 0.5 | 0.5 | 0.5 | 0.5 | 0.5 | 0.5 | 0.5 | 0.5 | 0.5 | 0.5 | 0.5 | 0.5 | 0.5 | 0.5 | 0.5 | 0.5 | 0.5 | 0.5 | 0.5 | 0.5 | 0.5 | 0.5 | 0.5 | 0.5 | 0.5 | 0.5 | 0.5 | 0.5 | 0.5 | 0.5 | 0.5 | 0.5 | 0.5 | 0.5 | 0.5 | 0.5 | 0.5 | 0.5 | 0.5 | 0.5 | 0.5 | 0.5 | 0.5 | 0.5 | 0.5 | 0.5 | 0.5
0 | 0 | 0 | 0 | 0 |  |  | 0.75 | Tower:13 | 0.75 | 0.75 | 0.75 | 0.75 | 0.75 | 0.75 | 0.75 | 0.75 | 0.75 | 0.75 | 0.75 | 0.75 | 0.75 | 0.75 | 0.75 | 0.75 | 0.75 | 0.75 | 0.75 | 0.75 | 0.75 | 0.75 | 0.75 | 0.75 | 0.75 | 0.75 | 0.75 | 0.75 | 0.75 | 0.75 | 0.75 | 0.75 | 0.75 | 0.75 | 0.75 | 0.75 | 0.75 | 0.75 | 0.75 | 0.75 | 0.75 | 0.75 | 0.75 | 0.75 | 0.75 | 0.75 | 0.75 | 0.75 | 0.75 | 0.75 | 0.75 | 0.75 | 0.75 | 0.75
0 | 0 | 0 | 0 | 0 |  |  | 0.5 | Ubly:15 | 0.5 | 0.5 | 0.5 | 0.5 | 0.5 | 0.5 | 0.5 | 0.5 | 0.5 | 0.5 | 0.5 | 0.5 | 0.5 | 0.5 | 0.5 | 0.5 | 0.5 | 0.5 | 0.5 | 0.5 | 0.5 | 0.5 | 0.5 | 0.5 | 0.5 | 0.5 | 0.5 | 0.5 | 0.5 | 0.5 | 0.5 | 0.5 | 0.5 | 0.5 | 0.5 | 0.5 | 0.5 | 0.5 | 0.5 | 0.5 | 0.5 | 0.5 | 0.5 | 0.5 | 0.5 | 0.5 | 0.5 | 0.5 | 0.5 | 0.5 | 0.5 | 0.5 | 0.5 | 0.5
[7 empty] | 0.75 | Fox Lake:4 | 0.75 | 0.75 | 0.75 | 0.75 | 0.75 | 0.75 | 0.75 | 0.75 | 0.75 | 0.75 | 0.75 | 0.75 | 0.75 | 0.75 | 0.75 | 0.75 | 0.75 | 0.75 | 0.75 | 0.75 | 0.75 | 0.75 | 0.75 | 0.75 | 0.75 | 0.75 | 0.75 | 0.75 | 0.75 | 0.75 | 0.75 | 0.75 | 0.75 | 0.75 | 0.75 | 0.75 | 0.75 | 0.75 | 0.75 | 0.75 | 0.75 | 0.75 | 0.75 | 0.75 | 0.75 | 0.75 | 0.75 | 0.75 | 0.75 | 0.75 | 0.75 | 0.75 | 0.75 | 0.75
0 | 0 | 0 | 0 | 0 |  |  | 0.5 | Hills:ALL | 0.5 | 0.5 | 0.5 | 0.5 | 0.5 | 0.5 | 0.5 | 0.5 | 0.5 | 0.5 | 0.5 | 0.5 | 0.5 | 0.5 | 0.5 | 0.5 | 0.5 | 0.5 | 0.5 | 0.5 | 0.5 | 0.5 | 0.5 | 0.5 | 0.5 | 0.5 | 0.5 | 0.5 | 0.5 | 0.5 | 0.5 | 0.5 | 0.5 | 0.5 | 0.5 | 0.5 | 0.5 | 0.5 | 0.5 | 0.5 | 0.5 | 0.5 | 0.5 | 0.5 | 0.5 | 0.5 | 0.5 | 0.5 | 0.5 | 0.5 | 0.5 | 0.5 | 0.5 | 0.5
[7 empty] | 0.75 | Rushford:1 | 0.75 | 0.75 | 0.75 | 0.75 | 0.75 | 0.75 | 0.75 | 0.75 | 0.75 | 0.75 | 0.75 | 0.75 | 0.75 | 0.75 | 0.75 | 0.75 | 0.75 | 0.75 | 0.75 | 0.75 | 0.75 | 0.75 | 0.75 | 0.75 | 0.75 | 0.75 | 0.75 | 0.75 | 0.75 | 0.75 | 0.75 | 0.75 | 0.75 | 0.75 | 0.75 | 0.75 | 0.75 | 0.75 | 0.75 | 0.75 | 0.75 | 0.75 | 0.75 | 0.75 | 0.75 | 0.75 | 0.75 | 0.75 | 0.75 | 0.75 | 0.75 | 0.75 | 0.75 | 0.75
2017 | 2017 | 2017 | 0 | 2020 |  |  | 0.367 | Laskin Energy Center:1 | 0.367 | 0.367 | 0.367 | 0.367 | 0.367 | 0.367 | 0.367 | 0.367 | 0.367 | 0.367 | 0.367 | 0.367 | 0.367 | 0.367 | 0.367 | 0.367 | 0.367 | 0.2569 | 0.2569 | 0.2569 | 0.02569 | 0.02569 | 0.02569 | 0.02569 | 0.02569 | 0.02569 | 0.02569 | 0.02569 | 0.02569 | 0.02569 | 0.02569 | 0.02569 | 0.02569 | 0.02569 | 0.02569 | 0.02569 | 0.02569 | 0.02569 | 0.02569 | 0.02569 | 0.02569 | 0.02569 | 0.02569 | 0.02569 | 0.02569 | 0.02569 | 0.02569 | 0.02569 | 0.02569 | 0.02569 | 0.02569 | 0.02569 | 0.02569 | 0.02569
2017 | 2017 | 2017 | 0 | 2020 |  |  | 0.3694 | Laskin Energy Center:2 | 0.3694 | 0.3694 | 0.3694 | 0.3694 | 0.3694 | 0.3694 | 0.3694 | 0.3694 | 0.3694 | 0.3694 | 0.3694 | 0.3694 | 0.3694 | 0.3694 | 0.3694 | 0.3694 | 0.3694 | 0.25858 | 0.25858 | 0.25858 | 0.025858 | 0.025858 | 0.025858 | 0.025858 | 0.025858 | 0.025858 | 0.025858 | 0.025858 | 0.025858 | 0.025858 | 0.025858 | 0.025858 | 0.025858 | 0.025858 | 0.025858 | 0.025858 | 0.025858 | 0.025858 | 0.025858 | 0.025858 | 0.025858 | 0.025858 | 0.025858 | 0.025858 | 0.025858 | 0.025858 | 0.025858 | 0.025858 | 0.025858 | 0.025858 | 0.025858 | 0.025858 | 0.025858 | 0.025858
2017 | 2017 | 2017 | 0 | 2019 |  |  | 0.8409 | Boswell Energy Center:1 | 0.8409 | 0.8409 | 0.8409 | 0.8409 | 0.8409 | 0.8409 | 0.8409 | 0.8409 | 0.8409 | 0.8409 | 0.8409 | 0.8409 | 0.8409 | 0.8409 | 0.8409 | 0.8409 | 0.8409 | 0.58863 | 0.58863 | 0.058863 | 0.058863 | 0.058863 | 0.058863 | 0.058863 | 0.058863 | 0.058863 | 0.058863 | 0.058863 | 0.058863 | 0.058863 | 0.058863 | 0.058863 | 0.058863 | 0.058863 | 0.058863 | 0.058863 | 0.058863 | 0.058863 | 0.058863 | 0.058863 | 0.058863 | 0.058863 | 0.058863 | 0.058863 | 0.058863 | 0.058863 | 0.058863 | 0.058863 | 0.058863 | 0.058863 | 0.058863 | 0.058863 | 0.058863 | 0.058863
2017 | 2017 | 2017 | 0 | 2019 |  |  | 0.818 | Boswell Energy Center:2 | 0.818 | 0.818 | 0.818 | 0.818 | 0.818 | 0.818 | 0.818 | 0.818 | 0.818 | 0.818 | 0.818 | 0.818 | 0.818 | 0.818 | 0.818 | 0.818 | 0.818 | 0.5726 | 0.5726 | 0.05726 | 0.05726 | 0.05726 | 0.05726 | 0.05726 | 0.05726 | 0.05726 | 0.05726 | 0.05726 | 0.05726 | 0.05726 | 0.05726 | 0.05726 | 0.05726 | 0.05726 | 0.05726 | 0.05726 | 0.05726 | 0.05726 | 0.05726 | 0.05726 | 0.05726 | 0.05726 | 0.05726 | 0.05726 | 0.05726 | 0.05726 | 0.05726 | 0.05726 | 0.05726 | 0.05726 | 0.05726 | 0.05726 | 0.05726 | 0.05726
2015 | 2015 | 2015 | 0 | 2017 |  |  | 0.6915 | Boswell Energy Center:3 | 0.6915 | 0.6915 | 0.6915 | 0.6915 | 0.6915 | 0.6915 | 0.6915 | 0.6915 | 0.6915 | 0.6915 | 0.6915 | 0.6915 | 0.6915 | 0.6915 | 0.6915 | 0.48405 | 0.48405 | 0.048405 | 0.048405 | 0.048405 | 0.048405 | 0.048405 | 0.048405 | 0.048405 | 0.048405 | 0.048405 | 0.048405 | 0.048405 | 0.048405 | 0.048405 | 0.048405 | 0.048405 | 0.048405 | 0.048405 | 0.048405 | 0.048405 | 0.048405 | 0.048405 | 0.048405 | 0.048405 | 0.048405 | 0.048405 | 0.048405 | 0.048405 | 0.048405 | 0.048405 | 0.048405 | 0.048405 | 0.048405 | 0.048405 | 0.048405 | 0.048405 | 0.048405 | 0.048405
0 | 2016 | 0 |  | 2016 |  |  | 0.1076 | Boswell Energy Center:4 | 0.1076 | 0.1076 | 0.1076 | 0.1076 | 0.1076 | 0.1076 | 0.1076 | 0.1076 | 0.1076 | 0.1076 | 0.1076 | 0.1076 | 0.1076 | 0.1076 | 0.1076 | 0.1076 | 0.01076 | 0.01076 | 0.01076 | 0.01076 | 0.01076 | 0.01076 | 0.01076 | 0.01076 | 0.01076 | 0.01076 | 0.01076 | 0.01076 | 0.01076 | 0.01076 | 0.01076 | 0.01076 | 0.01076 | 0.01076 | 0.01076 | 0.01076 | 0.01076 | 0.01076 | 0.01076 | 0.01076 | 0.01076 | 0.01076 | 0.01076 | 0.01076 | 0.01076 | 0.01076 | 0.01076 | 0.01076 | 0.01076 | 0.01076 | 0.01076 | 0.01076 | 0.01076 | 0.01076
[7 empty] | 0.1872 | M.L. Hibbard:3 | 0.1872 | 0.1872 | 0.1872 | 0.1872 | 0.1872 | 0.1872 | 0.1872 | 0.1872 | 0.1872 | 0.1872 | 0.1872 | 0.1872 | 0.1872 | 0.1872 | 0.1872 | 0.1872 | 0.1872 | 0.1872 | 0.1872 | 0.1872 | 0.1872 | 0.1872 | 0.1872 | 0.1872 | 0.1872 | 0.1872 | 0.1872 | 0.1872 | 0.1872 | 0.1872 | 0.1872 | 0.1872 | 0.1872 | 0.1872 | 0.1872 | 0.1872 | 0.1872 | 0.1872 | 0.1872 | 0.1872 | 0.1872 | 0.1872 | 0.1872 | 0.1872 | 0.1872 | 0.1872 | 0.1872 | 0.1872 | 0.1872 | 0.1872 | 0.1872 | 0.1872 | 0.1872 | 0.1872
[7 empty] | 0.2002 | M.L. Hibbard:4 | 0.2002 | 0.2002 | 0.2002 | 0.2002 | 0.2002 | 0.2002 | 0.2002 | 0.2002 | 0.2002 | 0.2002 | 0.2002 | 0.2002 | 0.2002 | 0.2002 | 0.2002 | 0.2002 | 0.2002 | 0.2002 | 0.2002 | 0.2002 | 0.2002 | 0.2002 | 0.2002 | 0.2002 | 0.2002 | 0.2002 | 0.2002 | 0.2002 | 0.2002 | 0.2002 | 0.2002 | 0.2002 | 0.2002 | 0.2002 | 0.2002 | 0.2002 | 0.2002 | 0.2002 | 0.2002 | 0.2002 | 0.2002 | 0.2002 | 0.2002 | 0.2002 | 0.2002 | 0.2002 | 0.2002 | 0.2002 | 0.2002 | 0.2002 | 0.2002 | 0.2002 | 0.2002 | 0.2002
[7 empty] | 0.355 | Black Dog:1 | 0.355 | 0.355 | 0.355 | 0.355 | 0.355 | 0.355 | 0.355 | 0.355 | 0.355 | 0.355 | 0.355 | 0.355 | 0.355 | 0.355 | 0.355 | 0.355 | 0.355 | 0.355 | 0.355 | 0.355 | 0.355 | 0.355 | 0.355 | 0.355 | 0.355 | 0.355 | 0.355 | 0.355 | 0.355 | 0.355 | 0.355 | 0.355 | 0.355 | 0.355 | 0.355 | 0.355 | 0.355 | 0.355 | 0.355 | 0.355 | 0.355 | 0.355 | 0.355 | 0.355 | 0.355 | 0.355 | 0.355 | 0.355 | 0.355 | 0.355 | 0.355 | 0.355 | 0.355 | 0.355
[7 empty] | 0.355 | Black Dog:2 | 0.355 | 0.355 | 0.355 | 0.355 | 0.355 | 0.355 | 0.355 | 0.355 | 0.355 | 0.355 | 0.355 | 0.355 | 0.355 | 0.355 | 0.355 | 0.355 | 0.355 | 0.355 | 0.355 | 0.355 | 0.355 | 0.355 | 0.355 | 0.355 | 0.355 | 0.355 | 0.355 | 0.355 | 0.355 | 0.355 | 0.355 | 0.355 | 0.355 | 0.355 | 0.355 | 0.355 | 0.355 | 0.355 | 0.355 | 0.355 | 0.355 | 0.355 | 0.355 | 0.355 | 0.355 | 0.355 | 0.355 | 0.355 | 0.355 | 0.355 | 0.355 | 0.355 | 0.355 | 0.355
2016 | 2016 | 2016 | 0 | 2019 |  |  | 0.4037 | Black Dog:3 | 0.4037 | 0.4037 | 0.4037 | 0.4037 | 0.4037 | 0.4037 | 0.4037 | 0.4037 | 0.4037 | 0.4037 | 0.4037 | 0.4037 | 0.4037 | 0.4037 | 0.4037 | 0.4037 | 0.28259 | 0.28259 | 0.28259 | 0.028259 | 0.028259 | 0.028259 | 0.028259 | 0.028259 | 0.028259 | 0.028259 | 0.028259 | 0.028259 | 0.028259 | 0.028259 | 0.028259 | 0.028259 | 0.028259 | 0.028259 | 0.028259 | 0.028259 | 0.028259 | 0.028259 | 0.028259 | 0.028259 | 0.028259 | 0.028259 | 0.028259 | 0.028259 | 0.028259 | 0.028259 | 0.028259 | 0.028259 | 0.028259 | 0.028259 | 0.028259 | 0.028259 | 0.028259 | 0.028259
2016 | 2016 | 2016 | 0 | 2018 |  |  | 0.4079 | Black Dog:4 | 0.4079 | 0.4079 | 0.4079 | 0.4079 | 0.4079 | 0.4079 | 0.4079 | 0.4079 | 0.4079 | 0.4079 | 0.4079 | 0.4079 | 0.4079 | 0.4079 | 0.4079 | 0.4079 | 0.28553 | 0.28553 | 0.028553 | 0.028553 | 0.028553 | 0.028553 | 0.028553 | 0.028553 | 0.028553 | 0.028553 | 0.028553 | 0.028553 | 0.028553 | 0.028553 | 0.028553 | 0.028553 | 0.028553 | 0.028553 | 0.028553 | 0.028553 | 0.028553 | 0.028553 | 0.028553 | 0.028553 | 0.028553 | 0.028553 | 0.028553 | 0.028553 | 0.028553 | 0.028553 | 0.028553 | 0.028553 | 0.028553 | 0.028553 | 0.028553 | 0.028553 | 0.028553 | 0.028553
[7 empty] | 0.382 | High Bridge:5 | 0.382 | 0.382 | 0.382 | 0.382 | 0.382 | 0.382 | 0.382 | 0.382 | 0.382 | 0.382 | 0.382 | 0.382 | 0.382 | 0.382 | 0.382 | 0.382 | 0.382 | 0.382 | 0.382 | 0.382 | 0.382 | 0.382 | 0.382 | 0.382 | 0.382 | 0.382 | 0.382 | 0.382 | 0.382 | 0.382 | 0.382 | 0.382 | 0.382 | 0.382 | 0.382 | 0.382 | 0.382 | 0.382 | 0.382 | 0.382 | 0.382 | 0.382 | 0.382 | 0.382 | 0.382 | 0.382 | 0.382 | 0.382 | 0.382 | 0.382 | 0.382 | 0.382 | 0.382 | 0.382
[7 empty] | 0.386 | High Bridge:6 | 0.386 | 0.386 | 0.386 | 0.386 | 0.386 | 0.386 | 0.386 | 0.386 | 0.386 | 0.386 | 0.386 | 0.386 | 0.386 | 0.386 | 0.386 | 0.386 | 0.386 | 0.386 | 0.386 | 0.386 | 0.386 | 0.386 | 0.386 | 0.386 | 0.386 | 0.386 | 0.386 | 0.386 | 0.386 | 0.386 | 0.386 | 0.386 | 0.386 | 0.386 | 0.386 | 0.386 | 0.386 | 0.386 | 0.386 | 0.386 | 0.386 | 0.386 | 0.386 | 0.386 | 0.386 | 0.386 | 0.386 | 0.386 | 0.386 | 0.386 | 0.386 | 0.386 | 0.386 | 0.386
0 | 0 | 0 | 0 | 0 |  |  | 0.5 | Inver Hills:78 | 0.5 | 0.5 | 0.5 | 0.5 | 0.5 | 0.5 | 0.5 | 0.5 | 0.5 | 0.5 | 0.5 | 0.5 | 0.5 | 0.5 | 0.5 | 0.5 | 0.5 | 0.5 | 0.5 | 0.5 | 0.5 | 0.5 | 0.5 | 0.5 | 0.5 | 0.5 | 0.5 | 0.5 | 0.5 | 0.5 | 0.5 | 0.5 | 0.5 | 0.5 | 0.5 | 0.5 | 0.5 | 0.5 | 0.5 | 0.5 | 0.5 | 0.5 | 0.5 | 0.5 | 0.5 | 0.5 | 0.5 | 0.5 | 0.5 | 0.5 | 0.5 | 0.5 | 0.5 | 0.5
0 | 2016 | 0 |  | 2016 |  |  | 0.0934 | King:1 | 0.0934 | 0.0934 | 0.0934 | 0.0934 | 0.0934 | 0.0934 | 0.0934 | 0.0934 | 0.0934 | 0.0934 | 0.0934 | 0.0934 | 0.0934 | 0.0934 | 0.0934 | 0.0934 | 0.00934 | 0.00934 | 0.00934 | 0.00934 | 0.00934 | 0.00934 | 0.00934 | 0.00934 | 0.00934 | 0.00934 | 0.00934 | 0.00934 | 0.00934 | 0.00934 | 0.00934 | 0.00934 | 0.00934 | 0.00934 | 0.00934 | 0.00934 | 0.00934 | 0.00934 | 0.00934 | 0.00934 | 0.00934 | 0.00934 | 0.00934 | 0.00934 | 0.00934 | 0.00934 | 0.00934 | 0.00934 | 0.00934 | 0.00934 | 0.00934 | 0.00934 | 0.00934 | 0.00934
[7 empty] | 0.211 | Minnesota Valley:3 | 0.211 | 0.211 | 0.211 | 0.211 | 0.211 | 0.211 | 0.211 | 0.211 | 0.211 | 0.211 | 0.211 | 0.211 | 0.211 | 0.211 | 0.211 | 0.211 | 0.211 | 0.211 | 0.211 | 0.211 | 0.211 | 0.211 | 0.211 | 0.211 | 0.211 | 0.211 | 0.211 | 0.211 | 0.211 | 0.211 | 0.211 | 0.211 | 0.211 | 0.211 | 0.211 | 0.211 | 0.211 | 0.211 | 0.211 | 0.211 | 0.211 | 0.211 | 0.211 | 0.211 | 0.211 | 0.211 | 0.211 | 0.211 | 0.211 | 0.211 | 0.211 | 0.211 | 0.211 | 0.211
[7 empty] | 0.43 | Riverside (NSP):ST7 | 0.43 | 0.43 | 0.43 | 0.43 | 0.43 | 0.43 | 0.43 | 0.43 | 0.43 | 0.43 | 0.43 | 0.43 | 0.43 | 0.43 | 0.43 | 0.43 | 0.43 | 0.43 | 0.43 | 0.43 | 0.43 | 0.43 | 0.43 | 0.43 | 0.43 | 0.43 | 0.43 | 0.43 | 0.43 | 0.43 | 0.43 | 0.43 | 0.43 | 0.43 | 0.43 | 0.43 | 0.43 | 0.43 | 0.43 | 0.43 | 0.43 | 0.43 | 0.43 | 0.43 | 0.43 | 0.43 | 0.43 | 0.43 | 0.43 | 0.43 | 0.43 | 0.43 | 0.43 | 0.43
[7 empty] | 1.0379 | Riverside (NSP):8 | 1.0379 | 1.0379 | 1.0379 | 1.0379 | 1.0379 | 1.0379 | 1.0379 | 1.0379 | 1.0379 | 1.0379 | 1.0379 | 1.0379 | 1.0379 | 1.0379 | 1.0379 | 1.0379 | 1.0379 | 1.0379 | 1.0379 | 1.0379 | 1.0379 | 1.0379 | 1.0379 | 1.0379 | 1.0379 | 1.0379 | 1.0379 | 1.0379 | 1.0379 | 1.0379 | 1.0379 | 1.0379 | 1.0379 | 1.0379 | 1.0379 | 1.0379 | 1.0379 | 1.0379 | 1.0379 | 1.0379 | 1.0379 | 1.0379 | 1.0379 | 1.0379 | 1.0379 | 1.0379 | 1.0379 | 1.0379 | 1.0379 | 1.0379 | 1.0379 | 1.0379 | 1.0379 | 1.0379
[7 empty] | 1.5 | Hoot Lake:1 | 1.5 | 1.5 | 1.5 | 1.5 | 1.5 | 1.5 | 1.5 | 1.5 | 1.5 | 1.5 | 1.5 | 1.5 | 1.5 | 1.5 | 1.5 | 1.5 | 1.5 | 1.5 | 1.5 | 1.5 | 1.5 | 1.5 | 1.5 | 1.5 | 1.5 | 1.5 | 1.5 | 1.5 | 1.5 | 1.5 | 1.5 | 1.5 | 1.5 | 1.5 | 1.5 | 1.5 | 1.5 | 1.5 | 1.5 | 1.5 | 1.5 | 1.5 | 1.5 | 1.5 | 1.5 | 1.5 | 1.5 | 1.5 | 1.5 | 1.5 | 1.5 | 1.5 | 1.5 | 1.5
2017 | 2017 | 2017 | 0 | 2019 |  |  | 0.5878 | Hoot Lake:2 | 0.5878 | 0.5878 | 0.5878 | 0.5878 | 0.5878 | 0.5878 | 0.5878 | 0.5878 | 0.5878 | 0.5878 | 0.5878 | 0.5878 | 0.5878 | 0.5878 | 0.5878 | 0.5878 | 0.5878 | 0.41146 | 0.41146 | 0.041146 | 0.041146 | 0.041146 | 0.041146 | 0.041146 | 0.041146 | 0.041146 | 0.041146 | 0.041146 | 0.041146 | 0.041146 | 0.041146 | 0.041146 | 0.041146 | 0.041146 | 0.041146 | 0.041146 | 0.041146 | 0.041146 | 0.041146 | 0.041146 | 0.041146 | 0.041146 | 0.041146 | 0.041146 | 0.041146 | 0.041146 | 0.041146 | 0.041146 | 0.041146 | 0.041146 | 0.041146 | 0.041146 | 0.041146 | 0.041146
2017 | 2017 | 2017 | 0 | 2019 |  |  | 0.5965 | Hoot Lake:3 | 0.5965 | 0.5965 | 0.5965 | 0.5965 | 0.5965 | 0.5965 | 0.5965 | 0.5965 | 0.5965 | 0.5965 | 0.5965 | 0.5965 | 0.5965 | 0.5965 | 0.5965 | 0.5965 | 0.5965 | 0.41755 | 0.41755 | 0.041755 | 0.041755 | 0.041755 | 0.041755 | 0.041755 | 0.041755 | 0.041755 | 0.041755 | 0.041755 | 0.041755 | 0.041755 | 0.041755 | 0.041755 | 0.041755 | 0.041755 | 0.041755 | 0.041755 | 0.041755 | 0.041755 | 0.041755 | 0.041755 | 0.041755 | 0.041755 | 0.041755 | 0.041755 | 0.041755 | 0.041755 | 0.041755 | 0.041755 | 0.041755 | 0.041755 | 0.041755 | 0.041755 | 0.041755 | 0.041755
2017 | 2017 | 2017 | 0 | 2020 |  |  | 2.141 | Northeast Station:1 | 2.141 | 2.141 | 2.141 | 2.141 | 2.141 | 2.141 | 2.141 | 2.141 | 2.141 | 2.141 | 2.141 | 2.141 | 2.141 | 2.141 | 2.141 | 2.141 | 2.141 | 1.4987 | 1.4987 | 1.4987 | 0.14987 | 0.14987 | 0.14987 | 0.14987 | 0.14987 | 0.14987 | 0.14987 | 0.14987 | 0.14987 | 0.14987 | 0.14987 | 0.14987 | 0.14987 | 0.14987 | 0.14987 | 0.14987 | 0.14987 | 0.14987 | 0.14987 | 0.14987 | 0.14987 | 0.14987 | 0.14987 | 0.14987 | 0.14987 | 0.14987 | 0.14987 | 0.14987 | 0.14987 | 0.14987 | 0.14987 | 0.14987 | 0.14987 | 0.14987
0 | 0 | 0 | 0 | 0 |  |  | 0.5 | Delano:ALL | 0.5 | 0.5 | 0.5 | 0.5 | 0.5 | 0.5 | 0.5 | 0.5 | 0.5 | 0.5 | 0.5 | 0.5 | 0.5 | 0.5 | 0.5 | 0.5 | 0.5 | 0.5 | 0.5 | 0.5 | 0.5 | 0.5 | 0.5 | 0.5 | 0.5 | 0.5 | 0.5 | 0.5 | 0.5 | 0.5 | 0.5 | 0.5 | 0.5 | 0.5 | 0.5 | 0.5 | 0.5 | 0.5 | 0.5 | 0.5 | 0.5 | 0.5 | 0.5 | 0.5 | 0.5 | 0.5 | 0.5 | 0.5 | 0.5 | 0.5 | 0.5 | 0.5 | 0.5 | 0.5
0 | 0 | 0 | 0 | 0 |  |  | 0.5 | Glencoe:10 | 0.5 | 0.5 | 0.5 | 0.5 | 0.5 | 0.5 | 0.5 | 0.5 | 0.5 | 0.5 | 0.5 | 0.5 | 0.5 | 0.5 | 0.5 | 0.5 | 0.5 | 0.5 | 0.5 | 0.5 | 0.5 | 0.5 | 0.5 | 0.5 | 0.5 | 0.5 | 0.5 | 0.5 | 0.5 | 0.5 | 0.5 | 0.5 | 0.5 | 0.5 | 0.5 | 0.5 | 0.5 | 0.5 | 0.5 | 0.5 | 0.5 | 0.5 | 0.5 | 0.5 | 0.5 | 0.5 | 0.5 | 0.5 | 0.5 | 0.5 | 0.5 | 0.5 | 0.5 | 0.5
2017 | 2017 | 2017 | 0 | 2021 |  |  | 1.6 | Hibbing:3 | 1.6 | 1.6 | 1.6 | 1.6 | 1.6 | 1.6 | 1.6 | 1.6 | 1.6 | 1.6 | 1.6 | 1.6 | 1.6 | 1.6 | 1.6 | 1.6 | 1.6 | 1.12 | 1.12 | 1.12 | 1.12 | 0.112 | 0.112 | 0.112 | 0.112 | 0.112 | 0.112 | 0.112 | 0.112 | 0.112 | 0.112 | 0.112 | 0.112 | 0.112 | 0.112 | 0.112 | 0.112 | 0.112 | 0.112 | 0.112 | 0.112 | 0.112 | 0.112 | 0.112 | 0.112 | 0.112 | 0.112 | 0.112 | 0.112 | 0.112 | 0.112 | 0.112 | 0.112 | 0.112
2017 | 2017 | 2017 | 0 | 2020 |  |  | 1.6 | Hibbing:5 | 1.6 | 1.6 | 1.6 | 1.6 | 1.6 | 1.6 | 1.6 | 1.6 | 1.6 | 1.6 | 1.6 | 1.6 | 1.6 | 1.6 | 1.6 | 1.6 | 1.6 | 1.12 | 1.12 | 1.12 | 0.112 | 0.112 | 0.112 | 0.112 | 0.112 | 0.112 | 0.112 | 0.112 | 0.112 | 0.112 | 0.112 | 0.112 | 0.112 | 0.112 | 0.112 | 0.112 | 0.112 | 0.112 | 0.112 | 0.112 | 0.112 | 0.112 | 0.112 | 0.112 | 0.112 | 0.112 | 0.112 | 0.112 | 0.112 | 0.112 | 0.112 | 0.112 | 0.112 | 0.112
2017 | 2017 | 2017 | 0 | 2021 |  |  | 1.6 | Hibbing:6 | 1.6 | 1.6 | 1.6 | 1.6 | 1.6 | 1.6 | 1.6 | 1.6 | 1.6 | 1.6 | 1.6 | 1.6 | 1.6 | 1.6 | 1.6 | 1.6 | 1.6 | 1.12 | 1.12 | 1.12 | 1.12 | 0.112 | 0.112 | 0.112 | 0.112 | 0.112 | 0.112 | 0.112 | 0.112 | 0.112 | 0.112 | 0.112 | 0.112 | 0.112 | 0.112 | 0.112 | 0.112 | 0.112 | 0.112 | 0.112 | 0.112 | 0.112 | 0.112 | 0.112 | 0.112 | 0.112 | 0.112 | 0.112 | 0.112 | 0.112 | 0.112 | 0.112 | 0.112 | 0.112
0 | 0 | 0 | 0 | 0 |  |  | 0.5 | Janesville:4 | 0.5 | 0.5 | 0.5 | 0.5 | 0.5 | 0.5 | 0.5 | 0.5 | 0.5 | 0.5 | 0.5 | 0.5 | 0.5 | 0.5 | 0.5 | 0.5 | 0.5 | 0.5 | 0.5 | 0.5 | 0.5 | 0.5 | 0.5 | 0.5 | 0.5 | 0.5 | 0.5 | 0.5 | 0.5 | 0.5 | 0.5 | 0.5 | 0.5 | 0.5 | 0.5 | 0.5 | 0.5 | 0.5 | 0.5 | 0.5 | 0.5 | 0.5 | 0.5 | 0.5 | 0.5 | 0.5 | 0.5 | 0.5 | 0.5 | 0.5 | 0.5 | 0.5 | 0.5 | 0.5
0 | 0 | 0 | 0 | 0 |  |  | 0.5 | Kenyon Municipal:ALL | 0.5 | 0.5 | 0.5 | 0.5 | 0.5 | 0.5 | 0.5 | 0.5 | 0.5 | 0.5 | 0.5 | 0.5 | 0.5 | 0.5 | 0.5 | 0.5 | 0.5 | 0.5 | 0.5 | 0.5 | 0.5 | 0.5 | 0.5 | 0.5 | 0.5 | 0.5 | 0.5 | 0.5 | 0.5 | 0.5 | 0.5 | 0.5 | 0.5 | 0.5 | 0.5 | 0.5 | 0.5 | 0.5 | 0.5 | 0.5 | 0.5 | 0.5 | 0.5 | 0.5 | 0.5 | 0.5 | 0.5 | 0.5 | 0.5 | 0.5 | 0.5 | 0.5 | 0.5 | 0.5
0 | 0 | 0 | 0 | 0 |  |  | 0.5 | Mountain Lake:ALL | 0.5 | 0.5 | 0.5 | 0.5 | 0.5 | 0.5 | 0.5 | 0.5 | 0.5 | 0.5 | 0.5 | 0.5 | 0.5 | 0.5 | 0.5 | 0.5 | 0.5 | 0.5 | 0.5 | 0.5 | 0.5 | 0.5 | 0.5 | 0.5 | 0.5 | 0.5 | 0.5 | 0.5 | 0.5 | 0.5 | 0.5 | 0.5 | 0.5 | 0.5 | 0.5 | 0.5 | 0.5 | 0.5 | 0.5 | 0.5 | 0.5 | 0.5 | 0.5 | 0.5 | 0.5 | 0.5 | 0.5 | 0.5 | 0.5 | 0.5 | 0.5 | 0.5 | 0.5 | 0.5
0 | 0 | 0 | 0 | 0 |  |  | 0.75 | New Ulm:5 | 0.75 | 0.75 | 0.75 | 0.75 | 0.75 | 0.75 | 0.75 | 0.75 | 0.75 | 0.75 | 0.75 | 0.75 | 0.75 | 0.75 | 0.75 | 0.75 | 0.75 | 0.75 | 0.75 | 0.75 | 0.75 | 0.75 | 0.75 | 0.75 | 0.75 | 0.75 | 0.75 | 0.75 | 0.75 | 0.75 | 0.75 | 0.75 | 0.75 | 0.75 | 0.75 | 0.75 | 0.75 | 0.75 | 0.75 | 0.75 | 0.75 | 0.75 | 0.75 | 0.75 | 0.75 | 0.75 | 0.75 | 0.75 | 0.75 | 0.75 | 0.75 | 0.75 | 0.75 | 0.75
2017 | 2017 | 2017 | 0 | 2021 |  |  | 1.6 | Silver Lake (RPU):1 | 1.6 | 1.6 | 1.6 | 1.6 | 1.6 | 1.6 | 1.6 | 1.6 | 1.6 | 1.6 | 1.6 | 1.6 | 1.6 | 1.6 | 1.6 | 1.6 | 1.6 | 1.12 | 1.12 | 1.12 | 1.12 | 0.112 | 0.112 | 0.112 | 0.112 | 0.112 | 0.112 | 0.112 | 0.112 | 0.112 | 0.112 | 0.112 | 0.112 | 0.112 | 0.112 | 0.112 | 0.112 | 0.112 | 0.112 | 0.112 | 0.112 | 0.112 | 0.112 | 0.112 | 0.112 | 0.112 | 0.112 | 0.112 | 0.112 | 0.112 | 0.112 | 0.112 | 0.112 | 0.112
2017 | 2017 | 2017 | 0 | 2021 |  |  | 1.6 | Silver Lake (RPU):2 | 1.6 | 1.6 | 1.6 | 1.6 | 1.6 | 1.6 | 1.6 | 1.6 | 1.6 | 1.6 | 1.6 | 1.6 | 1.6 | 1.6 | 1.6 | 1.6 | 1.6 | 1.12 | 1.12 | 1.12 | 1.12 | 0.112 | 0.112 | 0.112 | 0.112 | 0.112 | 0.112 | 0.112 | 0.112 | 0.112 | 0.112 | 0.112 | 0.112 | 0.112 | 0.112 | 0.112 | 0.112 | 0.112 | 0.112 | 0.112 | 0.112 | 0.112 | 0.112 | 0.112 | 0.112 | 0.112 | 0.112 | 0.112 | 0.112 | 0.112 | 0.112 | 0.112 | 0.112 | 0.112
2017 | 2017 | 2017 | 0 | 2020 |  |  | 1.6 | Silver Lake (RPU):3 | 1.6 | 1.6 | 1.6 | 1.6 | 1.6 | 1.6 | 1.6 | 1.6 | 1.6 | 1.6 | 1.6 | 1.6 | 1.6 | 1.6 | 1.6 | 1.6 | 1.6 | 1.12 | 1.12 | 1.12 | 0.112 | 0.112 | 0.112 | 0.112 | 0.112 | 0.112 | 0.112 | 0.112 | 0.112 | 0.112 | 0.112 | 0.112 | 0.112 | 0.112 | 0.112 | 0.112 | 0.112 | 0.112 | 0.112 | 0.112 | 0.112 | 0.112 | 0.112 | 0.112 | 0.112 | 0.112 | 0.112 | 0.112 | 0.112 | 0.112 | 0.112 | 0.112 | 0.112 | 0.112
2017 | 2017 | 2017 |  | 2020 |  |  | 0.2262 | Silver Lake (RPU):4 | 0.2262 | 0.2262 | 0.2262 | 0.2262 | 0.2262 | 0.2262 | 0.2262 | 0.2262 | 0.2262 | 0.2262 | 0.2262 | 0.2262 | 0.2262 | 0.2262 | 0.2262 | 0.2262 | 0.2262 | 0.15834 | 0.15834 | 0.15834 | 0.015834 | 0.015834 | 0.015834 | 0.015834 | 0.015834 | 0.015834 | 0.015834 | 0.015834 | 0.015834 | 0.015834 | 0.015834 | 0.015834 | 0.015834 | 0.015834 | 0.015834 | 0.015834 | 0.015834 | 0.015834 | 0.015834 | 0.015834 | 0.015834 | 0.015834 | 0.015834 | 0.015834 | 0.015834 | 0.015834 | 0.015834 | 0.015834 | 0.015834 | 0.015834 | 0.015834 | 0.015834 | 0.015834 | 0.015834
[7 empty] | 1.6 | Sleepy Eye:2 | 1.6 | 1.6 | 1.6 | 1.6 | 1.6 | 1.6 | 1.6 | 1.6 | 1.6 | 1.6 | 1.6 | 1.6 | 1.6 | 1.6 | 1.6 | 1.6 | 1.6 | 1.6 | 1.6 | 1.6 | 1.6 | 1.6 | 1.6 | 1.6 | 1.6 | 1.6 | 1.6 | 1.6 | 1.6 | 1.6 | 1.6 | 1.6 | 1.6 | 1.6 | 1.6 | 1.6 | 1.6 | 1.6 | 1.6 | 1.6 | 1.6 | 1.6 | 1.6 | 1.6 | 1.6 | 1.6 | 1.6 | 1.6 | 1.6 | 1.6 | 1.6 | 1.6 | 1.6 | 1.6
0 | 0 | 0 | 0 | 0 |  |  | 0.5 | Sleepy Eye:5 | 0.5 | 0.5 | 0.5 | 0.5 | 0.5 | 0.5 | 0.5 | 0.5 | 0.5 | 0.5 | 0.5 | 0.5 | 0.5 | 0.5 | 0.5 | 0.5 | 0.5 | 0.5 | 0.5 | 0.5 | 0.5 | 0.5 | 0.5 | 0.5 | 0.5 | 0.5 | 0.5 | 0.5 | 0.5 | 0.5 | 0.5 | 0.5 | 0.5 | 0.5 | 0.5 | 0.5 | 0.5 | 0.5 | 0.5 | 0.5 | 0.5 | 0.5 | 0.5 | 0.5 | 0.5 | 0.5 | 0.5 | 0.5 | 0.5 | 0.5 | 0.5 | 0.5 | 0.5 | 0.5
0 | 0 | 0 | 0 | 0 |  |  | 0.5 | Truman:6 | 0.5 | 0.5 | 0.5 | 0.5 | 0.5 | 0.5 | 0.5 | 0.5 | 0.5 | 0.5 | 0.5 | 0.5 | 0.5 | 0.5 | 0.5 | 0.5 | 0.5 | 0.5 | 0.5 | 0.5 | 0.5 | 0.5 | 0.5 | 0.5 | 0.5 | 0.5 | 0.5 | 0.5 | 0.5 | 0.5 | 0.5 | 0.5 | 0.5 | 0.5 | 0.5 | 0.5 | 0.5 | 0.5 | 0.5 | 0.5 | 0.5 | 0.5 | 0.5 | 0.5 | 0.5 | 0.5 | 0.5 | 0.5 | 0.5 | 0.5 | 0.5 | 0.5 | 0.5 | 0.5
2017 | 2017 | 2017 | 0 | 2021 |  |  | 1.6 | Virginia:ALL | 1.6 | 1.6 | 1.6 | 1.6 | 1.6 | 1.6 | 1.6 | 1.6 | 1.6 | 1.6 | 1.6 | 1.6 | 1.6 | 1.6 | 1.6 | 1.6 | 1.6 | 1.12 | 1.12 | 1.12 | 1.12 | 0.112 | 0.112 | 0.112 | 0.112 | 0.112 | 0.112 | 0.112 | 0.112 | 0.112 | 0.112 | 0.112 | 0.112 | 0.112 | 0.112 | 0.112 | 0.112 | 0.112 | 0.112 | 0.112 | 0.112 | 0.112 | 0.112 | 0.112 | 0.112 | 0.112 | 0.112 | 0.112 | 0.112 | 0.112 | 0.112 | 0.112 | 0.112 | 0.112
[7 empty] | 0.65 | Willmar:ST2 | 1.6 | 1.6 | 1.6 | 1.6 | 1.6 | 1.6 | 1.6 | 1.6 | 1.6 | 1.6 | 1.6 | 1.6 | 1.6 | 0.65 | 0.65 | 0.65 | 0.65 | 0.65 | 0.65 | 0.65 | 0.65 | 0.65 | 0.65 | 0.65 | 0.65 | 0.65 | 0.65 | 0.65 | 0.65 | 0.65 | 0.65 | 0.65 | 0.65 | 0.65 | 0.65 | 0.65 | 0.65 | 0.65 | 0.65 | 0.65 | 0.65 | 0.65 | 0.65 | 0.65 | 0.65 | 0.65 | 0.65 | 0.65 | 0.65 | 0.65 | 0.65 | 0.65 | 0.65 | 0.65
2017 | 2017 | 2017 | 0 | 2021 |  |  | 1.6 | Willmar:3 | 1.6 | 1.6 | 1.6 | 1.6 | 1.6 | 1.6 | 1.6 | 1.6 | 1.6 | 1.6 | 1.6 | 1.6 | 1.6 | 1.6 | 1.6 | 1.6 | 1.6 | 1.12 | 1.12 | 1.12 | 1.12 | 0.112 | 0.112 | 0.112 | 0.112 | 0.112 | 0.112 | 0.112 | 0.112 | 0.112 | 0.112 | 0.112 | 0.112 | 0.112 | 0.112 | 0.112 | 0.112 | 0.112 | 0.112 | 0.112 | 0.112 | 0.112 | 0.112 | 0.112 | 0.112 | 0.112 | 0.112 | 0.112 | 0.112 | 0.112 | 0.112 | 0.112 | 0.112 | 0.112
0 | 0 | 0 | 0 | 0 |  |  | 0.75 | Cambridge (GRERIV):GT1 | 0.75 | 0.75 | 0.75 | 0.75 | 0.75 | 0.75 | 0.75 | 0.75 | 0.75 | 0.75 | 0.75 | 0.75 | 0.75 | 0.75 | 0.75 | 0.75 | 0.75 | 0.75 | 0.75 | 0.75 | 0.75 | 0.75 | 0.75 | 0.75 | 0.75 | 0.75 | 0.75 | 0.75 | 0.75 | 0.75 | 0.75 | 0.75 | 0.75 | 0.75 | 0.75 | 0.75 | 0.75 | 0.75 | 0.75 | 0.75 | 0.75 | 0.75 | 0.75 | 0.75 | 0.75 | 0.75 | 0.75 | 0.75 | 0.75 | 0.75 | 0.75 | 0.75 | 0.75 | 0.75
0 | 0 | 0 | 0 | 0 |  |  | 0.75 | Maple Lake:GT1 | 0.75 | 0.75 | 0.75 | 0.75 | 0.75 | 0.75 | 0.75 | 0.75 | 0.75 | 0.75 | 0.75 | 0.75 | 0.75 | 0.75 | 0.75 | 0.75 | 0.75 | 0.75 | 0.75 | 0.75 | 0.75 | 0.75 | 0.75 | 0.75 | 0.75 | 0.75 | 0.75 | 0.75 | 0.75 | 0.75 | 0.75 | 0.75 | 0.75 | 0.75 | 0.75 | 0.75 | 0.75 | 0.75 | 0.75 | 0.75 | 0.75 | 0.75 | 0.75 | 0.75 | 0.75 | 0.75 | 0.75 | 0.75 | 0.75 | 0.75 | 0.75 | 0.75 | 0.75 | 0.75
0 | 0 | 0 | 2017 | 0 |  |  | 0.8463 | Jack Watson:4 | 0.8463 | 0.8463 | 0.8463 | 0.8463 | 0.8463 | 0.8463 | 0.8463 | 0.8463 | 0.8463 | 0.8463 | 0.8463 | 0.8463 | 0.8463 | 0.8463 | 0.8463 | 0.8463 | 0.8463 | 0.016926 | 0.016926 | 0.016926 | 0.016926 | 0.016926 | 0.016926 | 0.016926 | 0.016926 | 0.016926 | 0.016926 | 0.016926 | 0.016926 | 0.016926 | 0.016926 | 0.016926 | 0.016926 | 0.016926 | 0.016926 | 0.016926 | 0.016926 | 0.016926 | 0.016926 | 0.016926 | 0.016926 | 0.016926 | 0.016926 | 0.016926 | 0.016926 | 0.016926 | 0.016926 | 0.016926 | 0.016926 | 0.016926 | 0.016926 | 0.016926 | 0.016926 | 0.016926
0 | 0 | 0 | 2017 | 0 |  |  | 0.8297 | Jack Watson:5 | 0.8297 | 0.8297 | 0.8297 | 0.8297 | 0.8297 | 0.8297 | 0.8297 | 0.8297 | 0.8297 | 0.8297 | 0.8297 | 0.8297 | 0.8297 | 0.8297 | 0.8297 | 0.8297 | 0.8297 | 0.016594 | 0.016594 | 0.016594 | 0.016594 | 0.016594 | 0.016594 | 0.016594 | 0.016594 | 0.016594 | 0.016594 | 0.016594 | 0.016594 | 0.016594 | 0.016594 | 0.016594 | 0.016594 | 0.016594 | 0.016594 | 0.016594 | 0.016594 | 0.016594 | 0.016594 | 0.016594 | 0.016594 | 0.016594 | 0.016594 | 0.016594 | 0.016594 | 0.016594 | 0.016594 | 0.016594 | 0.016594 | 0.016594 | 0.016594 | 0.016594 | 0.016594 | 0.016594
0 | 0 | 0 |  | 0 |  |  | 0.001 | Rex Brown:GT1 | 0.001 | 0.001 | 0.001 | 0.001 | 0.001 | 0.001 | 0.001 | 0.001 | 0.001 | 0.001 | 0.001 | 0.001 | 0.001 | 0.001 | 0.001 | 0.001 | 0.001 | 0.001 | 0.001 | 0.001 | 0.001 | 0.001 | 0.001 | 0.001 | 0.001 | 0.001 | 0.001 | 0.001 | 0.001 | 0.001 | 0.001 | 0.001 | 0.001 | 0.001 | 0.001 | 0.001 | 0.001 | 0.001 | 0.001 | 0.001 | 0.001 | 0.001 | 0.001 | 0.001 | 0.001 | 0.001 | 0.001 | 0.001 | 0.001 | 0.001 | 0.001 | 0.001 | 0.001 | 0.001
0 | 2016 | 0 |  | 2016 |  |  | 0.2081 | St. Johns River Power:1 | 0.2081 | 0.2081 | 0.2081 | 0.2081 | 0.2081 | 0.2081 | 0.2081 | 0.2081 | 0.2081 | 0.2081 | 0.2081 | 0.2081 | 0.2081 | 0.2081 | 0.2081 | 0.2081 | 0.02081 | 0.02081 | 0.02081 | 0.02081 | 0.02081 | 0.02081 | 0.02081 | 0.02081 | 0.02081 | 0.02081 | 0.02081 | 0.02081 | 0.02081 | 0.02081 | 0.02081 | 0.02081 | 0.02081 | 0.02081 | 0.02081 | 0.02081 | 0.02081 | 0.02081 | 0.02081 | 0.02081 | 0.02081 | 0.02081 | 0.02081 | 0.02081 | 0.02081 | 0.02081 | 0.02081 | 0.02081 | 0.02081 | 0.02081 | 0.02081 | 0.02081 | 0.02081 | 0.02081
0 | 2016 | 0 |  | 2016 |  |  | 0.2001 | St. Johns River Power:2 | 0.2001 | 0.2001 | 0.2001 | 0.2001 | 0.2001 | 0.2001 | 0.2001 | 0.2001 | 0.2001 | 0.2001 | 0.2001 | 0.2001 | 0.2001 | 0.2001 | 0.2001 | 0.2001 | 0.02001 | 0.02001 | 0.02001 | 0.02001 | 0.02001 | 0.02001 | 0.02001 | 0.02001 | 0.02001 | 0.02001 | 0.02001 | 0.02001 | 0.02001 | 0.02001 | 0.02001 | 0.02001 | 0.02001 | 0.02001 | 0.02001 | 0.02001 | 0.02001 | 0.02001 | 0.02001 | 0.02001 | 0.02001 | 0.02001 | 0.02001 | 0.02001 | 0.02001 | 0.02001 | 0.02001 | 0.02001 | 0.02001 | 0.02001 | 0.02001 | 0.02001 | 0.02001 | 0.02001
0 | 0 | 0 | 0 | 0 |  |  | 0.75 | Paulding:1 | 0.75 | 0.75 | 0.75 | 0.75 | 0.75 | 0.75 | 0.75 | 0.75 | 0.75 | 0.75 | 0.75 | 0.75 | 0.75 | 0.75 | 0.75 | 0.75 | 0.75 | 0.75 | 0.75 | 0.75 | 0.75 | 0.75 | 0.75 | 0.75 | 0.75 | 0.75 | 0.75 | 0.75 | 0.75 | 0.75 | 0.75 | 0.75 | 0.75 | 0.75 | 0.75 | 0.75 | 0.75 | 0.75 | 0.75 | 0.75 | 0.75 | 0.75 | 0.75 | 0.75 | 0.75 | 0.75 | 0.75 | 0.75 | 0.75 | 0.75 | 0.75 | 0.75 | 0.75 | 0.75
2015 | 2015 | 2015 | 0 | 2017 |  |  | 1.4713 | Asbury:1 | 1.4713 | 1.4713 | 1.4713 | 1.4713 | 1.4713 | 1.4713 | 1.4713 | 1.4713 | 1.4713 | 1.4713 | 1.4713 | 1.4713 | 1.4713 | 1.4713 | 1.4713 | 1.0299 | 1.0299 | 0.10299 | 0.10299 | 0.10299 | 0.10299 | 0.10299 | 0.10299 | 0.10299 | 0.10299 | 0.10299 | 0.10299 | 0.10299 | 0.10299 | 0.10299 | 0.10299 | 0.10299 | 0.10299 | 0.10299 | 0.10299 | 0.10299 | 0.10299 | 0.10299 | 0.10299 | 0.10299 | 0.10299 | 0.10299 | 0.10299 | 0.10299 | 0.10299 | 0.10299 | 0.10299 | 0.10299 | 0.10299 | 0.10299 | 0.10299 | 0.10299 | 0.10299 | 0.10299
2017 | 2017 | 2017 | 0 | 2021 |  |  | 0.55 | Asbury:2 | 0.55 | 0.55 | 0.55 | 0.55 | 0.55 | 0.55 | 0.55 | 0.55 | 0.55 | 0.55 | 0.55 | 0.55 | 0.55 | 0.55 | 0.55 | 0.55 | 0.55 | 0.385 | 0.385 | 0.385 | 0.385 | 0.0385 | 0.0385 | 0.0385 | 0.0385 | 0.0385 | 0.0385 | 0.0385 | 0.0385 | 0.0385 | 0.0385 | 0.0385 | 0.0385 | 0.0385 | 0.0385 | 0.0385 | 0.0385 | 0.0385 | 0.0385 | 0.0385 | 0.0385 | 0.0385 | 0.0385 | 0.0385 | 0.0385 | 0.0385 | 0.0385 | 0.0385 | 0.0385 | 0.0385 | 0.0385 | 0.0385 | 0.0385 | 0.0385
0 | 2016 | 0 |  | 2016 |  |  | 0.0948 | Hawthorn:5 | 0.0948 | 0.0948 | 0.0948 | 0.0948 | 0.0948 | 0.0948 | 0.0948 | 0.0948 | 0.0948 | 0.0948 | 0.0948 | 0.0948 | 0.0948 | 0.0948 | 0.0948 | 0.0948 | 0.00948 | 0.00948 | 0.00948 | 0.00948 | 0.00948 | 0.00948 | 0.00948 | 0.00948 | 0.00948 | 0.00948 | 0.00948 | 0.00948 | 0.00948 | 0.00948 | 0.00948 | 0.00948 | 0.00948 | 0.00948 | 0.00948 | 0.00948 | 0.00948 | 0.00948 | 0.00948 | 0.00948 | 0.00948 | 0.00948 | 0.00948 | 0.00948 | 0.00948 | 0.00948 | 0.00948 | 0.00948 | 0.00948 | 0.00948 | 0.00948 | 0.00948 | 0.00948 | 0.00948
2016 | 2016 | 2016 | 0 | 2018 |  |  | 0.6937 | Montrose:1 | 0.6937 | 0.6937 | 0.6937 | 0.6937 | 0.6937 | 0.6937 | 0.6937 | 0.6937 | 0.6937 | 0.6937 | 0.6937 | 0.6937 | 0.6937 | 0.6937 | 0.6937 | 0.6937 | 0.48559 | 0.48559 | 0.048559 | 0.048559 | 0.048559 | 0.048559 | 0.048559 | 0.048559 | 0.048559 | 0.048559 | 0.048559 | 0.048559 | 0.048559 | 0.048559 | 0.048559 | 0.048559 | 0.048559 | 0.048559 | 0.048559 | 0.048559 | 0.048559 | 0.048559 | 0.048559 | 0.048559 | 0.048559 | 0.048559 | 0.048559 | 0.048559 | 0.048559 | 0.048559 | 0.048559 | 0.048559 | 0.048559 | 0.048559 | 0.048559 | 0.048559 | 0.048559 | 0.048559
2016 | 2016 | 2016 | 0 | 2018 |  |  | 0.7182 | Montrose:2 | 0.7182 | 0.7182 | 0.7182 | 0.7182 | 0.7182 | 0.7182 | 0.7182 | 0.7182 | 0.7182 | 0.7182 | 0.7182 | 0.7182 | 0.7182 | 0.7182 | 0.7182 | 0.7182 | 0.50274 | 0.50274 | 0.050274 | 0.050274 | 0.050274 | 0.050274 | 0.050274 | 0.050274 | 0.050274 | 0.050274 | 0.050274 | 0.050274 | 0.050274 | 0.050274 | 0.050274 | 0.050274 | 0.050274 | 0.050274 | 0.050274 | 0.050274 | 0.050274 | 0.050274 | 0.050274 | 0.050274 | 0.050274 | 0.050274 | 0.050274 | 0.050274 | 0.050274 | 0.050274 | 0.050274 | 0.050274 | 0.050274 | 0.050274 | 0.050274 | 0.050274 | 0.050274 | 0.050274
2016 | 2016 | 2016 | 0 | 2018 |  |  | 0.7172 | Montrose:3 | 0.7172 | 0.7172 | 0.7172 | 0.7172 | 0.7172 | 0.7172 | 0.7172 | 0.7172 | 0.7172 | 0.7172 | 0.7172 | 0.7172 | 0.7172 | 0.7172 | 0.7172 | 0.7172 | 0.50204 | 0.50204 | 0.050204 | 0.050204 | 0.050204 | 0.050204 | 0.050204 | 0.050204 | 0.050204 | 0.050204 | 0.050204 | 0.050204 | 0.050204 | 0.050204 | 0.050204 | 0.050204 | 0.050204 | 0.050204 | 0.050204 | 0.050204 | 0.050204 | 0.050204 | 0.050204 | 0.050204 | 0.050204 | 0.050204 | 0.050204 | 0.050204 | 0.050204 | 0.050204 | 0.050204 | 0.050204 | 0.050204 | 0.050204 | 0.050204 | 0.050204 | 0.050204 | 0.050204
0 | 0 | 0 | 0 | 0 |  |  | 0.75 | Northeast (KCPL):11 | 0.75 | 0.75 | 0.75 | 0.75 | 0.75 | 0.75 | 0.75 | 0.75 | 0.75 | 0.75 | 0.75 | 0.75 | 0.75 | 0.75 | 0.75 | 0.75 | 0.75 | 0.75 | 0.75 | 0.75 | 0.75 | 0.75 | 0.75 | 0.75 | 0.75 | 0.75 | 0.75 | 0.75 | 0.75 | 0.75 | 0.75 | 0.75 | 0.75 | 0.75 | 0.75 | 0.75 | 0.75 | 0.75 | 0.75 | 0.75 | 0.75 | 0.75 | 0.75 | 0.75 | 0.75 | 0.75 | 0.75 | 0.75 | 0.75 | 0.75 | 0.75 | 0.75 | 0.75 | 0.75
0 | 0 | 0 | 0 | 0 |  |  | 0.75 | Northeast (KCPL):12 | 0.75 | 0.75 | 0.75 | 0.75 | 0.75 | 0.75 | 0.75 | 0.75 | 0.75 | 0.75 | 0.75 | 0.75 | 0.75 | 0.75 | 0.75 | 0.75 | 0.75 | 0.75 | 0.75 | 0.75 | 0.75 | 0.75 | 0.75 | 0.75 | 0.75 | 0.75 | 0.75 | 0.75 | 0.75 | 0.75 | 0.75 | 0.75 | 0.75 | 0.75 | 0.75 | 0.75 | 0.75 | 0.75 | 0.75 | 0.75 | 0.75 | 0.75 | 0.75 | 0.75 | 0.75 | 0.75 | 0.75 | 0.75 | 0.75 | 0.75 | 0.75 | 0.75 | 0.75 | 0.75
0 | 0 | 0 | 0 | 0 |  |  | 0.75 | Northeast (KCPL):13 | 0.75 | 0.75 | 0.75 | 0.75 | 0.75 | 0.75 | 0.75 | 0.75 | 0.75 | 0.75 | 0.75 | 0.75 | 0.75 | 0.75 | 0.75 | 0.75 | 0.75 | 0.75 | 0.75 | 0.75 | 0.75 | 0.75 | 0.75 | 0.75 | 0.75 | 0.75 | 0.75 | 0.75 | 0.75 | 0.75 | 0.75 | 0.75 | 0.75 | 0.75 | 0.75 | 0.75 | 0.75 | 0.75 | 0.75 | 0.75 | 0.75 | 0.75 | 0.75 | 0.75 | 0.75 | 0.75 | 0.75 | 0.75 | 0.75 | 0.75 | 0.75 | 0.75 | 0.75 | 0.75
0 | 0 | 0 | 0 | 0 |  |  | 0.75 | Northeast (KCPL):14 | 0.75 | 0.75 | 0.75 | 0.75 | 0.75 | 0.75 | 0.75 | 0.75 | 0.75 | 0.75 | 0.75 | 0.75 | 0.75 | 0.75 | 0.75 | 0.75 | 0.75 | 0.75 | 0.75 | 0.75 | 0.75 | 0.75 | 0.75 | 0.75 | 0.75 | 0.75 | 0.75 | 0.75 | 0.75 | 0.75 | 0.75 | 0.75 | 0.75 | 0.75 | 0.75 | 0.75 | 0.75 | 0.75 | 0.75 | 0.75 | 0.75 | 0.75 | 0.75 | 0.75 | 0.75 | 0.75 | 0.75 | 0.75 | 0.75 | 0.75 | 0.75 | 0.75 | 0.75 | 0.75
0 | 0 | 0 | 0 | 0 |  |  | 0.75 | Northeast (KCPL):15 | 0.75 | 0.75 | 0.75 | 0.75 | 0.75 | 0.75 | 0.75 | 0.75 | 0.75 | 0.75 | 0.75 | 0.75 | 0.75 | 0.75 | 0.75 | 0.75 | 0.75 | 0.75 | 0.75 | 0.75 | 0.75 | 0.75 | 0.75 | 0.75 | 0.75 | 0.75 | 0.75 | 0.75 | 0.75 | 0.75 | 0.75 | 0.75 | 0.75 | 0.75 | 0.75 | 0.75 | 0.75 | 0.75 | 0.75 | 0.75 | 0.75 | 0.75 | 0.75 | 0.75 | 0.75 | 0.75 | 0.75 | 0.75 | 0.75 | 0.75 | 0.75 | 0.75 | 0.75 | 0.75
0 | 0 | 0 | 0 | 0 |  |  | 0.75 | Northeast (KCPL):16 | 0.75 | 0.75 | 0.75 | 0.75 | 0.75 | 0.75 | 0.75 | 0.75 | 0.75 | 0.75 | 0.75 | 0.75 | 0.75 | 0.75 | 0.75 | 0.75 | 0.75 | 0.75 | 0.75 | 0.75 | 0.75 | 0.75 | 0.75 | 0.75 | 0.75 | 0.75 | 0.75 | 0.75 | 0.75 | 0.75 | 0.75 | 0.75 | 0.75 | 0.75 | 0.75 | 0.75 | 0.75 | 0.75 | 0.75 | 0.75 | 0.75 | 0.75 | 0.75 | 0.75 | 0.75 | 0.75 | 0.75 | 0.75 | 0.75 | 0.75 | 0.75 | 0.75 | 0.75 | 0.75
0 | 0 | 0 | 0 | 0 |  |  | 0.75 | Northeast (KCPL):17 | 0.75 | 0.75 | 0.75 | 0.75 | 0.75 | 0.75 | 0.75 | 0.75 | 0.75 | 0.75 | 0.75 | 0.75 | 0.75 | 0.75 | 0.75 | 0.75 | 0.75 | 0.75 | 0.75 | 0.75 | 0.75 | 0.75 | 0.75 | 0.75 | 0.75 | 0.75 | 0.75 | 0.75 | 0.75 | 0.75 | 0.75 | 0.75 | 0.75 | 0.75 | 0.75 | 0.75 | 0.75 | 0.75 | 0.75 | 0.75 | 0.75 | 0.75 | 0.75 | 0.75 | 0.75 | 0.75 | 0.75 | 0.75 | 0.75 | 0.75 | 0.75 | 0.75 | 0.75 | 0.75
0 | 0 | 0 | 0 | 0 |  |  | 0.75 | Northeast (KCPL):18 | 0.75 | 0.75 | 0.75 | 0.75 | 0.75 | 0.75 | 0.75 | 0.75 | 0.75 | 0.75 | 0.75 | 0.75 | 0.75 | 0.75 | 0.75 | 0.75 | 0.75 | 0.75 | 0.75 | 0.75 | 0.75 | 0.75 | 0.75 | 0.75 | 0.75 | 0.75 | 0.75 | 0.75 | 0.75 | 0.75 | 0.75 | 0.75 | 0.75 | 0.75 | 0.75 | 0.75 | 0.75 | 0.75 | 0.75 | 0.75 | 0.75 | 0.75 | 0.75 | 0.75 | 0.75 | 0.75 | 0.75 | 0.75 | 0.75 | 0.75 | 0.75 | 0.75 | 0.75 | 0.75
0 | 0 | 0 | 0 | 0 |  |  | 0.75 | Fairgrounds:1 | 0.75 | 0.75 | 0.75 | 0.75 | 0.75 | 0.75 | 0.75 | 0.75 | 0.75 | 0.75 | 0.75 | 0.75 | 0.75 | 0.75 | 0.75 | 0.75 | 0.75 | 0.75 | 0.75 | 0.75 | 0.75 | 0.75 | 0.75 | 0.75 | 0.75 | 0.75 | 0.75 | 0.75 | 0.75 | 0.75 | 0.75 | 0.75 | 0.75 | 0.75 | 0.75 | 0.75 | 0.75 | 0.75 | 0.75 | 0.75 | 0.75 | 0.75 | 0.75 | 0.75 | 0.75 | 0.75 | 0.75 | 0.75 | 0.75 | 0.75 | 0.75 | 0.75 | 0.75 | 0.75
[7 empty] | 0.75 | Portable (AUEP):1 | 0.75 | 0.75 | 0.75 | 0.75 | 0.75 | 0.75 | 0.75 | 0.75 | 0.75 | 0.75 | 0.75 | 0.75 | 0.75 | 0.75 | 0.75 | 0.75 | 0.75 | 0.75 | 0.75 | 0.75 | 0.75 | 0.75 | 0.75 | 0.75 | 0.75 | 0.75 | 0.75 | 0.75 | 0.75 | 0.75 | 0.75 | 0.75 | 0.75 | 0.75 | 0.75 | 0.75 | 0.75 | 0.75 | 0.75 | 0.75 | 0.75 | 0.75 | 0.75 | 0.75 | 0.75 | 0.75 | 0.75 | 0.75 | 0.75 | 0.75 | 0.75 | 0.75 | 0.75 | 0.75
0 | 0 | 0 | 0 | 0 |  |  | 0.75 | Nevada (UTIL):1 | 0.75 | 0.75 | 0.75 | 0.75 | 0.75 | 0.75 | 0.75 | 0.75 | 0.75 | 0.75 | 0.75 | 0.75 | 0.75 | 0.75 | 0.75 | 0.75 | 0.75 | 0.75 | 0.75 | 0.75 | 0.75 | 0.75 | 0.75 | 0.75 | 0.75 | 0.75 | 0.75 | 0.75 | 0.75 | 0.75 | 0.75 | 0.75 | 0.75 | 0.75 | 0.75 | 0.75 | 0.75 | 0.75 | 0.75 | 0.75 | 0.75 | 0.75 | 0.75 | 0.75 | 0.75 | 0.75 | 0.75 | 0.75 | 0.75 | 0.75 | 0.75 | 0.75 | 0.75 | 0.75
2017 | 2017 | 2017 | 0 | 2020 |  |  | 0.734 | Sibley (UTIL):1 | 0.734 | 0.734 | 0.734 | 0.734 | 0.734 | 0.734 | 0.734 | 0.734 | 0.734 | 0.734 | 0.734 | 0.734 | 0.734 | 0.734 | 0.734 | 0.734 | 0.734 | 0.5138 | 0.5138 | 0.5138 | 0.05138 | 0.05138 | 0.05138 | 0.05138 | 0.05138 | 0.05138 | 0.05138 | 0.05138 | 0.05138 | 0.05138 | 0.05138 | 0.05138 | 0.05138 | 0.05138 | 0.05138 | 0.05138 | 0.05138 | 0.05138 | 0.05138 | 0.05138 | 0.05138 | 0.05138 | 0.05138 | 0.05138 | 0.05138 | 0.05138 | 0.05138 | 0.05138 | 0.05138 | 0.05138 | 0.05138 | 0.05138 | 0.05138 | 0.05138
2017 | 2017 | 2017 | 0 | 2020 |  |  | 0.839 | Sibley (UTIL):2 | 0.839 | 0.839 | 0.839 | 0.839 | 0.839 | 0.839 | 0.839 | 0.839 | 0.839 | 0.839 | 0.839 | 0.839 | 0.839 | 0.839 | 0.839 | 0.839 | 0.839 | 0.5873 | 0.5873 | 0.5873 | 0.05873 | 0.05873 | 0.05873 | 0.05873 | 0.05873 | 0.05873 | 0.05873 | 0.05873 | 0.05873 | 0.05873 | 0.05873 | 0.05873 | 0.05873 | 0.05873 | 0.05873 | 0.05873 | 0.05873 | 0.05873 | 0.05873 | 0.05873 | 0.05873 | 0.05873 | 0.05873 | 0.05873 | 0.05873 | 0.05873 | 0.05873 | 0.05873 | 0.05873 | 0.05873 | 0.05873 | 0.05873 | 0.05873 | 0.05873
0 | 2017 | 0 | 0 | 2017 |  |  | 0.8377 | Sibley (UTIL):3 | 0.8377 | 0.8377 | 0.8377 | 0.8377 | 0.8377 | 0.8377 | 0.8377 | 0.8377 | 0.8377 | 0.8377 | 0.8377 | 0.8377 | 0.8377 | 0.8377 | 0.8377 | 0.8377 | 0.8377 | 0.08377 | 0.08377 | 0.08377 | 0.08377 | 0.08377 | 0.08377 | 0.08377 | 0.08377 | 0.08377 | 0.08377 | 0.08377 | 0.08377 | 0.08377 | 0.08377 | 0.08377 | 0.08377 | 0.08377 | 0.08377 | 0.08377 | 0.08377 | 0.08377 | 0.08377 | 0.08377 | 0.08377 | 0.08377 | 0.08377 | 0.08377 | 0.08377 | 0.08377 | 0.08377 | 0.08377 | 0.08377 | 0.08377 | 0.08377 | 0.08377 | 0.08377 | 0.08377
0 | 0 | 0 | 0 | 0 |  |  | 1.5 | Lake Road (STJO):1 | 1.5 | 1.5 | 1.5 | 1.5 | 1.5 | 1.5 | 1.5 | 1.5 | 1.5 | 1.5 | 1.5 | 1.5 | 1.5 | 1.5 | 1.5 | 1.5 | 1.5 | 1.5 | 1.5 | 1.5 | 1.5 | 1.5 | 1.5 | 1.5 | 1.5 | 1.5 | 1.5 | 1.5 | 1.5 | 1.5 | 1.5 | 1.5 | 1.5 | 1.5 | 1.5 | 1.5 | 1.5 | 1.5 | 1.5 | 1.5 | 1.5 | 1.5 | 1.5 | 1.5 | 1.5 | 1.5 | 1.5 | 1.5 | 1.5 | 1.5 | 1.5 | 1.5 | 1.5 | 1.5
2016 | 2016 | 2016 | 0 | 2019 |  |  | 0.6486 | Lake Road (STJO):4 | 0.6486 | 0.6486 | 0.6486 | 0.6486 | 0.6486 | 0.6486 | 0.6486 | 0.6486 | 0.6486 | 0.6486 | 0.6486 | 0.6486 | 0.6486 | 0.6486 | 0.6486 | 0.6486 | 0.45402 | 0.45402 | 0.45402 | 0.045402 | 0.045402 | 0.045402 | 0.045402 | 0.045402 | 0.045402 | 0.045402 | 0.045402 | 0.045402 | 0.045402 | 0.045402 | 0.045402 | 0.045402 | 0.045402 | 0.045402 | 0.045402 | 0.045402 | 0.045402 | 0.045402 | 0.045402 | 0.045402 | 0.045402 | 0.045402 | 0.045402 | 0.045402 | 0.045402 | 0.045402 | 0.045402 | 0.045402 | 0.045402 | 0.045402 | 0.045402 | 0.045402 | 0.045402 | 0.045402
0 | 0 | 0 | 0 | 0 |  |  | 0.747 | Lake Road (STJO):67 | 0.747 | 0.747 | 0.747 | 0.747 | 0.747 | 0.747 | 0.747 | 0.747 | 0.747 | 0.747 | 0.747 | 0.747 | 0.747 | 0.747 | 0.747 | 0.747 | 0.747 | 0.747 | 0.747 | 0.747 | 0.747 | 0.747 | 0.747 | 0.747 | 0.747 | 0.747 | 0.747 | 0.747 | 0.747 | 0.747 | 0.747 | 0.747 | 0.747 | 0.747 | 0.747 | 0.747 | 0.747 | 0.747 | 0.747 | 0.747 | 0.747 | 0.747 | 0.747 | 0.747 | 0.747 | 0.747 | 0.747 | 0.747 | 0.747 | 0.747 | 0.747 | 0.747 | 0.747 | 0.747
0 | 0 | 0 | 0 | 0 |  |  | 0.75 | Howard Bend:1 | 0.75 | 0.75 | 0.75 | 0.75 | 0.75 | 0.75 | 0.75 | 0.75 | 0.75 | 0.75 | 0.75 | 0.75 | 0.75 | 0.75 | 0.75 | 0.75 | 0.75 | 0.75 | 0.75 | 0.75 | 0.75 | 0.75 | 0.75 | 0.75 | 0.75 | 0.75 | 0.75 | 0.75 | 0.75 | 0.75 | 0.75 | 0.75 | 0.75 | 0.75 | 0.75 | 0.75 | 0.75 | 0.75 | 0.75 | 0.75 | 0.75 | 0.75 | 0.75 | 0.75 | 0.75 | 0.75 | 0.75 | 0.75 | 0.75 | 0.75 | 0.75 | 0.75 | 0.75 | 0.75
0 | 2016 | 0 | 0 | 2016 |  |  | 0.7408 | Labadie:1 | 0.7408 | 0.7408 | 0.7408 | 0.7408 | 0.7408 | 0.7408 | 0.7408 | 0.7408 | 0.7408 | 0.7408 | 0.7408 | 0.7408 | 0.7408 | 0.7408 | 0.7408 | 0.7408 | 0.07408 | 0.07408 | 0.07408 | 0.07408 | 0.07408 | 0.07408 | 0.07408 | 0.07408 | 0.07408 | 0.07408 | 0.07408 | 0.07408 | 0.07408 | 0.07408 | 0.07408 | 0.07408 | 0.07408 | 0.07408 | 0.07408 | 0.07408 | 0.07408 | 0.07408 | 0.07408 | 0.07408 | 0.07408 | 0.07408 | 0.07408 | 0.07408 | 0.07408 | 0.07408 | 0.07408 | 0.07408 | 0.07408 | 0.07408 | 0.07408 | 0.07408 | 0.07408 | 0.07408
0 | 2016 | 0 | 0 | 2016 |  |  | 0.7366 | Labadie:2 | 0.7366 | 0.7366 | 0.7366 | 0.7366 | 0.7366 | 0.7366 | 0.7366 | 0.7366 | 0.7366 | 0.7366 | 0.7366 | 0.7366 | 0.7366 | 0.7366 | 0.7366 | 0.7366 | 0.07366 | 0.07366 | 0.07366 | 0.07366 | 0.07366 | 0.07366 | 0.07366 | 0.07366 | 0.07366 | 0.07366 | 0.07366 | 0.07366 | 0.07366 | 0.07366 | 0.07366 | 0.07366 | 0.07366 | 0.07366 | 0.07366 | 0.07366 | 0.07366 | 0.07366 | 0.07366 | 0.07366 | 0.07366 | 0.07366 | 0.07366 | 0.07366 | 0.07366 | 0.07366 | 0.07366 | 0.07366 | 0.07366 | 0.07366 | 0.07366 | 0.07366 | 0.07366 | 0.07366
0 | 2016 | 0 | 0 | 2016 |  |  | 0.7489 | Labadie:3 | 0.7489 | 0.7489 | 0.7489 | 0.7489 | 0.7489 | 0.7489 | 0.7489 | 0.7489 | 0.7489 | 0.7489 | 0.7489 | 0.7489 | 0.7489 | 0.7489 | 0.7489 | 0.7489 | 0.07489 | 0.07489 | 0.07489 | 0.07489 | 0.07489 | 0.07489 | 0.07489 | 0.07489 | 0.07489 | 0.07489 | 0.07489 | 0.07489 | 0.07489 | 0.07489 | 0.07489 | 0.07489 | 0.07489 | 0.07489 | 0.07489 | 0.07489 | 0.07489 | 0.07489 | 0.07489 | 0.07489 | 0.07489 | 0.07489 | 0.07489 | 0.07489 | 0.07489 | 0.07489 | 0.07489 | 0.07489 | 0.07489 | 0.07489 | 0.07489 | 0.07489 | 0.07489 | 0.07489
0 | 2016 | 0 | 0 | 2016 |  |  | 0.7424 | Labadie:4 | 0.7424 | 0.7424 | 0.7424 | 0.7424 | 0.7424 | 0.7424 | 0.7424 | 0.7424 | 0.7424 | 0.7424 | 0.7424 | 0.7424 | 0.7424 | 0.7424 | 0.7424 | 0.7424 | 0.07424 | 0.07424 | 0.07424 | 0.07424 | 0.07424 | 0.07424 | 0.07424 | 0.07424 | 0.07424 | 0.07424 | 0.07424 | 0.07424 | 0.07424 | 0.07424 | 0.07424 | 0.07424 | 0.07424 | 0.07424 | 0.07424 | 0.07424 | 0.07424 | 0.07424 | 0.07424 | 0.07424 | 0.07424 | 0.07424 | 0.07424 | 0.07424 | 0.07424 | 0.07424 | 0.07424 | 0.07424 | 0.07424 | 0.07424 | 0.07424 | 0.07424 | 0.07424 | 0.07424
2016 | 2016 | 2016 | 0 | 2018 |  |  | 0.5637 | Meramec:1 | 0.5637 | 0.5637 | 0.5637 | 0.5637 | 0.5637 | 0.5637 | 0.5637 | 0.5637 | 0.5637 | 0.5637 | 0.5637 | 0.5637 | 0.5637 | 0.5637 | 0.5637 | 0.5637 | 0.39459 | 0.39459 | 0.039459 | 0.039459 | 0.039459 | 0.039459 | 0.039459 | 0.039459 | 0.039459 | 0.039459 | 0.039459 | 0.039459 | 0.039459 | 0.039459 | 0.039459 | 0.039459 | 0.039459 | 0.039459 | 0.039459 | 0.039459 | 0.039459 | 0.039459 | 0.039459 | 0.039459 | 0.039459 | 0.039459 | 0.039459 | 0.039459 | 0.039459 | 0.039459 | 0.039459 | 0.039459 | 0.039459 | 0.039459 | 0.039459 | 0.039459 | 0.039459 | 0.039459
0 | 0 | 0 | 0 | 0 |  |  | 0.75 | Meramec:GT1 | 0.75 | 0.75 | 0.75 | 0.75 | 0.75 | 0.75 | 0.75 | 0.75 | 0.75 | 0.75 | 0.75 | 0.75 | 0.75 | 0.75 | 0.75 | 0.75 | 0.75 | 0.75 | 0.75 | 0.75 | 0.75 | 0.75 | 0.75 | 0.75 | 0.75 | 0.75 | 0.75 | 0.75 | 0.75 | 0.75 | 0.75 | 0.75 | 0.75 | 0.75 | 0.75 | 0.75 | 0.75 | 0.75 | 0.75 | 0.75 | 0.75 | 0.75 | 0.75 | 0.75 | 0.75 | 0.75 | 0.75 | 0.75 | 0.75 | 0.75 | 0.75 | 0.75 | 0.75 | 0.75
2016 | 2016 | 2016 | 0 | 2018 |  |  | 0.5637 | Meramec:2 | 0.5637 | 0.5637 | 0.5637 | 0.5637 | 0.5637 | 0.5637 | 0.5637 | 0.5637 | 0.5637 | 0.5637 | 0.5637 | 0.5637 | 0.5637 | 0.5637 | 0.5637 | 0.5637 | 0.39459 | 0.39459 | 0.039459 | 0.039459 | 0.039459 | 0.039459 | 0.039459 | 0.039459 | 0.039459 | 0.039459 | 0.039459 | 0.039459 | 0.039459 | 0.039459 | 0.039459 | 0.039459 | 0.039459 | 0.039459 | 0.039459 | 0.039459 | 0.039459 | 0.039459 | 0.039459 | 0.039459 | 0.039459 | 0.039459 | 0.039459 | 0.039459 | 0.039459 | 0.039459 | 0.039459 | 0.039459 | 0.039459 | 0.039459 | 0.039459 | 0.039459 | 0.039459 | 0.039459
2015 | 2015 | 2015 | 0 | 2017 |  |  | 0.5714 | Meramec:3 | 0.5714 | 0.5714 | 0.5714 | 0.5714 | 0.5714 | 0.5714 | 0.5714 | 0.5714 | 0.5714 | 0.5714 | 0.5714 | 0.5714 | 0.5714 | 0.5714 | 0.5714 | 0.39998 | 0.39998 | 0.039998 | 0.039998 | 0.039998 | 0.039998 | 0.039998 | 0.039998 | 0.039998 | 0.039998 | 0.039998 | 0.039998 | 0.039998 | 0.039998 | 0.039998 | 0.039998 | 0.039998 | 0.039998 | 0.039998 | 0.039998 | 0.039998 | 0.039998 | 0.039998 | 0.039998 | 0.039998 | 0.039998 | 0.039998 | 0.039998 | 0.039998 | 0.039998 | 0.039998 | 0.039998 | 0.039998 | 0.039998 | 0.039998 | 0.039998 | 0.039998 | 0.039998 | 0.039998
2015 | 2015 | 2015 | 0 | 2017 |  |  | 0.5876 | Meramec:4 | 0.5876 | 0.5876 | 0.5876 | 0.5876 | 0.5876 | 0.5876 | 0.5876 | 0.5876 | 0.5876 | 0.5876 | 0.5876 | 0.5876 | 0.5876 | 0.5876 | 0.5876 | 0.41132 | 0.41132 | 0.041132 | 0.041132 | 0.041132 | 0.041132 | 0.041132 | 0.041132 | 0.041132 | 0.041132 | 0.041132 | 0.041132 | 0.041132 | 0.041132 | 0.041132 | 0.041132 | 0.041132 | 0.041132 | 0.041132 | 0.041132 | 0.041132 | 0.041132 | 0.041132 | 0.041132 | 0.041132 | 0.041132 | 0.041132 | 0.041132 | 0.041132 | 0.041132 | 0.041132 | 0.041132 | 0.041132 | 0.041132 | 0.041132 | 0.041132 | 0.041132 | 0.041132 | 0.041132
0 | 0 | 0 |  | 0 |  |  | 0.086105 | Sioux:1 | 1.7221 | 1.7221 | 1.7221 | 1.7221 | 1.7221 | 1.7221 | 1.7221 | 1.7221 | 1.7221 | 1.7221 | 0.086105 | 0.086105 | 0.086105 | 0.086105 | 0.086105 | 0.086105 | 0.086105 | 0.086105 | 0.086105 | 0.086105 | 0.086105 | 0.086105 | 0.086105 | 0.086105 | 0.086105 | 0.086105 | 0.086105 | 0.086105 | 0.086105 | 0.086105 | 0.086105 | 0.086105 | 0.086105 | 0.086105 | 0.086105 | 0.086105 | 0.086105 | 0.086105 | 0.086105 | 0.086105 | 0.086105 | 0.086105 | 0.086105 | 0.086105 | 0.086105 | 0.086105 | 0.086105 | 0.086105 | 0.086105 | 0.086105 | 0.086105 | 0.086105 | 0.086105 | 0.086105
0 | 0 | 0 |  | 0 |  |  | 0.08921 | Sioux:2 | 1.7842 | 1.7842 | 1.7842 | 1.7842 | 1.7842 | 1.7842 | 1.7842 | 1.7842 | 1.7842 | 1.7842 | 0.08921 | 0.08921 | 0.08921 | 0.08921 | 0.08921 | 0.08921 | 0.08921 | 0.08921 | 0.08921 | 0.08921 | 0.08921 | 0.08921 | 0.08921 | 0.08921 | 0.08921 | 0.08921 | 0.08921 | 0.08921 | 0.08921 | 0.08921 | 0.08921 | 0.08921 | 0.08921 | 0.08921 | 0.08921 | 0.08921 | 0.08921 | 0.08921 | 0.08921 | 0.08921 | 0.08921 | 0.08921 | 0.08921 | 0.08921 | 0.08921 | 0.08921 | 0.08921 | 0.08921 | 0.08921 | 0.08921 | 0.08921 | 0.08921 | 0.08921 | 0.08921
0 | 0 | 0 | 0 | 0 |  |  | 0.5 | Albany:ALL | 0.5 | 0.5 | 0.5 | 0.5 | 0.5 | 0.5 | 0.5 | 0.5 | 0.5 | 0.5 | 0.5 | 0.5 | 0.5 | 0.5 | 0.5 | 0.5 | 0.5 | 0.5 | 0.5 | 0.5 | 0.5 | 0.5 | 0.5 | 0.5 | 0.5 | 0.5 | 0.5 | 0.5 | 0.5 | 0.5 | 0.5 | 0.5 | 0.5 | 0.5 | 0.5 | 0.5 | 0.5 | 0.5 | 0.5 | 0.5 | 0.5 | 0.5 | 0.5 | 0.5 | 0.5 | 0.5 | 0.5 | 0.5 | 0.5 | 0.5 | 0.5 | 0.5 | 0.5 | 0.5
[7 empty] | 0.5 | Bethany (BETMU):18 | 0.5 | 0.5 | 0.5 | 0.5 | 0.5 | 0.5 | 0.5 | 0.5 | 0.5 | 0.5 | 0.5 | 0.5 | 0.5 | 0.5 | 0.5 | 0.5 | 0.5 | 0.5 | 0.5 | 0.5 | 0.5 | 0.5 | 0.5 | 0.5 | 0.5 | 0.5 | 0.5 | 0.5 | 0.5 | 0.5 | 0.5 | 0.5 | 0.5 | 0.5 | 0.5 | 0.5 | 0.5 | 0.5 | 0.5 | 0.5 | 0.5 | 0.5 | 0.5 | 0.5 | 0.5 | 0.5 | 0.5 | 0.5 | 0.5 | 0.5 | 0.5 | 0.5 | 0.5 | 0.5
[7 empty] | 0.75 | Campbell (CAMBE):47 | 0.75 | 0.75 | 0.75 | 0.75 | 0.75 | 0.75 | 0.75 | 0.75 | 0.75 | 0.75 | 0.75 | 0.75 | 0.75 | 0.75 | 0.75 | 0.75 | 0.75 | 0.75 | 0.75 | 0.75 | 0.75 | 0.75 | 0.75 | 0.75 | 0.75 | 0.75 | 0.75 | 0.75 | 0.75 | 0.75 | 0.75 | 0.75 | 0.75 | 0.75 | 0.75 | 0.75 | 0.75 | 0.75 | 0.75 | 0.75 | 0.75 | 0.75 | 0.75 | 0.75 | 0.75 | 0.75 | 0.75 | 0.75 | 0.75 | 0.75 | 0.75 | 0.75 | 0.75 | 0.75
[7 empty] | 0.65 | Keith D. Beardmore (Chillicothe):56 | 1.6 | 1.6 | 1.6 | 1.6 | 1.6 | 1.6 | 1.6 | 1.6 | 1.6 | 1.6 | 1.6 | 1.6 | 1.6 | 0.65 | 0.65 | 0.65 | 0.65 | 0.65 | 0.65 | 0.65 | 0.65 | 0.65 | 0.65 | 0.65 | 0.65 | 0.65 | 0.65 | 0.65 | 0.65 | 0.65 | 0.65 | 0.65 | 0.65 | 0.65 | 0.65 | 0.65 | 0.65 | 0.65 | 0.65 | 0.65 | 0.65 | 0.65 | 0.65 | 0.65 | 0.65 | 0.65 | 0.65 | 0.65 | 0.65 | 0.65 | 0.65 | 0.65 | 0.65 | 0.65
2017 | 2017 | 2017 | 0 | 2021 |  |  | 1.5083 | Columbia-Mo:57 | 1.5083 | 1.5083 | 1.5083 | 1.5083 | 1.5083 | 1.5083 | 1.5083 | 1.5083 | 1.5083 | 1.5083 | 1.5083 | 1.5083 | 1.5083 | 1.5083 | 1.5083 | 1.5083 | 1.5083 | 1.0558 | 1.0558 | 1.0558 | 1.0558 | 0.10558 | 0.10558 | 0.10558 | 0.10558 | 0.10558 | 0.10558 | 0.10558 | 0.10558 | 0.10558 | 0.10558 | 0.10558 | 0.10558 | 0.10558 | 0.10558 | 0.10558 | 0.10558 | 0.10558 | 0.10558 | 0.10558 | 0.10558 | 0.10558 | 0.10558 | 0.10558 | 0.10558 | 0.10558 | 0.10558 | 0.10558 | 0.10558 | 0.10558 | 0.10558 | 0.10558 | 0.10558 | 0.10558
0 | 0 | 0 | 0 | 0 |  |  | 1.096 | Columbia-Mo:8 | 1.096 | 1.096 | 1.096 | 1.096 | 1.096 | 1.096 | 1.096 | 1.096 | 1.096 | 1.096 | 1.096 | 1.096 | 1.096 | 1.096 | 1.096 | 1.096 | 1.096 | 1.096 | 1.096 | 1.096 | 1.096 | 1.096 | 1.096 | 1.096 | 1.096 | 1.096 | 1.096 | 1.096 | 1.096 | 1.096 | 1.096 | 1.096 | 1.096 | 1.096 | 1.096 | 1.096 | 1.096 | 1.096 | 1.096 | 1.096 | 1.096 | 1.096 | 1.096 | 1.096 | 1.096 | 1.096 | 1.096 | 1.096 | 1.096 | 1.096 | 1.096 | 1.096 | 1.096 | 1.096
0 | 0 | 0 | 0 | 0 |  |  | 0.75 | Higginsville:13 | 0.75 | 0.75 | 0.75 | 0.75 | 0.75 | 0.75 | 0.75 | 0.75 | 0.75 | 0.75 | 0.75 | 0.75 | 0.75 | 0.75 | 0.75 | 0.75 | 0.75 | 0.75 | 0.75 | 0.75 | 0.75 | 0.75 | 0.75 | 0.75 | 0.75 | 0.75 | 0.75 | 0.75 | 0.75 | 0.75 | 0.75 | 0.75 | 0.75 | 0.75 | 0.75 | 0.75 | 0.75 | 0.75 | 0.75 | 0.75 | 0.75 | 0.75 | 0.75 | 0.75 | 0.75 | 0.75 | 0.75 | 0.75 | 0.75 | 0.75 | 0.75 | 0.75 | 0.75 | 0.75
2017 | 2017 | 2017 | 0 | 2020 |  |  | 1.6 | Blue Valley:1-2 | 1.6 | 1.6 | 1.6 | 1.6 | 1.6 | 1.6 | 1.6 | 1.6 | 1.6 | 1.6 | 1.6 | 1.6 | 1.6 | 1.6 | 1.6 | 1.6 | 1.6 | 1.12 | 1.12 | 1.12 | 0.112 | 0.112 | 0.112 | 0.112 | 0.112 | 0.112 | 0.112 | 0.112 | 0.112 | 0.112 | 0.112 | 0.112 | 0.112 | 0.112 | 0.112 | 0.112 | 0.112 | 0.112 | 0.112 | 0.112 | 0.112 | 0.112 | 0.112 | 0.112 | 0.112 | 0.112 | 0.112 | 0.112 | 0.112 | 0.112 | 0.112 | 0.112 | 0.112 | 0.112
2017 | 2017 | 2017 | 0 | 2020 |  |  | 3.7095 | Blue Valley:3 | 3.7095 | 3.7095 | 3.7095 | 3.7095 | 3.7095 | 3.7095 | 3.7095 | 3.7095 | 3.7095 | 3.7095 | 3.7095 | 3.7095 | 3.7095 | 3.7095 | 3.7095 | 3.7095 | 3.7095 | 2.5966 | 2.5966 | 2.5966 | 0.25966 | 0.25966 | 0.25966 | 0.25966 | 0.25966 | 0.25966 | 0.25966 | 0.25966 | 0.25966 | 0.25966 | 0.25966 | 0.25966 | 0.25966 | 0.25966 | 0.25966 | 0.25966 | 0.25966 | 0.25966 | 0.25966 | 0.25966 | 0.25966 | 0.25966 | 0.25966 | 0.25966 | 0.25966 | 0.25966 | 0.25966 | 0.25966 | 0.25966 | 0.25966 | 0.25966 | 0.25966 | 0.25966 | 0.25966
0 | 0 | 0 | 0 | 0 |  |  | 0.75 | Jackson Square (Station J):2 | 0.75 | 0.75 | 0.75 | 0.75 | 0.75 | 0.75 | 0.75 | 0.75 | 0.75 | 0.75 | 0.75 | 0.75 | 0.75 | 0.75 | 0.75 | 0.75 | 0.75 | 0.75 | 0.75 | 0.75 | 0.75 | 0.75 | 0.75 | 0.75 | 0.75 | 0.75 | 0.75 | 0.75 | 0.75 | 0.75 | 0.75 | 0.75 | 0.75 | 0.75 | 0.75 | 0.75 | 0.75 | 0.75 | 0.75 | 0.75 | 0.75 | 0.75 | 0.75 | 0.75 | 0.75 | 0.75 | 0.75 | 0.75 | 0.75 | 0.75 | 0.75 | 0.75 | 0.75 | 0.75
0 | 0 | 0 | 0 | 0 |  |  | 0.75 | Station I:ALL | 0.75 | 0.75 | 0.75 | 0.75 | 0.75 | 0.75 | 0.75 | 0.75 | 0.75 | 0.75 | 0.75 | 0.75 | 0.75 | 0.75 | 0.75 | 0.75 | 0.75 | 0.75 | 0.75 | 0.75 | 0.75 | 0.75 | 0.75 | 0.75 | 0.75 | 0.75 | 0.75 | 0.75 | 0.75 | 0.75 | 0.75 | 0.75 | 0.75 | 0.75 | 0.75 | 0.75 | 0.75 | 0.75 | 0.75 | 0.75 | 0.75 | 0.75 | 0.75 | 0.75 | 0.75 | 0.75 | 0.75 | 0.75 | 0.75 | 0.75 | 0.75 | 0.75 | 0.75 | 0.75
0 | 0 | 0 | 0 | 0 |  |  | 0.75 | Kennett:15 | 0.75 | 0.75 | 0.75 | 0.75 | 0.75 | 0.75 | 0.75 | 0.75 | 0.75 | 0.75 | 0.75 | 0.75 | 0.75 | 0.75 | 0.75 | 0.75 | 0.75 | 0.75 | 0.75 | 0.75 | 0.75 | 0.75 | 0.75 | 0.75 | 0.75 | 0.75 | 0.75 | 0.75 | 0.75 | 0.75 | 0.75 | 0.75 | 0.75 | 0.75 | 0.75 | 0.75 | 0.75 | 0.75 | 0.75 | 0.75 | 0.75 | 0.75 | 0.75 | 0.75 | 0.75 | 0.75 | 0.75 | 0.75 | 0.75 | 0.75 | 0.75 | 0.75 | 0.75 | 0.75
0 | 0 | 0 | 0 | 0 |  |  | 0.5 | La Plata:ALL | 0.5 | 0.5 | 0.5 | 0.5 | 0.5 | 0.5 | 0.5 | 0.5 | 0.5 | 0.5 | 0.5 | 0.5 | 0.5 | 0.5 | 0.5 | 0.5 | 0.5 | 0.5 | 0.5 | 0.5 | 0.5 | 0.5 | 0.5 | 0.5 | 0.5 | 0.5 | 0.5 | 0.5 | 0.5 | 0.5 | 0.5 | 0.5 | 0.5 | 0.5 | 0.5 | 0.5 | 0.5 | 0.5 | 0.5 | 0.5 | 0.5 | 0.5 | 0.5 | 0.5 | 0.5 | 0.5 | 0.5 | 0.5 | 0.5 | 0.5 | 0.5 | 0.5 | 0.5 | 0.5
0 | 0 | 0 | 0 | 0 |  |  | 0.5 | Marshall (MARSH):79 | 0.5 | 0.5 | 0.5 | 0.5 | 0.5 | 0.5 | 0.5 | 0.5 | 0.5 | 0.5 | 0.5 | 0.5 | 0.5 | 0.5 | 0.5 | 0.5 | 0.5 | 0.5 | 0.5 | 0.5 | 0.5 | 0.5 | 0.5 | 0.5 | 0.5 | 0.5 | 0.5 | 0.5 | 0.5 | 0.5 | 0.5 | 0.5 | 0.5 | 0.5 | 0.5 | 0.5 | 0.5 | 0.5 | 0.5 | 0.5 | 0.5 | 0.5 | 0.5 | 0.5 | 0.5 | 0.5 | 0.5 | 0.5 | 0.5 | 0.5 | 0.5 | 0.5 | 0.5 | 0.5
0 | 0 | 0 | 0 | 0 |  |  | 0.5 | Memphis:13 | 0.5 | 0.5 | 0.5 | 0.5 | 0.5 | 0.5 | 0.5 | 0.5 | 0.5 | 0.5 | 0.5 | 0.5 | 0.5 | 0.5 | 0.5 | 0.5 | 0.5 | 0.5 | 0.5 | 0.5 | 0.5 | 0.5 | 0.5 | 0.5 | 0.5 | 0.5 | 0.5 | 0.5 | 0.5 | 0.5 | 0.5 | 0.5 | 0.5 | 0.5 | 0.5 | 0.5 | 0.5 | 0.5 | 0.5 | 0.5 | 0.5 | 0.5 | 0.5 | 0.5 | 0.5 | 0.5 | 0.5 | 0.5 | 0.5 | 0.5 | 0.5 | 0.5 | 0.5 | 0.5
0 | 0 | 0 | 0 | 0 |  |  | 0.5 | Owensville:ALL | 0.5 | 0.5 | 0.5 | 0.5 | 0.5 | 0.5 | 0.5 | 0.5 | 0.5 | 0.5 | 0.5 | 0.5 | 0.5 | 0.5 | 0.5 | 0.5 | 0.5 | 0.5 | 0.5 | 0.5 | 0.5 | 0.5 | 0.5 | 0.5 | 0.5 | 0.5 | 0.5 | 0.5 | 0.5 | 0.5 | 0.5 | 0.5 | 0.5 | 0.5 | 0.5 | 0.5 | 0.5 | 0.5 | 0.5 | 0.5 | 0.5 | 0.5 | 0.5 | 0.5 | 0.5 | 0.5 | 0.5 | 0.5 | 0.5 | 0.5 | 0.5 | 0.5 | 0.5 | 0.5
0 | 0 | 0 | 0 | 0 |  |  | 0.75 | E.P. Coleman:ALL | 0.75 | 0.75 | 0.75 | 0.75 | 0.75 | 0.75 | 0.75 | 0.75 | 0.75 | 0.75 | 0.75 | 0.75 | 0.75 | 0.75 | 0.75 | 0.75 | 0.75 | 0.75 | 0.75 | 0.75 | 0.75 | 0.75 | 0.75 | 0.75 | 0.75 | 0.75 | 0.75 | 0.75 | 0.75 | 0.75 | 0.75 | 0.75 | 0.75 | 0.75 | 0.75 | 0.75 | 0.75 | 0.75 | 0.75 | 0.75 | 0.75 | 0.75 | 0.75 | 0.75 | 0.75 | 0.75 | 0.75 | 0.75 | 0.75 | 0.75 | 0.75 | 0.75 | 0.75 | 0.75
2017 | 2017 | 2017 | 0 | 2020 |  |  | 1.5 | James River (SPCIUT):1 | 1.5 | 1.5 | 1.5 | 1.5 | 1.5 | 1.5 | 1.5 | 1.5 | 1.5 | 1.5 | 1.5 | 1.5 | 1.5 | 1.5 | 1.5 | 1.5 | 1.5 | 1.05 | 1.05 | 1.05 | 0.105 | 0.105 | 0.105 | 0.105 | 0.105 | 0.105 | 0.105 | 0.105 | 0.105 | 0.105 | 0.105 | 0.105 | 0.105 | 0.105 | 0.105 | 0.105 | 0.105 | 0.105 | 0.105 | 0.105 | 0.105 | 0.105 | 0.105 | 0.105 | 0.105 | 0.105 | 0.105 | 0.105 | 0.105 | 0.105 | 0.105 | 0.105 | 0.105 | 0.105
2017 | 2017 | 2017 |  | 2020 |  |  | 0.002 | James River (SPCIUT):2 | 0.002 | 0.002 | 0.002 | 0.002 | 0.002 | 0.002 | 0.002 | 0.002 | 0.002 | 0.002 | 0.002 | 0.002 | 0.002 | 0.002 | 0.002 | 0.002 | 0.002 | 0.0014 | 0.0014 | 0.0014 | 0.00014 | 0.00014 | 0.00014 | 0.00014 | 0.00014 | 0.00014 | 0.00014 | 0.00014 | 0.00014 | 0.00014 | 0.00014 | 0.00014 | 0.00014 | 0.00014 | 0.00014 | 0.00014 | 0.00014 | 0.00014 | 0.00014 | 0.00014 | 0.00014 | 0.00014 | 0.00014 | 0.00014 | 0.00014 | 0.00014 | 0.00014 | 0.00014 | 0.00014 | 0.00014 | 0.00014 | 0.00014 | 0.00014 | 0.00014
2017 | 2017 | 2017 | 0 | 2020 |  |  | 0.546 | James River (SPCIUT):3 | 0.546 | 0.546 | 0.546 | 0.546 | 0.546 | 0.546 | 0.546 | 0.546 | 0.546 | 0.546 | 0.546 | 0.546 | 0.546 | 0.546 | 0.546 | 0.546 | 0.546 | 0.3822 | 0.3822 | 0.3822 | 0.03822 | 0.03822 | 0.03822 | 0.03822 | 0.03822 | 0.03822 | 0.03822 | 0.03822 | 0.03822 | 0.03822 | 0.03822 | 0.03822 | 0.03822 | 0.03822 | 0.03822 | 0.03822 | 0.03822 | 0.03822 | 0.03822 | 0.03822 | 0.03822 | 0.03822 | 0.03822 | 0.03822 | 0.03822 | 0.03822 | 0.03822 | 0.03822 | 0.03822 | 0.03822 | 0.03822 | 0.03822 | 0.03822 | 0.03822
2017 | 2017 | 2017 | 0 | 2020 |  |  | 0.5541 | James River (SPCIUT):4 | 0.5541 | 0.5541 | 0.5541 | 0.5541 | 0.5541 | 0.5541 | 0.5541 | 0.5541 | 0.5541 | 0.5541 | 0.5541 | 0.5541 | 0.5541 | 0.5541 | 0.5541 | 0.5541 | 0.5541 | 0.38787 | 0.38787 | 0.38787 | 0.038787 | 0.038787 | 0.038787 | 0.038787 | 0.038787 | 0.038787 | 0.038787 | 0.038787 | 0.038787 | 0.038787 | 0.038787 | 0.038787 | 0.038787 | 0.038787 | 0.038787 | 0.038787 | 0.038787 | 0.038787 | 0.038787 | 0.038787 | 0.038787 | 0.038787 | 0.038787 | 0.038787 | 0.038787 | 0.038787 | 0.038787 | 0.038787 | 0.038787 | 0.038787 | 0.038787 | 0.038787 | 0.038787 | 0.038787
2016 | 2016 | 2016 | 0 | 2019 |  |  | 0.5396 | James River (SPCIUT):5 | 0.5396 | 0.5396 | 0.5396 | 0.5396 | 0.5396 | 0.5396 | 0.5396 | 0.5396 | 0.5396 | 0.5396 | 0.5396 | 0.5396 | 0.5396 | 0.5396 | 0.5396 | 0.5396 | 0.37772 | 0.37772 | 0.37772 | 0.037772 | 0.037772 | 0.037772 | 0.037772 | 0.037772 | 0.037772 | 0.037772 | 0.037772 | 0.037772 | 0.037772 | 0.037772 | 0.037772 | 0.037772 | 0.037772 | 0.037772 | 0.037772 | 0.037772 | 0.037772 | 0.037772 | 0.037772 | 0.037772 | 0.037772 | 0.037772 | 0.037772 | 0.037772 | 0.037772 | 0.037772 | 0.037772 | 0.037772 | 0.037772 | 0.037772 | 0.037772 | 0.037772 | 0.037772 | 0.037772
0 | 0 | 0 | 0 | 0 |  |  | 0.75 | Main Street (SPCIUT):1 | 0.75 | 0.75 | 0.75 | 0.75 | 0.75 | 0.75 | 0.75 | 0.75 | 0.75 | 0.75 | 0.75 | 0.75 | 0.75 | 0.75 | 0.75 | 0.75 | 0.75 | 0.75 | 0.75 | 0.75 | 0.75 | 0.75 | 0.75 | 0.75 | 0.75 | 0.75 | 0.75 | 0.75 | 0.75 | 0.75 | 0.75 | 0.75 | 0.75 | 0.75 | 0.75 | 0.75 | 0.75 | 0.75 | 0.75 | 0.75 | 0.75 | 0.75 | 0.75 | 0.75 | 0.75 | 0.75 | 0.75 | 0.75 | 0.75 | 0.75 | 0.75 | 0.75 | 0.75 | 0.75
0 | 0 | 0 | 0 | 0 |  |  | 0.5 | Unionville - UPLD:ALL | 0.5 | 0.5 | 0.5 | 0.5 | 0.5 | 0.5 | 0.5 | 0.5 | 0.5 | 0.5 | 0.5 | 0.5 | 0.5 | 0.5 | 0.5 | 0.5 | 0.5 | 0.5 | 0.5 | 0.5 | 0.5 | 0.5 | 0.5 | 0.5 | 0.5 | 0.5 | 0.5 | 0.5 | 0.5 | 0.5 | 0.5 | 0.5 | 0.5 | 0.5 | 0.5 | 0.5 | 0.5 | 0.5 | 0.5 | 0.5 | 0.5 | 0.5 | 0.5 | 0.5 | 0.5 | 0.5 | 0.5 | 0.5 | 0.5 | 0.5 | 0.5 | 0.5 | 0.5 | 0.5
0 | 0 | 0 | 0 | 0 |  |  | 0.5 | Vandalia:ALL | 0.5 | 0.5 | 0.5 | 0.5 | 0.5 | 0.5 | 0.5 | 0.5 | 0.5 | 0.5 | 0.5 | 0.5 | 0.5 | 0.5 | 0.5 | 0.5 | 0.5 | 0.5 | 0.5 | 0.5 | 0.5 | 0.5 | 0.5 | 0.5 | 0.5 | 0.5 | 0.5 | 0.5 | 0.5 | 0.5 | 0.5 | 0.5 | 0.5 | 0.5 | 0.5 | 0.5 | 0.5 | 0.5 | 0.5 | 0.5 | 0.5 | 0.5 | 0.5 | 0.5 | 0.5 | 0.5 | 0.5 | 0.5 | 0.5 | 0.5 | 0.5 | 0.5 | 0.5 | 0.5
0 | 2016 | 0 | 0 | 2016 |  |  | 0.4376 | New Madrid - ASEC:1 | 0.4376 | 0.4376 | 0.4376 | 0.4376 | 0.4376 | 0.4376 | 0.4376 | 0.4376 | 0.4376 | 0.4376 | 0.4376 | 0.4376 | 0.4376 | 0.4376 | 0.4376 | 0.4376 | 0.04376 | 0.04376 | 0.04376 | 0.04376 | 0.04376 | 0.04376 | 0.04376 | 0.04376 | 0.04376 | 0.04376 | 0.04376 | 0.04376 | 0.04376 | 0.04376 | 0.04376 | 0.04376 | 0.04376 | 0.04376 | 0.04376 | 0.04376 | 0.04376 | 0.04376 | 0.04376 | 0.04376 | 0.04376 | 0.04376 | 0.04376 | 0.04376 | 0.04376 | 0.04376 | 0.04376 | 0.04376 | 0.04376 | 0.04376 | 0.04376 | 0.04376 | 0.04376 | 0.04376
0 | 2016 | 0 | 0 | 2016 |  |  | 0.3952 | New Madrid - ASEC:2 | 0.3952 | 0.3952 | 0.3952 | 0.3952 | 0.3952 | 0.3952 | 0.3952 | 0.3952 | 0.3952 | 0.3952 | 0.3952 | 0.3952 | 0.3952 | 0.3952 | 0.3952 | 0.3952 | 0.03952 | 0.03952 | 0.03952 | 0.03952 | 0.03952 | 0.03952 | 0.03952 | 0.03952 | 0.03952 | 0.03952 | 0.03952 | 0.03952 | 0.03952 | 0.03952 | 0.03952 | 0.03952 | 0.03952 | 0.03952 | 0.03952 | 0.03952 | 0.03952 | 0.03952 | 0.03952 | 0.03952 | 0.03952 | 0.03952 | 0.03952 | 0.03952 | 0.03952 | 0.03952 | 0.03952 | 0.03952 | 0.03952 | 0.03952 | 0.03952 | 0.03952 | 0.03952 | 0.03952
2016 | 2016 | 2016 | 0 | 2018 |  |  | 0.4035 | Thomas Hill:1 | 0.4035 | 0.4035 | 0.4035 | 0.4035 | 0.4035 | 0.4035 | 0.4035 | 0.4035 | 0.4035 | 0.4035 | 0.4035 | 0.4035 | 0.4035 | 0.4035 | 0.4035 | 0.4035 | 0.28245 | 0.28245 | 0.028245 | 0.028245 | 0.028245 | 0.028245 | 0.028245 | 0.028245 | 0.028245 | 0.028245 | 0.028245 | 0.028245 | 0.028245 | 0.028245 | 0.028245 | 0.028245 | 0.028245 | 0.028245 | 0.028245 | 0.028245 | 0.028245 | 0.028245 | 0.028245 | 0.028245 | 0.028245 | 0.028245 | 0.028245 | 0.028245 | 0.028245 | 0.028245 | 0.028245 | 0.028245 | 0.028245 | 0.028245 | 0.028245 | 0.028245 | 0.028245 | 0.028245
2015 | 2015 | 2015 | 0 | 2017 |  |  | 0.4382 | Thomas Hill:2 | 0.4382 | 0.4382 | 0.4382 | 0.4382 | 0.4382 | 0.4382 | 0.4382 | 0.4382 | 0.4382 | 0.4382 | 0.4382 | 0.4382 | 0.4382 | 0.4382 | 0.4382 | 0.30674 | 0.30674 | 0.030674 | 0.030674 | 0.030674 | 0.030674 | 0.030674 | 0.030674 | 0.030674 | 0.030674 | 0.030674 | 0.030674 | 0.030674 | 0.030674 | 0.030674 | 0.030674 | 0.030674 | 0.030674 | 0.030674 | 0.030674 | 0.030674 | 0.030674 | 0.030674 | 0.030674 | 0.030674 | 0.030674 | 0.030674 | 0.030674 | 0.030674 | 0.030674 | 0.030674 | 0.030674 | 0.030674 | 0.030674 | 0.030674 | 0.030674 | 0.030674 | 0.030674 | 0.030674
0 | 2016 | 0 | 0 | 2016 |  |  | 0.427 | Thomas Hill:3 | 0.427 | 0.427 | 0.427 | 0.427 | 0.427 | 0.427 | 0.427 | 0.427 | 0.427 | 0.427 | 0.427 | 0.427 | 0.427 | 0.427 | 0.427 | 0.427 | 0.0427 | 0.0427 | 0.0427 | 0.0427 | 0.0427 | 0.0427 | 0.0427 | 0.0427 | 0.0427 | 0.0427 | 0.0427 | 0.0427 | 0.0427 | 0.0427 | 0.0427 | 0.0427 | 0.0427 | 0.0427 | 0.0427 | 0.0427 | 0.0427 | 0.0427 | 0.0427 | 0.0427 | 0.0427 | 0.0427 | 0.0427 | 0.0427 | 0.0427 | 0.0427 | 0.0427 | 0.0427 | 0.0427 | 0.0427 | 0.0427 | 0.0427 | 0.0427 | 0.0427
2017 | 2017 | 2017 | 0 | 2021 |  |  | 1.5 | Chamois:1 | 1.5 | 1.5 | 1.5 | 1.5 | 1.5 | 1.5 | 1.5 | 1.5 | 1.5 | 1.5 | 1.5 | 1.5 | 1.5 | 1.5 | 1.5 | 1.5 | 1.5 | 1.05 | 1.05 | 1.05 | 1.05 | 0.105 | 0.105 | 0.105 | 0.105 | 0.105 | 0.105 | 0.105 | 0.105 | 0.105 | 0.105 | 0.105 | 0.105 | 0.105 | 0.105 | 0.105 | 0.105 | 0.105 | 0.105 | 0.105 | 0.105 | 0.105 | 0.105 | 0.105 | 0.105 | 0.105 | 0.105 | 0.105 | 0.105 | 0.105 | 0.105 | 0.105 | 0.105 | 0.105
2017 | 2017 | 2017 | 0 | 2020 |  |  | 0.518 | Chamois:2 | 0.518 | 0.518 | 0.518 | 0.518 | 0.518 | 0.518 | 0.518 | 0.518 | 0.518 | 0.518 | 0.518 | 0.518 | 0.518 | 0.518 | 0.518 | 0.518 | 0.518 | 0.3626 | 0.3626 | 0.3626 | 0.03626 | 0.03626 | 0.03626 | 0.03626 | 0.03626 | 0.03626 | 0.03626 | 0.03626 | 0.03626 | 0.03626 | 0.03626 | 0.03626 | 0.03626 | 0.03626 | 0.03626 | 0.03626 | 0.03626 | 0.03626 | 0.03626 | 0.03626 | 0.03626 | 0.03626 | 0.03626 | 0.03626 | 0.03626 | 0.03626 | 0.03626 | 0.03626 | 0.03626 | 0.03626 | 0.03626 | 0.03626 | 0.03626 | 0.03626
2017 | 2017 | 2017 | 0 | 2020 |  |  | 1.6 | Missouri City:1 | 1.6 | 1.6 | 1.6 | 1.6 | 1.6 | 1.6 | 1.6 | 1.6 | 1.6 | 1.6 | 1.6 | 1.6 | 1.6 | 1.6 | 1.6 | 1.6 | 1.6 | 1.12 | 1.12 | 1.12 | 0.112 | 0.112 | 0.112 | 0.112 | 0.112 | 0.112 | 0.112 | 0.112 | 0.112 | 0.112 | 0.112 | 0.112 | 0.112 | 0.112 | 0.112 | 0.112 | 0.112 | 0.112 | 0.112 | 0.112 | 0.112 | 0.112 | 0.112 | 0.112 | 0.112 | 0.112 | 0.112 | 0.112 | 0.112 | 0.112 | 0.112 | 0.112 | 0.112 | 0.112
2017 | 2017 | 2017 | 0 | 2020 |  |  | 1.6 | Missouri City:2 | 1.6 | 1.6 | 1.6 | 1.6 | 1.6 | 1.6 | 1.6 | 1.6 | 1.6 | 1.6 | 1.6 | 1.6 | 1.6 | 1.6 | 1.6 | 1.6 | 1.6 | 1.12 | 1.12 | 1.12 | 0.112 | 0.112 | 0.112 | 0.112 | 0.112 | 0.112 | 0.112 | 0.112 | 0.112 | 0.112 | 0.112 | 0.112 | 0.112 | 0.112 | 0.112 | 0.112 | 0.112 | 0.112 | 0.112 | 0.112 | 0.112 | 0.112 | 0.112 | 0.112 | 0.112 | 0.112 | 0.112 | 0.112 | 0.112 | 0.112 | 0.112 | 0.112 | 0.112 | 0.112
0 | 0 | 0 |  | 0 |  |  | 0 | Benkelman:ALL | 0 | 0 | 0 | 0 | 0 | 0 | 0 | 0 | 0 | 0 | 0 | 0 | 0 | 0 | 0 | 0 | 0 | 0 | 0 | 0 | 0 | 0 | 0 | 0 | 0 | 0 | 0 | 0 | 0 | 0 | 0 | 0 | 0 | 0 | 0 | 0 | 0 | 0 | 0 | 0 | 0 | 0 | 0 | 0 | 0 | 0 | 0 | 0 | 0 | 0 | 0 | 0 | 0 | 0
0 | 0 | 0 |  | 0 |  |  | 0 | David City Plant:57 | 0 | 0 | 0 | 0 | 0 | 0 | 0 | 0 | 0 | 0 | 0 | 0 | 0 | 0 | 0 | 0 | 0 | 0 | 0 | 0 | 0 | 0 | 0 | 0 | 0 | 0 | 0 | 0 | 0 | 0 | 0 | 0 | 0 | 0 | 0 | 0 | 0 | 0 | 0 | 0 | 0 | 0 | 0 | 0 | 0 | 0 | 0 | 0 | 0 | 0 | 0 | 0 | 0 | 0
0 | 0 | 0 |  | 0 |  |  | 0 | Deshler:ALL | 0 | 0 | 0 | 0 | 0 | 0 | 0 | 0 | 0 | 0 | 0 | 0 | 0 | 0 | 0 | 0 | 0 | 0 | 0 | 0 | 0 | 0 | 0 | 0 | 0 | 0 | 0 | 0 | 0 | 0 | 0 | 0 | 0 | 0 | 0 | 0 | 0 | 0 | 0 | 0 | 0 | 0 | 0 | 0 | 0 | 0 | 0 | 0 | 0 | 0 | 0 | 0 | 0 | 0
2017 | 2017 | 2017 | 0 | 2021 |  |  | 1.5 | Wright (FRE):6 | 1.5 | 1.5 | 1.5 | 1.5 | 1.5 | 1.5 | 1.5 | 1.5 | 1.5 | 1.5 | 1.5 | 1.5 | 1.5 | 1.5 | 1.5 | 1.5 | 1.5 | 1.05 | 1.05 | 1.05 | 1.05 | 0.105 | 0.105 | 0.105 | 0.105 | 0.105 | 0.105 | 0.105 | 0.105 | 0.105 | 0.105 | 0.105 | 0.105 | 0.105 | 0.105 | 0.105 | 0.105 | 0.105 | 0.105 | 0.105 | 0.105 | 0.105 | 0.105 | 0.105 | 0.105 | 0.105 | 0.105 | 0.105 | 0.105 | 0.105 | 0.105 | 0.105 | 0.105 | 0.105
2017 | 2017 | 2017 | 0 | 2020 |  |  | 1.5 | Wright (FRE):7 | 1.5 | 1.5 | 1.5 | 1.5 | 1.5 | 1.5 | 1.5 | 1.5 | 1.5 | 1.5 | 1.5 | 1.5 | 1.5 | 1.5 | 1.5 | 1.5 | 1.5 | 1.05 | 1.05 | 1.05 | 0.105 | 0.105 | 0.105 | 0.105 | 0.105 | 0.105 | 0.105 | 0.105 | 0.105 | 0.105 | 0.105 | 0.105 | 0.105 | 0.105 | 0.105 | 0.105 | 0.105 | 0.105 | 0.105 | 0.105 | 0.105 | 0.105 | 0.105 | 0.105 | 0.105 | 0.105 | 0.105 | 0.105 | 0.105 | 0.105 | 0.105 | 0.105 | 0.105 | 0.105
2017 | 2017 | 2017 | 0 | 2019 |  |  | 0.6427 | Wright (FRE):8 | 0.6427 | 0.6427 | 0.6427 | 0.6427 | 0.6427 | 0.6427 | 0.6427 | 0.6427 | 0.6427 | 0.6427 | 0.6427 | 0.6427 | 0.6427 | 0.6427 | 0.6427 | 0.6427 | 0.6427 | 0.44989 | 0.44989 | 0.044989 | 0.044989 | 0.044989 | 0.044989 | 0.044989 | 0.044989 | 0.044989 | 0.044989 | 0.044989 | 0.044989 | 0.044989 | 0.044989 | 0.044989 | 0.044989 | 0.044989 | 0.044989 | 0.044989 | 0.044989 | 0.044989 | 0.044989 | 0.044989 | 0.044989 | 0.044989 | 0.044989 | 0.044989 | 0.044989 | 0.044989 | 0.044989 | 0.044989 | 0.044989 | 0.044989 | 0.044989 | 0.044989 | 0.044989 | 0.044989
[7 empty] | 0 | Holdrege:ALL | 0 | 0 | 0 | 0 | 0 | 0 | 0 | 0 | 0 | 0 | 0 | 0 | 0 | 0 | 0 | 0 | 0 | 0 | 0 | 0 | 0 | 0 | 0 | 0 | 0 | 0 | 0 | 0 | 0 | 0 | 0 | 0 | 0 | 0 | 0 | 0 | 0 | 0 | 0 | 0 | 0 | 0 | 0 | 0 | 0 | 0 | 0 | 0 | 0 | 0 | 0 | 0 | 0 | 0
0 | 0 | 0 |  | 0 |  |  | 0 | Lyons Plant:ALL | 0 | 0 | 0 | 0 | 0 | 0 | 0 | 0 | 0 | 0 | 0 | 0 | 0 | 0 | 0 | 0 | 0 | 0 | 0 | 0 | 0 | 0 | 0 | 0 | 0 | 0 | 0 | 0 | 0 | 0 | 0 | 0 | 0 | 0 | 0 | 0 | 0 | 0 | 0 | 0 | 0 | 0 | 0 | 0 | 0 | 0 | 0 | 0 | 0 | 0 | 0 | 0 | 0 | 0
0 | 0 | 0 |  | 0 |  |  | 0 | Nebraska City - NEB:13 | 0 | 0 | 0 | 0 | 0 | 0 | 0 | 0 | 0 | 0 | 0 | 0 | 0 | 0 | 0 | 0 | 0 | 0 | 0 | 0 | 0 | 0 | 0 | 0 | 0 | 0 | 0 | 0 | 0 | 0 | 0 | 0 | 0 | 0 | 0 | 0 | 0 | 0 | 0 | 0 | 0 | 0 | 0 | 0 | 0 | 0 | 0 | 0 | 0 | 0 | 0 | 0 | 0 | 0
0 | 0 | 0 |  | 0 |  |  | 0 | Hallam:1 | 0 | 0 | 0 | 0 | 0 | 0 | 0 | 0 | 0 | 0 | 0 | 0 | 0 | 0 | 0 | 0 | 0 | 0 | 0 | 0 | 0 | 0 | 0 | 0 | 0 | 0 | 0 | 0 | 0 | 0 | 0 | 0 | 0 | 0 | 0 | 0 | 0 | 0 | 0 | 0 | 0 | 0 | 0 | 0 | 0 | 0 | 0 | 0 | 0 | 0 | 0 | 0 | 0 | 0
0 | 0 | 0 |  | 0 |  |  | 0 | Hebron:1 | 0 | 0 | 0 | 0 | 0 | 0 | 0 | 0 | 0 | 0 | 0 | 0 | 0 | 0 | 0 | 0 | 0 | 0 | 0 | 0 | 0 | 0 | 0 | 0 | 0 | 0 | 0 | 0 | 0 | 0 | 0 | 0 | 0 | 0 | 0 | 0 | 0 | 0 | 0 | 0 | 0 | 0 | 0 | 0 | 0 | 0 | 0 | 0 | 0 | 0 | 0 | 0 | 0 | 0
0 | 0 | 0 |  | 0 |  |  | 0 | McCook:1 | 0 | 0 | 0 | 0 | 0 | 0 | 0 | 0 | 0 | 0 | 0 | 0 | 0 | 0 | 0 | 0 | 0 | 0 | 0 | 0 | 0 | 0 | 0 | 0 | 0 | 0 | 0 | 0 | 0 | 0 | 0 | 0 | 0 | 0 | 0 | 0 | 0 | 0 | 0 | 0 | 0 | 0 | 0 | 0 | 0 | 0 | 0 | 0 | 0 | 0 | 0 | 0 | 0 | 0
2016 | 2016 | 2016 | 0 | 2019 |  |  | 0.513 | Sheldon (NPPD):1 | 0.513 | 0.513 | 0.513 | 0.513 | 0.513 | 0.513 | 0.513 | 0.513 | 0.513 | 0.513 | 0.513 | 0.513 | 0.513 | 0.513 | 0.513 | 0.513 | 0.3591 | 0.3591 | 0.3591 | 0.03591 | 0.03591 | 0.03591 | 0.03591 | 0.03591 | 0.03591 | 0.03591 | 0.03591 | 0.03591 | 0.03591 | 0.03591 | 0.03591 | 0.03591 | 0.03591 | 0.03591 | 0.03591 | 0.03591 | 0.03591 | 0.03591 | 0.03591 | 0.03591 | 0.03591 | 0.03591 | 0.03591 | 0.03591 | 0.03591 | 0.03591 | 0.03591 | 0.03591 | 0.03591 | 0.03591 | 0.03591 | 0.03591 | 0.03591 | 0.03591
2016 | 2016 | 2016 | 0 | 2018 |  |  | 0.5879 | Sheldon (NPPD):2 | 0.5879 | 0.5879 | 0.5879 | 0.5879 | 0.5879 | 0.5879 | 0.5879 | 0.5879 | 0.5879 | 0.5879 | 0.5879 | 0.5879 | 0.5879 | 0.5879 | 0.5879 | 0.5879 | 0.41153 | 0.41153 | 0.041153 | 0.041153 | 0.041153 | 0.041153 | 0.041153 | 0.041153 | 0.041153 | 0.041153 | 0.041153 | 0.041153 | 0.041153 | 0.041153 | 0.041153 | 0.041153 | 0.041153 | 0.041153 | 0.041153 | 0.041153 | 0.041153 | 0.041153 | 0.041153 | 0.041153 | 0.041153 | 0.041153 | 0.041153 | 0.041153 | 0.041153 | 0.041153 | 0.041153 | 0.041153 | 0.041153 | 0.041153 | 0.041153 | 0.041153 | 0.041153 | 0.041153
0 | 0 | 0 |  | 0 |  |  | 0 | Jones Street:1 | 0 | 0 | 0 | 0 | 0 | 0 | 0 | 0 | 0 | 0 | 0 | 0 | 0 | 0 | 0 | 0 | 0 | 0 | 0 | 0 | 0 | 0 | 0 | 0 | 0 | 0 | 0 | 0 | 0 | 0 | 0 | 0 | 0 | 0 | 0 | 0 | 0 | 0 | 0 | 0 | 0 | 0 | 0 | 0 | 0 | 0 | 0 | 0 | 0 | 0 | 0 | 0 | 0 | 0
0 | 0 | 0 |  | 0 |  |  | 0 | Jones Street:2 | 0 | 0 | 0 | 0 | 0 | 0 | 0 | 0 | 0 | 0 | 0 | 0 | 0 | 0 | 0 | 0 | 0 | 0 | 0 | 0 | 0 | 0 | 0 | 0 | 0 | 0 | 0 | 0 | 0 | 0 | 0 | 0 | 0 | 0 | 0 | 0 | 0 | 0 | 0 | 0 | 0 | 0 | 0 | 0 | 0 | 0 | 0 | 0 | 0 | 0 | 0 | 0 | 0 | 0
2017 | 2017 | 2017 | 0 | 2019 |  |  | 0.7562 | North Omaha:1 | 0.7562 | 0.7562 | 0.7562 | 0.7562 | 0.7562 | 0.7562 | 0.7562 | 0.7562 | 0.7562 | 0.7562 | 0.7562 | 0.7562 | 0.7562 | 0.7562 | 0.7562 | 0.7562 | 0.7562 | 0.52934 | 0.52934 | 0.052934 | 0.052934 | 0.052934 | 0.052934 | 0.052934 | 0.052934 | 0.052934 | 0.052934 | 0.052934 | 0.052934 | 0.052934 | 0.052934 | 0.052934 | 0.052934 | 0.052934 | 0.052934 | 0.052934 | 0.052934 | 0.052934 | 0.052934 | 0.052934 | 0.052934 | 0.052934 | 0.052934 | 0.052934 | 0.052934 | 0.052934 | 0.052934 | 0.052934 | 0.052934 | 0.052934 | 0.052934 | 0.052934 | 0.052934 | 0.052934
2016 | 2016 | 2016 | 0 | 2018 |  |  | 0.7518 | North Omaha:2 | 0.7518 | 0.7518 | 0.7518 | 0.7518 | 0.7518 | 0.7518 | 0.7518 | 0.7518 | 0.7518 | 0.7518 | 0.7518 | 0.7518 | 0.7518 | 0.7518 | 0.7518 | 0.7518 | 0.52626 | 0.52626 | 0.052626 | 0.052626 | 0.052626 | 0.052626 | 0.052626 | 0.052626 | 0.052626 | 0.052626 | 0.052626 | 0.052626 | 0.052626 | 0.052626 | 0.052626 | 0.052626 | 0.052626 | 0.052626 | 0.052626 | 0.052626 | 0.052626 | 0.052626 | 0.052626 | 0.052626 | 0.052626 | 0.052626 | 0.052626 | 0.052626 | 0.052626 | 0.052626 | 0.052626 | 0.052626 | 0.052626 | 0.052626 | 0.052626 | 0.052626 | 0.052626 | 0.052626
2016 | 2016 | 2016 | 0 | 2018 |  |  | 0.7474 | North Omaha:3 | 0.7474 | 0.7474 | 0.7474 | 0.7474 | 0.7474 | 0.7474 | 0.7474 | 0.7474 | 0.7474 | 0.7474 | 0.7474 | 0.7474 | 0.7474 | 0.7474 | 0.7474 | 0.7474 | 0.52318 | 0.52318 | 0.052318 | 0.052318 | 0.052318 | 0.052318 | 0.052318 | 0.052318 | 0.052318 | 0.052318 | 0.052318 | 0.052318 | 0.052318 | 0.052318 | 0.052318 | 0.052318 | 0.052318 | 0.052318 | 0.052318 | 0.052318 | 0.052318 | 0.052318 | 0.052318 | 0.052318 | 0.052318 | 0.052318 | 0.052318 | 0.052318 | 0.052318 | 0.052318 | 0.052318 | 0.052318 | 0.052318 | 0.052318 | 0.052318 | 0.052318 | 0.052318 | 0.052318
2016 | 2016 | 2016 | 0 | 2018 |  |  | 0.7578 | North Omaha:4 | 0.7578 | 0.7578 | 0.7578 | 0.7578 | 0.7578 | 0.7578 | 0.7578 | 0.7578 | 0.7578 | 0.7578 | 0.7578 | 0.7578 | 0.7578 | 0.7578 | 0.7578 | 0.7578 | 0.53046 | 0.53046 | 0.053046 | 0.053046 | 0.053046 | 0.053046 | 0.053046 | 0.053046 | 0.053046 | 0.053046 | 0.053046 | 0.053046 | 0.053046 | 0.053046 | 0.053046 | 0.053046 | 0.053046 | 0.053046 | 0.053046 | 0.053046 | 0.053046 | 0.053046 | 0.053046 | 0.053046 | 0.053046 | 0.053046 | 0.053046 | 0.053046 | 0.053046 | 0.053046 | 0.053046 | 0.053046 | 0.053046 | 0.053046 | 0.053046 | 0.053046 | 0.053046 | 0.053046
2015 | 2015 | 2015 | 0 | 2017 |  |  | 0.7333 | North Omaha:5 | 0.7333 | 0.7333 | 0.7333 | 0.7333 | 0.7333 | 0.7333 | 0.7333 | 0.7333 | 0.7333 | 0.7333 | 0.7333 | 0.7333 | 0.7333 | 0.7333 | 0.7333 | 0.51331 | 0.51331 | 0.051331 | 0.051331 | 0.051331 | 0.051331 | 0.051331 | 0.051331 | 0.051331 | 0.051331 | 0.051331 | 0.051331 | 0.051331 | 0.051331 | 0.051331 | 0.051331 | 0.051331 | 0.051331 | 0.051331 | 0.051331 | 0.051331 | 0.051331 | 0.051331 | 0.051331 | 0.051331 | 0.051331 | 0.051331 | 0.051331 | 0.051331 | 0.051331 | 0.051331 | 0.051331 | 0.051331 | 0.051331 | 0.051331 | 0.051331 | 0.051331 | 0.051331 | 0.051331
0 | 0 | 0 |  | 0 |  |  | 0 | Spalding (SPALD):ALL | 0 | 0 | 0 | 0 | 0 | 0 | 0 | 0 | 0 | 0 | 0 | 0 | 0 | 0 | 0 | 0 | 0 | 0 | 0 | 0 | 0 | 0 | 0 | 0 | 0 | 0 | 0 | 0 | 0 | 0 | 0 | 0 | 0 | 0 | 0 | 0 | 0 | 0 | 0 | 0 | 0 | 0 | 0 | 0 | 0 | 0 | 0 | 0 | 0 | 0 | 0 | 0 | 0 | 0
0 | 0 | 0 |  | 0 |  |  | 0 | Wayne (WAYN):ALL | 0 | 0 | 0 | 0 | 0 | 0 | 0 | 0 | 0 | 0 | 0 | 0 | 0 | 0 | 0 | 0 | 0 | 0 | 0 | 0 | 0 | 0 | 0 | 0 | 0 | 0 | 0 | 0 | 0 | 0 | 0 | 0 | 0 | 0 | 0 | 0 | 0 | 0 | 0 | 0 | 0 | 0 | 0 | 0 | 0 | 0 | 0 | 0 | 0 | 0 | 0 | 0 | 0 | 0
0 | 0 | 0 |  | 0 |  |  | 0 | Lost Nation:GT1 | 0 | 0 | 0 | 0 | 0 | 0 | 0 | 0 | 0 | 0 | 0 | 0 | 0 | 0 | 0 | 0 | 0 | 0 | 0 | 0 | 0 | 0 | 0 | 0 | 0 | 0 | 0 | 0 | 0 | 0 | 0 | 0 | 0 | 0 | 0 | 0 | 0 | 0 | 0 | 0 | 0 | 0 | 0 | 0 | 0 | 0 | 0 | 0 | 0 | 0 | 0 | 0 | 0 | 0
0 | 0 | 0 |  | 0 |  |  | 0.12242 | Merrimack:1 | 2.4484 | 2.4484 | 2.4484 | 2.4484 | 2.4484 | 2.4484 | 2.4484 | 2.4484 | 2.4484 | 2.4484 | 2.4484 | 2.4484 | 0.12242 | 0.12242 | 0.12242 | 0.12242 | 0.12242 | 0.12242 | 0.12242 | 0.12242 | 0.12242 | 0.12242 | 0.12242 | 0.12242 | 0.12242 | 0.12242 | 0.12242 | 0.12242 | 0.12242 | 0.12242 | 0.12242 | 0.12242 | 0.12242 | 0.12242 | 0.12242 | 0.12242 | 0.12242 | 0.12242 | 0.12242 | 0.12242 | 0.12242 | 0.12242 | 0.12242 | 0.12242 | 0.12242 | 0.12242 | 0.12242 | 0.12242 | 0.12242 | 0.12242 | 0.12242 | 0.12242 | 0.12242 | 0.12242
0 | 0 | 0 |  | 0 |  |  | 0 | Merrimack:GT1 | 0 | 0 | 0 | 0 | 0 | 0 | 0 | 0 | 0 | 0 | 0 | 0 | 0 | 0 | 0 | 0 | 0 | 0 | 0 | 0 | 0 | 0 | 0 | 0 | 0 | 0 | 0 | 0 | 0 | 0 | 0 | 0 | 0 | 0 | 0 | 0 | 0 | 0 | 0 | 0 | 0 | 0 | 0 | 0 | 0 | 0 | 0 | 0 | 0 | 0 | 0 | 0 | 0 | 0
0 | 0 | 0 |  | 0 |  |  | 0 | Merrimack:GT2 | 0 | 0 | 0 | 0 | 0 | 0 | 0 | 0 | 0 | 0 | 0 | 0 | 0 | 0 | 0 | 0 | 0 | 0 | 0 | 0 | 0 | 0 | 0 | 0 | 0 | 0 | 0 | 0 | 0 | 0 | 0 | 0 | 0 | 0 | 0 | 0 | 0 | 0 | 0 | 0 | 0 | 0 | 0 | 0 | 0 | 0 | 0 | 0 | 0 | 0 | 0 | 0 | 0 | 0
0 | 0 | 0 |  | 0 |  |  | 0.10923 | Merrimack:2 | 2.1846 | 2.1846 | 2.1846 | 2.1846 | 2.1846 | 2.1846 | 2.1846 | 2.1846 | 2.1846 | 2.1846 | 2.1846 | 2.1846 | 0.10923 | 0.10923 | 0.10923 | 0.10923 | 0.10923 | 0.10923 | 0.10923 | 0.10923 | 0.10923 | 0.10923 | 0.10923 | 0.10923 | 0.10923 | 0.10923 | 0.10923 | 0.10923 | 0.10923 | 0.10923 | 0.10923 | 0.10923 | 0.10923 | 0.10923 | 0.10923 | 0.10923 | 0.10923 | 0.10923 | 0.10923 | 0.10923 | 0.10923 | 0.10923 | 0.10923 | 0.10923 | 0.10923 | 0.10923 | 0.10923 | 0.10923 | 0.10923 | 0.10923 | 0.10923 | 0.10923 | 0.10923 | 0.10923
2017 | 2017 | 2017 | 0 | 2020 |  |  | 1.1399 | Schiller Station:4 | 1.1399 | 1.1399 | 1.1399 | 1.1399 | 1.1399 | 1.1399 | 1.1399 | 1.1399 | 1.1399 | 1.1399 | 1.1399 | 1.1399 | 1.1399 | 1.1399 | 1.1399 | 1.1399 | 1.1399 | 0.79793 | 0.79793 | 0.79793 | 0.079793 | 0.079793 | 0.079793 | 0.079793 | 0.079793 | 0.079793 | 0.079793 | 0.079793 | 0.079793 | 0.079793 | 0.079793 | 0.079793 | 0.079793 | 0.079793 | 0.079793 | 0.079793 | 0.079793 | 0.079793 | 0.079793 | 0.079793 | 0.079793 | 0.079793 | 0.079793 | 0.079793 | 0.079793 | 0.079793 | 0.079793 | 0.079793 | 0.079793 | 0.079793 | 0.079793 | 0.079793 | 0.079793 | 0.079793
[7 empty] | 1.5 | Schiller Station:5 | 1.5 | 1.5 | 1.5 | 1.5 | 1.5 | 1.5 | 1.5 | 1.5 | 1.5 | 1.5 | 1.5 | 1.5 | 1.5 | 1.5 | 1.5 | 1.5 | 1.5 | 1.5 | 1.5 | 1.5 | 1.5 | 1.5 | 1.5 | 1.5 | 1.5 | 1.5 | 1.5 | 1.5 | 1.5 | 1.5 | 1.5 | 1.5 | 1.5 | 1.5 | 1.5 | 1.5 | 1.5 | 1.5 | 1.5 | 1.5 | 1.5 | 1.5 | 1.5 | 1.5 | 1.5 | 1.5 | 1.5 | 1.5 | 1.5 | 1.5 | 1.5 | 1.5 | 1.5 | 1.5
2017 | 2017 | 2017 | 0 | 2020 |  |  | 1.1546 | Schiller Station:6 | 1.1546 | 1.1546 | 1.1546 | 1.1546 | 1.1546 | 1.1546 | 1.1546 | 1.1546 | 1.1546 | 1.1546 | 1.1546 | 1.1546 | 1.1546 | 1.1546 | 1.1546 | 1.1546 | 1.1546 | 0.80822 | 0.80822 | 0.80822 | 0.080822 | 0.080822 | 0.080822 | 0.080822 | 0.080822 | 0.080822 | 0.080822 | 0.080822 | 0.080822 | 0.080822 | 0.080822 | 0.080822 | 0.080822 | 0.080822 | 0.080822 | 0.080822 | 0.080822 | 0.080822 | 0.080822 | 0.080822 | 0.080822 | 0.080822 | 0.080822 | 0.080822 | 0.080822 | 0.080822 | 0.080822 | 0.080822 | 0.080822 | 0.080822 | 0.080822 | 0.080822 | 0.080822 | 0.080822
0 | 0 | 0 |  | 0 |  |  | 0 | White Lake:GT1 | 0 | 0 | 0 | 0 | 0 | 0 | 0 | 0 | 0 | 0 | 0 | 0 | 0 | 0 | 0 | 0 | 0 | 0 | 0 | 0 | 0 | 0 | 0 | 0 | 0 | 0 | 0 | 0 | 0 | 0 | 0 | 0 | 0 | 0 | 0 | 0 | 0 | 0 | 0 | 0 | 0 | 0 | 0 | 0 | 0 | 0 | 0 | 0 | 0 | 0 | 0 | 0 | 0 | 0
0 | 0 | 0 |  | 0 |  |  | 0.13075 | England:1 | 2.6149 | 2.6149 | 2.6149 | 2.6149 | 2.6149 | 2.6149 | 2.6149 | 2.6149 | 2.6149 | 2.6149 | 2.6149 | 2.6149 | 2.6149 | 0.13075 | 0.13075 | 0.13075 | 0.13075 | 0.13075 | 0.13075 | 0.13075 | 0.13075 | 0.13075 | 0.13075 | 0.13075 | 0.13075 | 0.13075 | 0.13075 | 0.13075 | 0.13075 | 0.13075 | 0.13075 | 0.13075 | 0.13075 | 0.13075 | 0.13075 | 0.13075 | 0.13075 | 0.13075 | 0.13075 | 0.13075 | 0.13075 | 0.13075 | 0.13075 | 0.13075 | 0.13075 | 0.13075 | 0.13075 | 0.13075 | 0.13075 | 0.13075 | 0.13075 | 0.13075 | 0.13075 | 0.13075
0 | 0 | 0 |  | 0 |  |  | 0.1758 | England:2 | 0.1758 | 0.1758 | 0.1758 | 0.1758 | 0.1758 | 0.1758 | 0.1758 | 0.1758 | 0.1758 | 0.1758 | 0.1758 | 0.1758 | 0.1758 | 0.1758 | 0.1758 | 0.1758 | 0.1758 | 0.1758 | 0.1758 | 0.1758 | 0.1758 | 0.1758 | 0.1758 | 0.1758 | 0.1758 | 0.1758 | 0.1758 | 0.1758 | 0.1758 | 0.1758 | 0.1758 | 0.1758 | 0.1758 | 0.1758 | 0.1758 | 0.1758 | 0.1758 | 0.1758 | 0.1758 | 0.1758 | 0.1758 | 0.1758 | 0.1758 | 0.1758 | 0.1758 | 0.1758 | 0.1758 | 0.1758 | 0.1758 | 0.1758 | 0.1758 | 0.1758 | 0.1758 | 0.1758
[7 empty] | 0.859 | England:3 | 0.859 | 0.859 | 0.859 | 0.859 | 0.859 | 0.859 | 0.859 | 0.859 | 0.859 | 0.859 | 0.859 | 0.859 | 0.859 | 0.859 | 0.859 | 0.859 | 0.859 | 0.859 | 0.859 | 0.859 | 0.859 | 0.859 | 0.859 | 0.859 | 0.859 | 0.859 | 0.859 | 0.859 | 0.859 | 0.859 | 0.859 | 0.859 | 0.859 | 0.859 | 0.859 | 0.859 | 0.859 | 0.859 | 0.859 | 0.859 | 0.859 | 0.859 | 0.859 | 0.859 | 0.859 | 0.859 | 0.859 | 0.859 | 0.859 | 0.859 | 0.859 | 0.859 | 0.859 | 0.859
[7 empty] | 0.75 | England:IC | 0.75 | 0.75 | 0.75 | 0.75 | 0.75 | 0.75 | 0.75 | 0.75 | 0.75 | 0.75 | 0.75 | 0.75 | 0.75 | 0.75 | 0.75 | 0.75 | 0.75 | 0.75 | 0.75 | 0.75 | 0.75 | 0.75 | 0.75 | 0.75 | 0.75 | 0.75 | 0.75 | 0.75 | 0.75 | 0.75 | 0.75 | 0.75 | 0.75 | 0.75 | 0.75 | 0.75 | 0.75 | 0.75 | 0.75 | 0.75 | 0.75 | 0.75 | 0.75 | 0.75 | 0.75 | 0.75 | 0.75 | 0.75 | 0.75 | 0.75 | 0.75 | 0.75 | 0.75 | 0.75
0 | 0 | 0 | 0 | 0 |  |  | 0.75 | Cedar (ACEC):1 | 0.75 | 0.75 | 0.75 | 0.75 | 0.75 | 0.75 | 0.75 | 0.75 | 0.75 | 0.75 | 0.75 | 0.75 | 0.75 | 0.75 | 0.75 | 0.75 | 0.75 | 0.75 | 0.75 | 0.75 | 0.75 | 0.75 | 0.75 | 0.75 | 0.75 | 0.75 | 0.75 | 0.75 | 0.75 | 0.75 | 0.75 | 0.75 | 0.75 | 0.75 | 0.75 | 0.75 | 0.75 | 0.75 | 0.75 | 0.75 | 0.75 | 0.75 | 0.75 | 0.75 | 0.75 | 0.75 | 0.75 | 0.75 | 0.75 | 0.75 | 0.75 | 0.75 | 0.75 | 0.75
0 | 0 | 0 | 0 | 0 |  |  | 0.75 | Cedar (ACEC):2 | 0.75 | 0.75 | 0.75 | 0.75 | 0.75 | 0.75 | 0.75 | 0.75 | 0.75 | 0.75 | 0.75 | 0.75 | 0.75 | 0.75 | 0.75 | 0.75 | 0.75 | 0.75 | 0.75 | 0.75 | 0.75 | 0.75 | 0.75 | 0.75 | 0.75 | 0.75 | 0.75 | 0.75 | 0.75 | 0.75 | 0.75 | 0.75 | 0.75 | 0.75 | 0.75 | 0.75 | 0.75 | 0.75 | 0.75 | 0.75 | 0.75 | 0.75 | 0.75 | 0.75 | 0.75 | 0.75 | 0.75 | 0.75 | 0.75 | 0.75 | 0.75 | 0.75 | 0.75 | 0.75
0 | 0 | 0 | 0 | 0 |  |  | 0.75 | Middle:1 | 0.75 | 0.75 | 0.75 | 0.75 | 0.75 | 0.75 | 0.75 | 0.75 | 0.75 | 0.75 | 0.75 | 0.75 | 0.75 | 0.75 | 0.75 | 0.75 | 0.75 | 0.75 | 0.75 | 0.75 | 0.75 | 0.75 | 0.75 | 0.75 | 0.75 | 0.75 | 0.75 | 0.75 | 0.75 | 0.75 | 0.75 | 0.75 | 0.75 | 0.75 | 0.75 | 0.75 | 0.75 | 0.75 | 0.75 | 0.75 | 0.75 | 0.75 | 0.75 | 0.75 | 0.75 | 0.75 | 0.75 | 0.75 | 0.75 | 0.75 | 0.75 | 0.75 | 0.75 | 0.75
0 | 0 | 0 | 0 | 0 |  |  | 0.75 | Middle:2 | 0.75 | 0.75 | 0.75 | 0.75 | 0.75 | 0.75 | 0.75 | 0.75 | 0.75 | 0.75 | 0.75 | 0.75 | 0.75 | 0.75 | 0.75 | 0.75 | 0.75 | 0.75 | 0.75 | 0.75 | 0.75 | 0.75 | 0.75 | 0.75 | 0.75 | 0.75 | 0.75 | 0.75 | 0.75 | 0.75 | 0.75 | 0.75 | 0.75 | 0.75 | 0.75 | 0.75 | 0.75 | 0.75 | 0.75 | 0.75 | 0.75 | 0.75 | 0.75 | 0.75 | 0.75 | 0.75 | 0.75 | 0.75 | 0.75 | 0.75 | 0.75 | 0.75 | 0.75 | 0.75
0 | 0 | 0 | 0 | 0 |  |  | 0.75 | Middle:3 | 0.75 | 0.75 | 0.75 | 0.75 | 0.75 | 0.75 | 0.75 | 0.75 | 0.75 | 0.75 | 0.75 | 0.75 | 0.75 | 0.75 | 0.75 | 0.75 | 0.75 | 0.75 | 0.75 | 0.75 | 0.75 | 0.75 | 0.75 | 0.75 | 0.75 | 0.75 | 0.75 | 0.75 | 0.75 | 0.75 | 0.75 | 0.75 | 0.75 | 0.75 | 0.75 | 0.75 | 0.75 | 0.75 | 0.75 | 0.75 | 0.75 | 0.75 | 0.75 | 0.75 | 0.75 | 0.75 | 0.75 | 0.75 | 0.75 | 0.75 | 0.75 | 0.75 | 0.75 | 0.75
0 | 0 | 0 | 0 | 0 |  |  | 0.75 | Missouri Avenue:ALL | 0.75 | 0.75 | 0.75 | 0.75 | 0.75 | 0.75 | 0.75 | 0.75 | 0.75 | 0.75 | 0.75 | 0.75 | 0.75 | 0.75 | 0.75 | 0.75 | 0.75 | 0.75 | 0.75 | 0.75 | 0.75 | 0.75 | 0.75 | 0.75 | 0.75 | 0.75 | 0.75 | 0.75 | 0.75 | 0.75 | 0.75 | 0.75 | 0.75 | 0.75 | 0.75 | 0.75 | 0.75 | 0.75 | 0.75 | 0.75 | 0.75 | 0.75 | 0.75 | 0.75 | 0.75 | 0.75 | 0.75 | 0.75 | 0.75 | 0.75 | 0.75 | 0.75 | 0.75 | 0.75
0 | 0 | 0 | 2017 | 0 |  |  | 1.0737 | Deepwater (ACEC):6 | 1.0737 | 1.0737 | 1.0737 | 1.0737 | 1.0737 | 1.0737 | 1.0737 | 1.0737 | 1.0737 | 1.0737 | 1.0737 | 1.0737 | 1.0737 | 1.0737 | 1.0737 | 1.0737 | 1.0737 | 0.021474 | 0.021474 | 0.021474 | 0.021474 | 0.021474 | 0.021474 | 0.021474 | 0.021474 | 0.021474 | 0.021474 | 0.021474 | 0.021474 | 0.021474 | 0.021474 | 0.021474 | 0.021474 | 0.021474 | 0.021474 | 0.021474 | 0.021474 | 0.021474 | 0.021474 | 0.021474 | 0.021474 | 0.021474 | 0.021474 | 0.021474 | 0.021474 | 0.021474 | 0.021474 | 0.021474 | 0.021474 | 0.021474 | 0.021474 | 0.021474 | 0.021474 | 0.021474
0 | 0 | 0 | 0 | 0 |  |  | 0.75 | Werner:GT1 | 0.75 | 0.75 | 0.75 | 0.75 | 0.75 | 0.75 | 0.75 | 0.75 | 0.75 | 0.75 | 0.75 | 0.75 | 0.75 | 0.75 | 0.75 | 0.75 | 0.75 | 0.75 | 0.75 | 0.75 | 0.75 | 0.75 | 0.75 | 0.75 | 0.75 | 0.75 | 0.75 | 0.75 | 0.75 | 0.75 | 0.75 | 0.75 | 0.75 | 0.75 | 0.75 | 0.75 | 0.75 | 0.75 | 0.75 | 0.75 | 0.75 | 0.75 | 0.75 | 0.75 | 0.75 | 0.75 | 0.75 | 0.75 | 0.75 | 0.75 | 0.75 | 0.75 | 0.75 | 0.75
0 | 0 | 0 | 0 | 0 |  |  | 0.75 | Werner:GT2 | 0.75 | 0.75 | 0.75 | 0.75 | 0.75 | 0.75 | 0.75 | 0.75 | 0.75 | 0.75 | 0.75 | 0.75 | 0.75 | 0.75 | 0.75 | 0.75 | 0.75 | 0.75 | 0.75 | 0.75 | 0.75 | 0.75 | 0.75 | 0.75 | 0.75 | 0.75 | 0.75 | 0.75 | 0.75 | 0.75 | 0.75 | 0.75 | 0.75 | 0.75 | 0.75 | 0.75 | 0.75 | 0.75 | 0.75 | 0.75 | 0.75 | 0.75 | 0.75 | 0.75 | 0.75 | 0.75 | 0.75 | 0.75 | 0.75 | 0.75 | 0.75 | 0.75 | 0.75 | 0.75
[7 empty] | 0.75 | Werner:GT3 | 0.75 | 0.75 | 0.75 | 0.75 | 0.75 | 0.75 | 0.75 | 0.75 | 0.75 | 0.75 | 0.75 | 0.75 | 0.75 | 0.75 | 0.75 | 0.75 | 0.75 | 0.75 | 0.75 | 0.75 | 0.75 | 0.75 | 0.75 | 0.75 | 0.75 | 0.75 | 0.75 | 0.75 | 0.75 | 0.75 | 0.75 | 0.75 | 0.75 | 0.75 | 0.75 | 0.75 | 0.75 | 0.75 | 0.75 | 0.75 | 0.75 | 0.75 | 0.75 | 0.75 | 0.75 | 0.75 | 0.75 | 0.75 | 0.75 | 0.75 | 0.75 | 0.75 | 0.75 | 0.75
0 | 0 | 0 | 0 | 0 |  |  | 0.75 | Werner:GT4 | 0.75 | 0.75 | 0.75 | 0.75 | 0.75 | 0.75 | 0.75 | 0.75 | 0.75 | 0.75 | 0.75 | 0.75 | 0.75 | 0.75 | 0.75 | 0.75 | 0.75 | 0.75 | 0.75 | 0.75 | 0.75 | 0.75 | 0.75 | 0.75 | 0.75 | 0.75 | 0.75 | 0.75 | 0.75 | 0.75 | 0.75 | 0.75 | 0.75 | 0.75 | 0.75 | 0.75 | 0.75 | 0.75 | 0.75 | 0.75 | 0.75 | 0.75 | 0.75 | 0.75 | 0.75 | 0.75 | 0.75 | 0.75 | 0.75 | 0.75 | 0.75 | 0.75 | 0.75 | 0.75
0 | 0 | 0 |  | 0 |  |  | 0.001 | Bayonne:1 | 0.001 | 0.001 | 0.001 | 0.001 | 0.001 | 0.001 | 0.001 | 0.001 | 0.001 | 0.001 | 0.001 | 0.001 | 0.001 | 0.001 | 0.001 | 0.001 | 0.001 | 0.001 | 0.001 | 0.001 | 0.001 | 0.001 | 0.001 | 0.001 | 0.001 | 0.001 | 0.001 | 0.001 | 0.001 | 0.001 | 0.001 | 0.001 | 0.001 | 0.001 | 0.001 | 0.001 | 0.001 | 0.001 | 0.001 | 0.001 | 0.001 | 0.001 | 0.001 | 0.001 | 0.001 | 0.001 | 0.001 | 0.001 | 0.001 | 0.001 | 0.001 | 0.001 | 0.001 | 0.001
0 | 0 | 0 |  | 0 |  |  | 0.001 | Bayonne:2 | 0.001 | 0.001 | 0.001 | 0.001 | 0.001 | 0.001 | 0.001 | 0.001 | 0.001 | 0.001 | 0.001 | 0.001 | 0.001 | 0.001 | 0.001 | 0.001 | 0.001 | 0.001 | 0.001 | 0.001 | 0.001 | 0.001 | 0.001 | 0.001 | 0.001 | 0.001 | 0.001 | 0.001 | 0.001 | 0.001 | 0.001 | 0.001 | 0.001 | 0.001 | 0.001 | 0.001 | 0.001 | 0.001 | 0.001 | 0.001 | 0.001 | 0.001 | 0.001 | 0.001 | 0.001 | 0.001 | 0.001 | 0.001 | 0.001 | 0.001 | 0.001 | 0.001 | 0.001 | 0.001
[7 empty] | 0.001 | Burlington (PSEGF):11 | 0.154 | 0.154 | 0.154 | 0.154 | 0.154 | 0.154 | 0.154 | 0.001 | 0.001 | 0.001 | 0.001 | 0.001 | 0.001 | 0.001 | 0.001 | 0.001 | 0.001 | 0.001 | 0.001 | 0.001 | 0.001 | 0.001 | 0.001 | 0.001 | 0.001 | 0.001 | 0.001 | 0.001 | 0.001 | 0.001 | 0.001 | 0.001 | 0.001 | 0.001 | 0.001 | 0.001 | 0.001 | 0.001 | 0.001 | 0.001 | 0.001 | 0.001 | 0.001 | 0.001 | 0.001 | 0.001 | 0.001 | 0.001 | 0.001 | 0.001 | 0.001 | 0.001 | 0.001 | 0.001
[7 empty] | 0.3 | Burlington (PSEGF):7 | 0.3 | 0.3 | 0.3 | 0.3 | 0.3 | 0.3 | 0.3 | 0.3 | 0.3 | 0.3 | 0.3 | 0.3 | 0.3 | 0.3 | 0.3 | 0.3 | 0.3 | 0.3 | 0.3 | 0.3 | 0.3 | 0.3 | 0.3 | 0.3 | 0.3 | 0.3 | 0.3 | 0.3 | 0.3 | 0.3 | 0.3 | 0.3 | 0.3 | 0.3 | 0.3 | 0.3 | 0.3 | 0.3 | 0.3 | 0.3 | 0.3 | 0.3 | 0.3 | 0.3 | 0.3 | 0.3 | 0.3 | 0.3 | 0.3 | 0.3 | 0.3 | 0.3 | 0.3 | 0.3
0 | 0 | 0 |  | 0 |  |  | 0.05 | Burlington (PSEGF):8 | 0.05 | 0.05 | 0.05 | 0.05 | 0.05 | 0.05 | 0.05 | 0.05 | 0.05 | 0.05 | 0.05 | 0.05 | 0.05 | 0.05 | 0.05 | 0.05 | 0.05 | 0.05 | 0.05 | 0.05 | 0.05 | 0.05 | 0.05 | 0.05 | 0.05 | 0.05 | 0.05 | 0.05 | 0.05 | 0.05 | 0.05 | 0.05 | 0.05 | 0.05 | 0.05 | 0.05 | 0.05 | 0.05 | 0.05 | 0.05 | 0.05 | 0.05 | 0.05 | 0.05 | 0.05 | 0.05 | 0.05 | 0.05 | 0.05 | 0.05 | 0.05 | 0.05 | 0.05 | 0.05
[7 empty] | 0.029 | Burlington (PSEGF):9 | 0.029 | 0.029 | 0.029 | 0.029 | 0.029 | 0.029 | 0.029 | 0.029 | 0.029 | 0.029 | 0.029 | 0.029 | 0.029 | 0.029 | 0.029 | 0.029 | 0.029 | 0.029 | 0.029 | 0.029 | 0.029 | 0.029 | 0.029 | 0.029 | 0.029 | 0.029 | 0.029 | 0.029 | 0.029 | 0.029 | 0.029 | 0.029 | 0.029 | 0.029 | 0.029 | 0.029 | 0.029 | 0.029 | 0.029 | 0.029 | 0.029 | 0.029 | 0.029 | 0.029 | 0.029 | 0.029 | 0.029 | 0.029 | 0.029 | 0.029 | 0.029 | 0.029 | 0.029 | 0.029
0 | 2016 | 0 |  | 2016 |  |  | 0.1631 | Hudson (PSEGF):2 | 0.1631 | 0.1631 | 0.1631 | 0.1631 | 0.1631 | 0.1631 | 0.1631 | 0.1631 | 0.1631 | 0.1631 | 0.1631 | 0.1631 | 0.1631 | 0.1631 | 0.1631 | 0.1631 | 0.01631 | 0.01631 | 0.01631 | 0.01631 | 0.01631 | 0.01631 | 0.01631 | 0.01631 | 0.01631 | 0.01631 | 0.01631 | 0.01631 | 0.01631 | 0.01631 | 0.01631 | 0.01631 | 0.01631 | 0.01631 | 0.01631 | 0.01631 | 0.01631 | 0.01631 | 0.01631 | 0.01631 | 0.01631 | 0.01631 | 0.01631 | 0.01631 | 0.01631 | 0.01631 | 0.01631 | 0.01631 | 0.01631 | 0.01631 | 0.01631 | 0.01631 | 0.01631 | 0.01631
[7 empty] | 0.3 | Hudson (PSEGF):3 | 0.3 | 0.3 | 0.3 | 0.3 | 0.3 | 0.3 | 0.3 | 0.3 | 0.3 | 0.3 | 0.3 | 0.3 | 0.3 | 0.3 | 0.3 | 0.3 | 0.3 | 0.3 | 0.3 | 0.3 | 0.3 | 0.3 | 0.3 | 0.3 | 0.3 | 0.3 | 0.3 | 0.3 | 0.3 | 0.3 | 0.3 | 0.3 | 0.3 | 0.3 | 0.3 | 0.3 | 0.3 | 0.3 | 0.3 | 0.3 | 0.3 | 0.3 | 0.3 | 0.3 | 0.3 | 0.3 | 0.3 | 0.3 | 0.3 | 0.3 | 0.3 | 0.3 | 0.3 | 0.3
[7 empty] | 0.001 | Kearny (PSEGF):12 | 0.001 | 0.001 | 0.001 | 0.001 | 0.001 | 0.001 | 0.001 | 0.001 | 0.001 | 0.001 | 0.001 | 0.001 | 0.001 | 0.001 | 0.001 | 0.001 | 0.001 | 0.001 | 0.001 | 0.001 | 0.001 | 0.001 | 0.001 | 0.001 | 0.001 | 0.001 | 0.001 | 0.001 | 0.001 | 0.001 | 0.001 | 0.001 | 0.001 | 0.001 | 0.001 | 0.001 | 0.001 | 0.001 | 0.001 | 0.001 | 0.001 | 0.001 | 0.001 | 0.001 | 0.001 | 0.001 | 0.001 | 0.001 | 0.001 | 0.001 | 0.001 | 0.001 | 0.001 | 0.001
[7 empty] | 1.464 | Kearny (PSEGF):7 | 1.464 | 1.464 | 1.464 | 1.464 | 1.464 | 1.464 | 1.464 | 1.464 | 1.464 | 1.464 | 1.464 | 1.464 | 1.464 | 1.464 | 1.464 | 1.464 | 1.464 | 1.464 | 1.464 | 1.464 | 1.464 | 1.464 | 1.464 | 1.464 | 1.464 | 1.464 | 1.464 | 1.464 | 1.464 | 1.464 | 1.464 | 1.464 | 1.464 | 1.464 | 1.464 | 1.464 | 1.464 | 1.464 | 1.464 | 1.464 | 1.464 | 1.464 | 1.464 | 1.464 | 1.464 | 1.464 | 1.464 | 1.464 | 1.464 | 1.464 | 1.464 | 1.464 | 1.464 | 1.464
[7 empty] | 0.317 | Kearny (PSEGF):8 | 0.317 | 0.317 | 0.317 | 0.317 | 0.317 | 0.317 | 0.317 | 0.317 | 0.317 | 0.317 | 0.317 | 0.317 | 0.317 | 0.317 | 0.317 | 0.317 | 0.317 | 0.317 | 0.317 | 0.317 | 0.317 | 0.317 | 0.317 | 0.317 | 0.317 | 0.317 | 0.317 | 0.317 | 0.317 | 0.317 | 0.317 | 0.317 | 0.317 | 0.317 | 0.317 | 0.317 | 0.317 | 0.317 | 0.317 | 0.317 | 0.317 | 0.317 | 0.317 | 0.317 | 0.317 | 0.317 | 0.317 | 0.317 | 0.317 | 0.317 | 0.317 | 0.317 | 0.317 | 0.317
[7 empty] | 0.001 | Linden (PSEGF):1 | 0.001 | 0.001 | 0.001 | 0.001 | 0.001 | 0.001 | 0.001 | 0.001 | 0.001 | 0.001 | 0.001 | 0.001 | 0.001 | 0.001 | 0.001 | 0.001 | 0.001 | 0.001 | 0.001 | 0.001 | 0.001 | 0.001 | 0.001 | 0.001 | 0.001 | 0.001 | 0.001 | 0.001 | 0.001 | 0.001 | 0.001 | 0.001 | 0.001 | 0.001 | 0.001 | 0.001 | 0.001 | 0.001 | 0.001 | 0.001 | 0.001 | 0.001 | 0.001 | 0.001 | 0.001 | 0.001 | 0.001 | 0.001 | 0.001 | 0.001 | 0.001 | 0.001 | 0.001 | 0.001
[7 empty] | 0.001 | Linden (PSEGF):2 | 0.001 | 0.001 | 0.001 | 0.001 | 0.001 | 0.001 | 0.001 | 0.001 | 0.001 | 0.001 | 0.001 | 0.001 | 0.001 | 0.001 | 0.001 | 0.001 | 0.001 | 0.001 | 0.001 | 0.001 | 0.001 | 0.001 | 0.001 | 0.001 | 0.001 | 0.001 | 0.001 | 0.001 | 0.001 | 0.001 | 0.001 | 0.001 | 0.001 | 0.001 | 0.001 | 0.001 | 0.001 | 0.001 | 0.001 | 0.001 | 0.001 | 0.001 | 0.001 | 0.001 | 0.001 | 0.001 | 0.001 | 0.001 | 0.001 | 0.001 | 0.001 | 0.001 | 0.001 | 0.001
[7 empty] | 0.75 | Linden (PSEGF):9 | 0.75 | 0.75 | 0.75 | 0.75 | 0.75 | 0.75 | 0.75 | 0.75 | 0.75 | 0.75 | 0.75 | 0.75 | 0.75 | 0.75 | 0.75 | 0.75 | 0.75 | 0.75 | 0.75 | 0.75 | 0.75 | 0.75 | 0.75 | 0.75 | 0.75 | 0.75 | 0.75 | 0.75 | 0.75 | 0.75 | 0.75 | 0.75 | 0.75 | 0.75 | 0.75 | 0.75 | 0.75 | 0.75 | 0.75 | 0.75 | 0.75 | 0.75 | 0.75 | 0.75 | 0.75 | 0.75 | 0.75 | 0.75 | 0.75 | 0.75 | 0.75 | 0.75 | 0.75 | 0.75
2015 | 2015 | 2015 |  | 2017 |  |  | 0.046285 | Mercer:1 | 0.9257 | 0.9257 | 0.9257 | 0.9257 | 0.9257 | 0.9257 | 0.9257 | 0.9257 | 0.9257 | 0.9257 | 0.046285 | 0.046285 | 0.046285 | 0.046285 | 0.046285 | 0.032399 | 0.032399 | 0.0032399 | 0.0032399 | 0.0032399 | 0.0032399 | 0.0032399 | 0.0032399 | 0.0032399 | 0.0032399 | 0.0032399 | 0.0032399 | 0.0032399 | 0.0032399 | 0.0032399 | 0.0032399 | 0.0032399 | 0.0032399 | 0.0032399 | 0.0032399 | 0.0032399 | 0.0032399 | 0.0032399 | 0.0032399 | 0.0032399 | 0.0032399 | 0.0032399 | 0.0032399 | 0.0032399 | 0.0032399 | 0.0032399 | 0.0032399 | 0.0032399 | 0.0032399 | 0.0032399 | 0.0032399 | 0.0032399 | 0.0032399 | 0.0032399
2015 | 2015 | 2015 |  | 2017 |  |  | 0.04688 | Mercer:2 | 0.9376 | 0.9376 | 0.9376 | 0.9376 | 0.9376 | 0.9376 | 0.9376 | 0.9376 | 0.9376 | 0.9376 | 0.04688 | 0.04688 | 0.04688 | 0.04688 | 0.04688 | 0.032816 | 0.032816 | 0.0032816 | 0.0032816 | 0.0032816 | 0.0032816 | 0.0032816 | 0.0032816 | 0.0032816 | 0.0032816 | 0.0032816 | 0.0032816 | 0.0032816 | 0.0032816 | 0.0032816 | 0.0032816 | 0.0032816 | 0.0032816 | 0.0032816 | 0.0032816 | 0.0032816 | 0.0032816 | 0.0032816 | 0.0032816 | 0.0032816 | 0.0032816 | 0.0032816 | 0.0032816 | 0.0032816 | 0.0032816 | 0.0032816 | 0.0032816 | 0.0032816 | 0.0032816 | 0.0032816 | 0.0032816 | 0.0032816 | 0.0032816 | 0.0032816
0 | 0 | 0 | 0 | 0 |  |  | 0.75 | Mercer:GT3 | 0.75 | 0.75 | 0.75 | 0.75 | 0.75 | 0.75 | 0.75 | 0.75 | 0.75 | 0.75 | 0.75 | 0.75 | 0.75 | 0.75 | 0.75 | 0.75 | 0.75 | 0.75 | 0.75 | 0.75 | 0.75 | 0.75 | 0.75 | 0.75 | 0.75 | 0.75 | 0.75 | 0.75 | 0.75 | 0.75 | 0.75 | 0.75 | 0.75 | 0.75 | 0.75 | 0.75 | 0.75 | 0.75 | 0.75 | 0.75 | 0.75 | 0.75 | 0.75 | 0.75 | 0.75 | 0.75 | 0.75 | 0.75 | 0.75 | 0.75 | 0.75 | 0.75 | 0.75 | 0.75
0 | 0 | 0 | 0 | 0 |  |  | 0.75 | National Park:GT1 | 0.75 | 0.75 | 0.75 | 0.75 | 0.75 | 0.75 | 0.75 | 0.75 | 0.75 | 0.75 | 0.75 | 0.75 | 0.75 | 0.75 | 0.75 | 0.75 | 0.75 | 0.75 | 0.75 | 0.75 | 0.75 | 0.75 | 0.75 | 0.75 | 0.75 | 0.75 | 0.75 | 0.75 | 0.75 | 0.75 | 0.75 | 0.75 | 0.75 | 0.75 | 0.75 | 0.75 | 0.75 | 0.75 | 0.75 | 0.75 | 0.75 | 0.75 | 0.75 | 0.75 | 0.75 | 0.75 | 0.75 | 0.75 | 0.75 | 0.75 | 0.75 | 0.75 | 0.75 | 0.75
[7 empty] | 0.75 | Salem (PSEGP):GT3 | 0.75 | 0.75 | 0.75 | 0.75 | 0.75 | 0.75 | 0.75 | 0.75 | 0.75 | 0.75 | 0.75 | 0.75 | 0.75 | 0.75 | 0.75 | 0.75 | 0.75 | 0.75 | 0.75 | 0.75 | 0.75 | 0.75 | 0.75 | 0.75 | 0.75 | 0.75 | 0.75 | 0.75 | 0.75 | 0.75 | 0.75 | 0.75 | 0.75 | 0.75 | 0.75 | 0.75 | 0.75 | 0.75 | 0.75 | 0.75 | 0.75 | 0.75 | 0.75 | 0.75 | 0.75 | 0.75 | 0.75 | 0.75 | 0.75 | 0.75 | 0.75 | 0.75 | 0.75 | 0.75
0 | 0 | 0 | 0 | 0 |  |  | 0.75 | Sewaren:6 | 0.75 | 0.75 | 0.75 | 0.75 | 0.75 | 0.75 | 0.75 | 0.75 | 0.75 | 0.75 | 0.75 | 0.75 | 0.75 | 0.75 | 0.75 | 0.75 | 0.75 | 0.75 | 0.75 | 0.75 | 0.75 | 0.75 | 0.75 | 0.75 | 0.75 | 0.75 | 0.75 | 0.75 | 0.75 | 0.75 | 0.75 | 0.75 | 0.75 | 0.75 | 0.75 | 0.75 | 0.75 | 0.75 | 0.75 | 0.75 | 0.75 | 0.75 | 0.75 | 0.75 | 0.75 | 0.75 | 0.75 | 0.75 | 0.75 | 0.75 | 0.75 | 0.75 | 0.75 | 0.75
0 | 0 | 0 | 2017 | 0 |  |  | 0.75 | H.M. Down:10 | 0.75 | 0.75 | 0.75 | 0.75 | 0.75 | 0.75 | 0.75 | 0.75 | 0.75 | 0.75 | 0.75 | 0.75 | 0.75 | 0.75 | 0.75 | 0.75 | 0.75 | 0.015 | 0.015 | 0.015 | 0.015 | 0.015 | 0.015 | 0.015 | 0.015 | 0.015 | 0.015 | 0.015 | 0.015 | 0.015 | 0.015 | 0.015 | 0.015 | 0.015 | 0.015 | 0.015 | 0.015 | 0.015 | 0.015 | 0.015 | 0.015 | 0.015 | 0.015 | 0.015 | 0.015 | 0.015 | 0.015 | 0.015 | 0.015 | 0.015 | 0.015 | 0.015 | 0.015 | 0.015
0 | 0 | 0 | 0 | 0 |  |  | 0.85 | H.M. Down:7 | 0.85 | 0.85 | 0.85 | 0.85 | 0.85 | 0.85 | 0.85 | 0.85 | 0.85 | 0.85 | 0.85 | 0.85 | 0.85 | 0.85 | 0.85 | 0.85 | 0.85 | 0.85 | 0.85 | 0.85 | 0.85 | 0.85 | 0.85 | 0.85 | 0.85 | 0.85 | 0.85 | 0.85 | 0.85 | 0.85 | 0.85 | 0.85 | 0.85 | 0.85 | 0.85 | 0.85 | 0.85 | 0.85 | 0.85 | 0.85 | 0.85 | 0.85 | 0.85 | 0.85 | 0.85 | 0.85 | 0.85 | 0.85 | 0.85 | 0.85 | 0.85 | 0.85 | 0.85 | 0.85
[7 empty] | 0.85 | H.M. Down:8 | 0.85 | 0.85 | 0.85 | 0.85 | 0.85 | 0.85 | 0.85 | 0.85 | 0.85 | 0.85 | 0.85 | 0.85 | 0.85 | 0.85 | 0.85 | 0.85 | 0.85 | 0.85 | 0.85 | 0.85 | 0.85 | 0.85 | 0.85 | 0.85 | 0.85 | 0.85 | 0.85 | 0.85 | 0.85 | 0.85 | 0.85 | 0.85 | 0.85 | 0.85 | 0.85 | 0.85 | 0.85 | 0.85 | 0.85 | 0.85 | 0.85 | 0.85 | 0.85 | 0.85 | 0.85 | 0.85 | 0.85 | 0.85 | 0.85 | 0.85 | 0.85 | 0.85 | 0.85 | 0.85
0 | 0 | 0 | 0 | 0 |  |  | 0.75 | H.M. Down:9 | 0.75 | 0.75 | 0.75 | 0.75 | 0.75 | 0.75 | 0.75 | 0.75 | 0.75 | 0.75 | 0.75 | 0.75 | 0.75 | 0.75 | 0.75 | 0.75 | 0.75 | 0.75 | 0.75 | 0.75 | 0.75 | 0.75 | 0.75 | 0.75 | 0.75 | 0.75 | 0.75 | 0.75 | 0.75 | 0.75 | 0.75 | 0.75 | 0.75 | 0.75 | 0.75 | 0.75 | 0.75 | 0.75 | 0.75 | 0.75 | 0.75 | 0.75 | 0.75 | 0.75 | 0.75 | 0.75 | 0.75 | 0.75 | 0.75 | 0.75 | 0.75 | 0.75 | 0.75 | 0.75
0 | 0 | 0 |  | 0 |  |  | 0 | Tucumcari:ALL | 0 | 0 | 0 | 0 | 0 | 0 | 0 | 0 | 0 | 0 | 0 | 0 | 0 | 0 | 0 | 0 | 0 | 0 | 0 | 0 | 0 | 0 | 0 | 0 | 0 | 0 | 0 | 0 | 0 | 0 | 0 | 0 | 0 | 0 | 0 | 0 | 0 | 0 | 0 | 0 | 0 | 0 | 0 | 0 | 0 | 0 | 0 | 0 | 0 | 0 | 0 | 0 | 0 | 0
[7 empty] | 0.691 | Danskammer:1 | 0.691 | 0.691 | 0.691 | 0.691 | 0.691 | 0.691 | 0.691 | 0.691 | 0.691 | 0.691 | 0.691 | 0.691 | 0.691 | 0.691 | 0.691 | 0.691 | 0.691 | 0.691 | 0.691 | 0.691 | 0.691 | 0.691 | 0.691 | 0.691 | 0.691 | 0.691 | 0.691 | 0.691 | 0.691 | 0.691 | 0.691 | 0.691 | 0.691 | 0.691 | 0.691 | 0.691 | 0.691 | 0.691 | 0.691 | 0.691 | 0.691 | 0.691 | 0.691 | 0.691 | 0.691 | 0.691 | 0.691 | 0.691 | 0.691 | 0.691 | 0.691 | 0.691 | 0.691 | 0.691
[7 empty] | 0.633 | Danskammer:2 | 0.633 | 0.633 | 0.633 | 0.633 | 0.633 | 0.633 | 0.633 | 0.633 | 0.633 | 0.633 | 0.633 | 0.633 | 0.633 | 0.633 | 0.633 | 0.633 | 0.633 | 0.633 | 0.633 | 0.633 | 0.633 | 0.633 | 0.633 | 0.633 | 0.633 | 0.633 | 0.633 | 0.633 | 0.633 | 0.633 | 0.633 | 0.633 | 0.633 | 0.633 | 0.633 | 0.633 | 0.633 | 0.633 | 0.633 | 0.633 | 0.633 | 0.633 | 0.633 | 0.633 | 0.633 | 0.633 | 0.633 | 0.633 | 0.633 | 0.633 | 0.633 | 0.633 | 0.633 | 0.633
2016 | 2016 | 2016 | 0 | 2018 |  |  | 0.9522 | Danskammer:3 | 0.9522 | 0.9522 | 0.9522 | 0.9522 | 0.9522 | 0.9522 | 0.9522 | 0.9522 | 0.9522 | 0.9522 | 0.9522 | 0.9522 | 0.9522 | 0.9522 | 0.9522 | 0.9522 | 0.66654 | 0.66654 | 0.066654 | 0.066654 | 0.066654 | 0.066654 | 0.066654 | 0.066654 | 0.066654 | 0.066654 | 0.066654 | 0.066654 | 0.066654 | 0.066654 | 0.066654 | 0.066654 | 0.066654 | 0.066654 | 0.066654 | 0.066654 | 0.066654 | 0.066654 | 0.066654 | 0.066654 | 0.066654 | 0.066654 | 0.066654 | 0.066654 | 0.066654 | 0.066654 | 0.066654 | 0.066654 | 0.066654 | 0.066654 | 0.066654 | 0.066654 | 0.066654 | 0.066654
2015 | 2015 | 2015 | 0 | 2017 |  |  | 0.9439 | Danskammer:4 | 0.9439 | 0.9439 | 0.9439 | 0.9439 | 0.9439 | 0.9439 | 0.9439 | 0.9439 | 0.9439 | 0.9439 | 0.9439 | 0.9439 | 0.9439 | 0.9439 | 0.9439 | 0.66073 | 0.66073 | 0.066073 | 0.066073 | 0.066073 | 0.066073 | 0.066073 | 0.066073 | 0.066073 | 0.066073 | 0.066073 | 0.066073 | 0.066073 | 0.066073 | 0.066073 | 0.066073 | 0.066073 | 0.066073 | 0.066073 | 0.066073 | 0.066073 | 0.066073 | 0.066073 | 0.066073 | 0.066073 | 0.066073 | 0.066073 | 0.066073 | 0.066073 | 0.066073 | 0.066073 | 0.066073 | 0.066073 | 0.066073 | 0.066073 | 0.066073 | 0.066073 | 0.066073 | 0.066073
0 | 0 | 0 | 0 | 0 |  |  | 0.75 | Danskammer:56 | 0.75 | 0.75 | 0.75 | 0.75 | 0.75 | 0.75 | 0.75 | 0.75 | 0.75 | 0.75 | 0.75 | 0.75 | 0.75 | 0.75 | 0.75 | 0.75 | 0.75 | 0.75 | 0.75 | 0.75 | 0.75 | 0.75 | 0.75 | 0.75 | 0.75 | 0.75 | 0.75 | 0.75 | 0.75 | 0.75 | 0.75 | 0.75 | 0.75 | 0.75 | 0.75 | 0.75 | 0.75 | 0.75 | 0.75 | 0.75 | 0.75 | 0.75 | 0.75 | 0.75 | 0.75 | 0.75 | 0.75 | 0.75 | 0.75 | 0.75 | 0.75 | 0.75 | 0.75 | 0.75
0 | 0 | 0 | 0 | 0 |  |  | 0.75 | South Cairo:GT1 | 0.75 | 0.75 | 0.75 | 0.75 | 0.75 | 0.75 | 0.75 | 0.75 | 0.75 | 0.75 | 0.75 | 0.75 | 0.75 | 0.75 | 0.75 | 0.75 | 0.75 | 0.75 | 0.75 | 0.75 | 0.75 | 0.75 | 0.75 | 0.75 | 0.75 | 0.75 | 0.75 | 0.75 | 0.75 | 0.75 | 0.75 | 0.75 | 0.75 | 0.75 | 0.75 | 0.75 | 0.75 | 0.75 | 0.75 | 0.75 | 0.75 | 0.75 | 0.75 | 0.75 | 0.75 | 0.75 | 0.75 | 0.75 | 0.75 | 0.75 | 0.75 | 0.75 | 0.75 | 0.75
0 | 0 | 0 | 0 | 0 |  |  | 0.75 | Arthur Kill (NRG):GT1 | 0.75 | 0.75 | 0.75 | 0.75 | 0.75 | 0.75 | 0.75 | 0.75 | 0.75 | 0.75 | 0.75 | 0.75 | 0.75 | 0.75 | 0.75 | 0.75 | 0.75 | 0.75 | 0.75 | 0.75 | 0.75 | 0.75 | 0.75 | 0.75 | 0.75 | 0.75 | 0.75 | 0.75 | 0.75 | 0.75 | 0.75 | 0.75 | 0.75 | 0.75 | 0.75 | 0.75 | 0.75 | 0.75 | 0.75 | 0.75 | 0.75 | 0.75 | 0.75 | 0.75 | 0.75 | 0.75 | 0.75 | 0.75 | 0.75 | 0.75 | 0.75 | 0.75 | 0.75 | 0.75
0 | 0 | 0 |  | 0 |  |  | 0.001 | Arthur Kill (NRG):2 | 0.001 | 0.001 | 0.001 | 0.001 | 0.001 | 0.001 | 0.001 | 0.001 | 0.001 | 0.001 | 0.001 | 0.001 | 0.001 | 0.001 | 0.001 | 0.001 | 0.001 | 0.001 | 0.001 | 0.001 | 0.001 | 0.001 | 0.001 | 0.001 | 0.001 | 0.001 | 0.001 | 0.001 | 0.001 | 0.001 | 0.001 | 0.001 | 0.001 | 0.001 | 0.001 | 0.001 | 0.001 | 0.001 | 0.001 | 0.001 | 0.001 | 0.001 | 0.001 | 0.001 | 0.001 | 0.001 | 0.001 | 0.001 | 0.001 | 0.001 | 0.001 | 0.001 | 0.001 | 0.001
0 | 0 | 0 |  | 0 |  |  | 0.001 | Arthur Kill (NRG):3 | 0.001 | 0.001 | 0.001 | 0.001 | 0.001 | 0.001 | 0.001 | 0.001 | 0.001 | 0.001 | 0.001 | 0.001 | 0.001 | 0.001 | 0.001 | 0.001 | 0.001 | 0.001 | 0.001 | 0.001 | 0.001 | 0.001 | 0.001 | 0.001 | 0.001 | 0.001 | 0.001 | 0.001 | 0.001 | 0.001 | 0.001 | 0.001 | 0.001 | 0.001 | 0.001 | 0.001 | 0.001 | 0.001 | 0.001 | 0.001 | 0.001 | 0.001 | 0.001 | 0.001 | 0.001 | 0.001 | 0.001 | 0.001 | 0.001 | 0.001 | 0.001 | 0.001 | 0.001 | 0.001
0 | 0 | 0 |  | 0 |  |  | 0.038 | East River:6 | 0.038 | 0.038 | 0.038 | 0.038 | 0.038 | 0.038 | 0.038 | 0.038 | 0.038 | 0.038 | 0.038 | 0.038 | 0.038 | 0.038 | 0.038 | 0.038 | 0.038 | 0.038 | 0.038 | 0.038 | 0.038 | 0.038 | 0.038 | 0.038 | 0.038 | 0.038 | 0.038 | 0.038 | 0.038 | 0.038 | 0.038 | 0.038 | 0.038 | 0.038 | 0.038 | 0.038 | 0.038 | 0.038 | 0.038 | 0.038 | 0.038 | 0.038 | 0.038 | 0.038 | 0.038 | 0.038 | 0.038 | 0.038 | 0.038 | 0.038 | 0.038 | 0.038 | 0.038 | 0.038
0 | 0 | 0 |  | 0 |  |  | 0.047 | East River:7 | 0.047 | 0.047 | 0.047 | 0.047 | 0.047 | 0.047 | 0.047 | 0.047 | 0.047 | 0.047 | 0.047 | 0.047 | 0.047 | 0.047 | 0.047 | 0.047 | 0.047 | 0.047 | 0.047 | 0.047 | 0.047 | 0.047 | 0.047 | 0.047 | 0.047 | 0.047 | 0.047 | 0.047 | 0.047 | 0.047 | 0.047 | 0.047 | 0.047 | 0.047 | 0.047 | 0.047 | 0.047 | 0.047 | 0.047 | 0.047 | 0.047 | 0.047 | 0.047 | 0.047 | 0.047 | 0.047 | 0.047 | 0.047 | 0.047 | 0.047 | 0.047 | 0.047 | 0.047 | 0.047
0 | 0 | 0 | 0 | 0 |  |  | 0.75 | Gowanus:1A-D | 0.75 | 0.75 | 0.75 | 0.75 | 0.75 | 0.75 | 0.75 | 0.75 | 0.75 | 0.75 | 0.75 | 0.75 | 0.75 | 0.75 | 0.75 | 0.75 | 0.75 | 0.75 | 0.75 | 0.75 | 0.75 | 0.75 | 0.75 | 0.75 | 0.75 | 0.75 | 0.75 | 0.75 | 0.75 | 0.75 | 0.75 | 0.75 | 0.75 | 0.75 | 0.75 | 0.75 | 0.75 | 0.75 | 0.75 | 0.75 | 0.75 | 0.75 | 0.75 | 0.75 | 0.75 | 0.75 | 0.75 | 0.75 | 0.75 | 0.75 | 0.75 | 0.75 | 0.75 | 0.75
0 | 0 | 0 | 0 | 0 |  |  | 0.75 | Gowanus:1E-H | 0.75 | 0.75 | 0.75 | 0.75 | 0.75 | 0.75 | 0.75 | 0.75 | 0.75 | 0.75 | 0.75 | 0.75 | 0.75 | 0.75 | 0.75 | 0.75 | 0.75 | 0.75 | 0.75 | 0.75 | 0.75 | 0.75 | 0.75 | 0.75 | 0.75 | 0.75 | 0.75 | 0.75 | 0.75 | 0.75 | 0.75 | 0.75 | 0.75 | 0.75 | 0.75 | 0.75 | 0.75 | 0.75 | 0.75 | 0.75 | 0.75 | 0.75 | 0.75 | 0.75 | 0.75 | 0.75 | 0.75 | 0.75 | 0.75 | 0.75 | 0.75 | 0.75 | 0.75 | 0.75
[7 empty] | 0.75 | Gowanus:2A-D | 0.75 | 0.75 | 0.75 | 0.75 | 0.75 | 0.75 | 0.75 | 0.75 | 0.75 | 0.75 | 0.75 | 0.75 | 0.75 | 0.75 | 0.75 | 0.75 | 0.75 | 0.75 | 0.75 | 0.75 | 0.75 | 0.75 | 0.75 | 0.75 | 0.75 | 0.75 | 0.75 | 0.75 | 0.75 | 0.75 | 0.75 | 0.75 | 0.75 | 0.75 | 0.75 | 0.75 | 0.75 | 0.75 | 0.75 | 0.75 | 0.75 | 0.75 | 0.75 | 0.75 | 0.75 | 0.75 | 0.75 | 0.75 | 0.75 | 0.75 | 0.75 | 0.75 | 0.75 | 0.75
[7 empty] | 0.75 | Gowanus:2E-H | 0.75 | 0.75 | 0.75 | 0.75 | 0.75 | 0.75 | 0.75 | 0.75 | 0.75 | 0.75 | 0.75 | 0.75 | 0.75 | 0.75 | 0.75 | 0.75 | 0.75 | 0.75 | 0.75 | 0.75 | 0.75 | 0.75 | 0.75 | 0.75 | 0.75 | 0.75 | 0.75 | 0.75 | 0.75 | 0.75 | 0.75 | 0.75 | 0.75 | 0.75 | 0.75 | 0.75 | 0.75 | 0.75 | 0.75 | 0.75 | 0.75 | 0.75 | 0.75 | 0.75 | 0.75 | 0.75 | 0.75 | 0.75 | 0.75 | 0.75 | 0.75 | 0.75 | 0.75 | 0.75
[7 empty] | 0.75 | Gowanus:3A-D | 0.75 | 0.75 | 0.75 | 0.75 | 0.75 | 0.75 | 0.75 | 0.75 | 0.75 | 0.75 | 0.75 | 0.75 | 0.75 | 0.75 | 0.75 | 0.75 | 0.75 | 0.75 | 0.75 | 0.75 | 0.75 | 0.75 | 0.75 | 0.75 | 0.75 | 0.75 | 0.75 | 0.75 | 0.75 | 0.75 | 0.75 | 0.75 | 0.75 | 0.75 | 0.75 | 0.75 | 0.75 | 0.75 | 0.75 | 0.75 | 0.75 | 0.75 | 0.75 | 0.75 | 0.75 | 0.75 | 0.75 | 0.75 | 0.75 | 0.75 | 0.75 | 0.75 | 0.75 | 0.75
[7 empty] | 0.75 | Gowanus:3E-H | 0.75 | 0.75 | 0.75 | 0.75 | 0.75 | 0.75 | 0.75 | 0.75 | 0.75 | 0.75 | 0.75 | 0.75 | 0.75 | 0.75 | 0.75 | 0.75 | 0.75 | 0.75 | 0.75 | 0.75 | 0.75 | 0.75 | 0.75 | 0.75 | 0.75 | 0.75 | 0.75 | 0.75 | 0.75 | 0.75 | 0.75 | 0.75 | 0.75 | 0.75 | 0.75 | 0.75 | 0.75 | 0.75 | 0.75 | 0.75 | 0.75 | 0.75 | 0.75 | 0.75 | 0.75 | 0.75 | 0.75 | 0.75 | 0.75 | 0.75 | 0.75 | 0.75 | 0.75 | 0.75
[7 empty] | 0.75 | Gowanus:4A-D | 0.75 | 0.75 | 0.75 | 0.75 | 0.75 | 0.75 | 0.75 | 0.75 | 0.75 | 0.75 | 0.75 | 0.75 | 0.75 | 0.75 | 0.75 | 0.75 | 0.75 | 0.75 | 0.75 | 0.75 | 0.75 | 0.75 | 0.75 | 0.75 | 0.75 | 0.75 | 0.75 | 0.75 | 0.75 | 0.75 | 0.75 | 0.75 | 0.75 | 0.75 | 0.75 | 0.75 | 0.75 | 0.75 | 0.75 | 0.75 | 0.75 | 0.75 | 0.75 | 0.75 | 0.75 | 0.75 | 0.75 | 0.75 | 0.75 | 0.75 | 0.75 | 0.75 | 0.75 | 0.75
[7 empty] | 0.75 | Gowanus:4E-H | 0.75 | 0.75 | 0.75 | 0.75 | 0.75 | 0.75 | 0.75 | 0.75 | 0.75 | 0.75 | 0.75 | 0.75 | 0.75 | 0.75 | 0.75 | 0.75 | 0.75 | 0.75 | 0.75 | 0.75 | 0.75 | 0.75 | 0.75 | 0.75 | 0.75 | 0.75 | 0.75 | 0.75 | 0.75 | 0.75 | 0.75 | 0.75 | 0.75 | 0.75 | 0.75 | 0.75 | 0.75 | 0.75 | 0.75 | 0.75 | 0.75 | 0.75 | 0.75 | 0.75 | 0.75 | 0.75 | 0.75 | 0.75 | 0.75 | 0.75 | 0.75 | 0.75 | 0.75 | 0.75
0 | 0 | 0 | 0 | 0 |  |  | 0.75 | Hudson Avenue:3-5 | 0.75 | 0.75 | 0.75 | 0.75 | 0.75 | 0.75 | 0.75 | 0.75 | 0.75 | 0.75 | 0.75 | 0.75 | 0.75 | 0.75 | 0.75 | 0.75 | 0.75 | 0.75 | 0.75 | 0.75 | 0.75 | 0.75 | 0.75 | 0.75 | 0.75 | 0.75 | 0.75 | 0.75 | 0.75 | 0.75 | 0.75 | 0.75 | 0.75 | 0.75 | 0.75 | 0.75 | 0.75 | 0.75 | 0.75 | 0.75 | 0.75 | 0.75 | 0.75 | 0.75 | 0.75 | 0.75 | 0.75 | 0.75 | 0.75 | 0.75 | 0.75 | 0.75 | 0.75 | 0.75
[7 empty] | 0.5 | Waterside (CONED):16 | 0.5 | 0.5 | 0.5 | 0.5 | 0.5 | 0.5 | 0.5 | 0.5 | 0.5 | 0.5 | 0.5 | 0.5 | 0.5 | 0.5 | 0.5 | 0.5 | 0.5 | 0.5 | 0.5 | 0.5 | 0.5 | 0.5 | 0.5 | 0.5 | 0.5 | 0.5 | 0.5 | 0.5 | 0.5 | 0.5 | 0.5 | 0.5 | 0.5 | 0.5 | 0.5 | 0.5 | 0.5 | 0.5 | 0.5 | 0.5 | 0.5 | 0.5 | 0.5 | 0.5 | 0.5 | 0.5 | 0.5 | 0.5 | 0.5 | 0.5 | 0.5 | 0.5 | 0.5 | 0.5
0 | 0 | 0 | 0 | 0 |  |  | 0.75 | 59th Street:GT1 | 0.75 | 0.75 | 0.75 | 0.75 | 0.75 | 0.75 | 0.75 | 0.75 | 0.75 | 0.75 | 0.75 | 0.75 | 0.75 | 0.75 | 0.75 | 0.75 | 0.75 | 0.75 | 0.75 | 0.75 | 0.75 | 0.75 | 0.75 | 0.75 | 0.75 | 0.75 | 0.75 | 0.75 | 0.75 | 0.75 | 0.75 | 0.75 | 0.75 | 0.75 | 0.75 | 0.75 | 0.75 | 0.75 | 0.75 | 0.75 | 0.75 | 0.75 | 0.75 | 0.75 | 0.75 | 0.75 | 0.75 | 0.75 | 0.75 | 0.75 | 0.75 | 0.75 | 0.75 | 0.75
0 | 0 | 0 | 0 | 0 |  |  | 0.31 | 74th Street:GT1 | 0.31 | 0.31 | 0.31 | 0.31 | 0.31 | 0.31 | 0.31 | 0.31 | 0.31 | 0.31 | 0.31 | 0.31 | 0.31 | 0.31 | 0.31 | 0.31 | 0.31 | 0.31 | 0.31 | 0.31 | 0.31 | 0.31 | 0.31 | 0.31 | 0.31 | 0.31 | 0.31 | 0.31 | 0.31 | 0.31 | 0.31 | 0.31 | 0.31 | 0.31 | 0.31 | 0.31 | 0.31 | 0.31 | 0.31 | 0.31 | 0.31 | 0.31 | 0.31 | 0.31 | 0.31 | 0.31 | 0.31 | 0.31 | 0.31 | 0.31 | 0.31 | 0.31 | 0.31 | 0.31
[7 empty] | 0.31 | 74th Street:11 | 0.31 | 0.31 | 0.31 | 0.31 | 0.31 | 0.31 | 0.31 | 0.31 | 0.31 | 0.31 | 0.31 | 0.31 | 0.31 | 0.31 | 0.31 | 0.31 | 0.31 | 0.31 | 0.31 | 0.31 | 0.31 | 0.31 | 0.31 | 0.31 | 0.31 | 0.31 | 0.31 | 0.31 | 0.31 | 0.31 | 0.31 | 0.31 | 0.31 | 0.31 | 0.31 | 0.31 | 0.31 | 0.31 | 0.31 | 0.31 | 0.31 | 0.31 | 0.31 | 0.31 | 0.31 | 0.31 | 0.31 | 0.31 | 0.31 | 0.31 | 0.31 | 0.31 | 0.31 | 0.31
0 | 0 | 0 | 0 | 0 |  |  | 0.31 | 74th Street:GT2 | 0.31 | 0.31 | 0.31 | 0.31 | 0.31 | 0.31 | 0.31 | 0.31 | 0.31 | 0.31 | 0.31 | 0.31 | 0.31 | 0.31 | 0.31 | 0.31 | 0.31 | 0.31 | 0.31 | 0.31 | 0.31 | 0.31 | 0.31 | 0.31 | 0.31 | 0.31 | 0.31 | 0.31 | 0.31 | 0.31 | 0.31 | 0.31 | 0.31 | 0.31 | 0.31 | 0.31 | 0.31 | 0.31 | 0.31 | 0.31 | 0.31 | 0.31 | 0.31 | 0.31 | 0.31 | 0.31 | 0.31 | 0.31 | 0.31 | 0.31 | 0.31 | 0.31 | 0.31 | 0.31
0 | 0 | 0 | 0 | 0 |  |  | 0.75 | East Hampton:1 | 0.75 | 0.75 | 0.75 | 0.75 | 0.75 | 0.75 | 0.75 | 0.75 | 0.75 | 0.75 | 0.75 | 0.75 | 0.75 | 0.75 | 0.75 | 0.75 | 0.75 | 0.75 | 0.75 | 0.75 | 0.75 | 0.75 | 0.75 | 0.75 | 0.75 | 0.75 | 0.75 | 0.75 | 0.75 | 0.75 | 0.75 | 0.75 | 0.75 | 0.75 | 0.75 | 0.75 | 0.75 | 0.75 | 0.75 | 0.75 | 0.75 | 0.75 | 0.75 | 0.75 | 0.75 | 0.75 | 0.75 | 0.75 | 0.75 | 0.75 | 0.75 | 0.75 | 0.75 | 0.75
0 | 0 | 0 | 0 | 0 |  |  | 0.75 | East Hampton:24 | 0.75 | 0.75 | 0.75 | 0.75 | 0.75 | 0.75 | 0.75 | 0.75 | 0.75 | 0.75 | 0.75 | 0.75 | 0.75 | 0.75 | 0.75 | 0.75 | 0.75 | 0.75 | 0.75 | 0.75 | 0.75 | 0.75 | 0.75 | 0.75 | 0.75 | 0.75 | 0.75 | 0.75 | 0.75 | 0.75 | 0.75 | 0.75 | 0.75 | 0.75 | 0.75 | 0.75 | 0.75 | 0.75 | 0.75 | 0.75 | 0.75 | 0.75 | 0.75 | 0.75 | 0.75 | 0.75 | 0.75 | 0.75 | 0.75 | 0.75 | 0.75 | 0.75 | 0.75 | 0.75
0 | 0 | 0 | 0 | 0 |  |  | 0.75 | Glenwood:1 | 0.75 | 0.75 | 0.75 | 0.75 | 0.75 | 0.75 | 0.75 | 0.75 | 0.75 | 0.75 | 0.75 | 0.75 | 0.75 | 0.75 | 0.75 | 0.75 | 0.75 | 0.75 | 0.75 | 0.75 | 0.75 | 0.75 | 0.75 | 0.75 | 0.75 | 0.75 | 0.75 | 0.75 | 0.75 | 0.75 | 0.75 | 0.75 | 0.75 | 0.75 | 0.75 | 0.75 | 0.75 | 0.75 | 0.75 | 0.75 | 0.75 | 0.75 | 0.75 | 0.75 | 0.75 | 0.75 | 0.75 | 0.75 | 0.75 | 0.75 | 0.75 | 0.75 | 0.75 | 0.75
0 | 0 | 0 |  | 0 |  |  | 0.001 | Glenwood:GT2 | 0.001 | 0.001 | 0.001 | 0.001 | 0.001 | 0.001 | 0.001 | 0.001 | 0.001 | 0.001 | 0.001 | 0.001 | 0.001 | 0.001 | 0.001 | 0.001 | 0.001 | 0.001 | 0.001 | 0.001 | 0.001 | 0.001 | 0.001 | 0.001 | 0.001 | 0.001 | 0.001 | 0.001 | 0.001 | 0.001 | 0.001 | 0.001 | 0.001 | 0.001 | 0.001 | 0.001 | 0.001 | 0.001 | 0.001 | 0.001 | 0.001 | 0.001 | 0.001 | 0.001 | 0.001 | 0.001 | 0.001 | 0.001 | 0.001 | 0.001 | 0.001 | 0.001 | 0.001 | 0.001
0 | 0 | 0 |  | 0 |  |  | 0.001 | Glenwood:GT3 | 0.001 | 0.001 | 0.001 | 0.001 | 0.001 | 0.001 | 0.001 | 0.001 | 0.001 | 0.001 | 0.001 | 0.001 | 0.001 | 0.001 | 0.001 | 0.001 | 0.001 | 0.001 | 0.001 | 0.001 | 0.001 | 0.001 | 0.001 | 0.001 | 0.001 | 0.001 | 0.001 | 0.001 | 0.001 | 0.001 | 0.001 | 0.001 | 0.001 | 0.001 | 0.001 | 0.001 | 0.001 | 0.001 | 0.001 | 0.001 | 0.001 | 0.001 | 0.001 | 0.001 | 0.001 | 0.001 | 0.001 | 0.001 | 0.001 | 0.001 | 0.001 | 0.001 | 0.001 | 0.001
0 | 0 | 0 | 0 | 0 |  |  | 0.75 | Montauk:ALL | 0.75 | 0.75 | 0.75 | 0.75 | 0.75 | 0.75 | 0.75 | 0.75 | 0.75 | 0.75 | 0.75 | 0.75 | 0.75 | 0.75 | 0.75 | 0.75 | 0.75 | 0.75 | 0.75 | 0.75 | 0.75 | 0.75 | 0.75 | 0.75 | 0.75 | 0.75 | 0.75 | 0.75 | 0.75 | 0.75 | 0.75 | 0.75 | 0.75 | 0.75 | 0.75 | 0.75 | 0.75 | 0.75 | 0.75 | 0.75 | 0.75 | 0.75 | 0.75 | 0.75 | 0.75 | 0.75 | 0.75 | 0.75 | 0.75 | 0.75 | 0.75 | 0.75 | 0.75 | 0.75
0 | 0 | 0 |  | 0 |  |  | 0.272 | Northport:1 | 0.272 | 0.272 | 0.272 | 0.272 | 0.272 | 0.272 | 0.272 | 0.272 | 0.272 | 0.272 | 0.272 | 0.272 | 0.272 | 0.272 | 0.272 | 0.272 | 0.272 | 0.272 | 0.272 | 0.272 | 0.272 | 0.272 | 0.272 | 0.272 | 0.272 | 0.272 | 0.272 | 0.272 | 0.272 | 0.272 | 0.272 | 0.272 | 0.272 | 0.272 | 0.272 | 0.272 | 0.272 | 0.272 | 0.272 | 0.272 | 0.272 | 0.272 | 0.272 | 0.272 | 0.272 | 0.272 | 0.272 | 0.272 | 0.272 | 0.272 | 0.272 | 0.272 | 0.272 | 0.272
0 | 0 | 0 | 0 | 0 |  |  | 0.75 | Northport:GT1 | 0.75 | 0.75 | 0.75 | 0.75 | 0.75 | 0.75 | 0.75 | 0.75 | 0.75 | 0.75 | 0.75 | 0.75 | 0.75 | 0.75 | 0.75 | 0.75 | 0.75 | 0.75 | 0.75 | 0.75 | 0.75 | 0.75 | 0.75 | 0.75 | 0.75 | 0.75 | 0.75 | 0.75 | 0.75 | 0.75 | 0.75 | 0.75 | 0.75 | 0.75 | 0.75 | 0.75 | 0.75 | 0.75 | 0.75 | 0.75 | 0.75 | 0.75 | 0.75 | 0.75 | 0.75 | 0.75 | 0.75 | 0.75 | 0.75 | 0.75 | 0.75 | 0.75 | 0.75 | 0.75
0 | 0 | 0 | 0 | 0 |  |  | 0.552 | Northport:3 | 0.552 | 0.552 | 0.552 | 0.552 | 0.552 | 0.552 | 0.552 | 0.552 | 0.552 | 0.552 | 0.552 | 0.552 | 0.552 | 0.552 | 0.552 | 0.552 | 0.552 | 0.552 | 0.552 | 0.552 | 0.552 | 0.552 | 0.552 | 0.552 | 0.552 | 0.552 | 0.552 | 0.552 | 0.552 | 0.552 | 0.552 | 0.552 | 0.552 | 0.552 | 0.552 | 0.552 | 0.552 | 0.552 | 0.552 | 0.552 | 0.552 | 0.552 | 0.552 | 0.552 | 0.552 | 0.552 | 0.552 | 0.552 | 0.552 | 0.552 | 0.552 | 0.552 | 0.552 | 0.552
0 | 0 | 0 | 0 | 0 |  |  | 0.75 | Port Jefferson:GT1 | 0.75 | 0.75 | 0.75 | 0.75 | 0.75 | 0.75 | 0.75 | 0.75 | 0.75 | 0.75 | 0.75 | 0.75 | 0.75 | 0.75 | 0.75 | 0.75 | 0.75 | 0.75 | 0.75 | 0.75 | 0.75 | 0.75 | 0.75 | 0.75 | 0.75 | 0.75 | 0.75 | 0.75 | 0.75 | 0.75 | 0.75 | 0.75 | 0.75 | 0.75 | 0.75 | 0.75 | 0.75 | 0.75 | 0.75 | 0.75 | 0.75 | 0.75 | 0.75 | 0.75 | 0.75 | 0.75 | 0.75 | 0.75 | 0.75 | 0.75 | 0.75 | 0.75 | 0.75 | 0.75
0 | 0 | 0 |  | 0 |  |  | 0.268 | Port Jefferson:4 | 0.268 | 0.268 | 0.268 | 0.268 | 0.268 | 0.268 | 0.268 | 0.268 | 0.268 | 0.268 | 0.268 | 0.268 | 0.268 | 0.268 | 0.268 | 0.268 | 0.268 | 0.268 | 0.268 | 0.268 | 0.268 | 0.268 | 0.268 | 0.268 | 0.268 | 0.268 | 0.268 | 0.268 | 0.268 | 0.268 | 0.268 | 0.268 | 0.268 | 0.268 | 0.268 | 0.268 | 0.268 | 0.268 | 0.268 | 0.268 | 0.268 | 0.268 | 0.268 | 0.268 | 0.268 | 0.268 | 0.268 | 0.268 | 0.268 | 0.268 | 0.268 | 0.268 | 0.268 | 0.268
0 | 0 | 0 | 0 | 0 |  |  | 0.75 | Shoreham (LILCO):GT1 | 0.75 | 0.75 | 0.75 | 0.75 | 0.75 | 0.75 | 0.75 | 0.75 | 0.75 | 0.75 | 0.75 | 0.75 | 0.75 | 0.75 | 0.75 | 0.75 | 0.75 | 0.75 | 0.75 | 0.75 | 0.75 | 0.75 | 0.75 | 0.75 | 0.75 | 0.75 | 0.75 | 0.75 | 0.75 | 0.75 | 0.75 | 0.75 | 0.75 | 0.75 | 0.75 | 0.75 | 0.75 | 0.75 | 0.75 | 0.75 | 0.75 | 0.75 | 0.75 | 0.75 | 0.75 | 0.75 | 0.75 | 0.75 | 0.75 | 0.75 | 0.75 | 0.75 | 0.75 | 0.75
0 | 0 | 0 | 0 | 0 |  |  | 0.75 | Shoreham (LILCO):GT2 | 0.75 | 0.75 | 0.75 | 0.75 | 0.75 | 0.75 | 0.75 | 0.75 | 0.75 | 0.75 | 0.75 | 0.75 | 0.75 | 0.75 | 0.75 | 0.75 | 0.75 | 0.75 | 0.75 | 0.75 | 0.75 | 0.75 | 0.75 | 0.75 | 0.75 | 0.75 | 0.75 | 0.75 | 0.75 | 0.75 | 0.75 | 0.75 | 0.75 | 0.75 | 0.75 | 0.75 | 0.75 | 0.75 | 0.75 | 0.75 | 0.75 | 0.75 | 0.75 | 0.75 | 0.75 | 0.75 | 0.75 | 0.75 | 0.75 | 0.75 | 0.75 | 0.75 | 0.75 | 0.75
0 | 0 | 0 | 0 | 0 |  |  | 0.75 | Southampton:1 | 0.75 | 0.75 | 0.75 | 0.75 | 0.75 | 0.75 | 0.75 | 0.75 | 0.75 | 0.75 | 0.75 | 0.75 | 0.75 | 0.75 | 0.75 | 0.75 | 0.75 | 0.75 | 0.75 | 0.75 | 0.75 | 0.75 | 0.75 | 0.75 | 0.75 | 0.75 | 0.75 | 0.75 | 0.75 | 0.75 | 0.75 | 0.75 | 0.75 | 0.75 | 0.75 | 0.75 | 0.75 | 0.75 | 0.75 | 0.75 | 0.75 | 0.75 | 0.75 | 0.75 | 0.75 | 0.75 | 0.75 | 0.75 | 0.75 | 0.75 | 0.75 | 0.75 | 0.75 | 0.75
0 | 0 | 0 | 0 | 0 |  |  | 0.75 | Southold:1 | 0.75 | 0.75 | 0.75 | 0.75 | 0.75 | 0.75 | 0.75 | 0.75 | 0.75 | 0.75 | 0.75 | 0.75 | 0.75 | 0.75 | 0.75 | 0.75 | 0.75 | 0.75 | 0.75 | 0.75 | 0.75 | 0.75 | 0.75 | 0.75 | 0.75 | 0.75 | 0.75 | 0.75 | 0.75 | 0.75 | 0.75 | 0.75 | 0.75 | 0.75 | 0.75 | 0.75 | 0.75 | 0.75 | 0.75 | 0.75 | 0.75 | 0.75 | 0.75 | 0.75 | 0.75 | 0.75 | 0.75 | 0.75 | 0.75 | 0.75 | 0.75 | 0.75 | 0.75 | 0.75
0 | 0 | 0 | 0 | 0 |  |  | 0.75 | West Babylon:4 | 0.75 | 0.75 | 0.75 | 0.75 | 0.75 | 0.75 | 0.75 | 0.75 | 0.75 | 0.75 | 0.75 | 0.75 | 0.75 | 0.75 | 0.75 | 0.75 | 0.75 | 0.75 | 0.75 | 0.75 | 0.75 | 0.75 | 0.75 | 0.75 | 0.75 | 0.75 | 0.75 | 0.75 | 0.75 | 0.75 | 0.75 | 0.75 | 0.75 | 0.75 | 0.75 | 0.75 | 0.75 | 0.75 | 0.75 | 0.75 | 0.75 | 0.75 | 0.75 | 0.75 | 0.75 | 0.75 | 0.75 | 0.75 | 0.75 | 0.75 | 0.75 | 0.75 | 0.75 | 0.75
2017 | 2017 | 2017 | 0 | 2019 |  |  | 1.6368 | AES Westover:8 | 1.6368 | 1.6368 | 1.6368 | 1.6368 | 1.6368 | 1.6368 | 1.6368 | 1.6368 | 1.6368 | 1.6368 | 1.6368 | 1.6368 | 1.6368 | 1.6368 | 1.6368 | 1.6368 | 1.6368 | 1.1458 | 1.1458 | 0.11458 | 0.11458 | 0.11458 | 0.11458 | 0.11458 | 0.11458 | 0.11458 | 0.11458 | 0.11458 | 0.11458 | 0.11458 | 0.11458 | 0.11458 | 0.11458 | 0.11458 | 0.11458 | 0.11458 | 0.11458 | 0.11458 | 0.11458 | 0.11458 | 0.11458 | 0.11458 | 0.11458 | 0.11458 | 0.11458 | 0.11458 | 0.11458 | 0.11458 | 0.11458 | 0.11458 | 0.11458 | 0.11458 | 0.11458 | 0.11458
0 | 0 | 0 |  | 0 |  |  | 0.1685 | AES Greenridge:4 | 0.1685 | 0.1685 | 0.1685 | 0.1685 | 0.1685 | 0.1685 | 0.1685 | 0.1685 | 0.1685 | 0.1685 | 0.1685 | 0.1685 | 0.1685 | 0.1685 | 0.1685 | 0.1685 | 0.1685 | 0.1685 | 0.1685 | 0.1685 | 0.1685 | 0.1685 | 0.1685 | 0.1685 | 0.1685 | 0.1685 | 0.1685 | 0.1685 | 0.1685 | 0.1685 | 0.1685 | 0.1685 | 0.1685 | 0.1685 | 0.1685 | 0.1685 | 0.1685 | 0.1685 | 0.1685 | 0.1685 | 0.1685 | 0.1685 | 0.1685 | 0.1685 | 0.1685 | 0.1685 | 0.1685 | 0.1685 | 0.1685 | 0.1685 | 0.1685 | 0.1685 | 0.1685 | 0.1685
0 | 0 | 0 | 0 | 0 |  |  | 0.75 | Harris Lake:1 | 0.75 | 0.75 | 0.75 | 0.75 | 0.75 | 0.75 | 0.75 | 0.75 | 0.75 | 0.75 | 0.75 | 0.75 | 0.75 | 0.75 | 0.75 | 0.75 | 0.75 | 0.75 | 0.75 | 0.75 | 0.75 | 0.75 | 0.75 | 0.75 | 0.75 | 0.75 | 0.75 | 0.75 | 0.75 | 0.75 | 0.75 | 0.75 | 0.75 | 0.75 | 0.75 | 0.75 | 0.75 | 0.75 | 0.75 | 0.75 | 0.75 | 0.75 | 0.75 | 0.75 | 0.75 | 0.75 | 0.75 | 0.75 | 0.75 | 0.75 | 0.75 | 0.75 | 0.75 | 0.75
0 | 0 | 0 |  | 0 |  |  | 0.2729 | AES Cayuga:1 | 0.2729 | 0.2729 | 0.2729 | 0.2729 | 0.2729 | 0.2729 | 0.2729 | 0.2729 | 0.2729 | 0.2729 | 0.2729 | 0.2729 | 0.2729 | 0.2729 | 0.2729 | 0.2729 | 0.2729 | 0.2729 | 0.2729 | 0.2729 | 0.2729 | 0.2729 | 0.2729 | 0.2729 | 0.2729 | 0.2729 | 0.2729 | 0.2729 | 0.2729 | 0.2729 | 0.2729 | 0.2729 | 0.2729 | 0.2729 | 0.2729 | 0.2729 | 0.2729 | 0.2729 | 0.2729 | 0.2729 | 0.2729 | 0.2729 | 0.2729 | 0.2729 | 0.2729 | 0.2729 | 0.2729 | 0.2729 | 0.2729 | 0.2729 | 0.2729 | 0.2729 | 0.2729 | 0.2729
0 | 0 | 0 |  | 0 |  |  | 0.2573 | AES Cayuga:2 | 0.2573 | 0.2573 | 0.2573 | 0.2573 | 0.2573 | 0.2573 | 0.2573 | 0.2573 | 0.2573 | 0.2573 | 0.2573 | 0.2573 | 0.2573 | 0.2573 | 0.2573 | 0.2573 | 0.2573 | 0.2573 | 0.2573 | 0.2573 | 0.2573 | 0.2573 | 0.2573 | 0.2573 | 0.2573 | 0.2573 | 0.2573 | 0.2573 | 0.2573 | 0.2573 | 0.2573 | 0.2573 | 0.2573 | 0.2573 | 0.2573 | 0.2573 | 0.2573 | 0.2573 | 0.2573 | 0.2573 | 0.2573 | 0.2573 | 0.2573 | 0.2573 | 0.2573 | 0.2573 | 0.2573 | 0.2573 | 0.2573 | 0.2573 | 0.2573 | 0.2573 | 0.2573 | 0.2573
[7 empty] | 2.255 | Huntley:63 | 2.255 | 2.255 | 2.255 | 2.255 | 2.255 | 2.255 | 2.255 | 2.255 | 2.255 | 2.255 | 2.255 | 2.255 | 2.255 | 2.255 | 2.255 | 2.255 | 2.255 | 2.255 | 2.255 | 2.255 | 2.255 | 2.255 | 2.255 | 2.255 | 2.255 | 2.255 | 2.255 | 2.255 | 2.255 | 2.255 | 2.255 | 2.255 | 2.255 | 2.255 | 2.255 | 2.255 | 2.255 | 2.255 | 2.255 | 2.255 | 2.255 | 2.255 | 2.255 | 2.255 | 2.255 | 2.255 | 2.255 | 2.255 | 2.255 | 2.255 | 2.255 | 2.255 | 2.255 | 2.255
[7 empty] | 2.255 | Huntley:64 | 2.255 | 2.255 | 2.255 | 2.255 | 2.255 | 2.255 | 2.255 | 2.255 | 2.255 | 2.255 | 2.255 | 2.255 | 2.255 | 2.255 | 2.255 | 2.255 | 2.255 | 2.255 | 2.255 | 2.255 | 2.255 | 2.255 | 2.255 | 2.255 | 2.255 | 2.255 | 2.255 | 2.255 | 2.255 | 2.255 | 2.255 | 2.255 | 2.255 | 2.255 | 2.255 | 2.255 | 2.255 | 2.255 | 2.255 | 2.255 | 2.255 | 2.255 | 2.255 | 2.255 | 2.255 | 2.255 | 2.255 | 2.255 | 2.255 | 2.255 | 2.255 | 2.255 | 2.255 | 2.255
[7 empty] | 2.299 | Huntley:65 | 2.299 | 2.299 | 2.299 | 2.299 | 2.299 | 2.299 | 2.299 | 2.299 | 2.299 | 2.299 | 2.299 | 2.299 | 2.299 | 2.299 | 2.299 | 2.299 | 2.299 | 2.299 | 2.299 | 2.299 | 2.299 | 2.299 | 2.299 | 2.299 | 2.299 | 2.299 | 2.299 | 2.299 | 2.299 | 2.299 | 2.299 | 2.299 | 2.299 | 2.299 | 2.299 | 2.299 | 2.299 | 2.299 | 2.299 | 2.299 | 2.299 | 2.299 | 2.299 | 2.299 | 2.299 | 2.299 | 2.299 | 2.299 | 2.299 | 2.299 | 2.299 | 2.299 | 2.299 | 2.299
[7 empty] | 0.229 | Huntley:66 | 0.229 | 0.229 | 0.229 | 0.229 | 0.229 | 0.229 | 0.229 | 0.229 | 0.229 | 0.229 | 0.229 | 0.229 | 0.229 | 0.229 | 0.229 | 0.229 | 0.229 | 0.229 | 0.229 | 0.229 | 0.229 | 0.229 | 0.229 | 0.229 | 0.229 | 0.229 | 0.229 | 0.229 | 0.229 | 0.229 | 0.229 | 0.229 | 0.229 | 0.229 | 0.229 | 0.229 | 0.229 | 0.229 | 0.229 | 0.229 | 0.229 | 0.229 | 0.229 | 0.229 | 0.229 | 0.229 | 0.229 | 0.229 | 0.229 | 0.229 | 0.229 | 0.229 | 0.229 | 0.229
2015 | 2015 | 2015 | 0 | 2017 |  |  | 0.6051 | Huntley:67 | 0.6051 | 0.6051 | 0.6051 | 0.6051 | 0.6051 | 0.6051 | 0.6051 | 0.6051 | 0.6051 | 0.6051 | 0.6051 | 0.6051 | 0.6051 | 0.6051 | 0.6051 | 0.42357 | 0.42357 | 0.042357 | 0.042357 | 0.042357 | 0.042357 | 0.042357 | 0.042357 | 0.042357 | 0.042357 | 0.042357 | 0.042357 | 0.042357 | 0.042357 | 0.042357 | 0.042357 | 0.042357 | 0.042357 | 0.042357 | 0.042357 | 0.042357 | 0.042357 | 0.042357 | 0.042357 | 0.042357 | 0.042357 | 0.042357 | 0.042357 | 0.042357 | 0.042357 | 0.042357 | 0.042357 | 0.042357 | 0.042357 | 0.042357 | 0.042357 | 0.042357 | 0.042357 | 0.042357
2015 | 2015 | 2015 | 0 | 2017 |  |  | 0.6123 | Huntley:68 | 0.6123 | 0.6123 | 0.6123 | 0.6123 | 0.6123 | 0.6123 | 0.6123 | 0.6123 | 0.6123 | 0.6123 | 0.6123 | 0.6123 | 0.6123 | 0.6123 | 0.6123 | 0.42861 | 0.42861 | 0.042861 | 0.042861 | 0.042861 | 0.042861 | 0.042861 | 0.042861 | 0.042861 | 0.042861 | 0.042861 | 0.042861 | 0.042861 | 0.042861 | 0.042861 | 0.042861 | 0.042861 | 0.042861 | 0.042861 | 0.042861 | 0.042861 | 0.042861 | 0.042861 | 0.042861 | 0.042861 | 0.042861 | 0.042861 | 0.042861 | 0.042861 | 0.042861 | 0.042861 | 0.042861 | 0.042861 | 0.042861 | 0.042861 | 0.042861 | 0.042861 | 0.042861 | 0.042861
2017 | 2017 | 2017 | 0 | 2019 |  |  | 0.5877 | Dunkirk (NRG):1 | 0.5877 | 0.5877 | 0.5877 | 0.5877 | 0.5877 | 0.5877 | 0.5877 | 0.5877 | 0.5877 | 0.5877 | 0.5877 | 0.5877 | 0.5877 | 0.5877 | 0.5877 | 0.5877 | 0.5877 | 0.41139 | 0.41139 | 0.041139 | 0.041139 | 0.041139 | 0.041139 | 0.041139 | 0.041139 | 0.041139 | 0.041139 | 0.041139 | 0.041139 | 0.041139 | 0.041139 | 0.041139 | 0.041139 | 0.041139 | 0.041139 | 0.041139 | 0.041139 | 0.041139 | 0.041139 | 0.041139 | 0.041139 | 0.041139 | 0.041139 | 0.041139 | 0.041139 | 0.041139 | 0.041139 | 0.041139 | 0.041139 | 0.041139 | 0.041139 | 0.041139 | 0.041139 | 0.041139
2017 | 2017 | 2017 | 0 | 2019 |  |  | 0.5965 | Dunkirk (NRG):2 | 0.5965 | 0.5965 | 0.5965 | 0.5965 | 0.5965 | 0.5965 | 0.5965 | 0.5965 | 0.5965 | 0.5965 | 0.5965 | 0.5965 | 0.5965 | 0.5965 | 0.5965 | 0.5965 | 0.5965 | 0.41755 | 0.41755 | 0.041755 | 0.041755 | 0.041755 | 0.041755 | 0.041755 | 0.041755 | 0.041755 | 0.041755 | 0.041755 | 0.041755 | 0.041755 | 0.041755 | 0.041755 | 0.041755 | 0.041755 | 0.041755 | 0.041755 | 0.041755 | 0.041755 | 0.041755 | 0.041755 | 0.041755 | 0.041755 | 0.041755 | 0.041755 | 0.041755 | 0.041755 | 0.041755 | 0.041755 | 0.041755 | 0.041755 | 0.041755 | 0.041755 | 0.041755 | 0.041755
2015 | 2015 | 2015 | 0 | 2017 |  |  | 0.6011 | Dunkirk (NRG):3 | 0.6011 | 0.6011 | 0.6011 | 0.6011 | 0.6011 | 0.6011 | 0.6011 | 0.6011 | 0.6011 | 0.6011 | 0.6011 | 0.6011 | 0.6011 | 0.6011 | 0.6011 | 0.42077 | 0.42077 | 0.042077 | 0.042077 | 0.042077 | 0.042077 | 0.042077 | 0.042077 | 0.042077 | 0.042077 | 0.042077 | 0.042077 | 0.042077 | 0.042077 | 0.042077 | 0.042077 | 0.042077 | 0.042077 | 0.042077 | 0.042077 | 0.042077 | 0.042077 | 0.042077 | 0.042077 | 0.042077 | 0.042077 | 0.042077 | 0.042077 | 0.042077 | 0.042077 | 0.042077 | 0.042077 | 0.042077 | 0.042077 | 0.042077 | 0.042077 | 0.042077 | 0.042077 | 0.042077
2015 | 2015 | 2015 | 0 | 2017 |  |  | 0.6089 | Dunkirk (NRG):ST4 | 0.6089 | 0.6089 | 0.6089 | 0.6089 | 0.6089 | 0.6089 | 0.6089 | 0.6089 | 0.6089 | 0.6089 | 0.6089 | 0.6089 | 0.6089 | 0.6089 | 0.6089 | 0.42623 | 0.42623 | 0.042623 | 0.042623 | 0.042623 | 0.042623 | 0.042623 | 0.042623 | 0.042623 | 0.042623 | 0.042623 | 0.042623 | 0.042623 | 0.042623 | 0.042623 | 0.042623 | 0.042623 | 0.042623 | 0.042623 | 0.042623 | 0.042623 | 0.042623 | 0.042623 | 0.042623 | 0.042623 | 0.042623 | 0.042623 | 0.042623 | 0.042623 | 0.042623 | 0.042623 | 0.042623 | 0.042623 | 0.042623 | 0.042623 | 0.042623 | 0.042623 | 0.042623 | 0.042623
0 | 0 | 0 | 0 | 0 |  |  | 1.192 | Oswego:ST5 | 1.192 | 1.192 | 1.192 | 1.192 | 1.192 | 1.192 | 1.192 | 1.192 | 1.192 | 1.192 | 1.192 | 1.192 | 1.192 | 1.192 | 1.192 | 1.192 | 1.192 | 1.192 | 1.192 | 1.192 | 1.192 | 1.192 | 1.192 | 1.192 | 1.192 | 1.192 | 1.192 | 1.192 | 1.192 | 1.192 | 1.192 | 1.192 | 1.192 | 1.192 | 1.192 | 1.192 | 1.192 | 1.192 | 1.192 | 1.192 | 1.192 | 1.192 | 1.192 | 1.192 | 1.192 | 1.192 | 1.192 | 1.192 | 1.192 | 1.192 | 1.192 | 1.192 | 1.192 | 1.192
0 | 0 | 0 | 0 | 0 |  |  | 0.665 | Oswego:ST6 | 0.665 | 0.665 | 0.665 | 0.665 | 0.665 | 0.665 | 0.665 | 0.665 | 0.665 | 0.665 | 0.665 | 0.665 | 0.665 | 0.665 | 0.665 | 0.665 | 0.665 | 0.665 | 0.665 | 0.665 | 0.665 | 0.665 | 0.665 | 0.665 | 0.665 | 0.665 | 0.665 | 0.665 | 0.665 | 0.665 | 0.665 | 0.665 | 0.665 | 0.665 | 0.665 | 0.665 | 0.665 | 0.665 | 0.665 | 0.665 | 0.665 | 0.665 | 0.665 | 0.665 | 0.665 | 0.665 | 0.665 | 0.665 | 0.665 | 0.665 | 0.665 | 0.665 | 0.665 | 0.665
0 | 0 | 0 | 2017 | 0 |  |  | 3.0867 | Gaston (ALAP):1 | 3.0867 | 3.0867 | 3.0867 | 3.0867 | 3.0867 | 3.0867 | 3.0867 | 3.0867 | 3.0867 | 3.0867 | 3.0867 | 3.0867 | 3.0867 | 3.0867 | 3.0867 | 3.0867 | 3.0867 | 0.061734 | 0.061734 | 0.061734 | 0.061734 | 0.061734 | 0.061734 | 0.061734 | 0.061734 | 0.061734 | 0.061734 | 0.061734 | 0.061734 | 0.061734 | 0.061734 | 0.061734 | 0.061734 | 0.061734 | 0.061734 | 0.061734 | 0.061734 | 0.061734 | 0.061734 | 0.061734 | 0.061734 | 0.061734 | 0.061734 | 0.061734 | 0.061734 | 0.061734 | 0.061734 | 0.061734 | 0.061734 | 0.061734 | 0.061734 | 0.061734 | 0.061734 | 0.061734
0 | 0 | 0 | 2017 | 0 |  |  | 3.1008 | Gaston (ALAP):ST4 | 3.1008 | 3.1008 | 3.1008 | 3.1008 | 3.1008 | 3.1008 | 3.1008 | 3.1008 | 3.1008 | 3.1008 | 3.1008 | 3.1008 | 3.1008 | 3.1008 | 3.1008 | 3.1008 | 3.1008 | 0.062016 | 0.062016 | 0.062016 | 0.062016 | 0.062016 | 0.062016 | 0.062016 | 0.062016 | 0.062016 | 0.062016 | 0.062016 | 0.062016 | 0.062016 | 0.062016 | 0.062016 | 0.062016 | 0.062016 | 0.062016 | 0.062016 | 0.062016 | 0.062016 | 0.062016 | 0.062016 | 0.062016 | 0.062016 | 0.062016 | 0.062016 | 0.062016 | 0.062016 | 0.062016 | 0.062016 | 0.062016 | 0.062016 | 0.062016 | 0.062016 | 0.062016 | 0.062016
0 | 0 | 0 | 2017 | 0 |  |  | 3.1187 | Gaston (ALAP):2 | 3.1187 | 3.1187 | 3.1187 | 3.1187 | 3.1187 | 3.1187 | 3.1187 | 3.1187 | 3.1187 | 3.1187 | 3.1187 | 3.1187 | 3.1187 | 3.1187 | 3.1187 | 3.1187 | 3.1187 | 0.062374 | 0.062374 | 0.062374 | 0.062374 | 0.062374 | 0.062374 | 0.062374 | 0.062374 | 0.062374 | 0.062374 | 0.062374 | 0.062374 | 0.062374 | 0.062374 | 0.062374 | 0.062374 | 0.062374 | 0.062374 | 0.062374 | 0.062374 | 0.062374 | 0.062374 | 0.062374 | 0.062374 | 0.062374 | 0.062374 | 0.062374 | 0.062374 | 0.062374 | 0.062374 | 0.062374 | 0.062374 | 0.062374 | 0.062374 | 0.062374 | 0.062374 | 0.062374
0 | 0 | 0 | 2017 | 0 |  |  | 3.0789 | Gaston (ALAP):3 | 3.0789 | 3.0789 | 3.0789 | 3.0789 | 3.0789 | 3.0789 | 3.0789 | 3.0789 | 3.0789 | 3.0789 | 3.0789 | 3.0789 | 3.0789 | 3.0789 | 3.0789 | 3.0789 | 3.0789 | 0.061578 | 0.061578 | 0.061578 | 0.061578 | 0.061578 | 0.061578 | 0.061578 | 0.061578 | 0.061578 | 0.061578 | 0.061578 | 0.061578 | 0.061578 | 0.061578 | 0.061578 | 0.061578 | 0.061578 | 0.061578 | 0.061578 | 0.061578 | 0.061578 | 0.061578 | 0.061578 | 0.061578 | 0.061578 | 0.061578 | 0.061578 | 0.061578 | 0.061578 | 0.061578 | 0.061578 | 0.061578 | 0.061578 | 0.061578 | 0.061578 | 0.061578 | 0.061578
0 | 0 | 0 | 0 | 0 |  |  | 2.402 | Gaston (ALAP):GT4 | 2.402 | 2.402 | 2.402 | 2.402 | 2.402 | 2.402 | 2.402 | 2.402 | 2.402 | 2.402 | 2.402 | 2.402 | 2.402 | 2.402 | 2.402 | 2.402 | 2.402 | 2.402 | 2.402 | 2.402 | 2.402 | 2.402 | 2.402 | 2.402 | 2.402 | 2.402 | 2.402 | 2.402 | 2.402 | 2.402 | 2.402 | 2.402 | 2.402 | 2.402 | 2.402 | 2.402 | 2.402 | 2.402 | 2.402 | 2.402 | 2.402 | 2.402 | 2.402 | 2.402 | 2.402 | 2.402 | 2.402 | 2.402 | 2.402 | 2.402 | 2.402 | 2.402 | 2.402 | 2.402
0 | 0 | 0 |  | 0 |  |  | 0.098955 | Gaston (ALAP):5 | 1.9791 | 1.9791 | 1.9791 | 1.9791 | 1.9791 | 1.9791 | 1.9791 | 1.9791 | 1.9791 | 1.9791 | 0.098955 | 0.098955 | 0.098955 | 0.098955 | 0.098955 | 0.098955 | 0.098955 | 0.098955 | 0.098955 | 0.098955 | 0.098955 | 0.098955 | 0.098955 | 0.098955 | 0.098955 | 0.098955 | 0.098955 | 0.098955 | 0.098955 | 0.098955 | 0.098955 | 0.098955 | 0.098955 | 0.098955 | 0.098955 | 0.098955 | 0.098955 | 0.098955 | 0.098955 | 0.098955 | 0.098955 | 0.098955 | 0.098955 | 0.098955 | 0.098955 | 0.098955 | 0.098955 | 0.098955 | 0.098955 | 0.098955 | 0.098955 | 0.098955 | 0.098955 | 0.098955
0 | 0 | 0 |  | 0 |  |  | 0.145 | Bowline Point:1 | 0.145 | 0.145 | 0.145 | 0.145 | 0.145 | 0.145 | 0.145 | 0.145 | 0.145 | 0.145 | 0.145 | 0.145 | 0.145 | 0.145 | 0.145 | 0.145 | 0.145 | 0.145 | 0.145 | 0.145 | 0.145 | 0.145 | 0.145 | 0.145 | 0.145 | 0.145 | 0.145 | 0.145 | 0.145 | 0.145 | 0.145 | 0.145 | 0.145 | 0.145 | 0.145 | 0.145 | 0.145 | 0.145 | 0.145 | 0.145 | 0.145 | 0.145 | 0.145 | 0.145 | 0.145 | 0.145 | 0.145 | 0.145 | 0.145 | 0.145 | 0.145 | 0.145 | 0.145 | 0.145
[7 empty] | 0.818 | Lovett:4 | 0.818 | 0.818 | 0.818 | 0.818 | 0.818 | 0.818 | 0.818 | 0.818 | 0.818 | 0.818 | 0.818 | 0.818 | 0.818 | 0.818 | 0.818 | 0.818 | 0.818 | 0.818 | 0.818 | 0.818 | 0.818 | 0.818 | 0.818 | 0.818 | 0.818 | 0.818 | 0.818 | 0.818 | 0.818 | 0.818 | 0.818 | 0.818 | 0.818 | 0.818 | 0.818 | 0.818 | 0.818 | 0.818 | 0.818 | 0.818 | 0.818 | 0.818 | 0.818 | 0.818 | 0.818 | 0.818 | 0.818 | 0.818 | 0.818 | 0.818 | 0.818 | 0.818 | 0.818 | 0.818
[7 empty] | 0.885 | Lovett:5 | 0.885 | 0.885 | 0.885 | 0.885 | 0.885 | 0.885 | 0.885 | 0.885 | 0.885 | 0.885 | 0.885 | 0.885 | 0.885 | 0.885 | 0.885 | 0.885 | 0.885 | 0.885 | 0.885 | 0.885 | 0.885 | 0.885 | 0.885 | 0.885 | 0.885 | 0.885 | 0.885 | 0.885 | 0.885 | 0.885 | 0.885 | 0.885 | 0.885 | 0.885 | 0.885 | 0.885 | 0.885 | 0.885 | 0.885 | 0.885 | 0.885 | 0.885 | 0.885 | 0.885 | 0.885 | 0.885 | 0.885 | 0.885 | 0.885 | 0.885 | 0.885 | 0.885 | 0.885 | 0.885
[7 empty] | 0.75 | Rochester 3 (Beebee Station):13 | 0.75 | 0.75 | 0.75 | 0.75 | 0.75 | 0.75 | 0.75 | 0.75 | 0.75 | 0.75 | 0.75 | 0.75 | 0.75 | 0.75 | 0.75 | 0.75 | 0.75 | 0.75 | 0.75 | 0.75 | 0.75 | 0.75 | 0.75 | 0.75 | 0.75 | 0.75 | 0.75 | 0.75 | 0.75 | 0.75 | 0.75 | 0.75 | 0.75 | 0.75 | 0.75 | 0.75 | 0.75 | 0.75 | 0.75 | 0.75 | 0.75 | 0.75 | 0.75 | 0.75 | 0.75 | 0.75 | 0.75 | 0.75 | 0.75 | 0.75 | 0.75 | 0.75 | 0.75 | 0.75
[7 empty] | 3.363 | Rochester 7 (Russell Station):1 | 3.363 | 3.363 | 3.363 | 3.363 | 3.363 | 3.363 | 3.363 | 3.363 | 3.363 | 3.363 | 3.363 | 3.363 | 3.363 | 3.363 | 3.363 | 3.363 | 3.363 | 3.363 | 3.363 | 3.363 | 3.363 | 3.363 | 3.363 | 3.363 | 3.363 | 3.363 | 3.363 | 3.363 | 3.363 | 3.363 | 3.363 | 3.363 | 3.363 | 3.363 | 3.363 | 3.363 | 3.363 | 3.363 | 3.363 | 3.363 | 3.363 | 3.363 | 3.363 | 3.363 | 3.363 | 3.363 | 3.363 | 3.363 | 3.363 | 3.363 | 3.363 | 3.363 | 3.363 | 3.363
[7 empty] | 3.345 | Rochester 7 (Russell Station):2 | 3.345 | 3.345 | 3.345 | 3.345 | 3.345 | 3.345 | 3.345 | 3.345 | 3.345 | 3.345 | 3.345 | 3.345 | 3.345 | 3.345 | 3.345 | 3.345 | 3.345 | 3.345 | 3.345 | 3.345 | 3.345 | 3.345 | 3.345 | 3.345 | 3.345 | 3.345 | 3.345 | 3.345 | 3.345 | 3.345 | 3.345 | 3.345 | 3.345 | 3.345 | 3.345 | 3.345 | 3.345 | 3.345 | 3.345 | 3.345 | 3.345 | 3.345 | 3.345 | 3.345 | 3.345 | 3.345 | 3.345 | 3.345 | 3.345 | 3.345 | 3.345 | 3.345 | 3.345 | 3.345
[7 empty] | 2.823 | Rochester 7 (Russell Station):3 | 2.823 | 2.823 | 2.823 | 2.823 | 2.823 | 2.823 | 2.823 | 2.823 | 2.823 | 2.823 | 2.823 | 2.823 | 2.823 | 2.823 | 2.823 | 2.823 | 2.823 | 2.823 | 2.823 | 2.823 | 2.823 | 2.823 | 2.823 | 2.823 | 2.823 | 2.823 | 2.823 | 2.823 | 2.823 | 2.823 | 2.823 | 2.823 | 2.823 | 2.823 | 2.823 | 2.823 | 2.823 | 2.823 | 2.823 | 2.823 | 2.823 | 2.823 | 2.823 | 2.823 | 2.823 | 2.823 | 2.823 | 2.823 | 2.823 | 2.823 | 2.823 | 2.823 | 2.823 | 2.823
[7 empty] | 2.968 | Rochester 7 (Russell Station):4 | 2.968 | 2.968 | 2.968 | 2.968 | 2.968 | 2.968 | 2.968 | 2.968 | 2.968 | 2.968 | 2.968 | 2.968 | 2.968 | 2.968 | 2.968 | 2.968 | 2.968 | 2.968 | 2.968 | 2.968 | 2.968 | 2.968 | 2.968 | 2.968 | 2.968 | 2.968 | 2.968 | 2.968 | 2.968 | 2.968 | 2.968 | 2.968 | 2.968 | 2.968 | 2.968 | 2.968 | 2.968 | 2.968 | 2.968 | 2.968 | 2.968 | 2.968 | 2.968 | 2.968 | 2.968 | 2.968 | 2.968 | 2.968 | 2.968 | 2.968 | 2.968 | 2.968 | 2.968 | 2.968
0 | 0 | 0 | 0 | 0 |  |  | 0.75 | Plant No. 1 - FREEP:ALL | 0.75 | 0.75 | 0.75 | 0.75 | 0.75 | 0.75 | 0.75 | 0.75 | 0.75 | 0.75 | 0.75 | 0.75 | 0.75 | 0.75 | 0.75 | 0.75 | 0.75 | 0.75 | 0.75 | 0.75 | 0.75 | 0.75 | 0.75 | 0.75 | 0.75 | 0.75 | 0.75 | 0.75 | 0.75 | 0.75 | 0.75 | 0.75 | 0.75 | 0.75 | 0.75 | 0.75 | 0.75 | 0.75 | 0.75 | 0.75 | 0.75 | 0.75 | 0.75 | 0.75 | 0.75 | 0.75 | 0.75 | 0.75 | 0.75 | 0.75 | 0.75 | 0.75 | 0.75 | 0.75
[7 empty] | 0.75 | Plant No 2 (FREEP):12 | 0.75 | 0.75 | 0.75 | 0.75 | 0.75 | 0.75 | 0.75 | 0.75 | 0.75 | 0.75 | 0.75 | 0.75 | 0.75 | 0.75 | 0.75 | 0.75 | 0.75 | 0.75 | 0.75 | 0.75 | 0.75 | 0.75 | 0.75 | 0.75 | 0.75 | 0.75 | 0.75 | 0.75 | 0.75 | 0.75 | 0.75 | 0.75 | 0.75 | 0.75 | 0.75 | 0.75 | 0.75 | 0.75 | 0.75 | 0.75 | 0.75 | 0.75 | 0.75 | 0.75 | 0.75 | 0.75 | 0.75 | 0.75 | 0.75 | 0.75 | 0.75 | 0.75 | 0.75 | 0.75
0 | 0 | 0 | 0 | 0 |  |  | 0.75 | Plant No 2 (FREEP):3 | 0.75 | 0.75 | 0.75 | 0.75 | 0.75 | 0.75 | 0.75 | 0.75 | 0.75 | 0.75 | 0.75 | 0.75 | 0.75 | 0.75 | 0.75 | 0.75 | 0.75 | 0.75 | 0.75 | 0.75 | 0.75 | 0.75 | 0.75 | 0.75 | 0.75 | 0.75 | 0.75 | 0.75 | 0.75 | 0.75 | 0.75 | 0.75 | 0.75 | 0.75 | 0.75 | 0.75 | 0.75 | 0.75 | 0.75 | 0.75 | 0.75 | 0.75 | 0.75 | 0.75 | 0.75 | 0.75 | 0.75 | 0.75 | 0.75 | 0.75 | 0.75 | 0.75 | 0.75 | 0.75
2017 | 2017 | 2017 | 0 | 2020 |  |  | 2.6666 | Carlson:5 | 2.6666 | 2.6666 | 2.6666 | 2.6666 | 2.6666 | 2.6666 | 2.6666 | 2.6666 | 2.6666 | 2.6666 | 2.6666 | 2.6666 | 2.6666 | 2.6666 | 2.6666 | 2.6666 | 2.6666 | 1.8666 | 1.8666 | 1.8666 | 0.18666 | 0.18666 | 0.18666 | 0.18666 | 0.18666 | 0.18666 | 0.18666 | 0.18666 | 0.18666 | 0.18666 | 0.18666 | 0.18666 | 0.18666 | 0.18666 | 0.18666 | 0.18666 | 0.18666 | 0.18666 | 0.18666 | 0.18666 | 0.18666 | 0.18666 | 0.18666 | 0.18666 | 0.18666 | 0.18666 | 0.18666 | 0.18666 | 0.18666 | 0.18666 | 0.18666 | 0.18666 | 0.18666 | 0.18666
2017 | 2017 | 2017 | 0 | 2020 |  |  | 2.6631 | Carlson:6 | 2.6631 | 2.6631 | 2.6631 | 2.6631 | 2.6631 | 2.6631 | 2.6631 | 2.6631 | 2.6631 | 2.6631 | 2.6631 | 2.6631 | 2.6631 | 2.6631 | 2.6631 | 2.6631 | 2.6631 | 1.8642 | 1.8642 | 1.8642 | 0.18642 | 0.18642 | 0.18642 | 0.18642 | 0.18642 | 0.18642 | 0.18642 | 0.18642 | 0.18642 | 0.18642 | 0.18642 | 0.18642 | 0.18642 | 0.18642 | 0.18642 | 0.18642 | 0.18642 | 0.18642 | 0.18642 | 0.18642 | 0.18642 | 0.18642 | 0.18642 | 0.18642 | 0.18642 | 0.18642 | 0.18642 | 0.18642 | 0.18642 | 0.18642 | 0.18642 | 0.18642 | 0.18642 | 0.18642
[7 empty] | 0.75 | Rockville:78 | 0.75 | 0.75 | 0.75 | 0.75 | 0.75 | 0.75 | 0.75 | 0.75 | 0.75 | 0.75 | 0.75 | 0.75 | 0.75 | 0.75 | 0.75 | 0.75 | 0.75 | 0.75 | 0.75 | 0.75 | 0.75 | 0.75 | 0.75 | 0.75 | 0.75 | 0.75 | 0.75 | 0.75 | 0.75 | 0.75 | 0.75 | 0.75 | 0.75 | 0.75 | 0.75 | 0.75 | 0.75 | 0.75 | 0.75 | 0.75 | 0.75 | 0.75 | 0.75 | 0.75 | 0.75 | 0.75 | 0.75 | 0.75 | 0.75 | 0.75 | 0.75 | 0.75 | 0.75 | 0.75
0 | 0 | 0 |  | 0 |  |  | 0.1256 | Asheville:1 | 0.1256 | 0.1256 | 0.1256 | 0.1256 | 0.1256 | 0.1256 | 0.1256 | 0.1256 | 0.1256 | 0.1256 | 0.1256 | 0.1256 | 0.1256 | 0.1256 | 0.1256 | 0.1256 | 0.1256 | 0.1256 | 0.1256 | 0.1256 | 0.1256 | 0.1256 | 0.1256 | 0.1256 | 0.1256 | 0.1256 | 0.1256 | 0.1256 | 0.1256 | 0.1256 | 0.1256 | 0.1256 | 0.1256 | 0.1256 | 0.1256 | 0.1256 | 0.1256 | 0.1256 | 0.1256 | 0.1256 | 0.1256 | 0.1256 | 0.1256 | 0.1256 | 0.1256 | 0.1256 | 0.1256 | 0.1256 | 0.1256 | 0.1256 | 0.1256 | 0.1256 | 0.1256 | 0.1256
0 | 0 | 0 |  | 0 |  |  | 0.1218 | Asheville:2 | 0.1218 | 0.1218 | 0.1218 | 0.1218 | 0.1218 | 0.1218 | 0.1218 | 0.1218 | 0.1218 | 0.1218 | 0.1218 | 0.1218 | 0.1218 | 0.1218 | 0.1218 | 0.1218 | 0.1218 | 0.1218 | 0.1218 | 0.1218 | 0.1218 | 0.1218 | 0.1218 | 0.1218 | 0.1218 | 0.1218 | 0.1218 | 0.1218 | 0.1218 | 0.1218 | 0.1218 | 0.1218 | 0.1218 | 0.1218 | 0.1218 | 0.1218 | 0.1218 | 0.1218 | 0.1218 | 0.1218 | 0.1218 | 0.1218 | 0.1218 | 0.1218 | 0.1218 | 0.1218 | 0.1218 | 0.1218 | 0.1218 | 0.1218 | 0.1218 | 0.1218 | 0.1218 | 0.1218
0 | 0 | 0 | 0 | 0 |  |  | 0.75 | Blewett:GT1 | 0.75 | 0.75 | 0.75 | 0.75 | 0.75 | 0.75 | 0.75 | 0.75 | 0.75 | 0.75 | 0.75 | 0.75 | 0.75 | 0.75 | 0.75 | 0.75 | 0.75 | 0.75 | 0.75 | 0.75 | 0.75 | 0.75 | 0.75 | 0.75 | 0.75 | 0.75 | 0.75 | 0.75 | 0.75 | 0.75 | 0.75 | 0.75 | 0.75 | 0.75 | 0.75 | 0.75 | 0.75 | 0.75 | 0.75 | 0.75 | 0.75 | 0.75 | 0.75 | 0.75 | 0.75 | 0.75 | 0.75 | 0.75 | 0.75 | 0.75 | 0.75 | 0.75 | 0.75 | 0.75
0 | 0 | 0 | 0 | 0 |  |  | 0.75 | Blewett:GT2 | 0.75 | 0.75 | 0.75 | 0.75 | 0.75 | 0.75 | 0.75 | 0.75 | 0.75 | 0.75 | 0.75 | 0.75 | 0.75 | 0.75 | 0.75 | 0.75 | 0.75 | 0.75 | 0.75 | 0.75 | 0.75 | 0.75 | 0.75 | 0.75 | 0.75 | 0.75 | 0.75 | 0.75 | 0.75 | 0.75 | 0.75 | 0.75 | 0.75 | 0.75 | 0.75 | 0.75 | 0.75 | 0.75 | 0.75 | 0.75 | 0.75 | 0.75 | 0.75 | 0.75 | 0.75 | 0.75 | 0.75 | 0.75 | 0.75 | 0.75 | 0.75 | 0.75 | 0.75 | 0.75
0 | 0 | 0 | 0 | 0 |  |  | 0.75 | Blewett:GT3 | 0.75 | 0.75 | 0.75 | 0.75 | 0.75 | 0.75 | 0.75 | 0.75 | 0.75 | 0.75 | 0.75 | 0.75 | 0.75 | 0.75 | 0.75 | 0.75 | 0.75 | 0.75 | 0.75 | 0.75 | 0.75 | 0.75 | 0.75 | 0.75 | 0.75 | 0.75 | 0.75 | 0.75 | 0.75 | 0.75 | 0.75 | 0.75 | 0.75 | 0.75 | 0.75 | 0.75 | 0.75 | 0.75 | 0.75 | 0.75 | 0.75 | 0.75 | 0.75 | 0.75 | 0.75 | 0.75 | 0.75 | 0.75 | 0.75 | 0.75 | 0.75 | 0.75 | 0.75 | 0.75
0 | 0 | 0 | 0 | 0 |  |  | 0.75 | Blewett:GT4 | 0.75 | 0.75 | 0.75 | 0.75 | 0.75 | 0.75 | 0.75 | 0.75 | 0.75 | 0.75 | 0.75 | 0.75 | 0.75 | 0.75 | 0.75 | 0.75 | 0.75 | 0.75 | 0.75 | 0.75 | 0.75 | 0.75 | 0.75 | 0.75 | 0.75 | 0.75 | 0.75 | 0.75 | 0.75 | 0.75 | 0.75 | 0.75 | 0.75 | 0.75 | 0.75 | 0.75 | 0.75 | 0.75 | 0.75 | 0.75 | 0.75 | 0.75 | 0.75 | 0.75 | 0.75 | 0.75 | 0.75 | 0.75 | 0.75 | 0.75 | 0.75 | 0.75 | 0.75 | 0.75
[7 empty] | 0.75 | Cape Fear:CA1 | 0.75 | 0.75 | 0.75 | 0.75 | 0.75 | 0.75 | 0.75 | 0.75 | 0.75 | 0.75 | 0.75 | 0.75 | 0.75 | 0.75 | 0.75 | 0.75 | 0.75 | 0.75 | 0.75 | 0.75 | 0.75 | 0.75 | 0.75 | 0.75 | 0.75 | 0.75 | 0.75 | 0.75 | 0.75 | 0.75 | 0.75 | 0.75 | 0.75 | 0.75 | 0.75 | 0.75 | 0.75 | 0.75 | 0.75 | 0.75 | 0.75 | 0.75 | 0.75 | 0.75 | 0.75 | 0.75 | 0.75 | 0.75 | 0.75 | 0.75 | 0.75 | 0.75 | 0.75 | 0.75
[7 empty] | 0.75 | Cape Fear:CA2 | 0.75 | 0.75 | 0.75 | 0.75 | 0.75 | 0.75 | 0.75 | 0.75 | 0.75 | 0.75 | 0.75 | 0.75 | 0.75 | 0.75 | 0.75 | 0.75 | 0.75 | 0.75 | 0.75 | 0.75 | 0.75 | 0.75 | 0.75 | 0.75 | 0.75 | 0.75 | 0.75 | 0.75 | 0.75 | 0.75 | 0.75 | 0.75 | 0.75 | 0.75 | 0.75 | 0.75 | 0.75 | 0.75 | 0.75 | 0.75 | 0.75 | 0.75 | 0.75 | 0.75 | 0.75 | 0.75 | 0.75 | 0.75 | 0.75 | 0.75 | 0.75 | 0.75 | 0.75 | 0.75
2016 | 2016 | 2016 | 0 | 2018 |  |  | 1.0639 | Cape Fear:5 | 1.0639 | 1.0639 | 1.0639 | 1.0639 | 1.0639 | 1.0639 | 1.0639 | 1.0639 | 1.0639 | 1.0639 | 1.0639 | 1.0639 | 1.0639 | 1.0639 | 1.0639 | 1.0639 | 0.74473 | 0.74473 | 0.074473 | 0.074473 | 0.074473 | 0.074473 | 0.074473 | 0.074473 | 0.074473 | 0.074473 | 0.074473 | 0.074473 | 0.074473 | 0.074473 | 0.074473 | 0.074473 | 0.074473 | 0.074473 | 0.074473 | 0.074473 | 0.074473 | 0.074473 | 0.074473 | 0.074473 | 0.074473 | 0.074473 | 0.074473 | 0.074473 | 0.074473 | 0.074473 | 0.074473 | 0.074473 | 0.074473 | 0.074473 | 0.074473 | 0.074473 | 0.074473 | 0.074473
2016 | 2016 | 2016 | 0 | 2018 |  |  | 1.3734 | Cape Fear:6 | 1.3734 | 1.3734 | 1.3734 | 1.3734 | 1.3734 | 1.3734 | 1.3734 | 1.3734 | 1.3734 | 1.3734 | 1.3734 | 1.3734 | 1.3734 | 1.3734 | 1.3734 | 1.3734 | 0.96138 | 0.96138 | 0.096138 | 0.096138 | 0.096138 | 0.096138 | 0.096138 | 0.096138 | 0.096138 | 0.096138 | 0.096138 | 0.096138 | 0.096138 | 0.096138 | 0.096138 | 0.096138 | 0.096138 | 0.096138 | 0.096138 | 0.096138 | 0.096138 | 0.096138 | 0.096138 | 0.096138 | 0.096138 | 0.096138 | 0.096138 | 0.096138 | 0.096138 | 0.096138 | 0.096138 | 0.096138 | 0.096138 | 0.096138 | 0.096138 | 0.096138 | 0.096138 | 0.096138
2017 | 2017 | 2017 | 0 | 2019 |  |  | 1.403 | Lee (CPLC):1 | 1.403 | 1.403 | 1.403 | 1.403 | 1.403 | 1.403 | 1.403 | 1.403 | 1.403 | 1.403 | 1.403 | 1.403 | 1.403 | 1.403 | 1.403 | 1.403 | 1.403 | 0.9821 | 0.9821 | 0.09821 | 0.09821 | 0.09821 | 0.09821 | 0.09821 | 0.09821 | 0.09821 | 0.09821 | 0.09821 | 0.09821 | 0.09821 | 0.09821 | 0.09821 | 0.09821 | 0.09821 | 0.09821 | 0.09821 | 0.09821 | 0.09821 | 0.09821 | 0.09821 | 0.09821 | 0.09821 | 0.09821 | 0.09821 | 0.09821 | 0.09821 | 0.09821 | 0.09821 | 0.09821 | 0.09821 | 0.09821 | 0.09821 | 0.09821 | 0.09821
[7 empty] | 0.013 | Lee (CPLC):GTMH | 0.013 | 0.013 | 0.013 | 0.013 | 0.013 | 0.013 | 0.013 | 0.013 | 0.013 | 0.013 | 0.013 | 0.013 | 0.013 | 0.013 | 0.013 | 0.013 | 0.013 | 0.013 | 0.013 | 0.013 | 0.013 | 0.013 | 0.013 | 0.013 | 0.013 | 0.013 | 0.013 | 0.013 | 0.013 | 0.013 | 0.013 | 0.013 | 0.013 | 0.013 | 0.013 | 0.013 | 0.013 | 0.013 | 0.013 | 0.013 | 0.013 | 0.013 | 0.013 | 0.013 | 0.013 | 0.013 | 0.013 | 0.013 | 0.013 | 0.013 | 0.013 | 0.013 | 0.013 | 0.013
[7 empty] | 0.008 | Lee (CPLC):GT2 | 0.008 | 0.008 | 0.008 | 0.008 | 0.008 | 0.008 | 0.008 | 0.008 | 0.008 | 0.008 | 0.008 | 0.008 | 0.008 | 0.008 | 0.008 | 0.008 | 0.008 | 0.008 | 0.008 | 0.008 | 0.008 | 0.008 | 0.008 | 0.008 | 0.008 | 0.008 | 0.008 | 0.008 | 0.008 | 0.008 | 0.008 | 0.008 | 0.008 | 0.008 | 0.008 | 0.008 | 0.008 | 0.008 | 0.008 | 0.008 | 0.008 | 0.008 | 0.008 | 0.008 | 0.008 | 0.008 | 0.008 | 0.008 | 0.008 | 0.008 | 0.008 | 0.008 | 0.008 | 0.008
[7 empty] | 0.018 | Lee (CPLC):GT3 | 0.018 | 0.018 | 0.018 | 0.018 | 0.018 | 0.018 | 0.018 | 0.018 | 0.018 | 0.018 | 0.018 | 0.018 | 0.018 | 0.018 | 0.018 | 0.018 | 0.018 | 0.018 | 0.018 | 0.018 | 0.018 | 0.018 | 0.018 | 0.018 | 0.018 | 0.018 | 0.018 | 0.018 | 0.018 | 0.018 | 0.018 | 0.018 | 0.018 | 0.018 | 0.018 | 0.018 | 0.018 | 0.018 | 0.018 | 0.018 | 0.018 | 0.018 | 0.018 | 0.018 | 0.018 | 0.018 | 0.018 | 0.018 | 0.018 | 0.018 | 0.018 | 0.018 | 0.018 | 0.018
[7 empty] | 0.006 | Lee (CPLC):GT4 | 0.006 | 0.006 | 0.006 | 0.006 | 0.006 | 0.006 | 0.006 | 0.006 | 0.006 | 0.006 | 0.006 | 0.006 | 0.006 | 0.006 | 0.006 | 0.006 | 0.006 | 0.006 | 0.006 | 0.006 | 0.006 | 0.006 | 0.006 | 0.006 | 0.006 | 0.006 | 0.006 | 0.006 | 0.006 | 0.006 | 0.006 | 0.006 | 0.006 | 0.006 | 0.006 | 0.006 | 0.006 | 0.006 | 0.006 | 0.006 | 0.006 | 0.006 | 0.006 | 0.006 | 0.006 | 0.006 | 0.006 | 0.006 | 0.006 | 0.006 | 0.006 | 0.006 | 0.006 | 0.006
2017 | 2017 | 2017 | 0 | 2019 |  |  | 1.3655 | Lee (CPLC):2 | 1.3655 | 1.3655 | 1.3655 | 1.3655 | 1.3655 | 1.3655 | 1.3655 | 1.3655 | 1.3655 | 1.3655 | 1.3655 | 1.3655 | 1.3655 | 1.3655 | 1.3655 | 1.3655 | 1.3655 | 0.95585 | 0.95585 | 0.095585 | 0.095585 | 0.095585 | 0.095585 | 0.095585 | 0.095585 | 0.095585 | 0.095585 | 0.095585 | 0.095585 | 0.095585 | 0.095585 | 0.095585 | 0.095585 | 0.095585 | 0.095585 | 0.095585 | 0.095585 | 0.095585 | 0.095585 | 0.095585 | 0.095585 | 0.095585 | 0.095585 | 0.095585 | 0.095585 | 0.095585 | 0.095585 | 0.095585 | 0.095585 | 0.095585 | 0.095585 | 0.095585 | 0.095585 | 0.095585
2015 | 2015 | 2015 | 0 | 2017 |  |  | 1.4046 | Lee (CPLC):3 | 1.4046 | 1.4046 | 1.4046 | 1.4046 | 1.4046 | 1.4046 | 1.4046 | 1.4046 | 1.4046 | 1.4046 | 1.4046 | 1.4046 | 1.4046 | 1.4046 | 1.4046 | 0.98322 | 0.98322 | 0.098322 | 0.098322 | 0.098322 | 0.098322 | 0.098322 | 0.098322 | 0.098322 | 0.098322 | 0.098322 | 0.098322 | 0.098322 | 0.098322 | 0.098322 | 0.098322 | 0.098322 | 0.098322 | 0.098322 | 0.098322 | 0.098322 | 0.098322 | 0.098322 | 0.098322 | 0.098322 | 0.098322 | 0.098322 | 0.098322 | 0.098322 | 0.098322 | 0.098322 | 0.098322 | 0.098322 | 0.098322 | 0.098322 | 0.098322 | 0.098322 | 0.098322 | 0.098322
[7 empty] | 0.75 | Morehead:GT1 | 0.75 | 0.75 | 0.75 | 0.75 | 0.75 | 0.75 | 0.75 | 0.75 | 0.75 | 0.75 | 0.75 | 0.75 | 0.75 | 0.75 | 0.75 | 0.75 | 0.75 | 0.75 | 0.75 | 0.75 | 0.75 | 0.75 | 0.75 | 0.75 | 0.75 | 0.75 | 0.75 | 0.75 | 0.75 | 0.75 | 0.75 | 0.75 | 0.75 | 0.75 | 0.75 | 0.75 | 0.75 | 0.75 | 0.75 | 0.75 | 0.75 | 0.75 | 0.75 | 0.75 | 0.75 | 0.75 | 0.75 | 0.75 | 0.75 | 0.75 | 0.75 | 0.75 | 0.75 | 0.75
0 | 0 | 0 |  | 0 |  |  | 0.1209 | Roxboro:1 | 0.1209 | 0.1209 | 0.1209 | 0.1209 | 0.1209 | 0.1209 | 0.1209 | 0.1209 | 0.1209 | 0.1209 | 0.1209 | 0.1209 | 0.1209 | 0.1209 | 0.1209 | 0.1209 | 0.1209 | 0.1209 | 0.1209 | 0.1209 | 0.1209 | 0.1209 | 0.1209 | 0.1209 | 0.1209 | 0.1209 | 0.1209 | 0.1209 | 0.1209 | 0.1209 | 0.1209 | 0.1209 | 0.1209 | 0.1209 | 0.1209 | 0.1209 | 0.1209 | 0.1209 | 0.1209 | 0.1209 | 0.1209 | 0.1209 | 0.1209 | 0.1209 | 0.1209 | 0.1209 | 0.1209 | 0.1209 | 0.1209 | 0.1209 | 0.1209 | 0.1209 | 0.1209 | 0.1209
[7 empty] | 0.75 | Roxboro:GT1 | 0.75 | 0.75 | 0.75 | 0.75 | 0.75 | 0.75 | 0.75 | 0.75 | 0.75 | 0.75 | 0.75 | 0.75 | 0.75 | 0.75 | 0.75 | 0.75 | 0.75 | 0.75 | 0.75 | 0.75 | 0.75 | 0.75 | 0.75 | 0.75 | 0.75 | 0.75 | 0.75 | 0.75 | 0.75 | 0.75 | 0.75 | 0.75 | 0.75 | 0.75 | 0.75 | 0.75 | 0.75 | 0.75 | 0.75 | 0.75 | 0.75 | 0.75 | 0.75 | 0.75 | 0.75 | 0.75 | 0.75 | 0.75 | 0.75 | 0.75 | 0.75 | 0.75 | 0.75 | 0.75
0 | 0 | 0 |  | 0 |  |  | 0.1455 | Roxboro:2 | 0.1455 | 0.1455 | 0.1455 | 0.1455 | 0.1455 | 0.1455 | 0.1455 | 0.1455 | 0.1455 | 0.1455 | 0.1455 | 0.1455 | 0.1455 | 0.1455 | 0.1455 | 0.1455 | 0.1455 | 0.1455 | 0.1455 | 0.1455 | 0.1455 | 0.1455 | 0.1455 | 0.1455 | 0.1455 | 0.1455 | 0.1455 | 0.1455 | 0.1455 | 0.1455 | 0.1455 | 0.1455 | 0.1455 | 0.1455 | 0.1455 | 0.1455 | 0.1455 | 0.1455 | 0.1455 | 0.1455 | 0.1455 | 0.1455 | 0.1455 | 0.1455 | 0.1455 | 0.1455 | 0.1455 | 0.1455 | 0.1455 | 0.1455 | 0.1455 | 0.1455 | 0.1455 | 0.1455
0 | 0 | 0 |  | 0 |  |  | 0.1228 | Roxboro:3 | 0.1228 | 0.1228 | 0.1228 | 0.1228 | 0.1228 | 0.1228 | 0.1228 | 0.1228 | 0.1228 | 0.1228 | 0.1228 | 0.1228 | 0.1228 | 0.1228 | 0.1228 | 0.1228 | 0.1228 | 0.1228 | 0.1228 | 0.1228 | 0.1228 | 0.1228 | 0.1228 | 0.1228 | 0.1228 | 0.1228 | 0.1228 | 0.1228 | 0.1228 | 0.1228 | 0.1228 | 0.1228 | 0.1228 | 0.1228 | 0.1228 | 0.1228 | 0.1228 | 0.1228 | 0.1228 | 0.1228 | 0.1228 | 0.1228 | 0.1228 | 0.1228 | 0.1228 | 0.1228 | 0.1228 | 0.1228 | 0.1228 | 0.1228 | 0.1228 | 0.1228 | 0.1228 | 0.1228
0 | 0 | 0 |  | 0 |  |  | 0.1246 | Roxboro:4 | 0.1246 | 0.1246 | 0.1246 | 0.1246 | 0.1246 | 0.1246 | 0.1246 | 0.1246 | 0.1246 | 0.1246 | 0.1246 | 0.1246 | 0.1246 | 0.1246 | 0.1246 | 0.1246 | 0.1246 | 0.1246 | 0.1246 | 0.1246 | 0.1246 | 0.1246 | 0.1246 | 0.1246 | 0.1246 | 0.1246 | 0.1246 | 0.1246 | 0.1246 | 0.1246 | 0.1246 | 0.1246 | 0.1246 | 0.1246 | 0.1246 | 0.1246 | 0.1246 | 0.1246 | 0.1246 | 0.1246 | 0.1246 | 0.1246 | 0.1246 | 0.1246 | 0.1246 | 0.1246 | 0.1246 | 0.1246 | 0.1246 | 0.1246 | 0.1246 | 0.1246 | 0.1246 | 0.1246
0 | 0 | 0 | 2017 | 0 |  |  | 1.4718 | Sutton:1 | 1.4718 | 1.4718 | 1.4718 | 1.4718 | 1.4718 | 1.4718 | 1.4718 | 1.4718 | 1.4718 | 1.4718 | 1.4718 | 1.4718 | 1.4718 | 1.4718 | 1.4718 | 1.4718 | 1.4718 | 0.029436 | 0.029436 | 0.029436 | 0.029436 | 0.029436 | 0.029436 | 0.029436 | 0.029436 | 0.029436 | 0.029436 | 0.029436 | 0.029436 | 0.029436 | 0.029436 | 0.029436 | 0.029436 | 0.029436 | 0.029436 | 0.029436 | 0.029436 | 0.029436 | 0.029436 | 0.029436 | 0.029436 | 0.029436 | 0.029436 | 0.029436 | 0.029436 | 0.029436 | 0.029436 | 0.029436 | 0.029436 | 0.029436 | 0.029436 | 0.029436 | 0.029436 | 0.029436
[7 empty] | 0.75 | Sutton:GT1 | 0.75 | 0.75 | 0.75 | 0.75 | 0.75 | 0.75 | 0.75 | 0.75 | 0.75 | 0.75 | 0.75 | 0.75 | 0.75 | 0.75 | 0.75 | 0.75 | 0.75 | 0.75 | 0.75 | 0.75 | 0.75 | 0.75 | 0.75 | 0.75 | 0.75 | 0.75 | 0.75 | 0.75 | 0.75 | 0.75 | 0.75 | 0.75 | 0.75 | 0.75 | 0.75 | 0.75 | 0.75 | 0.75 | 0.75 | 0.75 | 0.75 | 0.75 | 0.75 | 0.75 | 0.75 | 0.75 | 0.75 | 0.75 | 0.75 | 0.75 | 0.75 | 0.75 | 0.75 | 0.75
[7 empty] | 0.75 | Sutton:GTA | 0.75 | 0.75 | 0.75 | 0.75 | 0.75 | 0.75 | 0.75 | 0.75 | 0.75 | 0.75 | 0.75 | 0.75 | 0.75 | 0.75 | 0.75 | 0.75 | 0.75 | 0.75 | 0.75 | 0.75 | 0.75 | 0.75 | 0.75 | 0.75 | 0.75 | 0.75 | 0.75 | 0.75 | 0.75 | 0.75 | 0.75 | 0.75 | 0.75 | 0.75 | 0.75 | 0.75 | 0.75 | 0.75 | 0.75 | 0.75 | 0.75 | 0.75 | 0.75 | 0.75 | 0.75 | 0.75 | 0.75 | 0.75 | 0.75 | 0.75 | 0.75 | 0.75 | 0.75 | 0.75
[7 empty] | 0.75 | Sutton:GTB | 0.75 | 0.75 | 0.75 | 0.75 | 0.75 | 0.75 | 0.75 | 0.75 | 0.75 | 0.75 | 0.75 | 0.75 | 0.75 | 0.75 | 0.75 | 0.75 | 0.75 | 0.75 | 0.75 | 0.75 | 0.75 | 0.75 | 0.75 | 0.75 | 0.75 | 0.75 | 0.75 | 0.75 | 0.75 | 0.75 | 0.75 | 0.75 | 0.75 | 0.75 | 0.75 | 0.75 | 0.75 | 0.75 | 0.75 | 0.75 | 0.75 | 0.75 | 0.75 | 0.75 | 0.75 | 0.75 | 0.75 | 0.75 | 0.75 | 0.75 | 0.75 | 0.75 | 0.75 | 0.75
0 | 0 | 0 | 2017 | 0 |  |  | 1.4725 | Sutton:2 | 1.4725 | 1.4725 | 1.4725 | 1.4725 | 1.4725 | 1.4725 | 1.4725 | 1.4725 | 1.4725 | 1.4725 | 1.4725 | 1.4725 | 1.4725 | 1.4725 | 1.4725 | 1.4725 | 1.4725 | 0.02945 | 0.02945 | 0.02945 | 0.02945 | 0.02945 | 0.02945 | 0.02945 | 0.02945 | 0.02945 | 0.02945 | 0.02945 | 0.02945 | 0.02945 | 0.02945 | 0.02945 | 0.02945 | 0.02945 | 0.02945 | 0.02945 | 0.02945 | 0.02945 | 0.02945 | 0.02945 | 0.02945 | 0.02945 | 0.02945 | 0.02945 | 0.02945 | 0.02945 | 0.02945 | 0.02945 | 0.02945 | 0.02945 | 0.02945 | 0.02945 | 0.02945 | 0.02945
0 | 0 | 0 | 2017 | 0 |  |  | 1.4772 | Sutton:3 | 1.4772 | 1.4772 | 1.4772 | 1.4772 | 1.4772 | 1.4772 | 1.4772 | 1.4772 | 1.4772 | 1.4772 | 1.4772 | 1.4772 | 1.4772 | 1.4772 | 1.4772 | 1.4772 | 1.4772 | 0.029544 | 0.029544 | 0.029544 | 0.029544 | 0.029544 | 0.029544 | 0.029544 | 0.029544 | 0.029544 | 0.029544 | 0.029544 | 0.029544 | 0.029544 | 0.029544 | 0.029544 | 0.029544 | 0.029544 | 0.029544 | 0.029544 | 0.029544 | 0.029544 | 0.029544 | 0.029544 | 0.029544 | 0.029544 | 0.029544 | 0.029544 | 0.029544 | 0.029544 | 0.029544 | 0.029544 | 0.029544 | 0.029544 | 0.029544 | 0.029544 | 0.029544 | 0.029544
0 | 0 | 0 | 2017 | 0 |  |  | 1.7154 | Weatherspoon:1 | 1.7154 | 1.7154 | 1.7154 | 1.7154 | 1.7154 | 1.7154 | 1.7154 | 1.7154 | 1.7154 | 1.7154 | 1.7154 | 1.7154 | 1.7154 | 1.7154 | 1.7154 | 1.7154 | 1.7154 | 0.034308 | 0.034308 | 0.034308 | 0.034308 | 0.034308 | 0.034308 | 0.034308 | 0.034308 | 0.034308 | 0.034308 | 0.034308 | 0.034308 | 0.034308 | 0.034308 | 0.034308 | 0.034308 | 0.034308 | 0.034308 | 0.034308 | 0.034308 | 0.034308 | 0.034308 | 0.034308 | 0.034308 | 0.034308 | 0.034308 | 0.034308 | 0.034308 | 0.034308 | 0.034308 | 0.034308 | 0.034308 | 0.034308 | 0.034308 | 0.034308 | 0.034308 | 0.034308
0 | 0 | 0 | 2017 | 0 |  |  | 1.6986 | Weatherspoon:2 | 1.6986 | 1.6986 | 1.6986 | 1.6986 | 1.6986 | 1.6986 | 1.6986 | 1.6986 | 1.6986 | 1.6986 | 1.6986 | 1.6986 | 1.6986 | 1.6986 | 1.6986 | 1.6986 | 1.6986 | 0.033972 | 0.033972 | 0.033972 | 0.033972 | 0.033972 | 0.033972 | 0.033972 | 0.033972 | 0.033972 | 0.033972 | 0.033972 | 0.033972 | 0.033972 | 0.033972 | 0.033972 | 0.033972 | 0.033972 | 0.033972 | 0.033972 | 0.033972 | 0.033972 | 0.033972 | 0.033972 | 0.033972 | 0.033972 | 0.033972 | 0.033972 | 0.033972 | 0.033972 | 0.033972 | 0.033972 | 0.033972 | 0.033972 | 0.033972 | 0.033972 | 0.033972 | 0.033972
0 | 0 | 0 | 2017 | 0 |  |  | 1.7264 | Weatherspoon:3 | 1.7264 | 1.7264 | 1.7264 | 1.7264 | 1.7264 | 1.7264 | 1.7264 | 1.7264 | 1.7264 | 1.7264 | 1.7264 | 1.7264 | 1.7264 | 1.7264 | 1.7264 | 1.7264 | 1.7264 | 0.034528 | 0.034528 | 0.034528 | 0.034528 | 0.034528 | 0.034528 | 0.034528 | 0.034528 | 0.034528 | 0.034528 | 0.034528 | 0.034528 | 0.034528 | 0.034528 | 0.034528 | 0.034528 | 0.034528 | 0.034528 | 0.034528 | 0.034528 | 0.034528 | 0.034528 | 0.034528 | 0.034528 | 0.034528 | 0.034528 | 0.034528 | 0.034528 | 0.034528 | 0.034528 | 0.034528 | 0.034528 | 0.034528 | 0.034528 | 0.034528 | 0.034528 | 0.034528
0 | 0 | 0 |  | 0 |  |  | 0.2549 | Allen (DUPC):1 | 0.2549 | 0.2549 | 0.2549 | 0.2549 | 0.2549 | 0.2549 | 0.2549 | 0.2549 | 0.2549 | 0.2549 | 0.2549 | 0.2549 | 0.2549 | 0.2549 | 0.2549 | 0.2549 | 0.2549 | 0.2549 | 0.2549 | 0.2549 | 0.2549 | 0.2549 | 0.2549 | 0.2549 | 0.2549 | 0.2549 | 0.2549 | 0.2549 | 0.2549 | 0.2549 | 0.2549 | 0.2549 | 0.2549 | 0.2549 | 0.2549 | 0.2549 | 0.2549 | 0.2549 | 0.2549 | 0.2549 | 0.2549 | 0.2549 | 0.2549 | 0.2549 | 0.2549 | 0.2549 | 0.2549 | 0.2549 | 0.2549 | 0.2549 | 0.2549 | 0.2549 | 0.2549 | 0.2549
0 | 0 | 0 | 2017 | 0 |  |  | 0.3389 | Allen (DUPC):2 | 0.3389 | 0.3389 | 0.3389 | 0.3389 | 0.3389 | 0.3389 | 0.3389 | 0.3389 | 0.3389 | 0.3389 | 0.3389 | 0.3389 | 0.3389 | 0.3389 | 0.3389 | 0.3389 | 0.3389 | 0.006778 | 0.006778 | 0.006778 | 0.006778 | 0.006778 | 0.006778 | 0.006778 | 0.006778 | 0.006778 | 0.006778 | 0.006778 | 0.006778 | 0.006778 | 0.006778 | 0.006778 | 0.006778 | 0.006778 | 0.006778 | 0.006778 | 0.006778 | 0.006778 | 0.006778 | 0.006778 | 0.006778 | 0.006778 | 0.006778 | 0.006778 | 0.006778 | 0.006778 | 0.006778 | 0.006778 | 0.006778 | 0.006778 | 0.006778 | 0.006778 | 0.006778 | 0.006778
0 | 0 | 0 |  | 0 |  |  | 0.02855 | Allen (DUPC):3 | 0.571 | 0.571 | 0.571 | 0.571 | 0.571 | 0.571 | 0.571 | 0.571 | 0.571 | 0.571 | 0.02855 | 0.02855 | 0.02855 | 0.02855 | 0.02855 | 0.02855 | 0.02855 | 0.02855 | 0.02855 | 0.02855 | 0.02855 | 0.02855 | 0.02855 | 0.02855 | 0.02855 | 0.02855 | 0.02855 | 0.02855 | 0.02855 | 0.02855 | 0.02855 | 0.02855 | 0.02855 | 0.02855 | 0.02855 | 0.02855 | 0.02855 | 0.02855 | 0.02855 | 0.02855 | 0.02855 | 0.02855 | 0.02855 | 0.02855 | 0.02855 | 0.02855 | 0.02855 | 0.02855 | 0.02855 | 0.02855 | 0.02855 | 0.02855 | 0.02855 | 0.02855
0 | 0 | 0 |  | 0 |  |  | 0.02698 | Allen (DUPC):4 | 0.5396 | 0.5396 | 0.5396 | 0.5396 | 0.5396 | 0.5396 | 0.5396 | 0.5396 | 0.5396 | 0.5396 | 0.02698 | 0.02698 | 0.02698 | 0.02698 | 0.02698 | 0.02698 | 0.02698 | 0.02698 | 0.02698 | 0.02698 | 0.02698 | 0.02698 | 0.02698 | 0.02698 | 0.02698 | 0.02698 | 0.02698 | 0.02698 | 0.02698 | 0.02698 | 0.02698 | 0.02698 | 0.02698 | 0.02698 | 0.02698 | 0.02698 | 0.02698 | 0.02698 | 0.02698 | 0.02698 | 0.02698 | 0.02698 | 0.02698 | 0.02698 | 0.02698 | 0.02698 | 0.02698 | 0.02698 | 0.02698 | 0.02698 | 0.02698 | 0.02698 | 0.02698 | 0.02698
0 | 0 | 0 | 2017 | 0 |  |  | 0.319 | Allen (DUPC):5 | 0.319 | 0.319 | 0.319 | 0.319 | 0.319 | 0.319 | 0.319 | 0.319 | 0.319 | 0.319 | 0.319 | 0.319 | 0.319 | 0.319 | 0.319 | 0.319 | 0.319 | 0.00638 | 0.00638 | 0.00638 | 0.00638 | 0.00638 | 0.00638 | 0.00638 | 0.00638 | 0.00638 | 0.00638 | 0.00638 | 0.00638 | 0.00638 | 0.00638 | 0.00638 | 0.00638 | 0.00638 | 0.00638 | 0.00638 | 0.00638 | 0.00638 | 0.00638 | 0.00638 | 0.00638 | 0.00638 | 0.00638 | 0.00638 | 0.00638 | 0.00638 | 0.00638 | 0.00638 | 0.00638 | 0.00638 | 0.00638 | 0.00638 | 0.00638 | 0.00638
2017 | 2017 | 2017 | 0 | 2019 |  |  | 1.055 | Buck (DUPC):3 | 1.055 | 1.055 | 1.055 | 1.055 | 1.055 | 1.055 | 1.055 | 1.055 | 1.055 | 1.055 | 1.055 | 1.055 | 1.055 | 1.055 | 1.055 | 1.055 | 1.055 | 0.7385 | 0.7385 | 0.07385 | 0.07385 | 0.07385 | 0.07385 | 0.07385 | 0.07385 | 0.07385 | 0.07385 | 0.07385 | 0.07385 | 0.07385 | 0.07385 | 0.07385 | 0.07385 | 0.07385 | 0.07385 | 0.07385 | 0.07385 | 0.07385 | 0.07385 | 0.07385 | 0.07385 | 0.07385 | 0.07385 | 0.07385 | 0.07385 | 0.07385 | 0.07385 | 0.07385 | 0.07385 | 0.07385 | 0.07385 | 0.07385 | 0.07385 | 0.07385
2017 | 2017 | 2017 | 0 | 2020 |  |  | 1.0457 | Buck (DUPC):4 | 1.0457 | 1.0457 | 1.0457 | 1.0457 | 1.0457 | 1.0457 | 1.0457 | 1.0457 | 1.0457 | 1.0457 | 1.0457 | 1.0457 | 1.0457 | 1.0457 | 1.0457 | 1.0457 | 1.0457 | 0.73199 | 0.73199 | 0.73199 | 0.073199 | 0.073199 | 0.073199 | 0.073199 | 0.073199 | 0.073199 | 0.073199 | 0.073199 | 0.073199 | 0.073199 | 0.073199 | 0.073199 | 0.073199 | 0.073199 | 0.073199 | 0.073199 | 0.073199 | 0.073199 | 0.073199 | 0.073199 | 0.073199 | 0.073199 | 0.073199 | 0.073199 | 0.073199 | 0.073199 | 0.073199 | 0.073199 | 0.073199 | 0.073199 | 0.073199 | 0.073199 | 0.073199 | 0.073199
2016 | 2016 | 2016 | 0 | 2018 |  |  | 1.146 | Buck (DUPC):5 | 1.146 | 1.146 | 1.146 | 1.146 | 1.146 | 1.146 | 1.146 | 1.146 | 1.146 | 1.146 | 1.146 | 1.146 | 1.146 | 1.146 | 1.146 | 1.146 | 0.8022 | 0.8022 | 0.08022 | 0.08022 | 0.08022 | 0.08022 | 0.08022 | 0.08022 | 0.08022 | 0.08022 | 0.08022 | 0.08022 | 0.08022 | 0.08022 | 0.08022 | 0.08022 | 0.08022 | 0.08022 | 0.08022 | 0.08022 | 0.08022 | 0.08022 | 0.08022 | 0.08022 | 0.08022 | 0.08022 | 0.08022 | 0.08022 | 0.08022 | 0.08022 | 0.08022 | 0.08022 | 0.08022 | 0.08022 | 0.08022 | 0.08022 | 0.08022 | 0.08022
2016 | 2016 | 2016 | 0 | 2018 |  |  | 1.159 | Buck (DUPC):6 | 1.159 | 1.159 | 1.159 | 1.159 | 1.159 | 1.159 | 1.159 | 1.159 | 1.159 | 1.159 | 1.159 | 1.159 | 1.159 | 1.159 | 1.159 | 1.159 | 0.8113 | 0.8113 | 0.08113 | 0.08113 | 0.08113 | 0.08113 | 0.08113 | 0.08113 | 0.08113 | 0.08113 | 0.08113 | 0.08113 | 0.08113 | 0.08113 | 0.08113 | 0.08113 | 0.08113 | 0.08113 | 0.08113 | 0.08113 | 0.08113 | 0.08113 | 0.08113 | 0.08113 | 0.08113 | 0.08113 | 0.08113 | 0.08113 | 0.08113 | 0.08113 | 0.08113 | 0.08113 | 0.08113 | 0.08113 | 0.08113 | 0.08113 | 0.08113 | 0.08113
0 | 0 | 0 | 2017 | 0 |  |  | 1.4614 | Cliffside:1 | 1.4614 | 1.4614 | 1.4614 | 1.4614 | 1.4614 | 1.4614 | 1.4614 | 1.4614 | 1.4614 | 1.4614 | 1.4614 | 1.4614 | 1.4614 | 1.4614 | 1.4614 | 1.4614 | 1.4614 | 0.029228 | 0.029228 | 0.029228 | 0.029228 | 0.029228 | 0.029228 | 0.029228 | 0.029228 | 0.029228 | 0.029228 | 0.029228 | 0.029228 | 0.029228 | 0.029228 | 0.029228 | 0.029228 | 0.029228 | 0.029228 | 0.029228 | 0.029228 | 0.029228 | 0.029228 | 0.029228 | 0.029228 | 0.029228 | 0.029228 | 0.029228 | 0.029228 | 0.029228 | 0.029228 | 0.029228 | 0.029228 | 0.029228 | 0.029228 | 0.029228 | 0.029228 | 0.029228
0 | 0 | 0 | 2017 | 0 |  |  | 1.4604 | Cliffside:2 | 1.4604 | 1.4604 | 1.4604 | 1.4604 | 1.4604 | 1.4604 | 1.4604 | 1.4604 | 1.4604 | 1.4604 | 1.4604 | 1.4604 | 1.4604 | 1.4604 | 1.4604 | 1.4604 | 1.4604 | 0.029208 | 0.029208 | 0.029208 | 0.029208 | 0.029208 | 0.029208 | 0.029208 | 0.029208 | 0.029208 | 0.029208 | 0.029208 | 0.029208 | 0.029208 | 0.029208 | 0.029208 | 0.029208 | 0.029208 | 0.029208 | 0.029208 | 0.029208 | 0.029208 | 0.029208 | 0.029208 | 0.029208 | 0.029208 | 0.029208 | 0.029208 | 0.029208 | 0.029208 | 0.029208 | 0.029208 | 0.029208 | 0.029208 | 0.029208 | 0.029208 | 0.029208 | 0.029208
0 | 0 | 0 | 2017 | 0 |  |  | 1.4263 | Cliffside:3 | 1.4263 | 1.4263 | 1.4263 | 1.4263 | 1.4263 | 1.4263 | 1.4263 | 1.4263 | 1.4263 | 1.4263 | 1.4263 | 1.4263 | 1.4263 | 1.4263 | 1.4263 | 1.4263 | 1.4263 | 0.028526 | 0.028526 | 0.028526 | 0.028526 | 0.028526 | 0.028526 | 0.028526 | 0.028526 | 0.028526 | 0.028526 | 0.028526 | 0.028526 | 0.028526 | 0.028526 | 0.028526 | 0.028526 | 0.028526 | 0.028526 | 0.028526 | 0.028526 | 0.028526 | 0.028526 | 0.028526 | 0.028526 | 0.028526 | 0.028526 | 0.028526 | 0.028526 | 0.028526 | 0.028526 | 0.028526 | 0.028526 | 0.028526 | 0.028526 | 0.028526 | 0.028526 | 0.028526
0 | 0 | 0 | 2017 | 0 |  |  | 1.4469 | Cliffside:4 | 1.4469 | 1.4469 | 1.4469 | 1.4469 | 1.4469 | 1.4469 | 1.4469 | 1.4469 | 1.4469 | 1.4469 | 1.4469 | 1.4469 | 1.4469 | 1.4469 | 1.4469 | 1.4469 | 1.4469 | 0.028938 | 0.028938 | 0.028938 | 0.028938 | 0.028938 | 0.028938 | 0.028938 | 0.028938 | 0.028938 | 0.028938 | 0.028938 | 0.028938 | 0.028938 | 0.028938 | 0.028938 | 0.028938 | 0.028938 | 0.028938 | 0.028938 | 0.028938 | 0.028938 | 0.028938 | 0.028938 | 0.028938 | 0.028938 | 0.028938 | 0.028938 | 0.028938 | 0.028938 | 0.028938 | 0.028938 | 0.028938 | 0.028938 | 0.028938 | 0.028938 | 0.028938 | 0.028938
0 | 0 | 0 |  | 0 |  |  | 0.07265 | Cliffside:5 | 1.453 | 1.453 | 1.453 | 1.453 | 1.453 | 1.453 | 1.453 | 1.453 | 1.453 | 1.453 | 0.07265 | 0.07265 | 0.07265 | 0.07265 | 0.07265 | 0.07265 | 0.07265 | 0.07265 | 0.07265 | 0.07265 | 0.07265 | 0.07265 | 0.07265 | 0.07265 | 0.07265 | 0.07265 | 0.07265 | 0.07265 | 0.07265 | 0.07265 | 0.07265 | 0.07265 | 0.07265 | 0.07265 | 0.07265 | 0.07265 | 0.07265 | 0.07265 | 0.07265 | 0.07265 | 0.07265 | 0.07265 | 0.07265 | 0.07265 | 0.07265 | 0.07265 | 0.07265 | 0.07265 | 0.07265 | 0.07265 | 0.07265 | 0.07265 | 0.07265 | 0.07265
2017 | 2017 | 2017 | 0 | 2019 |  |  | 1.3248 | Dan River:1 | 1.3248 | 1.3248 | 1.3248 | 1.3248 | 1.3248 | 1.3248 | 1.3248 | 1.3248 | 1.3248 | 1.3248 | 1.3248 | 1.3248 | 1.3248 | 1.3248 | 1.3248 | 1.3248 | 1.3248 | 0.92736 | 0.92736 | 0.092736 | 0.092736 | 0.092736 | 0.092736 | 0.092736 | 0.092736 | 0.092736 | 0.092736 | 0.092736 | 0.092736 | 0.092736 | 0.092736 | 0.092736 | 0.092736 | 0.092736 | 0.092736 | 0.092736 | 0.092736 | 0.092736 | 0.092736 | 0.092736 | 0.092736 | 0.092736 | 0.092736 | 0.092736 | 0.092736 | 0.092736 | 0.092736 | 0.092736 | 0.092736 | 0.092736 | 0.092736 | 0.092736 | 0.092736 | 0.092736
2017 | 2017 | 2017 | 0 | 2019 |  |  | 1.3291 | Dan River:2 | 1.3291 | 1.3291 | 1.3291 | 1.3291 | 1.3291 | 1.3291 | 1.3291 | 1.3291 | 1.3291 | 1.3291 | 1.3291 | 1.3291 | 1.3291 | 1.3291 | 1.3291 | 1.3291 | 1.3291 | 0.93037 | 0.93037 | 0.093037 | 0.093037 | 0.093037 | 0.093037 | 0.093037 | 0.093037 | 0.093037 | 0.093037 | 0.093037 | 0.093037 | 0.093037 | 0.093037 | 0.093037 | 0.093037 | 0.093037 | 0.093037 | 0.093037 | 0.093037 | 0.093037 | 0.093037 | 0.093037 | 0.093037 | 0.093037 | 0.093037 | 0.093037 | 0.093037 | 0.093037 | 0.093037 | 0.093037 | 0.093037 | 0.093037 | 0.093037 | 0.093037 | 0.093037 | 0.093037
2016 | 2016 | 2016 | 0 | 2018 |  |  | 1.3723 | Dan River:3 | 1.3723 | 1.3723 | 1.3723 | 1.3723 | 1.3723 | 1.3723 | 1.3723 | 1.3723 | 1.3723 | 1.3723 | 1.3723 | 1.3723 | 1.3723 | 1.3723 | 1.3723 | 1.3723 | 0.96061 | 0.96061 | 0.096061 | 0.096061 | 0.096061 | 0.096061 | 0.096061 | 0.096061 | 0.096061 | 0.096061 | 0.096061 | 0.096061 | 0.096061 | 0.096061 | 0.096061 | 0.096061 | 0.096061 | 0.096061 | 0.096061 | 0.096061 | 0.096061 | 0.096061 | 0.096061 | 0.096061 | 0.096061 | 0.096061 | 0.096061 | 0.096061 | 0.096061 | 0.096061 | 0.096061 | 0.096061 | 0.096061 | 0.096061 | 0.096061 | 0.096061 | 0.096061 | 0.096061
0 | 0 | 0 |  | 0 |  |  | 0.0887 | Marshall (DUPC):1 | 0.0887 | 0.0887 | 0.0887 | 0.0887 | 0.0887 | 0.0887 | 0.0887 | 0.0887 | 0.0887 | 0.0887 | 0.0887 | 0.0887 | 0.0887 | 0.0887 | 0.0887 | 0.0887 | 0.0887 | 0.0887 | 0.0887 | 0.0887 | 0.0887 | 0.0887 | 0.0887 | 0.0887 | 0.0887 | 0.0887 | 0.0887 | 0.0887 | 0.0887 | 0.0887 | 0.0887 | 0.0887 | 0.0887 | 0.0887 | 0.0887 | 0.0887 | 0.0887 | 0.0887 | 0.0887 | 0.0887 | 0.0887 | 0.0887 | 0.0887 | 0.0887 | 0.0887 | 0.0887 | 0.0887 | 0.0887 | 0.0887 | 0.0887 | 0.0887 | 0.0887 | 0.0887 | 0.0887
0 | 0 | 0 |  | 0 |  |  | 0.0869 | Marshall (DUPC):2 | 0.0869 | 0.0869 | 0.0869 | 0.0869 | 0.0869 | 0.0869 | 0.0869 | 0.0869 | 0.0869 | 0.0869 | 0.0869 | 0.0869 | 0.0869 | 0.0869 | 0.0869 | 0.0869 | 0.0869 | 0.0869 | 0.0869 | 0.0869 | 0.0869 | 0.0869 | 0.0869 | 0.0869 | 0.0869 | 0.0869 | 0.0869 | 0.0869 | 0.0869 | 0.0869 | 0.0869 | 0.0869 | 0.0869 | 0.0869 | 0.0869 | 0.0869 | 0.0869 | 0.0869 | 0.0869 | 0.0869 | 0.0869 | 0.0869 | 0.0869 | 0.0869 | 0.0869 | 0.0869 | 0.0869 | 0.0869 | 0.0869 | 0.0869 | 0.0869 | 0.0869 | 0.0869 | 0.0869
0 | 0 | 0 |  | 0 |  |  | 0.0678 | Marshall (DUPC):3 | 0.0678 | 0.0678 | 0.0678 | 0.0678 | 0.0678 | 0.0678 | 0.0678 | 0.0678 | 0.0678 | 0.0678 | 0.0678 | 0.0678 | 0.0678 | 0.0678 | 0.0678 | 0.0678 | 0.0678 | 0.0678 | 0.0678 | 0.0678 | 0.0678 | 0.0678 | 0.0678 | 0.0678 | 0.0678 | 0.0678 | 0.0678 | 0.0678 | 0.0678 | 0.0678 | 0.0678 | 0.0678 | 0.0678 | 0.0678 | 0.0678 | 0.0678 | 0.0678 | 0.0678 | 0.0678 | 0.0678 | 0.0678 | 0.0678 | 0.0678 | 0.0678 | 0.0678 | 0.0678 | 0.0678 | 0.0678 | 0.0678 | 0.0678 | 0.0678 | 0.0678 | 0.0678 | 0.0678
0 | 0 | 0 |  | 0 |  |  | 0.0687 | Marshall (DUPC):4 | 0.0687 | 0.0687 | 0.0687 | 0.0687 | 0.0687 | 0.0687 | 0.0687 | 0.0687 | 0.0687 | 0.0687 | 0.0687 | 0.0687 | 0.0687 | 0.0687 | 0.0687 | 0.0687 | 0.0687 | 0.0687 | 0.0687 | 0.0687 | 0.0687 | 0.0687 | 0.0687 | 0.0687 | 0.0687 | 0.0687 | 0.0687 | 0.0687 | 0.0687 | 0.0687 | 0.0687 | 0.0687 | 0.0687 | 0.0687 | 0.0687 | 0.0687 | 0.0687 | 0.0687 | 0.0687 | 0.0687 | 0.0687 | 0.0687 | 0.0687 | 0.0687 | 0.0687 | 0.0687 | 0.0687 | 0.0687 | 0.0687 | 0.0687 | 0.0687 | 0.0687 | 0.0687 | 0.0687
0 | 0 | 0 | 2017 | 0 |  |  | 1.4713 | Riverbend:4 | 1.4713 | 1.4713 | 1.4713 | 1.4713 | 1.4713 | 1.4713 | 1.4713 | 1.4713 | 1.4713 | 1.4713 | 1.4713 | 1.4713 | 1.4713 | 1.4713 | 1.4713 | 1.4713 | 1.4713 | 0.029426 | 0.029426 | 0.029426 | 0.029426 | 0.029426 | 0.029426 | 0.029426 | 0.029426 | 0.029426 | 0.029426 | 0.029426 | 0.029426 | 0.029426 | 0.029426 | 0.029426 | 0.029426 | 0.029426 | 0.029426 | 0.029426 | 0.029426 | 0.029426 | 0.029426 | 0.029426 | 0.029426 | 0.029426 | 0.029426 | 0.029426 | 0.029426 | 0.029426 | 0.029426 | 0.029426 | 0.029426 | 0.029426 | 0.029426 | 0.029426 | 0.029426 | 0.029426
0 | 0 | 0 | 2017 | 0 |  |  | 1.5318 | Riverbend:5 | 1.5318 | 1.5318 | 1.5318 | 1.5318 | 1.5318 | 1.5318 | 1.5318 | 1.5318 | 1.5318 | 1.5318 | 1.5318 | 1.5318 | 1.5318 | 1.5318 | 1.5318 | 1.5318 | 1.5318 | 0.030636 | 0.030636 | 0.030636 | 0.030636 | 0.030636 | 0.030636 | 0.030636 | 0.030636 | 0.030636 | 0.030636 | 0.030636 | 0.030636 | 0.030636 | 0.030636 | 0.030636 | 0.030636 | 0.030636 | 0.030636 | 0.030636 | 0.030636 | 0.030636 | 0.030636 | 0.030636 | 0.030636 | 0.030636 | 0.030636 | 0.030636 | 0.030636 | 0.030636 | 0.030636 | 0.030636 | 0.030636 | 0.030636 | 0.030636 | 0.030636 | 0.030636 | 0.030636
0 | 0 | 0 | 2017 | 0 |  |  | 1.5902 | Riverbend:6 | 1.5902 | 1.5902 | 1.5902 | 1.5902 | 1.5902 | 1.5902 | 1.5902 | 1.5902 | 1.5902 | 1.5902 | 1.5902 | 1.5902 | 1.5902 | 1.5902 | 1.5902 | 1.5902 | 1.5902 | 0.031804 | 0.031804 | 0.031804 | 0.031804 | 0.031804 | 0.031804 | 0.031804 | 0.031804 | 0.031804 | 0.031804 | 0.031804 | 0.031804 | 0.031804 | 0.031804 | 0.031804 | 0.031804 | 0.031804 | 0.031804 | 0.031804 | 0.031804 | 0.031804 | 0.031804 | 0.031804 | 0.031804 | 0.031804 | 0.031804 | 0.031804 | 0.031804 | 0.031804 | 0.031804 | 0.031804 | 0.031804 | 0.031804 | 0.031804 | 0.031804 | 0.031804 | 0.031804
0 | 0 | 0 | 2017 | 0 |  |  | 1.5745 | Riverbend:7 | 1.5745 | 1.5745 | 1.5745 | 1.5745 | 1.5745 | 1.5745 | 1.5745 | 1.5745 | 1.5745 | 1.5745 | 1.5745 | 1.5745 | 1.5745 | 1.5745 | 1.5745 | 1.5745 | 1.5745 | 0.03149 | 0.03149 | 0.03149 | 0.03149 | 0.03149 | 0.03149 | 0.03149 | 0.03149 | 0.03149 | 0.03149 | 0.03149 | 0.03149 | 0.03149 | 0.03149 | 0.03149 | 0.03149 | 0.03149 | 0.03149 | 0.03149 | 0.03149 | 0.03149 | 0.03149 | 0.03149 | 0.03149 | 0.03149 | 0.03149 | 0.03149 | 0.03149 | 0.03149 | 0.03149 | 0.03149 | 0.03149 | 0.03149 | 0.03149 | 0.03149 | 0.03149 | 0.03149
[7 empty] | 0.75 | Kitty Hawk:ALL | 0.75 | 0.75 | 0.75 | 0.75 | 0.75 | 0.75 | 0.75 | 0.75 | 0.75 | 0.75 | 0.75 | 0.75 | 0.75 | 0.75 | 0.75 | 0.75 | 0.75 | 0.75 | 0.75 | 0.75 | 0.75 | 0.75 | 0.75 | 0.75 | 0.75 | 0.75 | 0.75 | 0.75 | 0.75 | 0.75 | 0.75 | 0.75 | 0.75 | 0.75 | 0.75 | 0.75 | 0.75 | 0.75 | 0.75 | 0.75 | 0.75 | 0.75 | 0.75 | 0.75 | 0.75 | 0.75 | 0.75 | 0.75 | 0.75 | 0.75 | 0.75 | 0.75 | 0.75 | 0.75
0 | 0 | 0 | 2017 | 0 |  |  | 0.95 | Heskett:1 | 0.95 | 0.95 | 0.95 | 0.95 | 0.95 | 0.95 | 0.95 | 0.95 | 0.95 | 0.95 | 0.95 | 0.95 | 0.95 | 0.95 | 0.95 | 0.95 | 0.95 | 0.019 | 0.019 | 0.019 | 0.019 | 0.019 | 0.019 | 0.019 | 0.019 | 0.019 | 0.019 | 0.019 | 0.019 | 0.019 | 0.019 | 0.019 | 0.019 | 0.019 | 0.019 | 0.019 | 0.019 | 0.019 | 0.019 | 0.019 | 0.019 | 0.019 | 0.019 | 0.019 | 0.019 | 0.019 | 0.019 | 0.019 | 0.019 | 0.019 | 0.019 | 0.019 | 0.019 | 0.019
0 | 0 | 0 | 2017 | 0 |  |  | 0.7607 | Heskett:2 | 0.7607 | 0.7607 | 0.7607 | 0.7607 | 0.7607 | 0.7607 | 0.7607 | 0.7607 | 0.7607 | 0.7607 | 0.7607 | 0.7607 | 0.7607 | 0.7607 | 0.7607 | 0.7607 | 0.7607 | 0.015214 | 0.015214 | 0.015214 | 0.015214 | 0.015214 | 0.015214 | 0.015214 | 0.015214 | 0.015214 | 0.015214 | 0.015214 | 0.015214 | 0.015214 | 0.015214 | 0.015214 | 0.015214 | 0.015214 | 0.015214 | 0.015214 | 0.015214 | 0.015214 | 0.015214 | 0.015214 | 0.015214 | 0.015214 | 0.015214 | 0.015214 | 0.015214 | 0.015214 | 0.015214 | 0.015214 | 0.015214 | 0.015214 | 0.015214 | 0.015214 | 0.015214 | 0.015214
[7 empty] | 0 | Jamestown:ALL | 0 | 0 | 0 | 0 | 0 | 0 | 0 | 0 | 0 | 0 | 0 | 0 | 0 | 0 | 0 | 0 | 0 | 0 | 0 | 0 | 0 | 0 | 0 | 0 | 0 | 0 | 0 | 0 | 0 | 0 | 0 | 0 | 0 | 0 | 0 | 0 | 0 | 0 | 0 | 0 | 0 | 0 | 0 | 0 | 0 | 0 | 0 | 0 | 0 | 0 | 0 | 0 | 0 | 0
0 | 0 | 0 |  | 0 |  |  | 0.10114 | Leland Olds:1 | 2.0228 | 2.0228 | 2.0228 | 2.0228 | 2.0228 | 2.0228 | 2.0228 | 2.0228 | 2.0228 | 2.0228 | 2.0228 | 0.10114 | 0.10114 | 0.10114 | 0.10114 | 0.10114 | 0.10114 | 0.10114 | 0.10114 | 0.10114 | 0.10114 | 0.10114 | 0.10114 | 0.10114 | 0.10114 | 0.10114 | 0.10114 | 0.10114 | 0.10114 | 0.10114 | 0.10114 | 0.10114 | 0.10114 | 0.10114 | 0.10114 | 0.10114 | 0.10114 | 0.10114 | 0.10114 | 0.10114 | 0.10114 | 0.10114 | 0.10114 | 0.10114 | 0.10114 | 0.10114 | 0.10114 | 0.10114 | 0.10114 | 0.10114 | 0.10114 | 0.10114 | 0.10114 | 0.10114
0 | 0 | 0 |  | 0 |  |  | 0.096115 | Leland Olds:2 | 1.9223 | 1.9223 | 1.9223 | 1.9223 | 1.9223 | 1.9223 | 1.9223 | 1.9223 | 1.9223 | 1.9223 | 1.9223 | 1.9223 | 0.096115 | 0.096115 | 0.096115 | 0.096115 | 0.096115 | 0.096115 | 0.096115 | 0.096115 | 0.096115 | 0.096115 | 0.096115 | 0.096115 | 0.096115 | 0.096115 | 0.096115 | 0.096115 | 0.096115 | 0.096115 | 0.096115 | 0.096115 | 0.096115 | 0.096115 | 0.096115 | 0.096115 | 0.096115 | 0.096115 | 0.096115 | 0.096115 | 0.096115 | 0.096115 | 0.096115 | 0.096115 | 0.096115 | 0.096115 | 0.096115 | 0.096115 | 0.096115 | 0.096115 | 0.096115 | 0.096115 | 0.096115 | 0.096115
0 | 0 | 0 |  | 0 |  |  | 0.09455 | Young:1 | 1.891 | 1.891 | 1.891 | 1.891 | 1.891 | 1.891 | 1.891 | 1.891 | 1.891 | 1.891 | 1.891 | 1.891 | 0.09455 | 0.09455 | 0.09455 | 0.09455 | 0.09455 | 0.09455 | 0.09455 | 0.09455 | 0.09455 | 0.09455 | 0.09455 | 0.09455 | 0.09455 | 0.09455 | 0.09455 | 0.09455 | 0.09455 | 0.09455 | 0.09455 | 0.09455 | 0.09455 | 0.09455 | 0.09455 | 0.09455 | 0.09455 | 0.09455 | 0.09455 | 0.09455 | 0.09455 | 0.09455 | 0.09455 | 0.09455 | 0.09455 | 0.09455 | 0.09455 | 0.09455 | 0.09455 | 0.09455 | 0.09455 | 0.09455 | 0.09455 | 0.09455
0 | 0 | 0 | 2017 | 0 |  |  | 0.5028 | Young:2 | 0.5028 | 0.5028 | 0.5028 | 0.5028 | 0.5028 | 0.5028 | 0.5028 | 0.5028 | 0.5028 | 0.5028 | 0.5028 | 0.5028 | 0.5028 | 0.5028 | 0.5028 | 0.5028 | 0.5028 | 0.010056 | 0.010056 | 0.010056 | 0.010056 | 0.010056 | 0.010056 | 0.010056 | 0.010056 | 0.010056 | 0.010056 | 0.010056 | 0.010056 | 0.010056 | 0.010056 | 0.010056 | 0.010056 | 0.010056 | 0.010056 | 0.010056 | 0.010056 | 0.010056 | 0.010056 | 0.010056 | 0.010056 | 0.010056 | 0.010056 | 0.010056 | 0.010056 | 0.010056 | 0.010056 | 0.010056 | 0.010056 | 0.010056 | 0.010056 | 0.010056 | 0.010056 | 0.010056
0 | 0 | 0 | 2017 | 0 |  |  | 0.3742 | Stanton (GRERIV):1 | 0.3742 | 0.3742 | 0.3742 | 0.3742 | 0.3742 | 0.3742 | 0.3742 | 0.3742 | 0.3742 | 0.3742 | 0.3742 | 0.3742 | 0.3742 | 0.3742 | 0.3742 | 0.3742 | 0.3742 | 0.007484 | 0.007484 | 0.007484 | 0.007484 | 0.007484 | 0.007484 | 0.007484 | 0.007484 | 0.007484 | 0.007484 | 0.007484 | 0.007484 | 0.007484 | 0.007484 | 0.007484 | 0.007484 | 0.007484 | 0.007484 | 0.007484 | 0.007484 | 0.007484 | 0.007484 | 0.007484 | 0.007484 | 0.007484 | 0.007484 | 0.007484 | 0.007484 | 0.007484 | 0.007484 | 0.007484 | 0.007484 | 0.007484 | 0.007484 | 0.007484 | 0.007484 | 0.007484
[7 empty] | 0.05 | Stanton (GRERIV):10 | 0 | 0 | 0 | 0 | 0 | 0.052 | 0.052 | 0.05 | 0.05 | 0.05 | 0.05 | 0.05 | 0.05 | 0.05 | 0.05 | 0.05 | 0.05 | 0.05 | 0.05 | 0.05 | 0.05 | 0.05 | 0.05 | 0.05 | 0.05 | 0.05 | 0.05 | 0.05 | 0.05 | 0.05 | 0.05 | 0.05 | 0.05 | 0.05 | 0.05 | 0.05 | 0.05 | 0.05 | 0.05 | 0.05 | 0.05 | 0.05 | 0.05 | 0.05 | 0.05 | 0.05 | 0.05 | 0.05 | 0.05 | 0.05 | 0.05 | 0.05 | 0.05 | 0.05
[7 empty] | 0.546 | Stanton (GRERIV):2 | 0.546 | 0.546 | 0.546 | 0.546 | 0.546 | 0.546 | 0.546 | 0.546 | 0.546 | 0.546 | 0.546 | 0.546 | 0.546 | 0.546 | 0.546 | 0.546 | 0.546 | 0.546 | 0.546 | 0.546 | 0.546 | 0.546 | 0.546 | 0.546 | 0.546 | 0.546 | 0.546 | 0.546 | 0.546 | 0.546 | 0.546 | 0.546 | 0.546 | 0.546 | 0.546 | 0.546 | 0.546 | 0.546 | 0.546 | 0.546 | 0.546 | 0.546 | 0.546 | 0.546 | 0.546 | 0.546 | 0.546 | 0.546 | 0.546 | 0.546 | 0.546 | 0.546 | 0.546 | 0.546
0 | 0 | 0 |  | 0 | 2013 | 0.95008 | 0.008165 | Cardinal:1 | 0.1633 | 0.1633 | 0.1633 | 0.1633 | 0.1633 | 0.1633 | 0.1633 | 0.1633 | 0.1633 | 0.1633 | 0.008165 | 0.008165 | 0.008165 | 0.0077574 | 0.0077574 | 0.0077574 | 0.0077574 | 0.0077574 | 0.0077574 | 0.0077574 | 0.0077574 | 0.0077574 | 0.0077574 | 0.0077574 | 0.0077574 | 0.0077574 | 0.0077574 | 0.0077574 | 0.0077574 | 0.0077574 | 0.0077574 | 0.0077574 | 0.0077574 | 0.0077574 | 0.0077574 | 0.0077574 | 0.0077574 | 0.0077574 | 0.0077574 | 0.0077574 | 0.0077574 | 0.0077574 | 0.0077574 | 0.0077574 | 0.0077574 | 0.0077574 | 0.0077574 | 0.0077574 | 0.0077574 | 0.0077574 | 0.0077574 | 0.0077574 | 0.0077574 | 0.0077574
0 | 0 | 0 |  | 0 | 2013 | 0.95008 | 0.01553 | Cardinal:2 | 0.3106 | 0.3106 | 0.3106 | 0.3106 | 0.3106 | 0.3106 | 0.3106 | 0.3106 | 0.3106 | 0.3106 | 0.01553 | 0.01553 | 0.01553 | 0.014755 | 0.014755 | 0.014755 | 0.014755 | 0.014755 | 0.014755 | 0.014755 | 0.014755 | 0.014755 | 0.014755 | 0.014755 | 0.014755 | 0.014755 | 0.014755 | 0.014755 | 0.014755 | 0.014755 | 0.014755 | 0.014755 | 0.014755 | 0.014755 | 0.014755 | 0.014755 | 0.014755 | 0.014755 | 0.014755 | 0.014755 | 0.014755 | 0.014755 | 0.014755 | 0.014755 | 0.014755 | 0.014755 | 0.014755 | 0.014755 | 0.014755 | 0.014755 | 0.014755 | 0.014755 | 0.014755 | 0.014755
0 | 0 | 0 |  | 0 |  | 0.95008 | 0.063995 | Cardinal:3 | 1.2799 | 1.2799 | 1.2799 | 1.2799 | 1.2799 | 1.2799 | 1.2799 | 1.2799 | 1.2799 | 1.2799 | 1.2799 | 1.2799 | 1.2799 | 0.063995 | 0.063995 | 0.063995 | 0.063995 | 0.063995 | 0.063995 | 0.063995 | 0.063995 | 0.063995 | 0.063995 | 0.063995 | 0.063995 | 0.063995 | 0.063995 | 0.063995 | 0.063995 | 0.063995 | 0.063995 | 0.063995 | 0.063995 | 0.063995 | 0.063995 | 0.063995 | 0.063995 | 0.063995 | 0.063995 | 0.063995 | 0.063995 | 0.063995 | 0.063995 | 0.063995 | 0.063995 | 0.063995 | 0.063995 | 0.063995 | 0.063995 | 0.063995 | 0.063995 | 0.063995 | 0.063995 | 0.063995
0 | 0 | 0 | 2017 | 0 | 2013 | 0.86844 | 1.4243 | Beckjord:1 | 1.4243 | 1.4243 | 1.4243 | 1.4243 | 1.4243 | 1.4243 | 1.4243 | 1.4243 | 1.4243 | 1.4243 | 1.4243 | 1.4243 | 1.4243 | 1.2369 | 1.2369 | 1.2369 | 1.2369 | 0.024738 | 0.024738 | 0.024738 | 0.024738 | 0.024738 | 0.024738 | 0.024738 | 0.024738 | 0.024738 | 0.024738 | 0.024738 | 0.024738 | 0.024738 | 0.024738 | 0.024738 | 0.024738 | 0.024738 | 0.024738 | 0.024738 | 0.024738 | 0.024738 | 0.024738 | 0.024738 | 0.024738 | 0.024738 | 0.024738 | 0.024738 | 0.024738 | 0.024738 | 0.024738 | 0.024738 | 0.024738 | 0.024738 | 0.024738 | 0.024738 | 0.024738 | 0.024738
0 | 0 | 0 | 0 | 0 |  |  | 0.75 | Beckjord:GT1 | 0.75 | 0.75 | 0.75 | 0.75 | 0.75 | 0.75 | 0.75 | 0.75 | 0.75 | 0.75 | 0.75 | 0.75 | 0.75 | 0.75 | 0.75 | 0.75 | 0.75 | 0.75 | 0.75 | 0.75 | 0.75 | 0.75 | 0.75 | 0.75 | 0.75 | 0.75 | 0.75 | 0.75 | 0.75 | 0.75 | 0.75 | 0.75 | 0.75 | 0.75 | 0.75 | 0.75 | 0.75 | 0.75 | 0.75 | 0.75 | 0.75 | 0.75 | 0.75 | 0.75 | 0.75 | 0.75 | 0.75 | 0.75 | 0.75 | 0.75 | 0.75 | 0.75 | 0.75 | 0.75
0 | 0 | 0 | 0 | 0 |  |  | 0.75 | Beckjord:GT2 | 0.75 | 0.75 | 0.75 | 0.75 | 0.75 | 0.75 | 0.75 | 0.75 | 0.75 | 0.75 | 0.75 | 0.75 | 0.75 | 0.75 | 0.75 | 0.75 | 0.75 | 0.75 | 0.75 | 0.75 | 0.75 | 0.75 | 0.75 | 0.75 | 0.75 | 0.75 | 0.75 | 0.75 | 0.75 | 0.75 | 0.75 | 0.75 | 0.75 | 0.75 | 0.75 | 0.75 | 0.75 | 0.75 | 0.75 | 0.75 | 0.75 | 0.75 | 0.75 | 0.75 | 0.75 | 0.75 | 0.75 | 0.75 | 0.75 | 0.75 | 0.75 | 0.75 | 0.75 | 0.75
0 | 0 | 0 | 0 | 0 |  |  | 0.75 | Beckjord:GT3 | 0.75 | 0.75 | 0.75 | 0.75 | 0.75 | 0.75 | 0.75 | 0.75 | 0.75 | 0.75 | 0.75 | 0.75 | 0.75 | 0.75 | 0.75 | 0.75 | 0.75 | 0.75 | 0.75 | 0.75 | 0.75 | 0.75 | 0.75 | 0.75 | 0.75 | 0.75 | 0.75 | 0.75 | 0.75 | 0.75 | 0.75 | 0.75 | 0.75 | 0.75 | 0.75 | 0.75 | 0.75 | 0.75 | 0.75 | 0.75 | 0.75 | 0.75 | 0.75 | 0.75 | 0.75 | 0.75 | 0.75 | 0.75 | 0.75 | 0.75 | 0.75 | 0.75 | 0.75 | 0.75
0 | 0 | 0 | 0 | 0 |  |  | 0.75 | Beckjord:GT4 | 0.75 | 0.75 | 0.75 | 0.75 | 0.75 | 0.75 | 0.75 | 0.75 | 0.75 | 0.75 | 0.75 | 0.75 | 0.75 | 0.75 | 0.75 | 0.75 | 0.75 | 0.75 | 0.75 | 0.75 | 0.75 | 0.75 | 0.75 | 0.75 | 0.75 | 0.75 | 0.75 | 0.75 | 0.75 | 0.75 | 0.75 | 0.75 | 0.75 | 0.75 | 0.75 | 0.75 | 0.75 | 0.75 | 0.75 | 0.75 | 0.75 | 0.75 | 0.75 | 0.75 | 0.75 | 0.75 | 0.75 | 0.75 | 0.75 | 0.75 | 0.75 | 0.75 | 0.75 | 0.75
0 | 0 | 0 | 2017 | 0 | 2013 | 0.86844 | 1.4588 | Beckjord:2 | 1.4588 | 1.4588 | 1.4588 | 1.4588 | 1.4588 | 1.4588 | 1.4588 | 1.4588 | 1.4588 | 1.4588 | 1.4588 | 1.4588 | 1.4588 | 1.2669 | 1.2669 | 1.2669 | 1.2669 | 0.025338 | 0.025338 | 0.025338 | 0.025338 | 0.025338 | 0.025338 | 0.025338 | 0.025338 | 0.025338 | 0.025338 | 0.025338 | 0.025338 | 0.025338 | 0.025338 | 0.025338 | 0.025338 | 0.025338 | 0.025338 | 0.025338 | 0.025338 | 0.025338 | 0.025338 | 0.025338 | 0.025338 | 0.025338 | 0.025338 | 0.025338 | 0.025338 | 0.025338 | 0.025338 | 0.025338 | 0.025338 | 0.025338 | 0.025338 | 0.025338 | 0.025338 | 0.025338
0 | 0 | 0 | 2017 | 0 | 2013 | 0.86844 | 1.4751 | Beckjord:3 | 1.4751 | 1.4751 | 1.4751 | 1.4751 | 1.4751 | 1.4751 | 1.4751 | 1.4751 | 1.4751 | 1.4751 | 1.4751 | 1.4751 | 1.4751 | 1.281 | 1.281 | 1.281 | 1.281 | 0.025621 | 0.025621 | 0.025621 | 0.025621 | 0.025621 | 0.025621 | 0.025621 | 0.025621 | 0.025621 | 0.025621 | 0.025621 | 0.025621 | 0.025621 | 0.025621 | 0.025621 | 0.025621 | 0.025621 | 0.025621 | 0.025621 | 0.025621 | 0.025621 | 0.025621 | 0.025621 | 0.025621 | 0.025621 | 0.025621 | 0.025621 | 0.025621 | 0.025621 | 0.025621 | 0.025621 | 0.025621 | 0.025621 | 0.025621 | 0.025621 | 0.025621 | 0.025621
0 | 0 | 0 | 2017 | 0 | 2013 | 0.86844 | 1.4463 | Beckjord:4 | 1.4463 | 1.4463 | 1.4463 | 1.4463 | 1.4463 | 1.4463 | 1.4463 | 1.4463 | 1.4463 | 1.4463 | 1.4463 | 1.4463 | 1.4463 | 1.256 | 1.256 | 1.256 | 1.256 | 0.025121 | 0.025121 | 0.025121 | 0.025121 | 0.025121 | 0.025121 | 0.025121 | 0.025121 | 0.025121 | 0.025121 | 0.025121 | 0.025121 | 0.025121 | 0.025121 | 0.025121 | 0.025121 | 0.025121 | 0.025121 | 0.025121 | 0.025121 | 0.025121 | 0.025121 | 0.025121 | 0.025121 | 0.025121 | 0.025121 | 0.025121 | 0.025121 | 0.025121 | 0.025121 | 0.025121 | 0.025121 | 0.025121 | 0.025121 | 0.025121 | 0.025121 | 0.025121
0 | 0 | 0 | 2017 | 0 | 2013 | 0.86844 | 1.7074 | Beckjord:5 | 1.7074 | 1.7074 | 1.7074 | 1.7074 | 1.7074 | 1.7074 | 1.7074 | 1.7074 | 1.7074 | 1.7074 | 1.7074 | 1.7074 | 1.7074 | 1.4828 | 1.4828 | 1.4828 | 1.4828 | 0.029656 | 0.029656 | 0.029656 | 0.029656 | 0.029656 | 0.029656 | 0.029656 | 0.029656 | 0.029656 | 0.029656 | 0.029656 | 0.029656 | 0.029656 | 0.029656 | 0.029656 | 0.029656 | 0.029656 | 0.029656 | 0.029656 | 0.029656 | 0.029656 | 0.029656 | 0.029656 | 0.029656 | 0.029656 | 0.029656 | 0.029656 | 0.029656 | 0.029656 | 0.029656 | 0.029656 | 0.029656 | 0.029656 | 0.029656 | 0.029656 | 0.029656 | 0.029656
0 | 0 | 0 | 2017 | 0 | 2013 | 0.86844 | 3.9711 | Beckjord:6 | 3.9711 | 3.9711 | 3.9711 | 3.9711 | 3.9711 | 3.9711 | 3.9711 | 3.9711 | 3.9711 | 3.9711 | 3.9711 | 3.9711 | 3.9711 | 3.4487 | 3.4487 | 3.4487 | 3.4487 | 0.068973 | 0.068973 | 0.068973 | 0.068973 | 0.068973 | 0.068973 | 0.068973 | 0.068973 | 0.068973 | 0.068973 | 0.068973 | 0.068973 | 0.068973 | 0.068973 | 0.068973 | 0.068973 | 0.068973 | 0.068973 | 0.068973 | 0.068973 | 0.068973 | 0.068973 | 0.068973 | 0.068973 | 0.068973 | 0.068973 | 0.068973 | 0.068973 | 0.068973 | 0.068973 | 0.068973 | 0.068973 | 0.068973 | 0.068973 | 0.068973 | 0.068973 | 0.068973
0 | 0 | 0 | 0 | 0 |  |  | 0.75 | Dicks Creek:45 | 0.75 | 0.75 | 0.75 | 0.75 | 0.75 | 0.75 | 0.75 | 0.75 | 0.75 | 0.75 | 0.75 | 0.75 | 0.75 | 0.75 | 0.75 | 0.75 | 0.75 | 0.75 | 0.75 | 0.75 | 0.75 | 0.75 | 0.75 | 0.75 | 0.75 | 0.75 | 0.75 | 0.75 | 0.75 | 0.75 | 0.75 | 0.75 | 0.75 | 0.75 | 0.75 | 0.75 | 0.75 | 0.75 | 0.75 | 0.75 | 0.75 | 0.75 | 0.75 | 0.75 | 0.75 | 0.75 | 0.75 | 0.75 | 0.75 | 0.75 | 0.75 | 0.75 | 0.75 | 0.75
0 | 0 | 0 | 0 | 0 |  |  | 0.3 | Miami Fort:GT | 0.3 | 0.3 | 0.3 | 0.3 | 0.3 | 0.3 | 0.3 | 0.3 | 0.3 | 0.3 | 0.3 | 0.3 | 0.3 | 0.3 | 0.3 | 0.3 | 0.3 | 0.3 | 0.3 | 0.3 | 0.3 | 0.3 | 0.3 | 0.3 | 0.3 | 0.3 | 0.3 | 0.3 | 0.3 | 0.3 | 0.3 | 0.3 | 0.3 | 0.3 | 0.3 | 0.3 | 0.3 | 0.3 | 0.3 | 0.3 | 0.3 | 0.3 | 0.3 | 0.3 | 0.3 | 0.3 | 0.3 | 0.3 | 0.3 | 0.3 | 0.3 | 0.3 | 0.3 | 0.3
0 | 0 | 0 | 2017 | 0 | 2013 | 0.92872 | 2.44 | Miami Fort:5 | 2.44 | 2.44 | 2.44 | 2.44 | 2.44 | 2.44 | 2.44 | 2.44 | 2.44 | 2.44 | 2.44 | 2.44 | 2.44 | 2.2661 | 2.2661 | 2.2661 | 2.2661 | 0.045322 | 0.045322 | 0.045322 | 0.045322 | 0.045322 | 0.045322 | 0.045322 | 0.045322 | 0.045322 | 0.045322 | 0.045322 | 0.045322 | 0.045322 | 0.045322 | 0.045322 | 0.045322 | 0.045322 | 0.045322 | 0.045322 | 0.045322 | 0.045322 | 0.045322 | 0.045322 | 0.045322 | 0.045322 | 0.045322 | 0.045322 | 0.045322 | 0.045322 | 0.045322 | 0.045322 | 0.045322 | 0.045322 | 0.045322 | 0.045322 | 0.045322 | 0.045322
0 | 0 | 0 | 2017 | 0 | 2013 | 0.92872 | 3.8573 | Miami Fort:6 | 3.8573 | 3.8573 | 3.8573 | 3.8573 | 3.8573 | 3.8573 | 3.8573 | 3.8573 | 3.8573 | 3.8573 | 3.8573 | 3.8573 | 3.8573 | 3.5824 | 3.5824 | 3.5824 | 3.5824 | 0.071647 | 0.071647 | 0.071647 | 0.071647 | 0.071647 | 0.071647 | 0.071647 | 0.071647 | 0.071647 | 0.071647 | 0.071647 | 0.071647 | 0.071647 | 0.071647 | 0.071647 | 0.071647 | 0.071647 | 0.071647 | 0.071647 | 0.071647 | 0.071647 | 0.071647 | 0.071647 | 0.071647 | 0.071647 | 0.071647 | 0.071647 | 0.071647 | 0.071647 | 0.071647 | 0.071647 | 0.071647 | 0.071647 | 0.071647 | 0.071647 | 0.071647 | 0.071647
0 | 0 | 0 |  | 0 | 2013 | 0.92872 | 0.1379 | Miami Fort:7 | 0.1379 | 0.1379 | 0.1379 | 0.1379 | 0.1379 | 0.1379 | 0.1379 | 0.1379 | 0.1379 | 0.1379 | 0.1379 | 0.1379 | 0.1379 | 0.12807 | 0.12807 | 0.12807 | 0.12807 | 0.12807 | 0.12807 | 0.12807 | 0.12807 | 0.12807 | 0.12807 | 0.12807 | 0.12807 | 0.12807 | 0.12807 | 0.12807 | 0.12807 | 0.12807 | 0.12807 | 0.12807 | 0.12807 | 0.12807 | 0.12807 | 0.12807 | 0.12807 | 0.12807 | 0.12807 | 0.12807 | 0.12807 | 0.12807 | 0.12807 | 0.12807 | 0.12807 | 0.12807 | 0.12807 | 0.12807 | 0.12807 | 0.12807 | 0.12807 | 0.12807 | 0.12807 | 0.12807
0 | 0 | 0 |  | 0 | 2013 | 0.92872 | 0.1521 | Miami Fort:8 | 0.1521 | 0.1521 | 0.1521 | 0.1521 | 0.1521 | 0.1521 | 0.1521 | 0.1521 | 0.1521 | 0.1521 | 0.1521 | 0.1521 | 0.1521 | 0.14126 | 0.14126 | 0.14126 | 0.14126 | 0.14126 | 0.14126 | 0.14126 | 0.14126 | 0.14126 | 0.14126 | 0.14126 | 0.14126 | 0.14126 | 0.14126 | 0.14126 | 0.14126 | 0.14126 | 0.14126 | 0.14126 | 0.14126 | 0.14126 | 0.14126 | 0.14126 | 0.14126 | 0.14126 | 0.14126 | 0.14126 | 0.14126 | 0.14126 | 0.14126 | 0.14126 | 0.14126 | 0.14126 | 0.14126 | 0.14126 | 0.14126 | 0.14126 | 0.14126 | 0.14126 | 0.14126 | 0.14126
2015 | 2015 | 2015 | 0 | 2017 |  |  | 1.4337 | Ashtabula (CEI):5 | 1.4337 | 1.4337 | 1.4337 | 1.4337 | 1.4337 | 1.4337 | 1.4337 | 1.4337 | 1.4337 | 1.4337 | 1.4337 | 1.4337 | 1.4337 | 1.4337 | 1.4337 | 1.0036 | 1.0036 | 0.10036 | 0.10036 | 0.10036 | 0.10036 | 0.10036 | 0.10036 | 0.10036 | 0.10036 | 0.10036 | 0.10036 | 0.10036 | 0.10036 | 0.10036 | 0.10036 | 0.10036 | 0.10036 | 0.10036 | 0.10036 | 0.10036 | 0.10036 | 0.10036 | 0.10036 | 0.10036 | 0.10036 | 0.10036 | 0.10036 | 0.10036 | 0.10036 | 0.10036 | 0.10036 | 0.10036 | 0.10036 | 0.10036 | 0.10036 | 0.10036 | 0.10036 | 0.10036
[7 empty] | 4.249 | Ashtabula (CEI):6 | 4.249 | 4.249 | 4.249 | 4.249 | 4.249 | 4.249 | 4.249 | 4.249 | 4.249 | 4.249 | 4.249 | 4.249 | 4.249 | 4.249 | 4.249 | 4.249 | 4.249 | 4.249 | 4.249 | 4.249 | 4.249 | 4.249 | 4.249 | 4.249 | 4.249 | 4.249 | 4.249 | 4.249 | 4.249 | 4.249 | 4.249 | 4.249 | 4.249 | 4.249 | 4.249 | 4.249 | 4.249 | 4.249 | 4.249 | 4.249 | 4.249 | 4.249 | 4.249 | 4.249 | 4.249 | 4.249 | 4.249 | 4.249 | 4.249 | 4.249 | 4.249 | 4.249 | 4.249 | 4.249
[7 empty] | 0.808 | Ashtabula (CEI):7 | 0.808 | 0.808 | 0.808 | 0.808 | 0.808 | 0.808 | 0.808 | 0.808 | 0.808 | 0.808 | 0.808 | 0.808 | 0.808 | 0.808 | 0.808 | 0.808 | 0.808 | 0.808 | 0.808 | 0.808 | 0.808 | 0.808 | 0.808 | 0.808 | 0.808 | 0.808 | 0.808 | 0.808 | 0.808 | 0.808 | 0.808 | 0.808 | 0.808 | 0.808 | 0.808 | 0.808 | 0.808 | 0.808 | 0.808 | 0.808 | 0.808 | 0.808 | 0.808 | 0.808 | 0.808 | 0.808 | 0.808 | 0.808 | 0.808 | 0.808 | 0.808 | 0.808 | 0.808 | 0.808
[7 empty] | 4.249 | Ashtabula (CEI):8 | 4.249 | 4.249 | 4.249 | 4.249 | 4.249 | 4.249 | 4.249 | 4.249 | 4.249 | 4.249 | 4.249 | 4.249 | 4.249 | 4.249 | 4.249 | 4.249 | 4.249 | 4.249 | 4.249 | 4.249 | 4.249 | 4.249 | 4.249 | 4.249 | 4.249 | 4.249 | 4.249 | 4.249 | 4.249 | 4.249 | 4.249 | 4.249 | 4.249 | 4.249 | 4.249 | 4.249 | 4.249 | 4.249 | 4.249 | 4.249 | 4.249 | 4.249 | 4.249 | 4.249 | 4.249 | 4.249 | 4.249 | 4.249 | 4.249 | 4.249 | 4.249 | 4.249 | 4.249 | 4.249
[7 empty] | 4.249 | Ashtabula (CEI):9 | 4.249 | 4.249 | 4.249 | 4.249 | 4.249 | 4.249 | 4.249 | 4.249 | 4.249 | 4.249 | 4.249 | 4.249 | 4.249 | 4.249 | 4.249 | 4.249 | 4.249 | 4.249 | 4.249 | 4.249 | 4.249 | 4.249 | 4.249 | 4.249 | 4.249 | 4.249 | 4.249 | 4.249 | 4.249 | 4.249 | 4.249 | 4.249 | 4.249 | 4.249 | 4.249 | 4.249 | 4.249 | 4.249 | 4.249 | 4.249 | 4.249 | 4.249 | 4.249 | 4.249 | 4.249 | 4.249 | 4.249 | 4.249 | 4.249 | 4.249 | 4.249 | 4.249 | 4.249 | 4.249
0 | 0 | 0 |  | 0 |  |  | 0.287 | Avon Lake:10 | 0.287 | 0.287 | 0.287 | 0.287 | 0.287 | 0.287 | 0.287 | 0.287 | 0.287 | 0.287 | 0.287 | 0.287 | 0.287 | 0.287 | 0.287 | 0.287 | 0.287 | 0.287 | 0.287 | 0.287 | 0.287 | 0.287 | 0.287 | 0.287 | 0.287 | 0.287 | 0.287 | 0.287 | 0.287 | 0.287 | 0.287 | 0.287 | 0.287 | 0.287 | 0.287 | 0.287 | 0.287 | 0.287 | 0.287 | 0.287 | 0.287 | 0.287 | 0.287 | 0.287 | 0.287 | 0.287 | 0.287 | 0.287 | 0.287 | 0.287 | 0.287 | 0.287 | 0.287 | 0.287
[7 empty] | 1.6 | Avon Lake:6 | 1.6 | 1.6 | 1.6 | 1.6 | 1.6 | 1.6 | 1.6 | 1.6 | 1.6 | 1.6 | 1.6 | 1.6 | 1.6 | 1.6 | 1.6 | 1.6 | 1.6 | 1.6 | 1.6 | 1.6 | 1.6 | 1.6 | 1.6 | 1.6 | 1.6 | 1.6 | 1.6 | 1.6 | 1.6 | 1.6 | 1.6 | 1.6 | 1.6 | 1.6 | 1.6 | 1.6 | 1.6 | 1.6 | 1.6 | 1.6 | 1.6 | 1.6 | 1.6 | 1.6 | 1.6 | 1.6 | 1.6 | 1.6 | 1.6 | 1.6 | 1.6 | 1.6 | 1.6 | 1.6
0 | 0 | 0 | 2017 | 0 | 2013 | 0.95022 | 2.5317 | Avon Lake:7 | 2.5317 | 2.5317 | 2.5317 | 2.5317 | 2.5317 | 2.5317 | 2.5317 | 2.5317 | 2.5317 | 2.5317 | 2.5317 | 2.5317 | 2.5317 | 2.4057 | 2.4057 | 2.4057 | 2.4057 | 0.048113 | 0.048113 | 0.048113 | 0.048113 | 0.048113 | 0.048113 | 0.048113 | 0.048113 | 0.048113 | 0.048113 | 0.048113 | 0.048113 | 0.048113 | 0.048113 | 0.048113 | 0.048113 | 0.048113 | 0.048113 | 0.048113 | 0.048113 | 0.048113 | 0.048113 | 0.048113 | 0.048113 | 0.048113 | 0.048113 | 0.048113 | 0.048113 | 0.048113 | 0.048113 | 0.048113 | 0.048113 | 0.048113 | 0.048113 | 0.048113 | 0.048113 | 0.048113
0 | 0 | 0 | 2016 | 0 | 2013 | 0.95022 | 2.5397 | Avon Lake:9 | 2.5397 | 2.5397 | 2.5397 | 2.5397 | 2.5397 | 2.5397 | 2.5397 | 2.5397 | 2.5397 | 2.5397 | 2.5397 | 2.5397 | 2.5397 | 2.4133 | 2.4133 | 2.4133 | 0.048265 | 0.048265 | 0.048265 | 0.048265 | 0.048265 | 0.048265 | 0.048265 | 0.048265 | 0.048265 | 0.048265 | 0.048265 | 0.048265 | 0.048265 | 0.048265 | 0.048265 | 0.048265 | 0.048265 | 0.048265 | 0.048265 | 0.048265 | 0.048265 | 0.048265 | 0.048265 | 0.048265 | 0.048265 | 0.048265 | 0.048265 | 0.048265 | 0.048265 | 0.048265 | 0.048265 | 0.048265 | 0.048265 | 0.048265 | 0.048265 | 0.048265 | 0.048265 | 0.048265
0 | 0 | 0 | 2017 | 0 | 2013 | 0.83184 | 1.239 | Eastlake:1 | 1.239 | 1.239 | 1.239 | 1.239 | 1.239 | 1.239 | 1.239 | 1.239 | 1.239 | 1.239 | 1.239 | 1.239 | 1.239 | 1.0307 | 1.0307 | 1.0307 | 1.0307 | 0.020613 | 0.020613 | 0.020613 | 0.020613 | 0.020613 | 0.020613 | 0.020613 | 0.020613 | 0.020613 | 0.020613 | 0.020613 | 0.020613 | 0.020613 | 0.020613 | 0.020613 | 0.020613 | 0.020613 | 0.020613 | 0.020613 | 0.020613 | 0.020613 | 0.020613 | 0.020613 | 0.020613 | 0.020613 | 0.020613 | 0.020613 | 0.020613 | 0.020613 | 0.020613 | 0.020613 | 0.020613 | 0.020613 | 0.020613 | 0.020613 | 0.020613 | 0.020613
0 | 0 | 0 | 2017 | 0 | 2013 | 0.83184 | 2.0381 | Eastlake:2 | 2.0381 | 2.0381 | 2.0381 | 2.0381 | 2.0381 | 2.0381 | 2.0381 | 2.0381 | 2.0381 | 2.0381 | 2.0381 | 2.0381 | 2.0381 | 1.6954 | 1.6954 | 1.6954 | 1.6954 | 0.033907 | 0.033907 | 0.033907 | 0.033907 | 0.033907 | 0.033907 | 0.033907 | 0.033907 | 0.033907 | 0.033907 | 0.033907 | 0.033907 | 0.033907 | 0.033907 | 0.033907 | 0.033907 | 0.033907 | 0.033907 | 0.033907 | 0.033907 | 0.033907 | 0.033907 | 0.033907 | 0.033907 | 0.033907 | 0.033907 | 0.033907 | 0.033907 | 0.033907 | 0.033907 | 0.033907 | 0.033907 | 0.033907 | 0.033907 | 0.033907 | 0.033907 | 0.033907
0 | 0 | 0 | 2017 | 0 | 2013 | 0.83184 | 1.7529 | Eastlake:3 | 1.7529 | 1.7529 | 1.7529 | 1.7529 | 1.7529 | 1.7529 | 1.7529 | 1.7529 | 1.7529 | 1.7529 | 1.7529 | 1.7529 | 1.7529 | 1.4581 | 1.4581 | 1.4581 | 1.4581 | 0.029163 | 0.029163 | 0.029163 | 0.029163 | 0.029163 | 0.029163 | 0.029163 | 0.029163 | 0.029163 | 0.029163 | 0.029163 | 0.029163 | 0.029163 | 0.029163 | 0.029163 | 0.029163 | 0.029163 | 0.029163 | 0.029163 | 0.029163 | 0.029163 | 0.029163 | 0.029163 | 0.029163 | 0.029163 | 0.029163 | 0.029163 | 0.029163 | 0.029163 | 0.029163 | 0.029163 | 0.029163 | 0.029163 | 0.029163 | 0.029163 | 0.029163 | 0.029163
0 | 0 | 0 | 2017 | 0 | 2013 | 0.83184 | 1.8868 | Eastlake:4 | 1.8868 | 1.8868 | 1.8868 | 1.8868 | 1.8868 | 1.8868 | 1.8868 | 1.8868 | 1.8868 | 1.8868 | 1.8868 | 1.8868 | 1.8868 | 1.5695 | 1.5695 | 1.5695 | 1.5695 | 0.03139 | 0.03139 | 0.03139 | 0.03139 | 0.03139 | 0.03139 | 0.03139 | 0.03139 | 0.03139 | 0.03139 | 0.03139 | 0.03139 | 0.03139 | 0.03139 | 0.03139 | 0.03139 | 0.03139 | 0.03139 | 0.03139 | 0.03139 | 0.03139 | 0.03139 | 0.03139 | 0.03139 | 0.03139 | 0.03139 | 0.03139 | 0.03139 | 0.03139 | 0.03139 | 0.03139 | 0.03139 | 0.03139 | 0.03139 | 0.03139 | 0.03139 | 0.03139
0 | 0 | 0 | 2016 | 0 | 2013 | 0.83184 | 2.0137 | Eastlake:5 | 2.0137 | 2.0137 | 2.0137 | 2.0137 | 2.0137 | 2.0137 | 2.0137 | 2.0137 | 2.0137 | 2.0137 | 2.0137 | 2.0137 | 2.0137 | 1.6751 | 1.6751 | 1.6751 | 0.033502 | 0.033502 | 0.033502 | 0.033502 | 0.033502 | 0.033502 | 0.033502 | 0.033502 | 0.033502 | 0.033502 | 0.033502 | 0.033502 | 0.033502 | 0.033502 | 0.033502 | 0.033502 | 0.033502 | 0.033502 | 0.033502 | 0.033502 | 0.033502 | 0.033502 | 0.033502 | 0.033502 | 0.033502 | 0.033502 | 0.033502 | 0.033502 | 0.033502 | 0.033502 | 0.033502 | 0.033502 | 0.033502 | 0.033502 | 0.033502 | 0.033502 | 0.033502 | 0.033502
0 | 0 | 0 | 0 | 0 |  |  | 0.75 | Eastlake:6 | 0.75 | 0.75 | 0.75 | 0.75 | 0.75 | 0.75 | 0.75 | 0.75 | 0.75 | 0.75 | 0.75 | 0.75 | 0.75 | 0.75 | 0.75 | 0.75 | 0.75 | 0.75 | 0.75 | 0.75 | 0.75 | 0.75 | 0.75 | 0.75 | 0.75 | 0.75 | 0.75 | 0.75 | 0.75 | 0.75 | 0.75 | 0.75 | 0.75 | 0.75 | 0.75 | 0.75 | 0.75 | 0.75 | 0.75 | 0.75 | 0.75 | 0.75 | 0.75 | 0.75 | 0.75 | 0.75 | 0.75 | 0.75 | 0.75 | 0.75 | 0.75 | 0.75 | 0.75 | 0.75
0 | 0 | 0 | 0 | 0 |  |  | 0.75 | Lake Shore:IC | 0.75 | 0.75 | 0.75 | 0.75 | 0.75 | 0.75 | 0.75 | 0.75 | 0.75 | 0.75 | 0.75 | 0.75 | 0.75 | 0.75 | 0.75 | 0.75 | 0.75 | 0.75 | 0.75 | 0.75 | 0.75 | 0.75 | 0.75 | 0.75 | 0.75 | 0.75 | 0.75 | 0.75 | 0.75 | 0.75 | 0.75 | 0.75 | 0.75 | 0.75 | 0.75 | 0.75 | 0.75 | 0.75 | 0.75 | 0.75 | 0.75 | 0.75 | 0.75 | 0.75 | 0.75 | 0.75 | 0.75 | 0.75 | 0.75 | 0.75 | 0.75 | 0.75 | 0.75 | 0.75
2015 | 2015 | 2015 | 0 | 2017 |  |  | 0.7237 | Lake Shore:18 | 0.7237 | 0.7237 | 0.7237 | 0.7237 | 0.7237 | 0.7237 | 0.7237 | 0.7237 | 0.7237 | 0.7237 | 0.7237 | 0.7237 | 0.7237 | 0.7237 | 0.7237 | 0.50659 | 0.50659 | 0.050659 | 0.050659 | 0.050659 | 0.050659 | 0.050659 | 0.050659 | 0.050659 | 0.050659 | 0.050659 | 0.050659 | 0.050659 | 0.050659 | 0.050659 | 0.050659 | 0.050659 | 0.050659 | 0.050659 | 0.050659 | 0.050659 | 0.050659 | 0.050659 | 0.050659 | 0.050659 | 0.050659 | 0.050659 | 0.050659 | 0.050659 | 0.050659 | 0.050659 | 0.050659 | 0.050659 | 0.050659 | 0.050659 | 0.050659 | 0.050659 | 0.050659 | 0.050659
[7 empty] | 4.592 | Conesville:1 | 4.592 | 4.592 | 4.592 | 4.592 | 4.592 | 4.592 | 4.592 | 4.592 | 4.592 | 4.592 | 4.592 | 4.592 | 4.592 | 4.592 | 4.592 | 4.592 | 4.592 | 4.592 | 4.592 | 4.592 | 4.592 | 4.592 | 4.592 | 4.592 | 4.592 | 4.592 | 4.592 | 4.592 | 4.592 | 4.592 | 4.592 | 4.592 | 4.592 | 4.592 | 4.592 | 4.592 | 4.592 | 4.592 | 4.592 | 4.592 | 4.592 | 4.592 | 4.592 | 4.592 | 4.592 | 4.592 | 4.592 | 4.592 | 4.592 | 4.592 | 4.592 | 4.592 | 4.592 | 4.592
[7 empty] | 3.51 | Conesville:2 | 3.51 | 3.51 | 3.51 | 3.51 | 3.51 | 3.51 | 3.51 | 3.51 | 3.51 | 3.51 | 3.51 | 3.51 | 3.51 | 3.51 | 3.51 | 3.51 | 3.51 | 3.51 | 3.51 | 3.51 | 3.51 | 3.51 | 3.51 | 3.51 | 3.51 | 3.51 | 3.51 | 3.51 | 3.51 | 3.51 | 3.51 | 3.51 | 3.51 | 3.51 | 3.51 | 3.51 | 3.51 | 3.51 | 3.51 | 3.51 | 3.51 | 3.51 | 3.51 | 3.51 | 3.51 | 3.51 | 3.51 | 3.51 | 3.51 | 3.51 | 3.51 | 3.51 | 3.51 | 3.51
0 | 0 | 0 | 2017 | 0 | 2013 | 0.93197 | 4.1002 | Conesville:3 | 4.1002 | 4.1002 | 4.1002 | 4.1002 | 4.1002 | 4.1002 | 4.1002 | 4.1002 | 4.1002 | 4.1002 | 4.1002 | 4.1002 | 4.1002 | 3.8213 | 3.8213 | 3.8213 | 3.8213 | 0.076425 | 0.076425 | 0.076425 | 0.076425 | 0.076425 | 0.076425 | 0.076425 | 0.076425 | 0.076425 | 0.076425 | 0.076425 | 0.076425 | 0.076425 | 0.076425 | 0.076425 | 0.076425 | 0.076425 | 0.076425 | 0.076425 | 0.076425 | 0.076425 | 0.076425 | 0.076425 | 0.076425 | 0.076425 | 0.076425 | 0.076425 | 0.076425 | 0.076425 | 0.076425 | 0.076425 | 0.076425 | 0.076425 | 0.076425 | 0.076425 | 0.076425 | 0.076425
0 | 0 | 0 | 2015 | 0 | 2013 | 0.93197 | 1.2054 | Conesville:4 | 1.2054 | 1.2054 | 1.2054 | 1.2054 | 1.2054 | 1.2054 | 1.2054 | 1.2054 | 1.2054 | 1.2054 | 1.2054 | 1.2054 | 1.2054 | 1.1234 | 1.1234 | 0.022468 | 0.022468 | 0.022468 | 0.022468 | 0.022468 | 0.022468 | 0.022468 | 0.022468 | 0.022468 | 0.022468 | 0.022468 | 0.022468 | 0.022468 | 0.022468 | 0.022468 | 0.022468 | 0.022468 | 0.022468 | 0.022468 | 0.022468 | 0.022468 | 0.022468 | 0.022468 | 0.022468 | 0.022468 | 0.022468 | 0.022468 | 0.022468 | 0.022468 | 0.022468 | 0.022468 | 0.022468 | 0.022468 | 0.022468 | 0.022468 | 0.022468 | 0.022468 | 0.022468 | 0.022468
0 | 0 | 0 |  | 0 | 2013 | 0.93197 | 0.2121 | Conesville:5 | 0.2121 | 0.2121 | 0.2121 | 0.2121 | 0.2121 | 0.2121 | 0.2121 | 0.2121 | 0.2121 | 0.2121 | 0.2121 | 0.2121 | 0.2121 | 0.19767 | 0.19767 | 0.19767 | 0.19767 | 0.19767 | 0.19767 | 0.19767 | 0.19767 | 0.19767 | 0.19767 | 0.19767 | 0.19767 | 0.19767 | 0.19767 | 0.19767 | 0.19767 | 0.19767 | 0.19767 | 0.19767 | 0.19767 | 0.19767 | 0.19767 | 0.19767 | 0.19767 | 0.19767 | 0.19767 | 0.19767 | 0.19767 | 0.19767 | 0.19767 | 0.19767 | 0.19767 | 0.19767 | 0.19767 | 0.19767 | 0.19767 | 0.19767 | 0.19767 | 0.19767 | 0.19767 | 0.19767
0 | 0 | 0 |  | 0 | 2013 | 0.93197 | 0.1907 | Conesville:6 | 0.1907 | 0.1907 | 0.1907 | 0.1907 | 0.1907 | 0.1907 | 0.1907 | 0.1907 | 0.1907 | 0.1907 | 0.1907 | 0.1907 | 0.1907 | 0.17773 | 0.17773 | 0.17773 | 0.17773 | 0.17773 | 0.17773 | 0.17773 | 0.17773 | 0.17773 | 0.17773 | 0.17773 | 0.17773 | 0.17773 | 0.17773 | 0.17773 | 0.17773 | 0.17773 | 0.17773 | 0.17773 | 0.17773 | 0.17773 | 0.17773 | 0.17773 | 0.17773 | 0.17773 | 0.17773 | 0.17773 | 0.17773 | 0.17773 | 0.17773 | 0.17773 | 0.17773 | 0.17773 | 0.17773 | 0.17773 | 0.17773 | 0.17773 | 0.17773 | 0.17773 | 0.17773 | 0.17773
0 | 0 | 0 | 2017 | 0 |  |  | 3.0531 | Picway:5 | 3.0531 | 3.0531 | 3.0531 | 3.0531 | 3.0531 | 3.0531 | 3.0531 | 3.0531 | 3.0531 | 3.0531 | 3.0531 | 3.0531 | 3.0531 | 3.0531 | 3.0531 | 3.0531 | 3.0531 | 0.061062 | 0.061062 | 0.061062 | 0.061062 | 0.061062 | 0.061062 | 0.061062 | 0.061062 | 0.061062 | 0.061062 | 0.061062 | 0.061062 | 0.061062 | 0.061062 | 0.061062 | 0.061062 | 0.061062 | 0.061062 | 0.061062 | 0.061062 | 0.061062 | 0.061062 | 0.061062 | 0.061062 | 0.061062 | 0.061062 | 0.061062 | 0.061062 | 0.061062 | 0.061062 | 0.061062 | 0.061062 | 0.061062 | 0.061062 | 0.061062 | 0.061062 | 0.061062
0 | 0 | 0 | 0 | 0 |  |  | 0.75 | Tait:IC | 0.75 | 0.75 | 0.75 | 0.75 | 0.75 | 0.75 | 0.75 | 0.75 | 0.75 | 0.75 | 0.75 | 0.75 | 0.75 | 0.75 | 0.75 | 0.75 | 0.75 | 0.75 | 0.75 | 0.75 | 0.75 | 0.75 | 0.75 | 0.75 | 0.75 | 0.75 | 0.75 | 0.75 | 0.75 | 0.75 | 0.75 | 0.75 | 0.75 | 0.75 | 0.75 | 0.75 | 0.75 | 0.75 | 0.75 | 0.75 | 0.75 | 0.75 | 0.75 | 0.75 | 0.75 | 0.75 | 0.75 | 0.75 | 0.75 | 0.75 | 0.75 | 0.75 | 0.75 | 0.75
2017 | 2017 | 2017 | 0 | 2020 | 2013 | 0.97759 | 1.2145 | Hutchings:1 | 1.2145 | 1.2145 | 1.2145 | 1.2145 | 1.2145 | 1.2145 | 1.2145 | 1.2145 | 1.2145 | 1.2145 | 1.2145 | 1.2145 | 1.2145 | 1.1873 | 1.1873 | 1.1873 | 1.1873 | 0.8311 | 0.8311 | 0.8311 | 0.08311 | 0.08311 | 0.08311 | 0.08311 | 0.08311 | 0.08311 | 0.08311 | 0.08311 | 0.08311 | 0.08311 | 0.08311 | 0.08311 | 0.08311 | 0.08311 | 0.08311 | 0.08311 | 0.08311 | 0.08311 | 0.08311 | 0.08311 | 0.08311 | 0.08311 | 0.08311 | 0.08311 | 0.08311 | 0.08311 | 0.08311 | 0.08311 | 0.08311 | 0.08311 | 0.08311 | 0.08311 | 0.08311 | 0.08311
2017 | 2017 | 2017 | 0 | 2020 | 2013 | 0.97759 | 1.2214 | Hutchings:2 | 1.2214 | 1.2214 | 1.2214 | 1.2214 | 1.2214 | 1.2214 | 1.2214 | 1.2214 | 1.2214 | 1.2214 | 1.2214 | 1.2214 | 1.2214 | 1.194 | 1.194 | 1.194 | 1.194 | 0.83582 | 0.83582 | 0.83582 | 0.083582 | 0.083582 | 0.083582 | 0.083582 | 0.083582 | 0.083582 | 0.083582 | 0.083582 | 0.083582 | 0.083582 | 0.083582 | 0.083582 | 0.083582 | 0.083582 | 0.083582 | 0.083582 | 0.083582 | 0.083582 | 0.083582 | 0.083582 | 0.083582 | 0.083582 | 0.083582 | 0.083582 | 0.083582 | 0.083582 | 0.083582 | 0.083582 | 0.083582 | 0.083582 | 0.083582 | 0.083582 | 0.083582 | 0.083582
2017 | 2017 | 2017 | 0 | 2019 | 2013 | 0.97759 | 1.2088 | Hutchings:3 | 1.2088 | 1.2088 | 1.2088 | 1.2088 | 1.2088 | 1.2088 | 1.2088 | 1.2088 | 1.2088 | 1.2088 | 1.2088 | 1.2088 | 1.2088 | 1.1817 | 1.1817 | 1.1817 | 1.1817 | 0.8272 | 0.8272 | 0.08272 | 0.08272 | 0.08272 | 0.08272 | 0.08272 | 0.08272 | 0.08272 | 0.08272 | 0.08272 | 0.08272 | 0.08272 | 0.08272 | 0.08272 | 0.08272 | 0.08272 | 0.08272 | 0.08272 | 0.08272 | 0.08272 | 0.08272 | 0.08272 | 0.08272 | 0.08272 | 0.08272 | 0.08272 | 0.08272 | 0.08272 | 0.08272 | 0.08272 | 0.08272 | 0.08272 | 0.08272 | 0.08272 | 0.08272 | 0.08272
2017 | 2017 | 2017 | 0 | 2019 | 2013 | 0.97759 | 1.212 | Hutchings:4 | 1.212 | 1.212 | 1.212 | 1.212 | 1.212 | 1.212 | 1.212 | 1.212 | 1.212 | 1.212 | 1.212 | 1.212 | 1.212 | 1.1848 | 1.1848 | 1.1848 | 1.1848 | 0.82939 | 0.82939 | 0.082939 | 0.082939 | 0.082939 | 0.082939 | 0.082939 | 0.082939 | 0.082939 | 0.082939 | 0.082939 | 0.082939 | 0.082939 | 0.082939 | 0.082939 | 0.082939 | 0.082939 | 0.082939 | 0.082939 | 0.082939 | 0.082939 | 0.082939 | 0.082939 | 0.082939 | 0.082939 | 0.082939 | 0.082939 | 0.082939 | 0.082939 | 0.082939 | 0.082939 | 0.082939 | 0.082939 | 0.082939 | 0.082939 | 0.082939 | 0.082939
2017 | 2017 | 2017 | 0 | 2019 | 2013 | 0.97759 | 1.2131 | Hutchings:5 | 1.2131 | 1.2131 | 1.2131 | 1.2131 | 1.2131 | 1.2131 | 1.2131 | 1.2131 | 1.2131 | 1.2131 | 1.2131 | 1.2131 | 1.2131 | 1.1859 | 1.1859 | 1.1859 | 1.1859 | 0.83014 | 0.83014 | 0.083014 | 0.083014 | 0.083014 | 0.083014 | 0.083014 | 0.083014 | 0.083014 | 0.083014 | 0.083014 | 0.083014 | 0.083014 | 0.083014 | 0.083014 | 0.083014 | 0.083014 | 0.083014 | 0.083014 | 0.083014 | 0.083014 | 0.083014 | 0.083014 | 0.083014 | 0.083014 | 0.083014 | 0.083014 | 0.083014 | 0.083014 | 0.083014 | 0.083014 | 0.083014 | 0.083014 | 0.083014 | 0.083014 | 0.083014 | 0.083014
2017 | 2017 | 2017 | 0 | 2020 | 2013 | 0.97759 | 1.2456 | Hutchings:6 | 1.2456 | 1.2456 | 1.2456 | 1.2456 | 1.2456 | 1.2456 | 1.2456 | 1.2456 | 1.2456 | 1.2456 | 1.2456 | 1.2456 | 1.2456 | 1.2177 | 1.2177 | 1.2177 | 1.2177 | 0.85238 | 0.85238 | 0.85238 | 0.085238 | 0.085238 | 0.085238 | 0.085238 | 0.085238 | 0.085238 | 0.085238 | 0.085238 | 0.085238 | 0.085238 | 0.085238 | 0.085238 | 0.085238 | 0.085238 | 0.085238 | 0.085238 | 0.085238 | 0.085238 | 0.085238 | 0.085238 | 0.085238 | 0.085238 | 0.085238 | 0.085238 | 0.085238 | 0.085238 | 0.085238 | 0.085238 | 0.085238 | 0.085238 | 0.085238 | 0.085238 | 0.085238 | 0.085238
0 | 0 | 0 | 2016 | 0 | 2013 | 0.90162 | 0.6325 | Stuart:1 | 0.6325 | 0.6325 | 0.6325 | 0.6325 | 0.6325 | 0.6325 | 0.6325 | 0.6325 | 0.6325 | 0.6325 | 0.6325 | 0.6325 | 0.6325 | 0.57027 | 0.57027 | 0.57027 | 0.011405 | 0.011405 | 0.011405 | 0.011405 | 0.011405 | 0.011405 | 0.011405 | 0.011405 | 0.011405 | 0.011405 | 0.011405 | 0.011405 | 0.011405 | 0.011405 | 0.011405 | 0.011405 | 0.011405 | 0.011405 | 0.011405 | 0.011405 | 0.011405 | 0.011405 | 0.011405 | 0.011405 | 0.011405 | 0.011405 | 0.011405 | 0.011405 | 0.011405 | 0.011405 | 0.011405 | 0.011405 | 0.011405 | 0.011405 | 0.011405 | 0.011405 | 0.011405 | 0.011405
0 | 0 | 0 | 2016 | 0 | 2013 | 0.90162 | 0.7716 | Stuart:2 | 0.7716 | 0.7716 | 0.7716 | 0.7716 | 0.7716 | 0.7716 | 0.7716 | 0.7716 | 0.7716 | 0.7716 | 0.7716 | 0.7716 | 0.7716 | 0.69569 | 0.69569 | 0.69569 | 0.013914 | 0.013914 | 0.013914 | 0.013914 | 0.013914 | 0.013914 | 0.013914 | 0.013914 | 0.013914 | 0.013914 | 0.013914 | 0.013914 | 0.013914 | 0.013914 | 0.013914 | 0.013914 | 0.013914 | 0.013914 | 0.013914 | 0.013914 | 0.013914 | 0.013914 | 0.013914 | 0.013914 | 0.013914 | 0.013914 | 0.013914 | 0.013914 | 0.013914 | 0.013914 | 0.013914 | 0.013914 | 0.013914 | 0.013914 | 0.013914 | 0.013914 | 0.013914 | 0.013914
0 | 0 | 0 | 2016 | 0 | 2013 | 0.90162 | 0.8704 | Stuart:3 | 0.8704 | 0.8704 | 0.8704 | 0.8704 | 0.8704 | 0.8704 | 0.8704 | 0.8704 | 0.8704 | 0.8704 | 0.8704 | 0.8704 | 0.8704 | 0.78477 | 0.78477 | 0.78477 | 0.015695 | 0.015695 | 0.015695 | 0.015695 | 0.015695 | 0.015695 | 0.015695 | 0.015695 | 0.015695 | 0.015695 | 0.015695 | 0.015695 | 0.015695 | 0.015695 | 0.015695 | 0.015695 | 0.015695 | 0.015695 | 0.015695 | 0.015695 | 0.015695 | 0.015695 | 0.015695 | 0.015695 | 0.015695 | 0.015695 | 0.015695 | 0.015695 | 0.015695 | 0.015695 | 0.015695 | 0.015695 | 0.015695 | 0.015695 | 0.015695 | 0.015695 | 0.015695 | 0.015695
0 | 0 | 0 | 2016 | 0 | 2013 | 0.90162 | 1.004 | Stuart:4 | 1.004 | 1.004 | 1.004 | 1.004 | 1.004 | 1.004 | 1.004 | 1.004 | 1.004 | 1.004 | 1.004 | 1.004 | 1.004 | 0.90523 | 0.90523 | 0.90523 | 0.018105 | 0.018105 | 0.018105 | 0.018105 | 0.018105 | 0.018105 | 0.018105 | 0.018105 | 0.018105 | 0.018105 | 0.018105 | 0.018105 | 0.018105 | 0.018105 | 0.018105 | 0.018105 | 0.018105 | 0.018105 | 0.018105 | 0.018105 | 0.018105 | 0.018105 | 0.018105 | 0.018105 | 0.018105 | 0.018105 | 0.018105 | 0.018105 | 0.018105 | 0.018105 | 0.018105 | 0.018105 | 0.018105 | 0.018105 | 0.018105 | 0.018105 | 0.018105 | 0.018105
0 | 0 | 0 | 0 | 0 |  |  | 0.75 | Stuart:D | 0.75 | 0.75 | 0.75 | 0.75 | 0.75 | 0.75 | 0.75 | 0.75 | 0.75 | 0.75 | 0.75 | 0.75 | 0.75 | 0.75 | 0.75 | 0.75 | 0.75 | 0.75 | 0.75 | 0.75 | 0.75 | 0.75 | 0.75 | 0.75 | 0.75 | 0.75 | 0.75 | 0.75 | 0.75 | 0.75 | 0.75 | 0.75 | 0.75 | 0.75 | 0.75 | 0.75 | 0.75 | 0.75 | 0.75 | 0.75 | 0.75 | 0.75 | 0.75 | 0.75 | 0.75 | 0.75 | 0.75 | 0.75 | 0.75 | 0.75 | 0.75 | 0.75 | 0.75 | 0.75
0 | 0 | 0 | 0 | 0 |  |  | 0.75 | Monument:ALL | 0.75 | 0.75 | 0.75 | 0.75 | 0.75 | 0.75 | 0.75 | 0.75 | 0.75 | 0.75 | 0.75 | 0.75 | 0.75 | 0.75 | 0.75 | 0.75 | 0.75 | 0.75 | 0.75 | 0.75 | 0.75 | 0.75 | 0.75 | 0.75 | 0.75 | 0.75 | 0.75 | 0.75 | 0.75 | 0.75 | 0.75 | 0.75 | 0.75 | 0.75 | 0.75 | 0.75 | 0.75 | 0.75 | 0.75 | 0.75 | 0.75 | 0.75 | 0.75 | 0.75 | 0.75 | 0.75 | 0.75 | 0.75 | 0.75 | 0.75 | 0.75 | 0.75 | 0.75 | 0.75
0 | 0 | 0 | 0 | 0 |  |  | 0.75 | Sidney (DP&L):ALL | 0.75 | 0.75 | 0.75 | 0.75 | 0.75 | 0.75 | 0.75 | 0.75 | 0.75 | 0.75 | 0.75 | 0.75 | 0.75 | 0.75 | 0.75 | 0.75 | 0.75 | 0.75 | 0.75 | 0.75 | 0.75 | 0.75 | 0.75 | 0.75 | 0.75 | 0.75 | 0.75 | 0.75 | 0.75 | 0.75 | 0.75 | 0.75 | 0.75 | 0.75 | 0.75 | 0.75 | 0.75 | 0.75 | 0.75 | 0.75 | 0.75 | 0.75 | 0.75 | 0.75 | 0.75 | 0.75 | 0.75 | 0.75 | 0.75 | 0.75 | 0.75 | 0.75 | 0.75 | 0.75
0 | 0 | 0 | 0 | 0 |  |  | 0.75 | Edgewater - OHED:GT1 | 0.75 | 0.75 | 0.75 | 0.75 | 0.75 | 0.75 | 0.75 | 0.75 | 0.75 | 0.75 | 0.75 | 0.75 | 0.75 | 0.75 | 0.75 | 0.75 | 0.75 | 0.75 | 0.75 | 0.75 | 0.75 | 0.75 | 0.75 | 0.75 | 0.75 | 0.75 | 0.75 | 0.75 | 0.75 | 0.75 | 0.75 | 0.75 | 0.75 | 0.75 | 0.75 | 0.75 | 0.75 | 0.75 | 0.75 | 0.75 | 0.75 | 0.75 | 0.75 | 0.75 | 0.75 | 0.75 | 0.75 | 0.75 | 0.75 | 0.75 | 0.75 | 0.75 | 0.75 | 0.75
0 | 0 | 0 | 0 | 0 |  |  | 0.75 | Edgewater - OHED:GT2 | 0.75 | 0.75 | 0.75 | 0.75 | 0.75 | 0.75 | 0.75 | 0.75 | 0.75 | 0.75 | 0.75 | 0.75 | 0.75 | 0.75 | 0.75 | 0.75 | 0.75 | 0.75 | 0.75 | 0.75 | 0.75 | 0.75 | 0.75 | 0.75 | 0.75 | 0.75 | 0.75 | 0.75 | 0.75 | 0.75 | 0.75 | 0.75 | 0.75 | 0.75 | 0.75 | 0.75 | 0.75 | 0.75 | 0.75 | 0.75 | 0.75 | 0.75 | 0.75 | 0.75 | 0.75 | 0.75 | 0.75 | 0.75 | 0.75 | 0.75 | 0.75 | 0.75 | 0.75 | 0.75
0 | 0 | 0 | 0 | 0 |  |  | 0.75 | Mad River:ALL | 0.75 | 0.75 | 0.75 | 0.75 | 0.75 | 0.75 | 0.75 | 0.75 | 0.75 | 0.75 | 0.75 | 0.75 | 0.75 | 0.75 | 0.75 | 0.75 | 0.75 | 0.75 | 0.75 | 0.75 | 0.75 | 0.75 | 0.75 | 0.75 | 0.75 | 0.75 | 0.75 | 0.75 | 0.75 | 0.75 | 0.75 | 0.75 | 0.75 | 0.75 | 0.75 | 0.75 | 0.75 | 0.75 | 0.75 | 0.75 | 0.75 | 0.75 | 0.75 | 0.75 | 0.75 | 0.75 | 0.75 | 0.75 | 0.75 | 0.75 | 0.75 | 0.75 | 0.75 | 0.75
0 | 0 | 0 | 2017 | 0 | 2013 | 0.94156 | 2.173 | Niles (ORION):1 | 2.173 | 2.173 | 2.173 | 2.173 | 2.173 | 2.173 | 2.173 | 2.173 | 2.173 | 2.173 | 2.173 | 2.173 | 2.173 | 2.046 | 2.046 | 2.046 | 2.046 | 0.04092 | 0.04092 | 0.04092 | 0.04092 | 0.04092 | 0.04092 | 0.04092 | 0.04092 | 0.04092 | 0.04092 | 0.04092 | 0.04092 | 0.04092 | 0.04092 | 0.04092 | 0.04092 | 0.04092 | 0.04092 | 0.04092 | 0.04092 | 0.04092 | 0.04092 | 0.04092 | 0.04092 | 0.04092 | 0.04092 | 0.04092 | 0.04092 | 0.04092 | 0.04092 | 0.04092 | 0.04092 | 0.04092 | 0.04092 | 0.04092 | 0.04092 | 0.04092
0 | 0 | 0 | 2017 | 0 | 2013 | 0.94156 | 2.701 | Niles (ORION):2 | 2.701 | 2.701 | 2.701 | 2.701 | 2.701 | 2.701 | 2.701 | 2.701 | 2.701 | 2.701 | 2.701 | 2.701 | 2.701 | 2.5431 | 2.5431 | 2.5431 | 2.5431 | 0.050863 | 0.050863 | 0.050863 | 0.050863 | 0.050863 | 0.050863 | 0.050863 | 0.050863 | 0.050863 | 0.050863 | 0.050863 | 0.050863 | 0.050863 | 0.050863 | 0.050863 | 0.050863 | 0.050863 | 0.050863 | 0.050863 | 0.050863 | 0.050863 | 0.050863 | 0.050863 | 0.050863 | 0.050863 | 0.050863 | 0.050863 | 0.050863 | 0.050863 | 0.050863 | 0.050863 | 0.050863 | 0.050863 | 0.050863 | 0.050863 | 0.050863 | 0.050863
0 | 0 | 0 | 0 | 0 |  |  | 0.75 | Niles (ORION):GT | 0.75 | 0.75 | 0.75 | 0.75 | 0.75 | 0.75 | 0.75 | 0.75 | 0.75 | 0.75 | 0.75 | 0.75 | 0.75 | 0.75 | 0.75 | 0.75 | 0.75 | 0.75 | 0.75 | 0.75 | 0.75 | 0.75 | 0.75 | 0.75 | 0.75 | 0.75 | 0.75 | 0.75 | 0.75 | 0.75 | 0.75 | 0.75 | 0.75 | 0.75 | 0.75 | 0.75 | 0.75 | 0.75 | 0.75 | 0.75 | 0.75 | 0.75 | 0.75 | 0.75 | 0.75 | 0.75 | 0.75 | 0.75 | 0.75 | 0.75 | 0.75 | 0.75 | 0.75 | 0.75
0 | 0 | 0 | 2017 | 0 | 2013 | 0.93963 | 3.44 | Burger:3 | 3.44 | 3.44 | 3.44 | 3.44 | 3.44 | 3.44 | 3.44 | 3.44 | 3.44 | 3.44 | 3.44 | 3.44 | 3.44 | 3.2323 | 3.2323 | 3.2323 | 3.2323 | 0.064647 | 0.064647 | 0.064647 | 0.064647 | 0.064647 | 0.064647 | 0.064647 | 0.064647 | 0.064647 | 0.064647 | 0.064647 | 0.064647 | 0.064647 | 0.064647 | 0.064647 | 0.064647 | 0.064647 | 0.064647 | 0.064647 | 0.064647 | 0.064647 | 0.064647 | 0.064647 | 0.064647 | 0.064647 | 0.064647 | 0.064647 | 0.064647 | 0.064647 | 0.064647 | 0.064647 | 0.064647 | 0.064647 | 0.064647 | 0.064647 | 0.064647 | 0.064647
0 | 0 | 0 | 2017 | 0 | 2013 | 0.93963 | 1.8042 | Burger:4 | 1.8042 | 1.8042 | 1.8042 | 1.8042 | 1.8042 | 1.8042 | 1.8042 | 1.8042 | 1.8042 | 1.8042 | 1.8042 | 1.8042 | 1.8042 | 1.6953 | 1.6953 | 1.6953 | 1.6953 | 0.033906 | 0.033906 | 0.033906 | 0.033906 | 0.033906 | 0.033906 | 0.033906 | 0.033906 | 0.033906 | 0.033906 | 0.033906 | 0.033906 | 0.033906 | 0.033906 | 0.033906 | 0.033906 | 0.033906 | 0.033906 | 0.033906 | 0.033906 | 0.033906 | 0.033906 | 0.033906 | 0.033906 | 0.033906 | 0.033906 | 0.033906 | 0.033906 | 0.033906 | 0.033906 | 0.033906 | 0.033906 | 0.033906 | 0.033906 | 0.033906 | 0.033906 | 0.033906
0 | 0 | 0 | 2017 | 0 | 2013 | 0.93963 | 1.8449 | Burger:5 | 1.8449 | 1.8449 | 1.8449 | 1.8449 | 1.8449 | 1.8449 | 1.8449 | 1.8449 | 1.8449 | 1.8449 | 1.8449 | 1.8449 | 1.8449 | 1.7335 | 1.7335 | 1.7335 | 1.7335 | 0.03467 | 0.03467 | 0.03467 | 0.03467 | 0.03467 | 0.03467 | 0.03467 | 0.03467 | 0.03467 | 0.03467 | 0.03467 | 0.03467 | 0.03467 | 0.03467 | 0.03467 | 0.03467 | 0.03467 | 0.03467 | 0.03467 | 0.03467 | 0.03467 | 0.03467 | 0.03467 | 0.03467 | 0.03467 | 0.03467 | 0.03467 | 0.03467 | 0.03467 | 0.03467 | 0.03467 | 0.03467 | 0.03467 | 0.03467 | 0.03467 | 0.03467 | 0.03467
0 | 0 | 0 | 0 | 0 |  |  | 0.75 | Burger:AB | 0.75 | 0.75 | 0.75 | 0.75 | 0.75 | 0.75 | 0.75 | 0.75 | 0.75 | 0.75 | 0.75 | 0.75 | 0.75 | 0.75 | 0.75 | 0.75 | 0.75 | 0.75 | 0.75 | 0.75 | 0.75 | 0.75 | 0.75 | 0.75 | 0.75 | 0.75 | 0.75 | 0.75 | 0.75 | 0.75 | 0.75 | 0.75 | 0.75 | 0.75 | 0.75 | 0.75 | 0.75 | 0.75 | 0.75 | 0.75 | 0.75 | 0.75 | 0.75 | 0.75 | 0.75 | 0.75 | 0.75 | 0.75 | 0.75 | 0.75 | 0.75 | 0.75 | 0.75 | 0.75
0 | 0 | 0 |  | 0 | 2013 | 0.89737 | 0.06257 | Sammis:1 | 1.2514 | 1.2514 | 1.2514 | 1.2514 | 1.2514 | 1.2514 | 1.2514 | 1.2514 | 1.2514 | 1.2514 | 0.06257 | 0.06257 | 0.06257 | 0.056148 | 0.056148 | 0.056148 | 0.056148 | 0.056148 | 0.056148 | 0.056148 | 0.056148 | 0.056148 | 0.056148 | 0.056148 | 0.056148 | 0.056148 | 0.056148 | 0.056148 | 0.056148 | 0.056148 | 0.056148 | 0.056148 | 0.056148 | 0.056148 | 0.056148 | 0.056148 | 0.056148 | 0.056148 | 0.056148 | 0.056148 | 0.056148 | 0.056148 | 0.056148 | 0.056148 | 0.056148 | 0.056148 | 0.056148 | 0.056148 | 0.056148 | 0.056148 | 0.056148 | 0.056148 | 0.056148 | 0.056148
0 | 0 | 0 |  | 0 | 2013 | 0.89737 | 0.06622 | Sammis:2 | 1.3244 | 1.3244 | 1.3244 | 1.3244 | 1.3244 | 1.3244 | 1.3244 | 1.3244 | 1.3244 | 1.3244 | 0.06622 | 0.06622 | 0.06622 | 0.059424 | 0.059424 | 0.059424 | 0.059424 | 0.059424 | 0.059424 | 0.059424 | 0.059424 | 0.059424 | 0.059424 | 0.059424 | 0.059424 | 0.059424 | 0.059424 | 0.059424 | 0.059424 | 0.059424 | 0.059424 | 0.059424 | 0.059424 | 0.059424 | 0.059424 | 0.059424 | 0.059424 | 0.059424 | 0.059424 | 0.059424 | 0.059424 | 0.059424 | 0.059424 | 0.059424 | 0.059424 | 0.059424 | 0.059424 | 0.059424 | 0.059424 | 0.059424 | 0.059424 | 0.059424 | 0.059424 | 0.059424
0 | 0 | 0 |  | 0 | 2013 | 0.89737 | 0.055525 | Sammis:3 | 1.1105 | 1.1105 | 1.1105 | 1.1105 | 1.1105 | 1.1105 | 1.1105 | 1.1105 | 1.1105 | 1.1105 | 0.055525 | 0.055525 | 0.055525 | 0.049826 | 0.049826 | 0.049826 | 0.049826 | 0.049826 | 0.049826 | 0.049826 | 0.049826 | 0.049826 | 0.049826 | 0.049826 | 0.049826 | 0.049826 | 0.049826 | 0.049826 | 0.049826 | 0.049826 | 0.049826 | 0.049826 | 0.049826 | 0.049826 | 0.049826 | 0.049826 | 0.049826 | 0.049826 | 0.049826 | 0.049826 | 0.049826 | 0.049826 | 0.049826 | 0.049826 | 0.049826 | 0.049826 | 0.049826 | 0.049826 | 0.049826 | 0.049826 | 0.049826 | 0.049826 | 0.049826 | 0.049826
0 | 0 | 0 |  | 0 | 2013 | 0.89737 | 0.073435 | Sammis:4 | 1.4687 | 1.4687 | 1.4687 | 1.4687 | 1.4687 | 1.4687 | 1.4687 | 1.4687 | 1.4687 | 1.4687 | 0.073435 | 0.073435 | 0.073435 | 0.065898 | 0.065898 | 0.065898 | 0.065898 | 0.065898 | 0.065898 | 0.065898 | 0.065898 | 0.065898 | 0.065898 | 0.065898 | 0.065898 | 0.065898 | 0.065898 | 0.065898 | 0.065898 | 0.065898 | 0.065898 | 0.065898 | 0.065898 | 0.065898 | 0.065898 | 0.065898 | 0.065898 | 0.065898 | 0.065898 | 0.065898 | 0.065898 | 0.065898 | 0.065898 | 0.065898 | 0.065898 | 0.065898 | 0.065898 | 0.065898 | 0.065898 | 0.065898 | 0.065898 | 0.065898 | 0.065898 | 0.065898
0 | 0 | 0 |  | 0 | 2013 | 0.89737 | 0.068255 | Sammis:5 | 1.3651 | 1.3651 | 1.3651 | 1.3651 | 1.3651 | 1.3651 | 1.3651 | 1.3651 | 1.3651 | 1.3651 | 0.068255 | 0.068255 | 0.068255 | 0.06125 | 0.06125 | 0.06125 | 0.06125 | 0.06125 | 0.06125 | 0.06125 | 0.06125 | 0.06125 | 0.06125 | 0.06125 | 0.06125 | 0.06125 | 0.06125 | 0.06125 | 0.06125 | 0.06125 | 0.06125 | 0.06125 | 0.06125 | 0.06125 | 0.06125 | 0.06125 | 0.06125 | 0.06125 | 0.06125 | 0.06125 | 0.06125 | 0.06125 | 0.06125 | 0.06125 | 0.06125 | 0.06125 | 0.06125 | 0.06125 | 0.06125 | 0.06125 | 0.06125 | 0.06125 | 0.06125 | 0.06125
0 | 0 | 0 |  | 0 | 2013 | 0.89737 | 0.09165 | Sammis:6 | 1.833 | 1.833 | 1.833 | 1.833 | 1.833 | 1.833 | 1.833 | 1.833 | 1.833 | 1.833 | 0.09165 | 0.09165 | 0.09165 | 0.082244 | 0.082244 | 0.082244 | 0.082244 | 0.082244 | 0.082244 | 0.082244 | 0.082244 | 0.082244 | 0.082244 | 0.082244 | 0.082244 | 0.082244 | 0.082244 | 0.082244 | 0.082244 | 0.082244 | 0.082244 | 0.082244 | 0.082244 | 0.082244 | 0.082244 | 0.082244 | 0.082244 | 0.082244 | 0.082244 | 0.082244 | 0.082244 | 0.082244 | 0.082244 | 0.082244 | 0.082244 | 0.082244 | 0.082244 | 0.082244 | 0.082244 | 0.082244 | 0.082244 | 0.082244 | 0.082244 | 0.082244
0 | 0 | 0 |  | 0 | 2013 | 0.89737 | 0.099545 | Sammis:7 | 1.9909 | 1.9909 | 1.9909 | 1.9909 | 1.9909 | 1.9909 | 1.9909 | 1.9909 | 1.9909 | 1.9909 | 0.099545 | 0.099545 | 0.099545 | 0.089328 | 0.089328 | 0.089328 | 0.089328 | 0.089328 | 0.089328 | 0.089328 | 0.089328 | 0.089328 | 0.089328 | 0.089328 | 0.089328 | 0.089328 | 0.089328 | 0.089328 | 0.089328 | 0.089328 | 0.089328 | 0.089328 | 0.089328 | 0.089328 | 0.089328 | 0.089328 | 0.089328 | 0.089328 | 0.089328 | 0.089328 | 0.089328 | 0.089328 | 0.089328 | 0.089328 | 0.089328 | 0.089328 | 0.089328 | 0.089328 | 0.089328 | 0.089328 | 0.089328 | 0.089328 | 0.089328 | 0.089328
0 | 0 | 0 | 0 | 0 |  |  | 0.75 | Sammis:AB | 0.75 | 0.75 | 0.75 | 0.75 | 0.75 | 0.75 | 0.75 | 0.75 | 0.75 | 0.75 | 0.75 | 0.75 | 0.75 | 0.75 | 0.75 | 0.75 | 0.75 | 0.75 | 0.75 | 0.75 | 0.75 | 0.75 | 0.75 | 0.75 | 0.75 | 0.75 | 0.75 | 0.75 | 0.75 | 0.75 | 0.75 | 0.75 | 0.75 | 0.75 | 0.75 | 0.75 | 0.75 | 0.75 | 0.75 | 0.75 | 0.75 | 0.75 | 0.75 | 0.75 | 0.75 | 0.75 | 0.75 | 0.75 | 0.75 | 0.75 | 0.75 | 0.75 | 0.75 | 0.75
[7 empty] | 0.75 | West Lorain:CC | 0.75 | 0.75 | 0.75 | 0.75 | 0.75 | 0.75 | 0.75 | 0.75 | 0.75 | 0.75 | 0.75 | 0.75 | 0.75 | 0.75 | 0.75 | 0.75 | 0.75 | 0.75 | 0.75 | 0.75 | 0.75 | 0.75 | 0.75 | 0.75 | 0.75 | 0.75 | 0.75 | 0.75 | 0.75 | 0.75 | 0.75 | 0.75 | 0.75 | 0.75 | 0.75 | 0.75 | 0.75 | 0.75 | 0.75 | 0.75 | 0.75 | 0.75 | 0.75 | 0.75 | 0.75 | 0.75 | 0.75 | 0.75 | 0.75 | 0.75 | 0.75 | 0.75 | 0.75 | 0.75
0 | 0 | 0 | 0 | 0 |  |  | 0.75 | West Lorain:1A | 0.75 | 0.75 | 0.75 | 0.75 | 0.75 | 0.75 | 0.75 | 0.75 | 0.75 | 0.75 | 0.75 | 0.75 | 0.75 | 0.75 | 0.75 | 0.75 | 0.75 | 0.75 | 0.75 | 0.75 | 0.75 | 0.75 | 0.75 | 0.75 | 0.75 | 0.75 | 0.75 | 0.75 | 0.75 | 0.75 | 0.75 | 0.75 | 0.75 | 0.75 | 0.75 | 0.75 | 0.75 | 0.75 | 0.75 | 0.75 | 0.75 | 0.75 | 0.75 | 0.75 | 0.75 | 0.75 | 0.75 | 0.75 | 0.75 | 0.75 | 0.75 | 0.75 | 0.75 | 0.75
0 | 0 | 0 | 0 | 0 |  |  | 0.75 | West Lorain:1B | 0.75 | 0.75 | 0.75 | 0.75 | 0.75 | 0.75 | 0.75 | 0.75 | 0.75 | 0.75 | 0.75 | 0.75 | 0.75 | 0.75 | 0.75 | 0.75 | 0.75 | 0.75 | 0.75 | 0.75 | 0.75 | 0.75 | 0.75 | 0.75 | 0.75 | 0.75 | 0.75 | 0.75 | 0.75 | 0.75 | 0.75 | 0.75 | 0.75 | 0.75 | 0.75 | 0.75 | 0.75 | 0.75 | 0.75 | 0.75 | 0.75 | 0.75 | 0.75 | 0.75 | 0.75 | 0.75 | 0.75 | 0.75 | 0.75 | 0.75 | 0.75 | 0.75 | 0.75 | 0.75
0 | 0 | 0 | 2017 | 0 | 2013 | 0.91087 | 4.3842 | Muskingum River:1 | 4.3842 | 4.3842 | 4.3842 | 4.3842 | 4.3842 | 4.3842 | 4.3842 | 4.3842 | 4.3842 | 4.3842 | 4.3842 | 4.3842 | 4.3842 | 3.9934 | 3.9934 | 3.9934 | 3.9934 | 0.079868 | 0.079868 | 0.079868 | 0.079868 | 0.079868 | 0.079868 | 0.079868 | 0.079868 | 0.079868 | 0.079868 | 0.079868 | 0.079868 | 0.079868 | 0.079868 | 0.079868 | 0.079868 | 0.079868 | 0.079868 | 0.079868 | 0.079868 | 0.079868 | 0.079868 | 0.079868 | 0.079868 | 0.079868 | 0.079868 | 0.079868 | 0.079868 | 0.079868 | 0.079868 | 0.079868 | 0.079868 | 0.079868 | 0.079868 | 0.079868 | 0.079868 | 0.079868
0 | 0 | 0 | 2017 | 0 | 2013 | 0.91087 | 4.3826 | Muskingum River:2 | 4.3826 | 4.3826 | 4.3826 | 4.3826 | 4.3826 | 4.3826 | 4.3826 | 4.3826 | 4.3826 | 4.3826 | 4.3826 | 4.3826 | 4.3826 | 3.992 | 3.992 | 3.992 | 3.992 | 0.079839 | 0.079839 | 0.079839 | 0.079839 | 0.079839 | 0.079839 | 0.079839 | 0.079839 | 0.079839 | 0.079839 | 0.079839 | 0.079839 | 0.079839 | 0.079839 | 0.079839 | 0.079839 | 0.079839 | 0.079839 | 0.079839 | 0.079839 | 0.079839 | 0.079839 | 0.079839 | 0.079839 | 0.079839 | 0.079839 | 0.079839 | 0.079839 | 0.079839 | 0.079839 | 0.079839 | 0.079839 | 0.079839 | 0.079839 | 0.079839 | 0.079839 | 0.079839
0 | 0 | 0 | 2017 | 0 | 2013 | 0.91087 | 4.4044 | Muskingum River:3 | 4.4044 | 4.4044 | 4.4044 | 4.4044 | 4.4044 | 4.4044 | 4.4044 | 4.4044 | 4.4044 | 4.4044 | 4.4044 | 4.4044 | 4.4044 | 4.0118 | 4.0118 | 4.0118 | 4.0118 | 0.080236 | 0.080236 | 0.080236 | 0.080236 | 0.080236 | 0.080236 | 0.080236 | 0.080236 | 0.080236 | 0.080236 | 0.080236 | 0.080236 | 0.080236 | 0.080236 | 0.080236 | 0.080236 | 0.080236 | 0.080236 | 0.080236 | 0.080236 | 0.080236 | 0.080236 | 0.080236 | 0.080236 | 0.080236 | 0.080236 | 0.080236 | 0.080236 | 0.080236 | 0.080236 | 0.080236 | 0.080236 | 0.080236 | 0.080236 | 0.080236 | 0.080236 | 0.080236
0 | 0 | 0 | 2017 | 0 | 2013 | 0.91087 | 4.3986 | Muskingum River:4 | 4.3986 | 4.3986 | 4.3986 | 4.3986 | 4.3986 | 4.3986 | 4.3986 | 4.3986 | 4.3986 | 4.3986 | 4.3986 | 4.3986 | 4.3986 | 4.0065 | 4.0065 | 4.0065 | 4.0065 | 0.080131 | 0.080131 | 0.080131 | 0.080131 | 0.080131 | 0.080131 | 0.080131 | 0.080131 | 0.080131 | 0.080131 | 0.080131 | 0.080131 | 0.080131 | 0.080131 | 0.080131 | 0.080131 | 0.080131 | 0.080131 | 0.080131 | 0.080131 | 0.080131 | 0.080131 | 0.080131 | 0.080131 | 0.080131 | 0.080131 | 0.080131 | 0.080131 | 0.080131 | 0.080131 | 0.080131 | 0.080131 | 0.080131 | 0.080131 | 0.080131 | 0.080131 | 0.080131
0 | 0 | 0 | 2016 | 0 | 2013 | 0.91087 | 1.585 | Muskingum River:5 | 1.585 | 1.585 | 1.585 | 1.585 | 1.585 | 1.585 | 1.585 | 1.585 | 1.585 | 1.585 | 1.585 | 1.585 | 1.585 | 1.4437 | 1.4437 | 1.4437 | 0.028874 | 0.028874 | 0.028874 | 0.028874 | 0.028874 | 0.028874 | 0.028874 | 0.028874 | 0.028874 | 0.028874 | 0.028874 | 0.028874 | 0.028874 | 0.028874 | 0.028874 | 0.028874 | 0.028874 | 0.028874 | 0.028874 | 0.028874 | 0.028874 | 0.028874 | 0.028874 | 0.028874 | 0.028874 | 0.028874 | 0.028874 | 0.028874 | 0.028874 | 0.028874 | 0.028874 | 0.028874 | 0.028874 | 0.028874 | 0.028874 | 0.028874 | 0.028874 | 0.028874
0 | 0 | 0 |  | 0 |  |  | 0.16501 | Kyger Creek:1 | 3.3003 | 3.3003 | 3.3003 | 3.3003 | 3.3003 | 3.3003 | 3.3003 | 3.3003 | 3.3003 | 3.3003 | 3.3003 | 3.3003 | 0.16501 | 0.16501 | 0.16501 | 0.16501 | 0.16501 | 0.16501 | 0.16501 | 0.16501 | 0.16501 | 0.16501 | 0.16501 | 0.16501 | 0.16501 | 0.16501 | 0.16501 | 0.16501 | 0.16501 | 0.16501 | 0.16501 | 0.16501 | 0.16501 | 0.16501 | 0.16501 | 0.16501 | 0.16501 | 0.16501 | 0.16501 | 0.16501 | 0.16501 | 0.16501 | 0.16501 | 0.16501 | 0.16501 | 0.16501 | 0.16501 | 0.16501 | 0.16501 | 0.16501 | 0.16501 | 0.16501 | 0.16501 | 0.16501
0 | 0 | 0 |  | 0 |  |  | 0.16827 | Kyger Creek:2 | 3.3654 | 3.3654 | 3.3654 | 3.3654 | 3.3654 | 3.3654 | 3.3654 | 3.3654 | 3.3654 | 3.3654 | 3.3654 | 3.3654 | 0.16827 | 0.16827 | 0.16827 | 0.16827 | 0.16827 | 0.16827 | 0.16827 | 0.16827 | 0.16827 | 0.16827 | 0.16827 | 0.16827 | 0.16827 | 0.16827 | 0.16827 | 0.16827 | 0.16827 | 0.16827 | 0.16827 | 0.16827 | 0.16827 | 0.16827 | 0.16827 | 0.16827 | 0.16827 | 0.16827 | 0.16827 | 0.16827 | 0.16827 | 0.16827 | 0.16827 | 0.16827 | 0.16827 | 0.16827 | 0.16827 | 0.16827 | 0.16827 | 0.16827 | 0.16827 | 0.16827 | 0.16827 | 0.16827
0 | 0 | 0 |  | 0 |  |  | 0.16559 | Kyger Creek:3 | 3.3117 | 3.3117 | 3.3117 | 3.3117 | 3.3117 | 3.3117 | 3.3117 | 3.3117 | 3.3117 | 3.3117 | 3.3117 | 3.3117 | 0.16559 | 0.16559 | 0.16559 | 0.16559 | 0.16559 | 0.16559 | 0.16559 | 0.16559 | 0.16559 | 0.16559 | 0.16559 | 0.16559 | 0.16559 | 0.16559 | 0.16559 | 0.16559 | 0.16559 | 0.16559 | 0.16559 | 0.16559 | 0.16559 | 0.16559 | 0.16559 | 0.16559 | 0.16559 | 0.16559 | 0.16559 | 0.16559 | 0.16559 | 0.16559 | 0.16559 | 0.16559 | 0.16559 | 0.16559 | 0.16559 | 0.16559 | 0.16559 | 0.16559 | 0.16559 | 0.16559 | 0.16559 | 0.16559
0 | 0 | 0 |  | 0 |  |  | 0.16851 | Kyger Creek:4 | 3.3703 | 3.3703 | 3.3703 | 3.3703 | 3.3703 | 3.3703 | 3.3703 | 3.3703 | 3.3703 | 3.3703 | 3.3703 | 3.3703 | 0.16851 | 0.16851 | 0.16851 | 0.16851 | 0.16851 | 0.16851 | 0.16851 | 0.16851 | 0.16851 | 0.16851 | 0.16851 | 0.16851 | 0.16851 | 0.16851 | 0.16851 | 0.16851 | 0.16851 | 0.16851 | 0.16851 | 0.16851 | 0.16851 | 0.16851 | 0.16851 | 0.16851 | 0.16851 | 0.16851 | 0.16851 | 0.16851 | 0.16851 | 0.16851 | 0.16851 | 0.16851 | 0.16851 | 0.16851 | 0.16851 | 0.16851 | 0.16851 | 0.16851 | 0.16851 | 0.16851 | 0.16851 | 0.16851
0 | 0 | 0 |  | 0 |  |  | 0.16935 | Kyger Creek:5 | 3.387 | 3.387 | 3.387 | 3.387 | 3.387 | 3.387 | 3.387 | 3.387 | 3.387 | 3.387 | 3.387 | 3.387 | 0.16935 | 0.16935 | 0.16935 | 0.16935 | 0.16935 | 0.16935 | 0.16935 | 0.16935 | 0.16935 | 0.16935 | 0.16935 | 0.16935 | 0.16935 | 0.16935 | 0.16935 | 0.16935 | 0.16935 | 0.16935 | 0.16935 | 0.16935 | 0.16935 | 0.16935 | 0.16935 | 0.16935 | 0.16935 | 0.16935 | 0.16935 | 0.16935 | 0.16935 | 0.16935 | 0.16935 | 0.16935 | 0.16935 | 0.16935 | 0.16935 | 0.16935 | 0.16935 | 0.16935 | 0.16935 | 0.16935 | 0.16935 | 0.16935
2016 | 2016 | 2016 | 0 | 2018 |  |  | 0.3005 | Bay Shore:1 | 0.3005 | 0.3005 | 0.3005 | 0.3005 | 0.3005 | 0.3005 | 0.3005 | 0.3005 | 0.3005 | 0.3005 | 0.3005 | 0.3005 | 0.3005 | 0.3005 | 0.3005 | 0.3005 | 0.21035 | 0.21035 | 0.021035 | 0.021035 | 0.021035 | 0.021035 | 0.021035 | 0.021035 | 0.021035 | 0.021035 | 0.021035 | 0.021035 | 0.021035 | 0.021035 | 0.021035 | 0.021035 | 0.021035 | 0.021035 | 0.021035 | 0.021035 | 0.021035 | 0.021035 | 0.021035 | 0.021035 | 0.021035 | 0.021035 | 0.021035 | 0.021035 | 0.021035 | 0.021035 | 0.021035 | 0.021035 | 0.021035 | 0.021035 | 0.021035 | 0.021035 | 0.021035 | 0.021035
0 | 0 | 0 | 0 | 0 |  |  | 0.75 | Bay Shore:GT1 | 0.75 | 0.75 | 0.75 | 0.75 | 0.75 | 0.75 | 0.75 | 0.75 | 0.75 | 0.75 | 0.75 | 0.75 | 0.75 | 0.75 | 0.75 | 0.75 | 0.75 | 0.75 | 0.75 | 0.75 | 0.75 | 0.75 | 0.75 | 0.75 | 0.75 | 0.75 | 0.75 | 0.75 | 0.75 | 0.75 | 0.75 | 0.75 | 0.75 | 0.75 | 0.75 | 0.75 | 0.75 | 0.75 | 0.75 | 0.75 | 0.75 | 0.75 | 0.75 | 0.75 | 0.75 | 0.75 | 0.75 | 0.75 | 0.75 | 0.75 | 0.75 | 0.75 | 0.75 | 0.75
2016 | 2016 | 2016 | 0 | 2018 |  |  | 0.6585 | Bay Shore:2 | 0.6585 | 0.6585 | 0.6585 | 0.6585 | 0.6585 | 0.6585 | 0.6585 | 0.6585 | 0.6585 | 0.6585 | 0.6585 | 0.6585 | 0.6585 | 0.6585 | 0.6585 | 0.6585 | 0.46095 | 0.46095 | 0.046095 | 0.046095 | 0.046095 | 0.046095 | 0.046095 | 0.046095 | 0.046095 | 0.046095 | 0.046095 | 0.046095 | 0.046095 | 0.046095 | 0.046095 | 0.046095 | 0.046095 | 0.046095 | 0.046095 | 0.046095 | 0.046095 | 0.046095 | 0.046095 | 0.046095 | 0.046095 | 0.046095 | 0.046095 | 0.046095 | 0.046095 | 0.046095 | 0.046095 | 0.046095 | 0.046095 | 0.046095 | 0.046095 | 0.046095 | 0.046095 | 0.046095
2016 | 2016 | 2016 | 0 | 2018 |  |  | 0.6357 | Bay Shore:3 | 0.6357 | 0.6357 | 0.6357 | 0.6357 | 0.6357 | 0.6357 | 0.6357 | 0.6357 | 0.6357 | 0.6357 | 0.6357 | 0.6357 | 0.6357 | 0.6357 | 0.6357 | 0.6357 | 0.44499 | 0.44499 | 0.044499 | 0.044499 | 0.044499 | 0.044499 | 0.044499 | 0.044499 | 0.044499 | 0.044499 | 0.044499 | 0.044499 | 0.044499 | 0.044499 | 0.044499 | 0.044499 | 0.044499 | 0.044499 | 0.044499 | 0.044499 | 0.044499 | 0.044499 | 0.044499 | 0.044499 | 0.044499 | 0.044499 | 0.044499 | 0.044499 | 0.044499 | 0.044499 | 0.044499 | 0.044499 | 0.044499 | 0.044499 | 0.044499 | 0.044499 | 0.044499 | 0.044499
2015 | 2015 | 2015 |  | 2017 |  |  | 0.031535 | Bay Shore:4 | 0.6307 | 0.6307 | 0.6307 | 0.6307 | 0.6307 | 0.6307 | 0.6307 | 0.6307 | 0.6307 | 0.6307 | 0.6307 | 0.031535 | 0.031535 | 0.031535 | 0.031535 | 0.022075 | 0.022075 | 0.0022074 | 0.0022074 | 0.0022074 | 0.0022074 | 0.0022074 | 0.0022074 | 0.0022074 | 0.0022074 | 0.0022074 | 0.0022074 | 0.0022074 | 0.0022074 | 0.0022074 | 0.0022074 | 0.0022074 | 0.0022074 | 0.0022074 | 0.0022074 | 0.0022074 | 0.0022074 | 0.0022074 | 0.0022074 | 0.0022074 | 0.0022074 | 0.0022074 | 0.0022074 | 0.0022074 | 0.0022074 | 0.0022074 | 0.0022074 | 0.0022074 | 0.0022074 | 0.0022074 | 0.0022074 | 0.0022074 | 0.0022074 | 0.0022074
0 | 0 | 0 | 0 | 0 |  |  | 0.75 | Stryker:1 | 0.75 | 0.75 | 0.75 | 0.75 | 0.75 | 0.75 | 0.75 | 0.75 | 0.75 | 0.75 | 0.75 | 0.75 | 0.75 | 0.75 | 0.75 | 0.75 | 0.75 | 0.75 | 0.75 | 0.75 | 0.75 | 0.75 | 0.75 | 0.75 | 0.75 | 0.75 | 0.75 | 0.75 | 0.75 | 0.75 | 0.75 | 0.75 | 0.75 | 0.75 | 0.75 | 0.75 | 0.75 | 0.75 | 0.75 | 0.75 | 0.75 | 0.75 | 0.75 | 0.75 | 0.75 | 0.75 | 0.75 | 0.75 | 0.75 | 0.75 | 0.75 | 0.75 | 0.75 | 0.75
0 | 0 | 0 | 0 | 0 |  |  | 0.75 | Arcanum:ALL | 0.75 | 0.75 | 0.75 | 0.75 | 0.75 | 0.75 | 0.75 | 0.75 | 0.75 | 0.75 | 0.75 | 0.75 | 0.75 | 0.75 | 0.75 | 0.75 | 0.75 | 0.75 | 0.75 | 0.75 | 0.75 | 0.75 | 0.75 | 0.75 | 0.75 | 0.75 | 0.75 | 0.75 | 0.75 | 0.75 | 0.75 | 0.75 | 0.75 | 0.75 | 0.75 | 0.75 | 0.75 | 0.75 | 0.75 | 0.75 | 0.75 | 0.75 | 0.75 | 0.75 | 0.75 | 0.75 | 0.75 | 0.75 | 0.75 | 0.75 | 0.75 | 0.75 | 0.75 | 0.75
0 | 0 | 0 | 0 | 0 |  |  | 0.75 | Bryan (BMLW):5 | 0.75 | 0.75 | 0.75 | 0.75 | 0.75 | 0.75 | 0.75 | 0.75 | 0.75 | 0.75 | 0.75 | 0.75 | 0.75 | 0.75 | 0.75 | 0.75 | 0.75 | 0.75 | 0.75 | 0.75 | 0.75 | 0.75 | 0.75 | 0.75 | 0.75 | 0.75 | 0.75 | 0.75 | 0.75 | 0.75 | 0.75 | 0.75 | 0.75 | 0.75 | 0.75 | 0.75 | 0.75 | 0.75 | 0.75 | 0.75 | 0.75 | 0.75 | 0.75 | 0.75 | 0.75 | 0.75 | 0.75 | 0.75 | 0.75 | 0.75 | 0.75 | 0.75 | 0.75 | 0.75
0 | 0 | 0 | 2017 | 0 |  |  | 1.6 | Dover (DOVEWP):4 | 1.6 | 1.6 | 1.6 | 1.6 | 1.6 | 1.6 | 1.6 | 1.6 | 1.6 | 1.6 | 1.6 | 1.6 | 1.6 | 1.6 | 1.6 | 1.6 | 1.6 | 0.032 | 0.032 | 0.032 | 0.032 | 0.032 | 0.032 | 0.032 | 0.032 | 0.032 | 0.032 | 0.032 | 0.032 | 0.032 | 0.032 | 0.032 | 0.032 | 0.032 | 0.032 | 0.032 | 0.032 | 0.032 | 0.032 | 0.032 | 0.032 | 0.032 | 0.032 | 0.032 | 0.032 | 0.032 | 0.032 | 0.032 | 0.032 | 0.032 | 0.032 | 0.032 | 0.032 | 0.032
0 | 0 | 0 | 0 | 0 |  |  | 0.75 | Dover (DOVEWP):5 | 0.75 | 0.75 | 0.75 | 0.75 | 0.75 | 0.75 | 0.75 | 0.75 | 0.75 | 0.75 | 0.75 | 0.75 | 0.75 | 0.75 | 0.75 | 0.75 | 0.75 | 0.75 | 0.75 | 0.75 | 0.75 | 0.75 | 0.75 | 0.75 | 0.75 | 0.75 | 0.75 | 0.75 | 0.75 | 0.75 | 0.75 | 0.75 | 0.75 | 0.75 | 0.75 | 0.75 | 0.75 | 0.75 | 0.75 | 0.75 | 0.75 | 0.75 | 0.75 | 0.75 | 0.75 | 0.75 | 0.75 | 0.75 | 0.75 | 0.75 | 0.75 | 0.75 | 0.75 | 0.75
0 | 0 | 0 | 2017 | 0 |  |  | 1.6 | Hamilton (HAMI):8 | 1.6 | 1.6 | 1.6 | 1.6 | 1.6 | 1.6 | 1.6 | 1.6 | 1.6 | 1.6 | 1.6 | 1.6 | 1.6 | 1.6 | 1.6 | 1.6 | 1.6 | 0.032 | 0.032 | 0.032 | 0.032 | 0.032 | 0.032 | 0.032 | 0.032 | 0.032 | 0.032 | 0.032 | 0.032 | 0.032 | 0.032 | 0.032 | 0.032 | 0.032 | 0.032 | 0.032 | 0.032 | 0.032 | 0.032 | 0.032 | 0.032 | 0.032 | 0.032 | 0.032 | 0.032 | 0.032 | 0.032 | 0.032 | 0.032 | 0.032 | 0.032 | 0.032 | 0.032 | 0.032
0 | 0 | 0 | 2017 | 0 |  |  | 0.8575 | Hamilton (HAMI):9 | 0.8575 | 0.8575 | 0.8575 | 0.8575 | 0.8575 | 0.8575 | 0.8575 | 0.8575 | 0.8575 | 0.8575 | 0.8575 | 0.8575 | 0.8575 | 0.8575 | 0.8575 | 0.8575 | 0.8575 | 0.01715 | 0.01715 | 0.01715 | 0.01715 | 0.01715 | 0.01715 | 0.01715 | 0.01715 | 0.01715 | 0.01715 | 0.01715 | 0.01715 | 0.01715 | 0.01715 | 0.01715 | 0.01715 | 0.01715 | 0.01715 | 0.01715 | 0.01715 | 0.01715 | 0.01715 | 0.01715 | 0.01715 | 0.01715 | 0.01715 | 0.01715 | 0.01715 | 0.01715 | 0.01715 | 0.01715 | 0.01715 | 0.01715 | 0.01715 | 0.01715 | 0.01715 | 0.01715
0 | 0 | 0 | 0 | 0 |  |  | 0.5 | Lebanon:9 | 0.5 | 0.5 | 0.5 | 0.5 | 0.5 | 0.5 | 0.5 | 0.5 | 0.5 | 0.5 | 0.5 | 0.5 | 0.5 | 0.5 | 0.5 | 0.5 | 0.5 | 0.5 | 0.5 | 0.5 | 0.5 | 0.5 | 0.5 | 0.5 | 0.5 | 0.5 | 0.5 | 0.5 | 0.5 | 0.5 | 0.5 | 0.5 | 0.5 | 0.5 | 0.5 | 0.5 | 0.5 | 0.5 | 0.5 | 0.5 | 0.5 | 0.5 | 0.5 | 0.5 | 0.5 | 0.5 | 0.5 | 0.5 | 0.5 | 0.5 | 0.5 | 0.5 | 0.5 | 0.5
0 | 0 | 0 | 2017 | 0 |  |  | 1.6 | Orrville:9-11 | 1.6 | 1.6 | 1.6 | 1.6 | 1.6 | 1.6 | 1.6 | 1.6 | 1.6 | 1.6 | 1.6 | 1.6 | 1.6 | 1.6 | 1.6 | 1.6 | 1.6 | 0.032 | 0.032 | 0.032 | 0.032 | 0.032 | 0.032 | 0.032 | 0.032 | 0.032 | 0.032 | 0.032 | 0.032 | 0.032 | 0.032 | 0.032 | 0.032 | 0.032 | 0.032 | 0.032 | 0.032 | 0.032 | 0.032 | 0.032 | 0.032 | 0.032 | 0.032 | 0.032 | 0.032 | 0.032 | 0.032 | 0.032 | 0.032 | 0.032 | 0.032 | 0.032 | 0.032 | 0.032
0 | 0 | 0 | 2017 | 0 |  |  | 1.6 | Painesville:ST2 | 1.6 | 1.6 | 1.6 | 1.6 | 1.6 | 1.6 | 1.6 | 1.6 | 1.6 | 1.6 | 1.6 | 1.6 | 1.6 | 1.6 | 1.6 | 1.6 | 1.6 | 0.032 | 0.032 | 0.032 | 0.032 | 0.032 | 0.032 | 0.032 | 0.032 | 0.032 | 0.032 | 0.032 | 0.032 | 0.032 | 0.032 | 0.032 | 0.032 | 0.032 | 0.032 | 0.032 | 0.032 | 0.032 | 0.032 | 0.032 | 0.032 | 0.032 | 0.032 | 0.032 | 0.032 | 0.032 | 0.032 | 0.032 | 0.032 | 0.032 | 0.032 | 0.032 | 0.032 | 0.032
0 | 0 | 0 | 2017 | 0 |  |  | 1.6 | Painesville:3 | 1.6 | 1.6 | 1.6 | 1.6 | 1.6 | 1.6 | 1.6 | 1.6 | 1.6 | 1.6 | 1.6 | 1.6 | 1.6 | 1.6 | 1.6 | 1.6 | 1.6 | 0.032 | 0.032 | 0.032 | 0.032 | 0.032 | 0.032 | 0.032 | 0.032 | 0.032 | 0.032 | 0.032 | 0.032 | 0.032 | 0.032 | 0.032 | 0.032 | 0.032 | 0.032 | 0.032 | 0.032 | 0.032 | 0.032 | 0.032 | 0.032 | 0.032 | 0.032 | 0.032 | 0.032 | 0.032 | 0.032 | 0.032 | 0.032 | 0.032 | 0.032 | 0.032 | 0.032 | 0.032
0 | 0 | 0 | 2017 | 0 |  |  | 1.6 | Painesville:5 | 1.6 | 1.6 | 1.6 | 1.6 | 1.6 | 1.6 | 1.6 | 1.6 | 1.6 | 1.6 | 1.6 | 1.6 | 1.6 | 1.6 | 1.6 | 1.6 | 1.6 | 0.032 | 0.032 | 0.032 | 0.032 | 0.032 | 0.032 | 0.032 | 0.032 | 0.032 | 0.032 | 0.032 | 0.032 | 0.032 | 0.032 | 0.032 | 0.032 | 0.032 | 0.032 | 0.032 | 0.032 | 0.032 | 0.032 | 0.032 | 0.032 | 0.032 | 0.032 | 0.032 | 0.032 | 0.032 | 0.032 | 0.032 | 0.032 | 0.032 | 0.032 | 0.032 | 0.032 | 0.032
0 | 0 | 0 | 2017 | 0 |  |  | 1.6 | Painesville:7 | 1.6 | 1.6 | 1.6 | 1.6 | 1.6 | 1.6 | 1.6 | 1.6 | 1.6 | 1.6 | 1.6 | 1.6 | 1.6 | 1.6 | 1.6 | 1.6 | 1.6 | 0.032 | 0.032 | 0.032 | 0.032 | 0.032 | 0.032 | 0.032 | 0.032 | 0.032 | 0.032 | 0.032 | 0.032 | 0.032 | 0.032 | 0.032 | 0.032 | 0.032 | 0.032 | 0.032 | 0.032 | 0.032 | 0.032 | 0.032 | 0.032 | 0.032 | 0.032 | 0.032 | 0.032 | 0.032 | 0.032 | 0.032 | 0.032 | 0.032 | 0.032 | 0.032 | 0.032 | 0.032
0 | 0 | 0 | 0 | 0 |  |  | 0.5 | Piqua:11 | 0.5 | 0.5 | 0.5 | 0.5 | 0.5 | 0.5 | 0.5 | 0.5 | 0.5 | 0.5 | 0.5 | 0.5 | 0.5 | 0.5 | 0.5 | 0.5 | 0.5 | 0.5 | 0.5 | 0.5 | 0.5 | 0.5 | 0.5 | 0.5 | 0.5 | 0.5 | 0.5 | 0.5 | 0.5 | 0.5 | 0.5 | 0.5 | 0.5 | 0.5 | 0.5 | 0.5 | 0.5 | 0.5 | 0.5 | 0.5 | 0.5 | 0.5 | 0.5 | 0.5 | 0.5 | 0.5 | 0.5 | 0.5 | 0.5 | 0.5 | 0.5 | 0.5 | 0.5 | 0.5
[7 empty] | 1.6 | Piqua:45 | 1.6 | 1.6 | 1.6 | 1.6 | 1.6 | 1.6 | 1.6 | 1.6 | 1.6 | 1.6 | 1.6 | 1.6 | 1.6 | 1.6 | 1.6 | 1.6 | 1.6 | 1.6 | 1.6 | 1.6 | 1.6 | 1.6 | 1.6 | 1.6 | 1.6 | 1.6 | 1.6 | 1.6 | 1.6 | 1.6 | 1.6 | 1.6 | 1.6 | 1.6 | 1.6 | 1.6 | 1.6 | 1.6 | 1.6 | 1.6 | 1.6 | 1.6 | 1.6 | 1.6 | 1.6 | 1.6 | 1.6 | 1.6 | 1.6 | 1.6 | 1.6 | 1.6 | 1.6 | 1.6
[7 empty] | 1.6 | Piqua:6 | 1.6 | 1.6 | 1.6 | 1.6 | 1.6 | 1.6 | 1.6 | 1.6 | 1.6 | 1.6 | 1.6 | 1.6 | 1.6 | 1.6 | 1.6 | 1.6 | 1.6 | 1.6 | 1.6 | 1.6 | 1.6 | 1.6 | 1.6 | 1.6 | 1.6 | 1.6 | 1.6 | 1.6 | 1.6 | 1.6 | 1.6 | 1.6 | 1.6 | 1.6 | 1.6 | 1.6 | 1.6 | 1.6 | 1.6 | 1.6 | 1.6 | 1.6 | 1.6 | 1.6 | 1.6 | 1.6 | 1.6 | 1.6 | 1.6 | 1.6 | 1.6 | 1.6 | 1.6 | 1.6
[7 empty] | 1.6 | Piqua:7 | 1.6 | 1.6 | 1.6 | 1.6 | 1.6 | 1.6 | 1.6 | 1.6 | 1.6 | 1.6 | 1.6 | 1.6 | 1.6 | 1.6 | 1.6 | 1.6 | 1.6 | 1.6 | 1.6 | 1.6 | 1.6 | 1.6 | 1.6 | 1.6 | 1.6 | 1.6 | 1.6 | 1.6 | 1.6 | 1.6 | 1.6 | 1.6 | 1.6 | 1.6 | 1.6 | 1.6 | 1.6 | 1.6 | 1.6 | 1.6 | 1.6 | 1.6 | 1.6 | 1.6 | 1.6 | 1.6 | 1.6 | 1.6 | 1.6 | 1.6 | 1.6 | 1.6 | 1.6 | 1.6
0 | 0 | 0 | 0 | 0 |  |  | 0.75 | Piqua:8 | 0.75 | 0.75 | 0.75 | 0.75 | 0.75 | 0.75 | 0.75 | 0.75 | 0.75 | 0.75 | 0.75 | 0.75 | 0.75 | 0.75 | 0.75 | 0.75 | 0.75 | 0.75 | 0.75 | 0.75 | 0.75 | 0.75 | 0.75 | 0.75 | 0.75 | 0.75 | 0.75 | 0.75 | 0.75 | 0.75 | 0.75 | 0.75 | 0.75 | 0.75 | 0.75 | 0.75 | 0.75 | 0.75 | 0.75 | 0.75 | 0.75 | 0.75 | 0.75 | 0.75 | 0.75 | 0.75 | 0.75 | 0.75 | 0.75 | 0.75 | 0.75 | 0.75 | 0.75 | 0.75
[7 empty] | 1.6 | Piqua:9 | 1.6 | 1.6 | 1.6 | 1.6 | 1.6 | 1.6 | 1.6 | 1.6 | 1.6 | 1.6 | 1.6 | 1.6 | 1.6 | 1.6 | 1.6 | 1.6 | 1.6 | 1.6 | 1.6 | 1.6 | 1.6 | 1.6 | 1.6 | 1.6 | 1.6 | 1.6 | 1.6 | 1.6 | 1.6 | 1.6 | 1.6 | 1.6 | 1.6 | 1.6 | 1.6 | 1.6 | 1.6 | 1.6 | 1.6 | 1.6 | 1.6 | 1.6 | 1.6 | 1.6 | 1.6 | 1.6 | 1.6 | 1.6 | 1.6 | 1.6 | 1.6 | 1.6 | 1.6 | 1.6
0 | 0 | 0 | 0 | 0 |  |  | 0.5 | St. Marys (SMMLP):GT | 0.5 | 0.5 | 0.5 | 0.5 | 0.5 | 0.5 | 0.5 | 0.5 | 0.5 | 0.5 | 0.5 | 0.5 | 0.5 | 0.5 | 0.5 | 0.5 | 0.5 | 0.5 | 0.5 | 0.5 | 0.5 | 0.5 | 0.5 | 0.5 | 0.5 | 0.5 | 0.5 | 0.5 | 0.5 | 0.5 | 0.5 | 0.5 | 0.5 | 0.5 | 0.5 | 0.5 | 0.5 | 0.5 | 0.5 | 0.5 | 0.5 | 0.5 | 0.5 | 0.5 | 0.5 | 0.5 | 0.5 | 0.5 | 0.5 | 0.5 | 0.5 | 0.5 | 0.5 | 0.5
[7 empty] | 1.6 | St. Marys (SMMLP):5 | 1.6 | 1.6 | 1.6 | 1.6 | 1.6 | 1.6 | 1.6 | 1.6 | 1.6 | 1.6 | 1.6 | 1.6 | 1.6 | 1.6 | 1.6 | 1.6 | 1.6 | 1.6 | 1.6 | 1.6 | 1.6 | 1.6 | 1.6 | 1.6 | 1.6 | 1.6 | 1.6 | 1.6 | 1.6 | 1.6 | 1.6 | 1.6 | 1.6 | 1.6 | 1.6 | 1.6 | 1.6 | 1.6 | 1.6 | 1.6 | 1.6 | 1.6 | 1.6 | 1.6 | 1.6 | 1.6 | 1.6 | 1.6 | 1.6 | 1.6 | 1.6 | 1.6 | 1.6 | 1.6
[7 empty] | 1.6 | St. Marys (SMMLP):6 | 1.6 | 1.6 | 1.6 | 1.6 | 1.6 | 1.6 | 1.6 | 1.6 | 1.6 | 1.6 | 1.6 | 1.6 | 1.6 | 1.6 | 1.6 | 1.6 | 1.6 | 1.6 | 1.6 | 1.6 | 1.6 | 1.6 | 1.6 | 1.6 | 1.6 | 1.6 | 1.6 | 1.6 | 1.6 | 1.6 | 1.6 | 1.6 | 1.6 | 1.6 | 1.6 | 1.6 | 1.6 | 1.6 | 1.6 | 1.6 | 1.6 | 1.6 | 1.6 | 1.6 | 1.6 | 1.6 | 1.6 | 1.6 | 1.6 | 1.6 | 1.6 | 1.6 | 1.6 | 1.6
0 | 0 | 0 | 2017 | 0 |  |  | 1.6 | Shelby Muni Lgt Plt:1-2 | 1.6 | 1.6 | 1.6 | 1.6 | 1.6 | 1.6 | 1.6 | 1.6 | 1.6 | 1.6 | 1.6 | 1.6 | 1.6 | 1.6 | 1.6 | 1.6 | 1.6 | 0.032 | 0.032 | 0.032 | 0.032 | 0.032 | 0.032 | 0.032 | 0.032 | 0.032 | 0.032 | 0.032 | 0.032 | 0.032 | 0.032 | 0.032 | 0.032 | 0.032 | 0.032 | 0.032 | 0.032 | 0.032 | 0.032 | 0.032 | 0.032 | 0.032 | 0.032 | 0.032 | 0.032 | 0.032 | 0.032 | 0.032 | 0.032 | 0.032 | 0.032 | 0.032 | 0.032 | 0.032
0 | 0 | 0 | 2017 | 0 |  |  | 1.6 | Shelby Muni Lgt Plt:3-4 | 1.6 | 1.6 | 1.6 | 1.6 | 1.6 | 1.6 | 1.6 | 1.6 | 1.6 | 1.6 | 1.6 | 1.6 | 1.6 | 1.6 | 1.6 | 1.6 | 1.6 | 0.032 | 0.032 | 0.032 | 0.032 | 0.032 | 0.032 | 0.032 | 0.032 | 0.032 | 0.032 | 0.032 | 0.032 | 0.032 | 0.032 | 0.032 | 0.032 | 0.032 | 0.032 | 0.032 | 0.032 | 0.032 | 0.032 | 0.032 | 0.032 | 0.032 | 0.032 | 0.032 | 0.032 | 0.032 | 0.032 | 0.032 | 0.032 | 0.032 | 0.032 | 0.032 | 0.032 | 0.032
0 | 2017 | 0 | 0 | 2017 |  |  | 0.5588 | Muskogee:4 | 0.5588 | 0.5588 | 0.5588 | 0.5588 | 0.5588 | 0.5588 | 0.5588 | 0.5588 | 0.5588 | 0.5588 | 0.5588 | 0.5588 | 0.5588 | 0.5588 | 0.5588 | 0.5588 | 0.5588 | 0.05588 | 0.05588 | 0.05588 | 0.05588 | 0.05588 | 0.05588 | 0.05588 | 0.05588 | 0.05588 | 0.05588 | 0.05588 | 0.05588 | 0.05588 | 0.05588 | 0.05588 | 0.05588 | 0.05588 | 0.05588 | 0.05588 | 0.05588 | 0.05588 | 0.05588 | 0.05588 | 0.05588 | 0.05588 | 0.05588 | 0.05588 | 0.05588 | 0.05588 | 0.05588 | 0.05588 | 0.05588 | 0.05588 | 0.05588 | 0.05588 | 0.05588 | 0.05588
0 | 2016 | 0 | 0 | 2016 |  |  | 0.5424 | Muskogee:5 | 0.5424 | 0.5424 | 0.5424 | 0.5424 | 0.5424 | 0.5424 | 0.5424 | 0.5424 | 0.5424 | 0.5424 | 0.5424 | 0.5424 | 0.5424 | 0.5424 | 0.5424 | 0.5424 | 0.05424 | 0.05424 | 0.05424 | 0.05424 | 0.05424 | 0.05424 | 0.05424 | 0.05424 | 0.05424 | 0.05424 | 0.05424 | 0.05424 | 0.05424 | 0.05424 | 0.05424 | 0.05424 | 0.05424 | 0.05424 | 0.05424 | 0.05424 | 0.05424 | 0.05424 | 0.05424 | 0.05424 | 0.05424 | 0.05424 | 0.05424 | 0.05424 | 0.05424 | 0.05424 | 0.05424 | 0.05424 | 0.05424 | 0.05424 | 0.05424 | 0.05424 | 0.05424 | 0.05424
0 | 2017 | 0 | 0 | 2017 |  |  | 0.5573 | Muskogee:6 | 0.5573 | 0.5573 | 0.5573 | 0.5573 | 0.5573 | 0.5573 | 0.5573 | 0.5573 | 0.5573 | 0.5573 | 0.5573 | 0.5573 | 0.5573 | 0.5573 | 0.5573 | 0.5573 | 0.5573 | 0.05573 | 0.05573 | 0.05573 | 0.05573 | 0.05573 | 0.05573 | 0.05573 | 0.05573 | 0.05573 | 0.05573 | 0.05573 | 0.05573 | 0.05573 | 0.05573 | 0.05573 | 0.05573 | 0.05573 | 0.05573 | 0.05573 | 0.05573 | 0.05573 | 0.05573 | 0.05573 | 0.05573 | 0.05573 | 0.05573 | 0.05573 | 0.05573 | 0.05573 | 0.05573 | 0.05573 | 0.05573 | 0.05573 | 0.05573 | 0.05573 | 0.05573 | 0.05573
0 | 0 | 0 |  | 0 |  |  | 0.001 | Northeastern:IC1 | 0.001 | 0.001 | 0.001 | 0.001 | 0.001 | 0.001 | 0.001 | 0.001 | 0.001 | 0.001 | 0.001 | 0.001 | 0.001 | 0.001 | 0.001 | 0.001 | 0.001 | 0.001 | 0.001 | 0.001 | 0.001 | 0.001 | 0.001 | 0.001 | 0.001 | 0.001 | 0.001 | 0.001 | 0.001 | 0.001 | 0.001 | 0.001 | 0.001 | 0.001 | 0.001 | 0.001 | 0.001 | 0.001 | 0.001 | 0.001 | 0.001 | 0.001 | 0.001 | 0.001 | 0.001 | 0.001 | 0.001 | 0.001 | 0.001 | 0.001 | 0.001 | 0.001 | 0.001 | 0.001
0 | 2017 | 0 | 0 | 2017 |  |  | 0.6962 | Northeastern:3 | 0.6962 | 0.6962 | 0.6962 | 0.6962 | 0.6962 | 0.6962 | 0.6962 | 0.6962 | 0.6962 | 0.6962 | 0.6962 | 0.6962 | 0.6962 | 0.6962 | 0.6962 | 0.6962 | 0.6962 | 0.06962 | 0.06962 | 0.06962 | 0.06962 | 0.06962 | 0.06962 | 0.06962 | 0.06962 | 0.06962 | 0.06962 | 0.06962 | 0.06962 | 0.06962 | 0.06962 | 0.06962 | 0.06962 | 0.06962 | 0.06962 | 0.06962 | 0.06962 | 0.06962 | 0.06962 | 0.06962 | 0.06962 | 0.06962 | 0.06962 | 0.06962 | 0.06962 | 0.06962 | 0.06962 | 0.06962 | 0.06962 | 0.06962 | 0.06962 | 0.06962 | 0.06962 | 0.06962
0 | 2017 | 0 | 0 | 2017 |  |  | 0.6956 | Northeastern:4 | 0.6956 | 0.6956 | 0.6956 | 0.6956 | 0.6956 | 0.6956 | 0.6956 | 0.6956 | 0.6956 | 0.6956 | 0.6956 | 0.6956 | 0.6956 | 0.6956 | 0.6956 | 0.6956 | 0.6956 | 0.06956 | 0.06956 | 0.06956 | 0.06956 | 0.06956 | 0.06956 | 0.06956 | 0.06956 | 0.06956 | 0.06956 | 0.06956 | 0.06956 | 0.06956 | 0.06956 | 0.06956 | 0.06956 | 0.06956 | 0.06956 | 0.06956 | 0.06956 | 0.06956 | 0.06956 | 0.06956 | 0.06956 | 0.06956 | 0.06956 | 0.06956 | 0.06956 | 0.06956 | 0.06956 | 0.06956 | 0.06956 | 0.06956 | 0.06956 | 0.06956 | 0.06956 | 0.06956
0 | 0 | 0 |  | 0 |  |  | 0.001 | Southwestern:IC1 | 0.001 | 0.001 | 0.001 | 0.001 | 0.001 | 0.001 | 0.001 | 0.001 | 0.001 | 0.001 | 0.001 | 0.001 | 0.001 | 0.001 | 0.001 | 0.001 | 0.001 | 0.001 | 0.001 | 0.001 | 0.001 | 0.001 | 0.001 | 0.001 | 0.001 | 0.001 | 0.001 | 0.001 | 0.001 | 0.001 | 0.001 | 0.001 | 0.001 | 0.001 | 0.001 | 0.001 | 0.001 | 0.001 | 0.001 | 0.001 | 0.001 | 0.001 | 0.001 | 0.001 | 0.001 | 0.001 | 0.001 | 0.001 | 0.001 | 0.001 | 0.001 | 0.001 | 0.001 | 0.001
0 | 0 | 0 |  | 0 |  |  | 0 | Tulsa:IC1 | 0 | 0 | 0 | 0 | 0 | 0 | 0 | 0 | 0 | 0 | 0 | 0 | 0 | 0 | 0 | 0 | 0 | 0 | 0 | 0 | 0 | 0 | 0 | 0 | 0 | 0 | 0 | 0 | 0 | 0 | 0 | 0 | 0 | 0 | 0 | 0 | 0 | 0 | 0 | 0 | 0 | 0 | 0 | 0 | 0 | 0 | 0 | 0 | 0 | 0 | 0 | 0 | 0 | 0
0 | 0 | 0 |  | 0 |  |  | 0 | Weleetka:IC1 | 0 | 0 | 0 | 0 | 0 | 0 | 0 | 0 | 0 | 0 | 0 | 0 | 0 | 0 | 0 | 0 | 0 | 0 | 0 | 0 | 0 | 0 | 0 | 0 | 0 | 0 | 0 | 0 | 0 | 0 | 0 | 0 | 0 | 0 | 0 | 0 | 0 | 0 | 0 | 0 | 0 | 0 | 0 | 0 | 0 | 0 | 0 | 0 | 0 | 0 | 0 | 0 | 0 | 0
0 | 0 | 0 |  | 0 |  |  | 0 | Fairview:ALL | 0 | 0 | 0 | 0 | 0 | 0 | 0 | 0 | 0 | 0 | 0 | 0 | 0 | 0 | 0 | 0 | 0 | 0 | 0 | 0 | 0 | 0 | 0 | 0 | 0 | 0 | 0 | 0 | 0 | 0 | 0 | 0 | 0 | 0 | 0 | 0 | 0 | 0 | 0 | 0 | 0 | 0 | 0 | 0 | 0 | 0 | 0 | 0 | 0 | 0 | 0 | 0 | 0 | 0
0 | 0 | 0 |  | 0 |  |  | 0 | Ponca Diesel:10 | 0 | 0 | 0 | 0 | 0 | 0 | 0 | 0 | 0 | 0 | 0 | 0 | 0 | 0 | 0 | 0 | 0 | 0 | 0 | 0 | 0 | 0 | 0 | 0 | 0 | 0 | 0 | 0 | 0 | 0 | 0 | 0 | 0 | 0 | 0 | 0 | 0 | 0 | 0 | 0 | 0 | 0 | 0 | 0 | 0 | 0 | 0 | 0 | 0 | 0 | 0 | 0 | 0 | 0
2016 | 2016 | 2016 | 0 | 2018 |  |  | 0.9136 | Barry (ALAP):1 | 0.9136 | 0.9136 | 0.9136 | 0.9136 | 0.9136 | 0.9136 | 0.9136 | 0.9136 | 0.9136 | 0.9136 | 0.9136 | 0.9136 | 0.9136 | 0.9136 | 0.9136 | 0.9136 | 0.63952 | 0.63952 | 0.063952 | 0.063952 | 0.063952 | 0.063952 | 0.063952 | 0.063952 | 0.063952 | 0.063952 | 0.063952 | 0.063952 | 0.063952 | 0.063952 | 0.063952 | 0.063952 | 0.063952 | 0.063952 | 0.063952 | 0.063952 | 0.063952 | 0.063952 | 0.063952 | 0.063952 | 0.063952 | 0.063952 | 0.063952 | 0.063952 | 0.063952 | 0.063952 | 0.063952 | 0.063952 | 0.063952 | 0.063952 | 0.063952 | 0.063952 | 0.063952 | 0.063952
2016 | 2016 | 2016 | 0 | 2018 |  |  | 0.8355 | Barry (ALAP):2 | 0.8355 | 0.8355 | 0.8355 | 0.8355 | 0.8355 | 0.8355 | 0.8355 | 0.8355 | 0.8355 | 0.8355 | 0.8355 | 0.8355 | 0.8355 | 0.8355 | 0.8355 | 0.8355 | 0.58485 | 0.58485 | 0.058485 | 0.058485 | 0.058485 | 0.058485 | 0.058485 | 0.058485 | 0.058485 | 0.058485 | 0.058485 | 0.058485 | 0.058485 | 0.058485 | 0.058485 | 0.058485 | 0.058485 | 0.058485 | 0.058485 | 0.058485 | 0.058485 | 0.058485 | 0.058485 | 0.058485 | 0.058485 | 0.058485 | 0.058485 | 0.058485 | 0.058485 | 0.058485 | 0.058485 | 0.058485 | 0.058485 | 0.058485 | 0.058485 | 0.058485 | 0.058485 | 0.058485
2015 | 2015 | 2015 | 0 | 2017 |  |  | 0.9014 | Barry (ALAP):3 | 0.9014 | 0.9014 | 0.9014 | 0.9014 | 0.9014 | 0.9014 | 0.9014 | 0.9014 | 0.9014 | 0.9014 | 0.9014 | 0.9014 | 0.9014 | 0.9014 | 0.9014 | 0.63098 | 0.63098 | 0.063098 | 0.063098 | 0.063098 | 0.063098 | 0.063098 | 0.063098 | 0.063098 | 0.063098 | 0.063098 | 0.063098 | 0.063098 | 0.063098 | 0.063098 | 0.063098 | 0.063098 | 0.063098 | 0.063098 | 0.063098 | 0.063098 | 0.063098 | 0.063098 | 0.063098 | 0.063098 | 0.063098 | 0.063098 | 0.063098 | 0.063098 | 0.063098 | 0.063098 | 0.063098 | 0.063098 | 0.063098 | 0.063098 | 0.063098 | 0.063098 | 0.063098 | 0.063098
0 | 2017 | 0 | 0 | 2017 |  |  | 0.7255 | Barry (ALAP):4 | 0.7255 | 0.7255 | 0.7255 | 0.7255 | 0.7255 | 0.7255 | 0.7255 | 0.7255 | 0.7255 | 0.7255 | 0.7255 | 0.7255 | 0.7255 | 0.7255 | 0.7255 | 0.7255 | 0.7255 | 0.07255 | 0.07255 | 0.07255 | 0.07255 | 0.07255 | 0.07255 | 0.07255 | 0.07255 | 0.07255 | 0.07255 | 0.07255 | 0.07255 | 0.07255 | 0.07255 | 0.07255 | 0.07255 | 0.07255 | 0.07255 | 0.07255 | 0.07255 | 0.07255 | 0.07255 | 0.07255 | 0.07255 | 0.07255 | 0.07255 | 0.07255 | 0.07255 | 0.07255 | 0.07255 | 0.07255 | 0.07255 | 0.07255 | 0.07255 | 0.07255 | 0.07255 | 0.07255
0 | 2016 | 0 |  | 2016 |  |  | 0.041425 | Barry (ALAP):5 | 0.8285 | 0.8285 | 0.8285 | 0.8285 | 0.8285 | 0.8285 | 0.8285 | 0.8285 | 0.8285 | 0.8285 | 0.041425 | 0.041425 | 0.041425 | 0.041425 | 0.041425 | 0.041425 | 0.0041425 | 0.0041425 | 0.0041425 | 0.0041425 | 0.0041425 | 0.0041425 | 0.0041425 | 0.0041425 | 0.0041425 | 0.0041425 | 0.0041425 | 0.0041425 | 0.0041425 | 0.0041425 | 0.0041425 | 0.0041425 | 0.0041425 | 0.0041425 | 0.0041425 | 0.0041425 | 0.0041425 | 0.0041425 | 0.0041425 | 0.0041425 | 0.0041425 | 0.0041425 | 0.0041425 | 0.0041425 | 0.0041425 | 0.0041425 | 0.0041425 | 0.0041425 | 0.0041425 | 0.0041425 | 0.0041425 | 0.0041425 | 0.0041425 | 0.0041425
0 | 0 | 0 |  | 0 |  |  | 0.001 | Brunot Island:1A | 0.001 | 0.001 | 0.001 | 0.001 | 0.001 | 0.001 | 0.001 | 0.001 | 0.001 | 0.001 | 0.001 | 0.001 | 0.001 | 0.001 | 0.001 | 0.001 | 0.001 | 0.001 | 0.001 | 0.001 | 0.001 | 0.001 | 0.001 | 0.001 | 0.001 | 0.001 | 0.001 | 0.001 | 0.001 | 0.001 | 0.001 | 0.001 | 0.001 | 0.001 | 0.001 | 0.001 | 0.001 | 0.001 | 0.001 | 0.001 | 0.001 | 0.001 | 0.001 | 0.001 | 0.001 | 0.001 | 0.001 | 0.001 | 0.001 | 0.001 | 0.001 | 0.001 | 0.001 | 0.001
0 | 0 | 0 |  | 0 |  |  | 0.01 | Brunot Island:CC1 | 0.01 | 0.01 | 0.01 | 0.01 | 0.01 | 0.01 | 0.01 | 0.01 | 0.01 | 0.01 | 0.01 | 0.01 | 0.01 | 0.01 | 0.01 | 0.01 | 0.01 | 0.01 | 0.01 | 0.01 | 0.01 | 0.01 | 0.01 | 0.01 | 0.01 | 0.01 | 0.01 | 0.01 | 0.01 | 0.01 | 0.01 | 0.01 | 0.01 | 0.01 | 0.01 | 0.01 | 0.01 | 0.01 | 0.01 | 0.01 | 0.01 | 0.01 | 0.01 | 0.01 | 0.01 | 0.01 | 0.01 | 0.01 | 0.01 | 0.01 | 0.01 | 0.01 | 0.01 | 0.01
0 | 0 | 0 |  | 0 |  |  | 0.001 | Brunot Island:1B | 0.001 | 0.001 | 0.001 | 0.001 | 0.001 | 0.001 | 0.001 | 0.001 | 0.001 | 0.001 | 0.001 | 0.001 | 0.001 | 0.001 | 0.001 | 0.001 | 0.001 | 0.001 | 0.001 | 0.001 | 0.001 | 0.001 | 0.001 | 0.001 | 0.001 | 0.001 | 0.001 | 0.001 | 0.001 | 0.001 | 0.001 | 0.001 | 0.001 | 0.001 | 0.001 | 0.001 | 0.001 | 0.001 | 0.001 | 0.001 | 0.001 | 0.001 | 0.001 | 0.001 | 0.001 | 0.001 | 0.001 | 0.001 | 0.001 | 0.001 | 0.001 | 0.001 | 0.001 | 0.001
0 | 0 | 0 |  | 0 |  |  | 0.001 | Brunot Island:1C | 0.001 | 0.001 | 0.001 | 0.001 | 0.001 | 0.001 | 0.001 | 0.001 | 0.001 | 0.001 | 0.001 | 0.001 | 0.001 | 0.001 | 0.001 | 0.001 | 0.001 | 0.001 | 0.001 | 0.001 | 0.001 | 0.001 | 0.001 | 0.001 | 0.001 | 0.001 | 0.001 | 0.001 | 0.001 | 0.001 | 0.001 | 0.001 | 0.001 | 0.001 | 0.001 | 0.001 | 0.001 | 0.001 | 0.001 | 0.001 | 0.001 | 0.001 | 0.001 | 0.001 | 0.001 | 0.001 | 0.001 | 0.001 | 0.001 | 0.001 | 0.001 | 0.001 | 0.001 | 0.001
0 | 0 | 0 | 2017 | 0 | 2013 | 0.94746 | 0.373 | Elrama:1 | 0.373 | 0.373 | 0.373 | 0.373 | 0.373 | 0.373 | 0.373 | 0.373 | 0.373 | 0.373 | 0.373 | 0.373 | 0.373 | 0.3534 | 0.3534 | 0.3534 | 0.3534 | 0.007068 | 0.007068 | 0.007068 | 0.007068 | 0.007068 | 0.007068 | 0.007068 | 0.007068 | 0.007068 | 0.007068 | 0.007068 | 0.007068 | 0.007068 | 0.007068 | 0.007068 | 0.007068 | 0.007068 | 0.007068 | 0.007068 | 0.007068 | 0.007068 | 0.007068 | 0.007068 | 0.007068 | 0.007068 | 0.007068 | 0.007068 | 0.007068 | 0.007068 | 0.007068 | 0.007068 | 0.007068 | 0.007068 | 0.007068 | 0.007068 | 0.007068 | 0.007068
0 | 0 | 0 | 2017 | 0 | 2013 | 0.94746 | 0.365 | Elrama:2 | 0.365 | 0.365 | 0.365 | 0.365 | 0.365 | 0.365 | 0.365 | 0.365 | 0.365 | 0.365 | 0.365 | 0.365 | 0.365 | 0.34582 | 0.34582 | 0.34582 | 0.34582 | 0.0069164 | 0.0069164 | 0.0069164 | 0.0069164 | 0.0069164 | 0.0069164 | 0.0069164 | 0.0069164 | 0.0069164 | 0.0069164 | 0.0069164 | 0.0069164 | 0.0069164 | 0.0069164 | 0.0069164 | 0.0069164 | 0.0069164 | 0.0069164 | 0.0069164 | 0.0069164 | 0.0069164 | 0.0069164 | 0.0069164 | 0.0069164 | 0.0069164 | 0.0069164 | 0.0069164 | 0.0069164 | 0.0069164 | 0.0069164 | 0.0069164 | 0.0069164 | 0.0069164 | 0.0069164 | 0.0069164 | 0.0069164 | 0.0069164
0 | 0 | 0 | 2017 | 0 | 2013 | 0.94746 | 0.383 | Elrama:3 | 0.383 | 0.383 | 0.383 | 0.383 | 0.383 | 0.383 | 0.383 | 0.383 | 0.383 | 0.383 | 0.383 | 0.383 | 0.383 | 0.36288 | 0.36288 | 0.36288 | 0.36288 | 0.0072575 | 0.0072575 | 0.0072575 | 0.0072575 | 0.0072575 | 0.0072575 | 0.0072575 | 0.0072575 | 0.0072575 | 0.0072575 | 0.0072575 | 0.0072575 | 0.0072575 | 0.0072575 | 0.0072575 | 0.0072575 | 0.0072575 | 0.0072575 | 0.0072575 | 0.0072575 | 0.0072575 | 0.0072575 | 0.0072575 | 0.0072575 | 0.0072575 | 0.0072575 | 0.0072575 | 0.0072575 | 0.0072575 | 0.0072575 | 0.0072575 | 0.0072575 | 0.0072575 | 0.0072575 | 0.0072575 | 0.0072575 | 0.0072575
0 | 0 | 0 | 2017 | 0 | 2013 | 0.94746 | 0.372 | Elrama:4 | 0.372 | 0.372 | 0.372 | 0.372 | 0.372 | 0.372 | 0.372 | 0.372 | 0.372 | 0.372 | 0.372 | 0.372 | 0.372 | 0.35245 | 0.35245 | 0.35245 | 0.35245 | 0.0070491 | 0.0070491 | 0.0070491 | 0.0070491 | 0.0070491 | 0.0070491 | 0.0070491 | 0.0070491 | 0.0070491 | 0.0070491 | 0.0070491 | 0.0070491 | 0.0070491 | 0.0070491 | 0.0070491 | 0.0070491 | 0.0070491 | 0.0070491 | 0.0070491 | 0.0070491 | 0.0070491 | 0.0070491 | 0.0070491 | 0.0070491 | 0.0070491 | 0.0070491 | 0.0070491 | 0.0070491 | 0.0070491 | 0.0070491 | 0.0070491 | 0.0070491 | 0.0070491 | 0.0070491 | 0.0070491 | 0.0070491 | 0.0070491
[7 empty] | 1.6 | Phillips (ORION):1 | 1.6 | 1.6 | 1.6 | 1.6 | 1.6 | 1.6 | 1.6 | 1.6 | 1.6 | 1.6 | 1.6 | 1.6 | 1.6 | 1.6 | 1.6 | 1.6 | 1.6 | 1.6 | 1.6 | 1.6 | 1.6 | 1.6 | 1.6 | 1.6 | 1.6 | 1.6 | 1.6 | 1.6 | 1.6 | 1.6 | 1.6 | 1.6 | 1.6 | 1.6 | 1.6 | 1.6 | 1.6 | 1.6 | 1.6 | 1.6 | 1.6 | 1.6 | 1.6 | 1.6 | 1.6 | 1.6 | 1.6 | 1.6 | 1.6 | 1.6 | 1.6 | 1.6 | 1.6 | 1.6
[7 empty] | 1.6 | Phillips (ORION):2 | 1.6 | 1.6 | 1.6 | 1.6 | 1.6 | 1.6 | 1.6 | 1.6 | 1.6 | 1.6 | 1.6 | 1.6 | 1.6 | 1.6 | 1.6 | 1.6 | 1.6 | 1.6 | 1.6 | 1.6 | 1.6 | 1.6 | 1.6 | 1.6 | 1.6 | 1.6 | 1.6 | 1.6 | 1.6 | 1.6 | 1.6 | 1.6 | 1.6 | 1.6 | 1.6 | 1.6 | 1.6 | 1.6 | 1.6 | 1.6 | 1.6 | 1.6 | 1.6 | 1.6 | 1.6 | 1.6 | 1.6 | 1.6 | 1.6 | 1.6 | 1.6 | 1.6 | 1.6 | 1.6
[7 empty] | 1.6 | Phillips (ORION):3 | 1.6 | 1.6 | 1.6 | 1.6 | 1.6 | 1.6 | 1.6 | 1.6 | 1.6 | 1.6 | 1.6 | 1.6 | 1.6 | 1.6 | 1.6 | 1.6 | 1.6 | 1.6 | 1.6 | 1.6 | 1.6 | 1.6 | 1.6 | 1.6 | 1.6 | 1.6 | 1.6 | 1.6 | 1.6 | 1.6 | 1.6 | 1.6 | 1.6 | 1.6 | 1.6 | 1.6 | 1.6 | 1.6 | 1.6 | 1.6 | 1.6 | 1.6 | 1.6 | 1.6 | 1.6 | 1.6 | 1.6 | 1.6 | 1.6 | 1.6 | 1.6 | 1.6 | 1.6 | 1.6
[7 empty] | 1.6 | Phillips (ORION):4 | 1.6 | 1.6 | 1.6 | 1.6 | 1.6 | 1.6 | 1.6 | 1.6 | 1.6 | 1.6 | 1.6 | 1.6 | 1.6 | 1.6 | 1.6 | 1.6 | 1.6 | 1.6 | 1.6 | 1.6 | 1.6 | 1.6 | 1.6 | 1.6 | 1.6 | 1.6 | 1.6 | 1.6 | 1.6 | 1.6 | 1.6 | 1.6 | 1.6 | 1.6 | 1.6 | 1.6 | 1.6 | 1.6 | 1.6 | 1.6 | 1.6 | 1.6 | 1.6 | 1.6 | 1.6 | 1.6 | 1.6 | 1.6 | 1.6 | 1.6 | 1.6 | 1.6 | 1.6 | 1.6
0 | 0 | 0 | 0 | 0 |  |  | 0.75 | Hamilton (RELIANT):1 | 0.75 | 0.75 | 0.75 | 0.75 | 0.75 | 0.75 | 0.75 | 0.75 | 0.75 | 0.75 | 0.75 | 0.75 | 0.75 | 0.75 | 0.75 | 0.75 | 0.75 | 0.75 | 0.75 | 0.75 | 0.75 | 0.75 | 0.75 | 0.75 | 0.75 | 0.75 | 0.75 | 0.75 | 0.75 | 0.75 | 0.75 | 0.75 | 0.75 | 0.75 | 0.75 | 0.75 | 0.75 | 0.75 | 0.75 | 0.75 | 0.75 | 0.75 | 0.75 | 0.75 | 0.75 | 0.75 | 0.75 | 0.75 | 0.75 | 0.75 | 0.75 | 0.75 | 0.75 | 0.75
0 | 0 | 0 | 0 | 0 |  |  | 0.75 | Orrtanna:1 | 0.75 | 0.75 | 0.75 | 0.75 | 0.75 | 0.75 | 0.75 | 0.75 | 0.75 | 0.75 | 0.75 | 0.75 | 0.75 | 0.75 | 0.75 | 0.75 | 0.75 | 0.75 | 0.75 | 0.75 | 0.75 | 0.75 | 0.75 | 0.75 | 0.75 | 0.75 | 0.75 | 0.75 | 0.75 | 0.75 | 0.75 | 0.75 | 0.75 | 0.75 | 0.75 | 0.75 | 0.75 | 0.75 | 0.75 | 0.75 | 0.75 | 0.75 | 0.75 | 0.75 | 0.75 | 0.75 | 0.75 | 0.75 | 0.75 | 0.75 | 0.75 | 0.75 | 0.75 | 0.75
0 | 0 | 0 | 2017 | 0 | 2013 | 0.9507 | 2.662 | Portland:1 | 2.662 | 2.662 | 2.662 | 2.662 | 2.662 | 2.662 | 2.662 | 2.662 | 2.662 | 2.662 | 2.662 | 2.662 | 2.662 | 2.5308 | 2.5308 | 2.5308 | 2.5308 | 0.050615 | 0.050615 | 0.050615 | 0.050615 | 0.050615 | 0.050615 | 0.050615 | 0.050615 | 0.050615 | 0.050615 | 0.050615 | 0.050615 | 0.050615 | 0.050615 | 0.050615 | 0.050615 | 0.050615 | 0.050615 | 0.050615 | 0.050615 | 0.050615 | 0.050615 | 0.050615 | 0.050615 | 0.050615 | 0.050615 | 0.050615 | 0.050615 | 0.050615 | 0.050615 | 0.050615 | 0.050615 | 0.050615 | 0.050615 | 0.050615 | 0.050615 | 0.050615
0 | 0 | 0 | 2017 | 0 | 2013 | 0.9507 | 2.7108 | Portland:2 | 2.7108 | 2.7108 | 2.7108 | 2.7108 | 2.7108 | 2.7108 | 2.7108 | 2.7108 | 2.7108 | 2.7108 | 2.7108 | 2.7108 | 2.7108 | 2.5771 | 2.5771 | 2.5771 | 2.5771 | 0.051543 | 0.051543 | 0.051543 | 0.051543 | 0.051543 | 0.051543 | 0.051543 | 0.051543 | 0.051543 | 0.051543 | 0.051543 | 0.051543 | 0.051543 | 0.051543 | 0.051543 | 0.051543 | 0.051543 | 0.051543 | 0.051543 | 0.051543 | 0.051543 | 0.051543 | 0.051543 | 0.051543 | 0.051543 | 0.051543 | 0.051543 | 0.051543 | 0.051543 | 0.051543 | 0.051543 | 0.051543 | 0.051543 | 0.051543 | 0.051543 | 0.051543 | 0.051543
0 | 0 | 0 | 0 | 0 |  |  | 0.75 | Shawnee (RELIANT):1 | 0.75 | 0.75 | 0.75 | 0.75 | 0.75 | 0.75 | 0.75 | 0.75 | 0.75 | 0.75 | 0.75 | 0.75 | 0.75 | 0.75 | 0.75 | 0.75 | 0.75 | 0.75 | 0.75 | 0.75 | 0.75 | 0.75 | 0.75 | 0.75 | 0.75 | 0.75 | 0.75 | 0.75 | 0.75 | 0.75 | 0.75 | 0.75 | 0.75 | 0.75 | 0.75 | 0.75 | 0.75 | 0.75 | 0.75 | 0.75 | 0.75 | 0.75 | 0.75 | 0.75 | 0.75 | 0.75 | 0.75 | 0.75 | 0.75 | 0.75 | 0.75 | 0.75 | 0.75 | 0.75
0 | 0 | 0 | 2017 | 0 | 2013 | 0.90578 | 2.0627 | Titus:1 | 2.0627 | 2.0627 | 2.0627 | 2.0627 | 2.0627 | 2.0627 | 2.0627 | 2.0627 | 2.0627 | 2.0627 | 2.0627 | 2.0627 | 2.0627 | 1.8684 | 1.8684 | 1.8684 | 1.8684 | 0.037367 | 0.037367 | 0.037367 | 0.037367 | 0.037367 | 0.037367 | 0.037367 | 0.037367 | 0.037367 | 0.037367 | 0.037367 | 0.037367 | 0.037367 | 0.037367 | 0.037367 | 0.037367 | 0.037367 | 0.037367 | 0.037367 | 0.037367 | 0.037367 | 0.037367 | 0.037367 | 0.037367 | 0.037367 | 0.037367 | 0.037367 | 0.037367 | 0.037367 | 0.037367 | 0.037367 | 0.037367 | 0.037367 | 0.037367 | 0.037367 | 0.037367 | 0.037367
0 | 0 | 0 | 2017 | 0 | 2013 | 0.90578 | 2.0603 | Titus:2 | 2.0603 | 2.0603 | 2.0603 | 2.0603 | 2.0603 | 2.0603 | 2.0603 | 2.0603 | 2.0603 | 2.0603 | 2.0603 | 2.0603 | 2.0603 | 1.8662 | 1.8662 | 1.8662 | 1.8662 | 0.037324 | 0.037324 | 0.037324 | 0.037324 | 0.037324 | 0.037324 | 0.037324 | 0.037324 | 0.037324 | 0.037324 | 0.037324 | 0.037324 | 0.037324 | 0.037324 | 0.037324 | 0.037324 | 0.037324 | 0.037324 | 0.037324 | 0.037324 | 0.037324 | 0.037324 | 0.037324 | 0.037324 | 0.037324 | 0.037324 | 0.037324 | 0.037324 | 0.037324 | 0.037324 | 0.037324 | 0.037324 | 0.037324 | 0.037324 | 0.037324 | 0.037324 | 0.037324
0 | 0 | 0 | 2017 | 0 | 2013 | 0.90578 | 2.0696 | Titus:3 | 2.0696 | 2.0696 | 2.0696 | 2.0696 | 2.0696 | 2.0696 | 2.0696 | 2.0696 | 2.0696 | 2.0696 | 2.0696 | 2.0696 | 2.0696 | 1.8746 | 1.8746 | 1.8746 | 1.8746 | 0.037492 | 0.037492 | 0.037492 | 0.037492 | 0.037492 | 0.037492 | 0.037492 | 0.037492 | 0.037492 | 0.037492 | 0.037492 | 0.037492 | 0.037492 | 0.037492 | 0.037492 | 0.037492 | 0.037492 | 0.037492 | 0.037492 | 0.037492 | 0.037492 | 0.037492 | 0.037492 | 0.037492 | 0.037492 | 0.037492 | 0.037492 | 0.037492 | 0.037492 | 0.037492 | 0.037492 | 0.037492 | 0.037492 | 0.037492 | 0.037492 | 0.037492 | 0.037492
0 | 0 | 0 | 0 | 0 |  |  | 0.75 | Tolna:1 | 0.75 | 0.75 | 0.75 | 0.75 | 0.75 | 0.75 | 0.75 | 0.75 | 0.75 | 0.75 | 0.75 | 0.75 | 0.75 | 0.75 | 0.75 | 0.75 | 0.75 | 0.75 | 0.75 | 0.75 | 0.75 | 0.75 | 0.75 | 0.75 | 0.75 | 0.75 | 0.75 | 0.75 | 0.75 | 0.75 | 0.75 | 0.75 | 0.75 | 0.75 | 0.75 | 0.75 | 0.75 | 0.75 | 0.75 | 0.75 | 0.75 | 0.75 | 0.75 | 0.75 | 0.75 | 0.75 | 0.75 | 0.75 | 0.75 | 0.75 | 0.75 | 0.75 | 0.75 | 0.75
0 | 0 | 0 | 0 | 0 |  |  | 0.75 | Tolna:2 | 0.75 | 0.75 | 0.75 | 0.75 | 0.75 | 0.75 | 0.75 | 0.75 | 0.75 | 0.75 | 0.75 | 0.75 | 0.75 | 0.75 | 0.75 | 0.75 | 0.75 | 0.75 | 0.75 | 0.75 | 0.75 | 0.75 | 0.75 | 0.75 | 0.75 | 0.75 | 0.75 | 0.75 | 0.75 | 0.75 | 0.75 | 0.75 | 0.75 | 0.75 | 0.75 | 0.75 | 0.75 | 0.75 | 0.75 | 0.75 | 0.75 | 0.75 | 0.75 | 0.75 | 0.75 | 0.75 | 0.75 | 0.75 | 0.75 | 0.75 | 0.75 | 0.75 | 0.75 | 0.75
0 | 0 | 0 |  | 0 | 2013 | 0.94422 | 0.1203 | Conemaugh:1 | 0.1203 | 0.1203 | 0.1203 | 0.1203 | 0.1203 | 0.1203 | 0.1203 | 0.1203 | 0.1203 | 0.1203 | 0.1203 | 0.1203 | 0.1203 | 0.11359 | 0.11359 | 0.11359 | 0.11359 | 0.11359 | 0.11359 | 0.11359 | 0.11359 | 0.11359 | 0.11359 | 0.11359 | 0.11359 | 0.11359 | 0.11359 | 0.11359 | 0.11359 | 0.11359 | 0.11359 | 0.11359 | 0.11359 | 0.11359 | 0.11359 | 0.11359 | 0.11359 | 0.11359 | 0.11359 | 0.11359 | 0.11359 | 0.11359 | 0.11359 | 0.11359 | 0.11359 | 0.11359 | 0.11359 | 0.11359 | 0.11359 | 0.11359 | 0.11359 | 0.11359 | 0.11359 | 0.11359
0 | 0 | 0 |  | 0 | 2013 | 0.94422 | 0.1252 | Conemaugh:2 | 0.1252 | 0.1252 | 0.1252 | 0.1252 | 0.1252 | 0.1252 | 0.1252 | 0.1252 | 0.1252 | 0.1252 | 0.1252 | 0.1252 | 0.1252 | 0.11822 | 0.11822 | 0.11822 | 0.11822 | 0.11822 | 0.11822 | 0.11822 | 0.11822 | 0.11822 | 0.11822 | 0.11822 | 0.11822 | 0.11822 | 0.11822 | 0.11822 | 0.11822 | 0.11822 | 0.11822 | 0.11822 | 0.11822 | 0.11822 | 0.11822 | 0.11822 | 0.11822 | 0.11822 | 0.11822 | 0.11822 | 0.11822 | 0.11822 | 0.11822 | 0.11822 | 0.11822 | 0.11822 | 0.11822 | 0.11822 | 0.11822 | 0.11822 | 0.11822 | 0.11822 | 0.11822 | 0.11822
0 | 0 | 0 | 0 | 0 |  |  | 0.75 | Conemaugh:ABCD | 0.75 | 0.75 | 0.75 | 0.75 | 0.75 | 0.75 | 0.75 | 0.75 | 0.75 | 0.75 | 0.75 | 0.75 | 0.75 | 0.75 | 0.75 | 0.75 | 0.75 | 0.75 | 0.75 | 0.75 | 0.75 | 0.75 | 0.75 | 0.75 | 0.75 | 0.75 | 0.75 | 0.75 | 0.75 | 0.75 | 0.75 | 0.75 | 0.75 | 0.75 | 0.75 | 0.75 | 0.75 | 0.75 | 0.75 | 0.75 | 0.75 | 0.75 | 0.75 | 0.75 | 0.75 | 0.75 | 0.75 | 0.75 | 0.75 | 0.75 | 0.75 | 0.75 | 0.75 | 0.75
0 | 0 | 0 | 2016 | 0 | 2013 | 0.93598 | 2.7681 | Homer City:1 | 2.7681 | 2.7681 | 2.7681 | 2.7681 | 2.7681 | 2.7681 | 2.7681 | 2.7681 | 2.7681 | 2.7681 | 2.7681 | 2.7681 | 2.7681 | 2.5909 | 2.5909 | 2.5909 | 0.051818 | 0.051818 | 0.051818 | 0.051818 | 0.051818 | 0.051818 | 0.051818 | 0.051818 | 0.051818 | 0.051818 | 0.051818 | 0.051818 | 0.051818 | 0.051818 | 0.051818 | 0.051818 | 0.051818 | 0.051818 | 0.051818 | 0.051818 | 0.051818 | 0.051818 | 0.051818 | 0.051818 | 0.051818 | 0.051818 | 0.051818 | 0.051818 | 0.051818 | 0.051818 | 0.051818 | 0.051818 | 0.051818 | 0.051818 | 0.051818 | 0.051818 | 0.051818 | 0.051818
0 | 0 | 0 | 2016 | 0 | 2013 | 0.93598 | 2.731 | Homer City:2 | 2.731 | 2.731 | 2.731 | 2.731 | 2.731 | 2.731 | 2.731 | 2.731 | 2.731 | 2.731 | 2.731 | 2.731 | 2.731 | 2.5562 | 2.5562 | 2.5562 | 0.051123 | 0.051123 | 0.051123 | 0.051123 | 0.051123 | 0.051123 | 0.051123 | 0.051123 | 0.051123 | 0.051123 | 0.051123 | 0.051123 | 0.051123 | 0.051123 | 0.051123 | 0.051123 | 0.051123 | 0.051123 | 0.051123 | 0.051123 | 0.051123 | 0.051123 | 0.051123 | 0.051123 | 0.051123 | 0.051123 | 0.051123 | 0.051123 | 0.051123 | 0.051123 | 0.051123 | 0.051123 | 0.051123 | 0.051123 | 0.051123 | 0.051123 | 0.051123 | 0.051123
0 | 0 | 0 |  | 0 | 2013 | 0.93598 | 0.2506 | Homer City:3 | 0.2506 | 0.2506 | 0.2506 | 0.2506 | 0.2506 | 0.2506 | 0.2506 | 0.2506 | 0.2506 | 0.2506 | 0.2506 | 0.2506 | 0.2506 | 0.23456 | 0.23456 | 0.23456 | 0.23456 | 0.23456 | 0.23456 | 0.23456 | 0.23456 | 0.23456 | 0.23456 | 0.23456 | 0.23456 | 0.23456 | 0.23456 | 0.23456 | 0.23456 | 0.23456 | 0.23456 | 0.23456 | 0.23456 | 0.23456 | 0.23456 | 0.23456 | 0.23456 | 0.23456 | 0.23456 | 0.23456 | 0.23456 | 0.23456 | 0.23456 | 0.23456 | 0.23456 | 0.23456 | 0.23456 | 0.23456 | 0.23456 | 0.23456 | 0.23456 | 0.23456 | 0.23456 | 0.23456
0 | 0 | 0 | 2016 | 0 |  |  | 0.4072 | Seward (RELIANT):PB1 | 0.4072 | 0.4072 | 0.4072 | 0.4072 | 0.4072 | 0.4072 | 0.4072 | 0.4072 | 0.4072 | 0.4072 | 0.4072 | 0.4072 | 0.4072 | 0.4072 | 0.4072 | 0.4072 | 0.008144 | 0.008144 | 0.008144 | 0.008144 | 0.008144 | 0.008144 | 0.008144 | 0.008144 | 0.008144 | 0.008144 | 0.008144 | 0.008144 | 0.008144 | 0.008144 | 0.008144 | 0.008144 | 0.008144 | 0.008144 | 0.008144 | 0.008144 | 0.008144 | 0.008144 | 0.008144 | 0.008144 | 0.008144 | 0.008144 | 0.008144 | 0.008144 | 0.008144 | 0.008144 | 0.008144 | 0.008144 | 0.008144 | 0.008144 | 0.008144 | 0.008144 | 0.008144 | 0.008144
[7 empty] | 2.551 | Seward (RELIANT):4 | 2.551 | 2.551 | 2.551 | 2.551 | 2.551 | 2.551 | 2.551 | 2.551 | 2.551 | 2.551 | 2.551 | 2.551 | 2.551 | 2.551 | 2.551 | 2.551 | 2.551 | 2.551 | 2.551 | 2.551 | 2.551 | 2.551 | 2.551 | 2.551 | 2.551 | 2.551 | 2.551 | 2.551 | 2.551 | 2.551 | 2.551 | 2.551 | 2.551 | 2.551 | 2.551 | 2.551 | 2.551 | 2.551 | 2.551 | 2.551 | 2.551 | 2.551 | 2.551 | 2.551 | 2.551 | 2.551 | 2.551 | 2.551 | 2.551 | 2.551 | 2.551 | 2.551 | 2.551 | 2.551
[7 empty] | 2.551 | Seward (RELIANT):5 | 2.551 | 2.551 | 2.551 | 2.551 | 2.551 | 2.551 | 2.551 | 2.551 | 2.551 | 2.551 | 2.551 | 2.551 | 2.551 | 2.551 | 2.551 | 2.551 | 2.551 | 2.551 | 2.551 | 2.551 | 2.551 | 2.551 | 2.551 | 2.551 | 2.551 | 2.551 | 2.551 | 2.551 | 2.551 | 2.551 | 2.551 | 2.551 | 2.551 | 2.551 | 2.551 | 2.551 | 2.551 | 2.551 | 2.551 | 2.551 | 2.551 | 2.551 | 2.551 | 2.551 | 2.551 | 2.551 | 2.551 | 2.551 | 2.551 | 2.551 | 2.551 | 2.551 | 2.551 | 2.551
0 | 0 | 0 | 2017 | 0 | 2013 | 0.94518 | 2.845 | Shawville:1 | 2.845 | 2.845 | 2.845 | 2.845 | 2.845 | 2.845 | 2.845 | 2.845 | 2.845 | 2.845 | 2.845 | 2.845 | 2.845 | 2.689 | 2.689 | 2.689 | 2.689 | 0.05378 | 0.05378 | 0.05378 | 0.05378 | 0.05378 | 0.05378 | 0.05378 | 0.05378 | 0.05378 | 0.05378 | 0.05378 | 0.05378 | 0.05378 | 0.05378 | 0.05378 | 0.05378 | 0.05378 | 0.05378 | 0.05378 | 0.05378 | 0.05378 | 0.05378 | 0.05378 | 0.05378 | 0.05378 | 0.05378 | 0.05378 | 0.05378 | 0.05378 | 0.05378 | 0.05378 | 0.05378 | 0.05378 | 0.05378 | 0.05378 | 0.05378 | 0.05378
0 | 0 | 0 | 2017 | 0 | 2013 | 0.94518 | 2.9425 | Shawville:2 | 2.9425 | 2.9425 | 2.9425 | 2.9425 | 2.9425 | 2.9425 | 2.9425 | 2.9425 | 2.9425 | 2.9425 | 2.9425 | 2.9425 | 2.9425 | 2.7812 | 2.7812 | 2.7812 | 2.7812 | 0.055624 | 0.055624 | 0.055624 | 0.055624 | 0.055624 | 0.055624 | 0.055624 | 0.055624 | 0.055624 | 0.055624 | 0.055624 | 0.055624 | 0.055624 | 0.055624 | 0.055624 | 0.055624 | 0.055624 | 0.055624 | 0.055624 | 0.055624 | 0.055624 | 0.055624 | 0.055624 | 0.055624 | 0.055624 | 0.055624 | 0.055624 | 0.055624 | 0.055624 | 0.055624 | 0.055624 | 0.055624 | 0.055624 | 0.055624 | 0.055624 | 0.055624 | 0.055624
0 | 0 | 0 | 2017 | 0 | 2013 | 0.94518 | 2.8331 | Shawville:3 | 2.8331 | 2.8331 | 2.8331 | 2.8331 | 2.8331 | 2.8331 | 2.8331 | 2.8331 | 2.8331 | 2.8331 | 2.8331 | 2.8331 | 2.8331 | 2.6778 | 2.6778 | 2.6778 | 2.6778 | 0.053556 | 0.053556 | 0.053556 | 0.053556 | 0.053556 | 0.053556 | 0.053556 | 0.053556 | 0.053556 | 0.053556 | 0.053556 | 0.053556 | 0.053556 | 0.053556 | 0.053556 | 0.053556 | 0.053556 | 0.053556 | 0.053556 | 0.053556 | 0.053556 | 0.053556 | 0.053556 | 0.053556 | 0.053556 | 0.053556 | 0.053556 | 0.053556 | 0.053556 | 0.053556 | 0.053556 | 0.053556 | 0.053556 | 0.053556 | 0.053556 | 0.053556 | 0.053556
0 | 0 | 0 | 2017 | 0 | 2013 | 0.94518 | 2.8612 | Shawville:4 | 2.8612 | 2.8612 | 2.8612 | 2.8612 | 2.8612 | 2.8612 | 2.8612 | 2.8612 | 2.8612 | 2.8612 | 2.8612 | 2.8612 | 2.8612 | 2.7043 | 2.7043 | 2.7043 | 2.7043 | 0.054087 | 0.054087 | 0.054087 | 0.054087 | 0.054087 | 0.054087 | 0.054087 | 0.054087 | 0.054087 | 0.054087 | 0.054087 | 0.054087 | 0.054087 | 0.054087 | 0.054087 | 0.054087 | 0.054087 | 0.054087 | 0.054087 | 0.054087 | 0.054087 | 0.054087 | 0.054087 | 0.054087 | 0.054087 | 0.054087 | 0.054087 | 0.054087 | 0.054087 | 0.054087 | 0.054087 | 0.054087 | 0.054087 | 0.054087 | 0.054087 | 0.054087 | 0.054087
0 | 0 | 0 | 0 | 0 |  |  | 0.75 | Shawville:57 | 0.75 | 0.75 | 0.75 | 0.75 | 0.75 | 0.75 | 0.75 | 0.75 | 0.75 | 0.75 | 0.75 | 0.75 | 0.75 | 0.75 | 0.75 | 0.75 | 0.75 | 0.75 | 0.75 | 0.75 | 0.75 | 0.75 | 0.75 | 0.75 | 0.75 | 0.75 | 0.75 | 0.75 | 0.75 | 0.75 | 0.75 | 0.75 | 0.75 | 0.75 | 0.75 | 0.75 | 0.75 | 0.75 | 0.75 | 0.75 | 0.75 | 0.75 | 0.75 | 0.75 | 0.75 | 0.75 | 0.75 | 0.75 | 0.75 | 0.75 | 0.75 | 0.75 | 0.75 | 0.75
[7 empty] | 2.879 | Warren (RELIANT):1 | 2.879 | 2.879 | 2.879 | 2.879 | 2.879 | 2.879 | 2.879 | 2.879 | 2.879 | 2.879 | 2.879 | 2.879 | 2.879 | 2.879 | 2.879 | 2.879 | 2.879 | 2.879 | 2.879 | 2.879 | 2.879 | 2.879 | 2.879 | 2.879 | 2.879 | 2.879 | 2.879 | 2.879 | 2.879 | 2.879 | 2.879 | 2.879 | 2.879 | 2.879 | 2.879 | 2.879 | 2.879 | 2.879 | 2.879 | 2.879 | 2.879 | 2.879 | 2.879 | 2.879 | 2.879 | 2.879 | 2.879 | 2.879 | 2.879 | 2.879 | 2.879 | 2.879 | 2.879 | 2.879
[7 empty] | 2.879 | Warren (RELIANT):2 | 2.879 | 2.879 | 2.879 | 2.879 | 2.879 | 2.879 | 2.879 | 2.879 | 2.879 | 2.879 | 2.879 | 2.879 | 2.879 | 2.879 | 2.879 | 2.879 | 2.879 | 2.879 | 2.879 | 2.879 | 2.879 | 2.879 | 2.879 | 2.879 | 2.879 | 2.879 | 2.879 | 2.879 | 2.879 | 2.879 | 2.879 | 2.879 | 2.879 | 2.879 | 2.879 | 2.879 | 2.879 | 2.879 | 2.879 | 2.879 | 2.879 | 2.879 | 2.879 | 2.879 | 2.879 | 2.879 | 2.879 | 2.879 | 2.879 | 2.879 | 2.879 | 2.879 | 2.879 | 2.879
[7 empty] | 2.879 | Wayne (RELIANT):A | 2.879 | 2.879 | 2.879 | 2.879 | 2.879 | 2.879 | 2.879 | 2.879 | 2.879 | 2.879 | 2.879 | 2.879 | 2.879 | 2.879 | 2.879 | 2.879 | 2.879 | 2.879 | 2.879 | 2.879 | 2.879 | 2.879 | 2.879 | 2.879 | 2.879 | 2.879 | 2.879 | 2.879 | 2.879 | 2.879 | 2.879 | 2.879 | 2.879 | 2.879 | 2.879 | 2.879 | 2.879 | 2.879 | 2.879 | 2.879 | 2.879 | 2.879 | 2.879 | 2.879 | 2.879 | 2.879 | 2.879 | 2.879 | 2.879 | 2.879 | 2.879 | 2.879 | 2.879 | 2.879
0 | 0 | 0 | 2015 | 0 | 2013 | 0.94471 | 0.5947 | Keystone (RELIANT):1 | 0.5947 | 0.5947 | 0.5947 | 0.5947 | 0.5947 | 0.5947 | 0.5947 | 0.5947 | 0.5947 | 0.5947 | 0.5947 | 0.5947 | 0.5947 | 0.56182 | 0.56182 | 0.011236 | 0.011236 | 0.011236 | 0.011236 | 0.011236 | 0.011236 | 0.011236 | 0.011236 | 0.011236 | 0.011236 | 0.011236 | 0.011236 | 0.011236 | 0.011236 | 0.011236 | 0.011236 | 0.011236 | 0.011236 | 0.011236 | 0.011236 | 0.011236 | 0.011236 | 0.011236 | 0.011236 | 0.011236 | 0.011236 | 0.011236 | 0.011236 | 0.011236 | 0.011236 | 0.011236 | 0.011236 | 0.011236 | 0.011236 | 0.011236 | 0.011236 | 0.011236 | 0.011236 | 0.011236
0 | 0 | 0 | 2015 | 0 | 2013 | 0.94471 | 0.6074 | Keystone (RELIANT):2 | 0.6074 | 0.6074 | 0.6074 | 0.6074 | 0.6074 | 0.6074 | 0.6074 | 0.6074 | 0.6074 | 0.6074 | 0.6074 | 0.6074 | 0.6074 | 0.57382 | 0.57382 | 0.011476 | 0.011476 | 0.011476 | 0.011476 | 0.011476 | 0.011476 | 0.011476 | 0.011476 | 0.011476 | 0.011476 | 0.011476 | 0.011476 | 0.011476 | 0.011476 | 0.011476 | 0.011476 | 0.011476 | 0.011476 | 0.011476 | 0.011476 | 0.011476 | 0.011476 | 0.011476 | 0.011476 | 0.011476 | 0.011476 | 0.011476 | 0.011476 | 0.011476 | 0.011476 | 0.011476 | 0.011476 | 0.011476 | 0.011476 | 0.011476 | 0.011476 | 0.011476 | 0.011476 | 0.011476
0 | 0 | 0 | 0 | 0 |  |  | 0.75 | Keystone (RELIANT):36 | 0.75 | 0.75 | 0.75 | 0.75 | 0.75 | 0.75 | 0.75 | 0.75 | 0.75 | 0.75 | 0.75 | 0.75 | 0.75 | 0.75 | 0.75 | 0.75 | 0.75 | 0.75 | 0.75 | 0.75 | 0.75 | 0.75 | 0.75 | 0.75 | 0.75 | 0.75 | 0.75 | 0.75 | 0.75 | 0.75 | 0.75 | 0.75 | 0.75 | 0.75 | 0.75 | 0.75 | 0.75 | 0.75 | 0.75 | 0.75 | 0.75 | 0.75 | 0.75 | 0.75 | 0.75 | 0.75 | 0.75 | 0.75 | 0.75 | 0.75 | 0.75 | 0.75 | 0.75 | 0.75
0 | 0 | 0 | 0 | 0 |  |  | 0.75 | New Castle:AB | 0.75 | 0.75 | 0.75 | 0.75 | 0.75 | 0.75 | 0.75 | 0.75 | 0.75 | 0.75 | 0.75 | 0.75 | 0.75 | 0.75 | 0.75 | 0.75 | 0.75 | 0.75 | 0.75 | 0.75 | 0.75 | 0.75 | 0.75 | 0.75 | 0.75 | 0.75 | 0.75 | 0.75 | 0.75 | 0.75 | 0.75 | 0.75 | 0.75 | 0.75 | 0.75 | 0.75 | 0.75 | 0.75 | 0.75 | 0.75 | 0.75 | 0.75 | 0.75 | 0.75 | 0.75 | 0.75 | 0.75 | 0.75 | 0.75 | 0.75 | 0.75 | 0.75 | 0.75 | 0.75
0 | 0 | 0 | 2017 | 0 | 2013 | 0.95177 | 2.1909 | New Castle:3 | 2.1909 | 2.1909 | 2.1909 | 2.1909 | 2.1909 | 2.1909 | 2.1909 | 2.1909 | 2.1909 | 2.1909 | 2.1909 | 2.1909 | 2.1909 | 2.0852 | 2.0852 | 2.0852 | 2.0852 | 0.041705 | 0.041705 | 0.041705 | 0.041705 | 0.041705 | 0.041705 | 0.041705 | 0.041705 | 0.041705 | 0.041705 | 0.041705 | 0.041705 | 0.041705 | 0.041705 | 0.041705 | 0.041705 | 0.041705 | 0.041705 | 0.041705 | 0.041705 | 0.041705 | 0.041705 | 0.041705 | 0.041705 | 0.041705 | 0.041705 | 0.041705 | 0.041705 | 0.041705 | 0.041705 | 0.041705 | 0.041705 | 0.041705 | 0.041705 | 0.041705 | 0.041705 | 0.041705
0 | 0 | 0 | 2017 | 0 | 2013 | 0.95177 | 2.0935 | New Castle:4 | 2.0935 | 2.0935 | 2.0935 | 2.0935 | 2.0935 | 2.0935 | 2.0935 | 2.0935 | 2.0935 | 2.0935 | 2.0935 | 2.0935 | 2.0935 | 1.9925 | 1.9925 | 1.9925 | 1.9925 | 0.039851 | 0.039851 | 0.039851 | 0.039851 | 0.039851 | 0.039851 | 0.039851 | 0.039851 | 0.039851 | 0.039851 | 0.039851 | 0.039851 | 0.039851 | 0.039851 | 0.039851 | 0.039851 | 0.039851 | 0.039851 | 0.039851 | 0.039851 | 0.039851 | 0.039851 | 0.039851 | 0.039851 | 0.039851 | 0.039851 | 0.039851 | 0.039851 | 0.039851 | 0.039851 | 0.039851 | 0.039851 | 0.039851 | 0.039851 | 0.039851 | 0.039851 | 0.039851
0 | 0 | 0 | 2017 | 0 | 2013 | 0.95177 | 2.2417 | New Castle:5 | 2.2417 | 2.2417 | 2.2417 | 2.2417 | 2.2417 | 2.2417 | 2.2417 | 2.2417 | 2.2417 | 2.2417 | 2.2417 | 2.2417 | 2.2417 | 2.1336 | 2.1336 | 2.1336 | 2.1336 | 0.042672 | 0.042672 | 0.042672 | 0.042672 | 0.042672 | 0.042672 | 0.042672 | 0.042672 | 0.042672 | 0.042672 | 0.042672 | 0.042672 | 0.042672 | 0.042672 | 0.042672 | 0.042672 | 0.042672 | 0.042672 | 0.042672 | 0.042672 | 0.042672 | 0.042672 | 0.042672 | 0.042672 | 0.042672 | 0.042672 | 0.042672 | 0.042672 | 0.042672 | 0.042672 | 0.042672 | 0.042672 | 0.042672 | 0.042672 | 0.042672 | 0.042672 | 0.042672
[7 empty] | 0.75 | Allentown:ALL | 0.75 | 0.75 | 0.75 | 0.75 | 0.75 | 0.75 | 0.75 | 0.75 | 0.75 | 0.75 | 0.75 | 0.75 | 0.75 | 0.75 | 0.75 | 0.75 | 0.75 | 0.75 | 0.75 | 0.75 | 0.75 | 0.75 | 0.75 | 0.75 | 0.75 | 0.75 | 0.75 | 0.75 | 0.75 | 0.75 | 0.75 | 0.75 | 0.75 | 0.75 | 0.75 | 0.75 | 0.75 | 0.75 | 0.75 | 0.75 | 0.75 | 0.75 | 0.75 | 0.75 | 0.75 | 0.75 | 0.75 | 0.75 | 0.75 | 0.75 | 0.75 | 0.75 | 0.75 | 0.75
0 | 0 | 0 | 2017 | 0 | 2013 | 0.94527 | 0.365 | Brunner Island:1 | 0.365 | 0.365 | 0.365 | 0.365 | 0.365 | 0.365 | 0.365 | 0.365 | 0.365 | 0.365 | 0.365 | 0.365 | 0.365 | 0.34502 | 0.34502 | 0.34502 | 0.34502 | 0.0069005 | 0.0069005 | 0.0069005 | 0.0069005 | 0.0069005 | 0.0069005 | 0.0069005 | 0.0069005 | 0.0069005 | 0.0069005 | 0.0069005 | 0.0069005 | 0.0069005 | 0.0069005 | 0.0069005 | 0.0069005 | 0.0069005 | 0.0069005 | 0.0069005 | 0.0069005 | 0.0069005 | 0.0069005 | 0.0069005 | 0.0069005 | 0.0069005 | 0.0069005 | 0.0069005 | 0.0069005 | 0.0069005 | 0.0069005 | 0.0069005 | 0.0069005 | 0.0069005 | 0.0069005 | 0.0069005 | 0.0069005 | 0.0069005
0 | 0 | 0 | 2017 | 0 | 2013 | 0.94527 | 0.37 | Brunner Island:2 | 0.37 | 0.37 | 0.37 | 0.37 | 0.37 | 0.37 | 0.37 | 0.37 | 0.37 | 0.37 | 0.37 | 0.37 | 0.37 | 0.34975 | 0.34975 | 0.34975 | 0.34975 | 0.006995 | 0.006995 | 0.006995 | 0.006995 | 0.006995 | 0.006995 | 0.006995 | 0.006995 | 0.006995 | 0.006995 | 0.006995 | 0.006995 | 0.006995 | 0.006995 | 0.006995 | 0.006995 | 0.006995 | 0.006995 | 0.006995 | 0.006995 | 0.006995 | 0.006995 | 0.006995 | 0.006995 | 0.006995 | 0.006995 | 0.006995 | 0.006995 | 0.006995 | 0.006995 | 0.006995 | 0.006995 | 0.006995 | 0.006995 | 0.006995 | 0.006995 | 0.006995
0 | 0 | 0 | 2015 | 0 | 2013 | 0.94527 | 0.3638 | Brunner Island:3 | 0.3638 | 0.3638 | 0.3638 | 0.3638 | 0.3638 | 0.3638 | 0.3638 | 0.3638 | 0.3638 | 0.3638 | 0.3638 | 0.3638 | 0.3638 | 0.34389 | 0.34389 | 0.0068778 | 0.0068778 | 0.0068778 | 0.0068778 | 0.0068778 | 0.0068778 | 0.0068778 | 0.0068778 | 0.0068778 | 0.0068778 | 0.0068778 | 0.0068778 | 0.0068778 | 0.0068778 | 0.0068778 | 0.0068778 | 0.0068778 | 0.0068778 | 0.0068778 | 0.0068778 | 0.0068778 | 0.0068778 | 0.0068778 | 0.0068778 | 0.0068778 | 0.0068778 | 0.0068778 | 0.0068778 | 0.0068778 | 0.0068778 | 0.0068778 | 0.0068778 | 0.0068778 | 0.0068778 | 0.0068778 | 0.0068778 | 0.0068778 | 0.0068778 | 0.0068778
[7 empty] | 0.75 | Brunner Island:DT | 0.75 | 0.75 | 0.75 | 0.75 | 0.75 | 0.75 | 0.75 | 0.75 | 0.75 | 0.75 | 0.75 | 0.75 | 0.75 | 0.75 | 0.75 | 0.75 | 0.75 | 0.75 | 0.75 | 0.75 | 0.75 | 0.75 | 0.75 | 0.75 | 0.75 | 0.75 | 0.75 | 0.75 | 0.75 | 0.75 | 0.75 | 0.75 | 0.75 | 0.75 | 0.75 | 0.75 | 0.75 | 0.75 | 0.75 | 0.75 | 0.75 | 0.75 | 0.75 | 0.75 | 0.75 | 0.75 | 0.75 | 0.75 | 0.75 | 0.75 | 0.75 | 0.75 | 0.75 | 0.75
0 | 0 | 0 | 0 | 0 |  |  | 0.75 | Fishbach:GT1 | 0.75 | 0.75 | 0.75 | 0.75 | 0.75 | 0.75 | 0.75 | 0.75 | 0.75 | 0.75 | 0.75 | 0.75 | 0.75 | 0.75 | 0.75 | 0.75 | 0.75 | 0.75 | 0.75 | 0.75 | 0.75 | 0.75 | 0.75 | 0.75 | 0.75 | 0.75 | 0.75 | 0.75 | 0.75 | 0.75 | 0.75 | 0.75 | 0.75 | 0.75 | 0.75 | 0.75 | 0.75 | 0.75 | 0.75 | 0.75 | 0.75 | 0.75 | 0.75 | 0.75 | 0.75 | 0.75 | 0.75 | 0.75 | 0.75 | 0.75 | 0.75 | 0.75 | 0.75 | 0.75
0 | 0 | 0 | 0 | 0 |  |  | 0.75 | Fishbach:GT2 | 0.75 | 0.75 | 0.75 | 0.75 | 0.75 | 0.75 | 0.75 | 0.75 | 0.75 | 0.75 | 0.75 | 0.75 | 0.75 | 0.75 | 0.75 | 0.75 | 0.75 | 0.75 | 0.75 | 0.75 | 0.75 | 0.75 | 0.75 | 0.75 | 0.75 | 0.75 | 0.75 | 0.75 | 0.75 | 0.75 | 0.75 | 0.75 | 0.75 | 0.75 | 0.75 | 0.75 | 0.75 | 0.75 | 0.75 | 0.75 | 0.75 | 0.75 | 0.75 | 0.75 | 0.75 | 0.75 | 0.75 | 0.75 | 0.75 | 0.75 | 0.75 | 0.75 | 0.75 | 0.75
[7 empty] | 0.75 | Harrisburg:G1-4 | 0.75 | 0.75 | 0.75 | 0.75 | 0.75 | 0.75 | 0.75 | 0.75 | 0.75 | 0.75 | 0.75 | 0.75 | 0.75 | 0.75 | 0.75 | 0.75 | 0.75 | 0.75 | 0.75 | 0.75 | 0.75 | 0.75 | 0.75 | 0.75 | 0.75 | 0.75 | 0.75 | 0.75 | 0.75 | 0.75 | 0.75 | 0.75 | 0.75 | 0.75 | 0.75 | 0.75 | 0.75 | 0.75 | 0.75 | 0.75 | 0.75 | 0.75 | 0.75 | 0.75 | 0.75 | 0.75 | 0.75 | 0.75 | 0.75 | 0.75 | 0.75 | 0.75 | 0.75 | 0.75
[7 empty] | 0.75 | Harwood (PPLGEN):ALL | 0.75 | 0.75 | 0.75 | 0.75 | 0.75 | 0.75 | 0.75 | 0.75 | 0.75 | 0.75 | 0.75 | 0.75 | 0.75 | 0.75 | 0.75 | 0.75 | 0.75 | 0.75 | 0.75 | 0.75 | 0.75 | 0.75 | 0.75 | 0.75 | 0.75 | 0.75 | 0.75 | 0.75 | 0.75 | 0.75 | 0.75 | 0.75 | 0.75 | 0.75 | 0.75 | 0.75 | 0.75 | 0.75 | 0.75 | 0.75 | 0.75 | 0.75 | 0.75 | 0.75 | 0.75 | 0.75 | 0.75 | 0.75 | 0.75 | 0.75 | 0.75 | 0.75 | 0.75 | 0.75
0 | 0 | 0 | 0 | 0 |  |  | 0.75 | Jenkins:ALL | 0.75 | 0.75 | 0.75 | 0.75 | 0.75 | 0.75 | 0.75 | 0.75 | 0.75 | 0.75 | 0.75 | 0.75 | 0.75 | 0.75 | 0.75 | 0.75 | 0.75 | 0.75 | 0.75 | 0.75 | 0.75 | 0.75 | 0.75 | 0.75 | 0.75 | 0.75 | 0.75 | 0.75 | 0.75 | 0.75 | 0.75 | 0.75 | 0.75 | 0.75 | 0.75 | 0.75 | 0.75 | 0.75 | 0.75 | 0.75 | 0.75 | 0.75 | 0.75 | 0.75 | 0.75 | 0.75 | 0.75 | 0.75 | 0.75 | 0.75 | 0.75 | 0.75 | 0.75 | 0.75
0 | 0 | 0 | 0 | 0 |  |  | 0.75 | Lock Haven:GT1 | 0.75 | 0.75 | 0.75 | 0.75 | 0.75 | 0.75 | 0.75 | 0.75 | 0.75 | 0.75 | 0.75 | 0.75 | 0.75 | 0.75 | 0.75 | 0.75 | 0.75 | 0.75 | 0.75 | 0.75 | 0.75 | 0.75 | 0.75 | 0.75 | 0.75 | 0.75 | 0.75 | 0.75 | 0.75 | 0.75 | 0.75 | 0.75 | 0.75 | 0.75 | 0.75 | 0.75 | 0.75 | 0.75 | 0.75 | 0.75 | 0.75 | 0.75 | 0.75 | 0.75 | 0.75 | 0.75 | 0.75 | 0.75 | 0.75 | 0.75 | 0.75 | 0.75 | 0.75 | 0.75
[7 empty] | 2.646 | Martins Creek:1 | 2.646 | 2.646 | 2.646 | 2.646 | 2.646 | 2.646 | 2.646 | 2.646 | 2.646 | 2.646 | 2.646 | 2.646 | 2.646 | 2.646 | 2.646 | 2.646 | 2.646 | 2.646 | 2.646 | 2.646 | 2.646 | 2.646 | 2.646 | 2.646 | 2.646 | 2.646 | 2.646 | 2.646 | 2.646 | 2.646 | 2.646 | 2.646 | 2.646 | 2.646 | 2.646 | 2.646 | 2.646 | 2.646 | 2.646 | 2.646 | 2.646 | 2.646 | 2.646 | 2.646 | 2.646 | 2.646 | 2.646 | 2.646 | 2.646 | 2.646 | 2.646 | 2.646 | 2.646 | 2.646
0 | 0 | 0 | 0 | 0 |  |  | 0.75 | Martins Creek:GT | 0.75 | 0.75 | 0.75 | 0.75 | 0.75 | 0.75 | 0.75 | 0.75 | 0.75 | 0.75 | 0.75 | 0.75 | 0.75 | 0.75 | 0.75 | 0.75 | 0.75 | 0.75 | 0.75 | 0.75 | 0.75 | 0.75 | 0.75 | 0.75 | 0.75 | 0.75 | 0.75 | 0.75 | 0.75 | 0.75 | 0.75 | 0.75 | 0.75 | 0.75 | 0.75 | 0.75 | 0.75 | 0.75 | 0.75 | 0.75 | 0.75 | 0.75 | 0.75 | 0.75 | 0.75 | 0.75 | 0.75 | 0.75 | 0.75 | 0.75 | 0.75 | 0.75 | 0.75 | 0.75
[7 empty] | 2.642 | Martins Creek:2 | 2.642 | 2.642 | 2.642 | 2.642 | 2.642 | 2.642 | 2.642 | 2.642 | 2.642 | 2.642 | 2.642 | 2.642 | 2.642 | 2.642 | 2.642 | 2.642 | 2.642 | 2.642 | 2.642 | 2.642 | 2.642 | 2.642 | 2.642 | 2.642 | 2.642 | 2.642 | 2.642 | 2.642 | 2.642 | 2.642 | 2.642 | 2.642 | 2.642 | 2.642 | 2.642 | 2.642 | 2.642 | 2.642 | 2.642 | 2.642 | 2.642 | 2.642 | 2.642 | 2.642 | 2.642 | 2.642 | 2.642 | 2.642 | 2.642 | 2.642 | 2.642 | 2.642 | 2.642 | 2.642
[7 empty] | 0.343 | Martins Creek:3 | 0.343 | 0.343 | 0.343 | 0.343 | 0.343 | 0.343 | 0.343 | 0.343 | 0.343 | 0.343 | 0.343 | 0.343 | 0.343 | 0.343 | 0.343 | 0.343 | 0.343 | 0.343 | 0.343 | 0.343 | 0.343 | 0.343 | 0.343 | 0.343 | 0.343 | 0.343 | 0.343 | 0.343 | 0.343 | 0.343 | 0.343 | 0.343 | 0.343 | 0.343 | 0.343 | 0.343 | 0.343 | 0.343 | 0.343 | 0.343 | 0.343 | 0.343 | 0.343 | 0.343 | 0.343 | 0.343 | 0.343 | 0.343 | 0.343 | 0.343 | 0.343 | 0.343 | 0.343 | 0.343
[7 empty] | 0.334 | Martins Creek:4 | 0.334 | 0.334 | 0.334 | 0.334 | 0.334 | 0.334 | 0.334 | 0.334 | 0.334 | 0.334 | 0.334 | 0.334 | 0.334 | 0.334 | 0.334 | 0.334 | 0.334 | 0.334 | 0.334 | 0.334 | 0.334 | 0.334 | 0.334 | 0.334 | 0.334 | 0.334 | 0.334 | 0.334 | 0.334 | 0.334 | 0.334 | 0.334 | 0.334 | 0.334 | 0.334 | 0.334 | 0.334 | 0.334 | 0.334 | 0.334 | 0.334 | 0.334 | 0.334 | 0.334 | 0.334 | 0.334 | 0.334 | 0.334 | 0.334 | 0.334 | 0.334 | 0.334 | 0.334 | 0.334
0 | 0 | 0 | 0 | 0 |  |  | 0.75 | Martins Creek:DT | 0.75 | 0.75 | 0.75 | 0.75 | 0.75 | 0.75 | 0.75 | 0.75 | 0.75 | 0.75 | 0.75 | 0.75 | 0.75 | 0.75 | 0.75 | 0.75 | 0.75 | 0.75 | 0.75 | 0.75 | 0.75 | 0.75 | 0.75 | 0.75 | 0.75 | 0.75 | 0.75 | 0.75 | 0.75 | 0.75 | 0.75 | 0.75 | 0.75 | 0.75 | 0.75 | 0.75 | 0.75 | 0.75 | 0.75 | 0.75 | 0.75 | 0.75 | 0.75 | 0.75 | 0.75 | 0.75 | 0.75 | 0.75 | 0.75 | 0.75 | 0.75 | 0.75 | 0.75 | 0.75
0 | 0 | 0 | 2015 | 0 | 2013 | 0.94534 | 0.37 | Montour:1 | 0.37 | 0.37 | 0.37 | 0.37 | 0.37 | 0.37 | 0.37 | 0.37 | 0.37 | 0.37 | 0.37 | 0.37 | 0.37 | 0.34977 | 0.34977 | 0.0069955 | 0.0069955 | 0.0069955 | 0.0069955 | 0.0069955 | 0.0069955 | 0.0069955 | 0.0069955 | 0.0069955 | 0.0069955 | 0.0069955 | 0.0069955 | 0.0069955 | 0.0069955 | 0.0069955 | 0.0069955 | 0.0069955 | 0.0069955 | 0.0069955 | 0.0069955 | 0.0069955 | 0.0069955 | 0.0069955 | 0.0069955 | 0.0069955 | 0.0069955 | 0.0069955 | 0.0069955 | 0.0069955 | 0.0069955 | 0.0069955 | 0.0069955 | 0.0069955 | 0.0069955 | 0.0069955 | 0.0069955 | 0.0069955 | 0.0069955 | 0.0069955
0 | 0 | 0 | 2017 | 0 | 2013 | 0.94534 | 0.85 | Montour:11 | 0.85 | 0.85 | 0.85 | 0.85 | 0.85 | 0.85 | 0.85 | 0.85 | 0.85 | 0.85 | 0.85 | 0.85 | 0.85 | 0.80354 | 0.80354 | 0.80354 | 0.80354 | 0.016071 | 0.016071 | 0.016071 | 0.016071 | 0.016071 | 0.016071 | 0.016071 | 0.016071 | 0.016071 | 0.016071 | 0.016071 | 0.016071 | 0.016071 | 0.016071 | 0.016071 | 0.016071 | 0.016071 | 0.016071 | 0.016071 | 0.016071 | 0.016071 | 0.016071 | 0.016071 | 0.016071 | 0.016071 | 0.016071 | 0.016071 | 0.016071 | 0.016071 | 0.016071 | 0.016071 | 0.016071 | 0.016071 | 0.016071 | 0.016071 | 0.016071 | 0.016071
0 | 0 | 0 | 2015 | 0 | 2013 | 0.94534 | 0.3775 | Montour:2 | 0.3775 | 0.3775 | 0.3775 | 0.3775 | 0.3775 | 0.3775 | 0.3775 | 0.3775 | 0.3775 | 0.3775 | 0.3775 | 0.3775 | 0.3775 | 0.35686 | 0.35686 | 0.0071373 | 0.0071373 | 0.0071373 | 0.0071373 | 0.0071373 | 0.0071373 | 0.0071373 | 0.0071373 | 0.0071373 | 0.0071373 | 0.0071373 | 0.0071373 | 0.0071373 | 0.0071373 | 0.0071373 | 0.0071373 | 0.0071373 | 0.0071373 | 0.0071373 | 0.0071373 | 0.0071373 | 0.0071373 | 0.0071373 | 0.0071373 | 0.0071373 | 0.0071373 | 0.0071373 | 0.0071373 | 0.0071373 | 0.0071373 | 0.0071373 | 0.0071373 | 0.0071373 | 0.0071373 | 0.0071373 | 0.0071373 | 0.0071373 | 0.0071373 | 0.0071373
0 | 0 | 0 |  | 0 | 2013 | 0.94145 | 0.12062 | Sunbury:1 | 2.4124 | 2.4124 | 2.4124 | 2.4124 | 2.4124 | 2.4124 | 2.4124 | 2.4124 | 2.4124 | 2.4124 | 2.4124 | 0.12062 | 0.12062 | 0.11356 | 0.11356 | 0.11356 | 0.11356 | 0.11356 | 0.11356 | 0.11356 | 0.11356 | 0.11356 | 0.11356 | 0.11356 | 0.11356 | 0.11356 | 0.11356 | 0.11356 | 0.11356 | 0.11356 | 0.11356 | 0.11356 | 0.11356 | 0.11356 | 0.11356 | 0.11356 | 0.11356 | 0.11356 | 0.11356 | 0.11356 | 0.11356 | 0.11356 | 0.11356 | 0.11356 | 0.11356 | 0.11356 | 0.11356 | 0.11356 | 0.11356 | 0.11356 | 0.11356 | 0.11356 | 0.11356 | 0.11356
0 | 0 | 0 | 0 | 0 |  |  | 2.15 | Sunbury:GT | 2.15 | 2.15 | 2.15 | 2.15 | 2.15 | 2.15 | 2.15 | 2.15 | 2.15 | 2.15 | 2.15 | 2.15 | 2.15 | 2.15 | 2.15 | 2.15 | 2.15 | 2.15 | 2.15 | 2.15 | 2.15 | 2.15 | 2.15 | 2.15 | 2.15 | 2.15 | 2.15 | 2.15 | 2.15 | 2.15 | 2.15 | 2.15 | 2.15 | 2.15 | 2.15 | 2.15 | 2.15 | 2.15 | 2.15 | 2.15 | 2.15 | 2.15 | 2.15 | 2.15 | 2.15 | 2.15 | 2.15 | 2.15 | 2.15 | 2.15 | 2.15 | 2.15 | 2.15 | 2.15
0 | 0 | 0 | 2017 | 0 | 2013 | 0.94145 | 2.4148 | Sunbury:2 | 2.4148 | 2.4148 | 2.4148 | 2.4148 | 2.4148 | 2.4148 | 2.4148 | 2.4148 | 2.4148 | 2.4148 | 2.4148 | 2.4148 | 2.4148 | 2.2734 | 2.2734 | 2.2734 | 2.2734 | 0.045468 | 0.045468 | 0.045468 | 0.045468 | 0.045468 | 0.045468 | 0.045468 | 0.045468 | 0.045468 | 0.045468 | 0.045468 | 0.045468 | 0.045468 | 0.045468 | 0.045468 | 0.045468 | 0.045468 | 0.045468 | 0.045468 | 0.045468 | 0.045468 | 0.045468 | 0.045468 | 0.045468 | 0.045468 | 0.045468 | 0.045468 | 0.045468 | 0.045468 | 0.045468 | 0.045468 | 0.045468 | 0.045468 | 0.045468 | 0.045468 | 0.045468 | 0.045468
[7 empty] | 2.077 | Sunbury:DT | 2.077 | 2.077 | 2.077 | 2.077 | 2.077 | 2.077 | 2.077 | 2.077 | 2.077 | 2.077 | 2.077 | 2.077 | 2.077 | 2.077 | 2.077 | 2.077 | 2.077 | 2.077 | 2.077 | 2.077 | 2.077 | 2.077 | 2.077 | 2.077 | 2.077 | 2.077 | 2.077 | 2.077 | 2.077 | 2.077 | 2.077 | 2.077 | 2.077 | 2.077 | 2.077 | 2.077 | 2.077 | 2.077 | 2.077 | 2.077 | 2.077 | 2.077 | 2.077 | 2.077 | 2.077 | 2.077 | 2.077 | 2.077 | 2.077 | 2.077 | 2.077 | 2.077 | 2.077 | 2.077
0 | 0 | 0 | 2017 | 0 | 2013 | 0.94145 | 2.4013 | Sunbury:3 | 2.4013 | 2.4013 | 2.4013 | 2.4013 | 2.4013 | 2.4013 | 2.4013 | 2.4013 | 2.4013 | 2.4013 | 2.4013 | 2.4013 | 2.4013 | 2.2607 | 2.2607 | 2.2607 | 2.2607 | 0.045214 | 0.045214 | 0.045214 | 0.045214 | 0.045214 | 0.045214 | 0.045214 | 0.045214 | 0.045214 | 0.045214 | 0.045214 | 0.045214 | 0.045214 | 0.045214 | 0.045214 | 0.045214 | 0.045214 | 0.045214 | 0.045214 | 0.045214 | 0.045214 | 0.045214 | 0.045214 | 0.045214 | 0.045214 | 0.045214 | 0.045214 | 0.045214 | 0.045214 | 0.045214 | 0.045214 | 0.045214 | 0.045214 | 0.045214 | 0.045214 | 0.045214 | 0.045214
0 | 0 | 0 | 2017 | 0 | 2013 | 0.94145 | 2.325 | Sunbury:4 | 2.325 | 2.325 | 2.325 | 2.325 | 2.325 | 2.325 | 2.325 | 2.325 | 2.325 | 2.325 | 2.325 | 2.325 | 2.325 | 2.1889 | 2.1889 | 2.1889 | 2.1889 | 0.043777 | 0.043777 | 0.043777 | 0.043777 | 0.043777 | 0.043777 | 0.043777 | 0.043777 | 0.043777 | 0.043777 | 0.043777 | 0.043777 | 0.043777 | 0.043777 | 0.043777 | 0.043777 | 0.043777 | 0.043777 | 0.043777 | 0.043777 | 0.043777 | 0.043777 | 0.043777 | 0.043777 | 0.043777 | 0.043777 | 0.043777 | 0.043777 | 0.043777 | 0.043777 | 0.043777 | 0.043777 | 0.043777 | 0.043777 | 0.043777 | 0.043777 | 0.043777
0 | 0 | 0 | 0 | 0 |  |  | 0.75 | West Shore:ALL | 0.75 | 0.75 | 0.75 | 0.75 | 0.75 | 0.75 | 0.75 | 0.75 | 0.75 | 0.75 | 0.75 | 0.75 | 0.75 | 0.75 | 0.75 | 0.75 | 0.75 | 0.75 | 0.75 | 0.75 | 0.75 | 0.75 | 0.75 | 0.75 | 0.75 | 0.75 | 0.75 | 0.75 | 0.75 | 0.75 | 0.75 | 0.75 | 0.75 | 0.75 | 0.75 | 0.75 | 0.75 | 0.75 | 0.75 | 0.75 | 0.75 | 0.75 | 0.75 | 0.75 | 0.75 | 0.75 | 0.75 | 0.75 | 0.75 | 0.75 | 0.75 | 0.75 | 0.75 | 0.75
0 | 0 | 0 | 0 | 0 |  |  | 0.75 | Williamsport:ALL | 0.75 | 0.75 | 0.75 | 0.75 | 0.75 | 0.75 | 0.75 | 0.75 | 0.75 | 0.75 | 0.75 | 0.75 | 0.75 | 0.75 | 0.75 | 0.75 | 0.75 | 0.75 | 0.75 | 0.75 | 0.75 | 0.75 | 0.75 | 0.75 | 0.75 | 0.75 | 0.75 | 0.75 | 0.75 | 0.75 | 0.75 | 0.75 | 0.75 | 0.75 | 0.75 | 0.75 | 0.75 | 0.75 | 0.75 | 0.75 | 0.75 | 0.75 | 0.75 | 0.75 | 0.75 | 0.75 | 0.75 | 0.75 | 0.75 | 0.75 | 0.75 | 0.75 | 0.75 | 0.75
0 | 0 | 0 | 0 | 0 |  |  | 0.75 | Chester:7 | 0.75 | 0.75 | 0.75 | 0.75 | 0.75 | 0.75 | 0.75 | 0.75 | 0.75 | 0.75 | 0.75 | 0.75 | 0.75 | 0.75 | 0.75 | 0.75 | 0.75 | 0.75 | 0.75 | 0.75 | 0.75 | 0.75 | 0.75 | 0.75 | 0.75 | 0.75 | 0.75 | 0.75 | 0.75 | 0.75 | 0.75 | 0.75 | 0.75 | 0.75 | 0.75 | 0.75 | 0.75 | 0.75 | 0.75 | 0.75 | 0.75 | 0.75 | 0.75 | 0.75 | 0.75 | 0.75 | 0.75 | 0.75 | 0.75 | 0.75 | 0.75 | 0.75 | 0.75 | 0.75
0 | 0 | 0 | 0 | 0 |  |  | 0.75 | Chester:8 | 0.75 | 0.75 | 0.75 | 0.75 | 0.75 | 0.75 | 0.75 | 0.75 | 0.75 | 0.75 | 0.75 | 0.75 | 0.75 | 0.75 | 0.75 | 0.75 | 0.75 | 0.75 | 0.75 | 0.75 | 0.75 | 0.75 | 0.75 | 0.75 | 0.75 | 0.75 | 0.75 | 0.75 | 0.75 | 0.75 | 0.75 | 0.75 | 0.75 | 0.75 | 0.75 | 0.75 | 0.75 | 0.75 | 0.75 | 0.75 | 0.75 | 0.75 | 0.75 | 0.75 | 0.75 | 0.75 | 0.75 | 0.75 | 0.75 | 0.75 | 0.75 | 0.75 | 0.75 | 0.75
0 | 0 | 0 | 0 | 0 |  |  | 0.75 | Chester:9 | 0.75 | 0.75 | 0.75 | 0.75 | 0.75 | 0.75 | 0.75 | 0.75 | 0.75 | 0.75 | 0.75 | 0.75 | 0.75 | 0.75 | 0.75 | 0.75 | 0.75 | 0.75 | 0.75 | 0.75 | 0.75 | 0.75 | 0.75 | 0.75 | 0.75 | 0.75 | 0.75 | 0.75 | 0.75 | 0.75 | 0.75 | 0.75 | 0.75 | 0.75 | 0.75 | 0.75 | 0.75 | 0.75 | 0.75 | 0.75 | 0.75 | 0.75 | 0.75 | 0.75 | 0.75 | 0.75 | 0.75 | 0.75 | 0.75 | 0.75 | 0.75 | 0.75 | 0.75 | 0.75
0 | 0 | 0 | 2017 | 0 | 2013 | 0.94924 | 0.7732 | Cromby:1 | 0.7732 | 0.7732 | 0.7732 | 0.7732 | 0.7732 | 0.7732 | 0.7732 | 0.7732 | 0.7732 | 0.7732 | 0.7732 | 0.7732 | 0.7732 | 0.73395 | 0.73395 | 0.73395 | 0.73395 | 0.014679 | 0.014679 | 0.014679 | 0.014679 | 0.014679 | 0.014679 | 0.014679 | 0.014679 | 0.014679 | 0.014679 | 0.014679 | 0.014679 | 0.014679 | 0.014679 | 0.014679 | 0.014679 | 0.014679 | 0.014679 | 0.014679 | 0.014679 | 0.014679 | 0.014679 | 0.014679 | 0.014679 | 0.014679 | 0.014679 | 0.014679 | 0.014679 | 0.014679 | 0.014679 | 0.014679 | 0.014679 | 0.014679 | 0.014679 | 0.014679 | 0.014679 | 0.014679
0 | 0 | 0 | 0 | 0 |  |  | 0.75 | Cromby:IC1 | 0.75 | 0.75 | 0.75 | 0.75 | 0.75 | 0.75 | 0.75 | 0.75 | 0.75 | 0.75 | 0.75 | 0.75 | 0.75 | 0.75 | 0.75 | 0.75 | 0.75 | 0.75 | 0.75 | 0.75 | 0.75 | 0.75 | 0.75 | 0.75 | 0.75 | 0.75 | 0.75 | 0.75 | 0.75 | 0.75 | 0.75 | 0.75 | 0.75 | 0.75 | 0.75 | 0.75 | 0.75 | 0.75 | 0.75 | 0.75 | 0.75 | 0.75 | 0.75 | 0.75 | 0.75 | 0.75 | 0.75 | 0.75 | 0.75 | 0.75 | 0.75 | 0.75 | 0.75 | 0.75
0 | 0 | 0 | 0 | 0 |  |  | 0.75 | Delaware:1 | 0.75 | 0.75 | 0.75 | 0.75 | 0.75 | 0.75 | 0.75 | 0.75 | 0.75 | 0.75 | 0.75 | 0.75 | 0.75 | 0.75 | 0.75 | 0.75 | 0.75 | 0.75 | 0.75 | 0.75 | 0.75 | 0.75 | 0.75 | 0.75 | 0.75 | 0.75 | 0.75 | 0.75 | 0.75 | 0.75 | 0.75 | 0.75 | 0.75 | 0.75 | 0.75 | 0.75 | 0.75 | 0.75 | 0.75 | 0.75 | 0.75 | 0.75 | 0.75 | 0.75 | 0.75 | 0.75 | 0.75 | 0.75 | 0.75 | 0.75 | 0.75 | 0.75 | 0.75 | 0.75
0 | 0 | 0 | 0 | 0 |  |  | 0.75 | Delaware:10 | 0.75 | 0.75 | 0.75 | 0.75 | 0.75 | 0.75 | 0.75 | 0.75 | 0.75 | 0.75 | 0.75 | 0.75 | 0.75 | 0.75 | 0.75 | 0.75 | 0.75 | 0.75 | 0.75 | 0.75 | 0.75 | 0.75 | 0.75 | 0.75 | 0.75 | 0.75 | 0.75 | 0.75 | 0.75 | 0.75 | 0.75 | 0.75 | 0.75 | 0.75 | 0.75 | 0.75 | 0.75 | 0.75 | 0.75 | 0.75 | 0.75 | 0.75 | 0.75 | 0.75 | 0.75 | 0.75 | 0.75 | 0.75 | 0.75 | 0.75 | 0.75 | 0.75 | 0.75 | 0.75
0 | 0 | 0 | 0 | 0 |  |  | 0.75 | Delaware:1112 | 0.75 | 0.75 | 0.75 | 0.75 | 0.75 | 0.75 | 0.75 | 0.75 | 0.75 | 0.75 | 0.75 | 0.75 | 0.75 | 0.75 | 0.75 | 0.75 | 0.75 | 0.75 | 0.75 | 0.75 | 0.75 | 0.75 | 0.75 | 0.75 | 0.75 | 0.75 | 0.75 | 0.75 | 0.75 | 0.75 | 0.75 | 0.75 | 0.75 | 0.75 | 0.75 | 0.75 | 0.75 | 0.75 | 0.75 | 0.75 | 0.75 | 0.75 | 0.75 | 0.75 | 0.75 | 0.75 | 0.75 | 0.75 | 0.75 | 0.75 | 0.75 | 0.75 | 0.75 | 0.75
[7 empty] | 0.51 | Delaware:7 | 0.51 | 0.51 | 0.51 | 0.51 | 0.51 | 0.51 | 0.51 | 0.51 | 0.51 | 0.51 | 0.51 | 0.51 | 0.51 | 0.51 | 0.51 | 0.51 | 0.51 | 0.51 | 0.51 | 0.51 | 0.51 | 0.51 | 0.51 | 0.51 | 0.51 | 0.51 | 0.51 | 0.51 | 0.51 | 0.51 | 0.51 | 0.51 | 0.51 | 0.51 | 0.51 | 0.51 | 0.51 | 0.51 | 0.51 | 0.51 | 0.51 | 0.51 | 0.51 | 0.51 | 0.51 | 0.51 | 0.51 | 0.51 | 0.51 | 0.51 | 0.51 | 0.51 | 0.51 | 0.51
[7 empty] | 0.505 | Delaware:8 | 0.505 | 0.505 | 0.505 | 0.505 | 0.505 | 0.505 | 0.505 | 0.505 | 0.505 | 0.505 | 0.505 | 0.505 | 0.505 | 0.505 | 0.505 | 0.505 | 0.505 | 0.505 | 0.505 | 0.505 | 0.505 | 0.505 | 0.505 | 0.505 | 0.505 | 0.505 | 0.505 | 0.505 | 0.505 | 0.505 | 0.505 | 0.505 | 0.505 | 0.505 | 0.505 | 0.505 | 0.505 | 0.505 | 0.505 | 0.505 | 0.505 | 0.505 | 0.505 | 0.505 | 0.505 | 0.505 | 0.505 | 0.505 | 0.505 | 0.505 | 0.505 | 0.505 | 0.505 | 0.505
0 | 0 | 0 | 0 | 0 |  |  | 0.75 | Delaware:9 | 0.75 | 0.75 | 0.75 | 0.75 | 0.75 | 0.75 | 0.75 | 0.75 | 0.75 | 0.75 | 0.75 | 0.75 | 0.75 | 0.75 | 0.75 | 0.75 | 0.75 | 0.75 | 0.75 | 0.75 | 0.75 | 0.75 | 0.75 | 0.75 | 0.75 | 0.75 | 0.75 | 0.75 | 0.75 | 0.75 | 0.75 | 0.75 | 0.75 | 0.75 | 0.75 | 0.75 | 0.75 | 0.75 | 0.75 | 0.75 | 0.75 | 0.75 | 0.75 | 0.75 | 0.75 | 0.75 | 0.75 | 0.75 | 0.75 | 0.75 | 0.75 | 0.75 | 0.75 | 0.75
0 | 0 | 0 | 2017 | 0 | 2013 | 0.94511 | 0.4011 | Eddystone:1 | 0.4011 | 0.4011 | 0.4011 | 0.4011 | 0.4011 | 0.4011 | 0.4011 | 0.4011 | 0.4011 | 0.4011 | 0.4011 | 0.4011 | 0.4011 | 0.37908 | 0.37908 | 0.37908 | 0.37908 | 0.0075817 | 0.0075817 | 0.0075817 | 0.0075817 | 0.0075817 | 0.0075817 | 0.0075817 | 0.0075817 | 0.0075817 | 0.0075817 | 0.0075817 | 0.0075817 | 0.0075817 | 0.0075817 | 0.0075817 | 0.0075817 | 0.0075817 | 0.0075817 | 0.0075817 | 0.0075817 | 0.0075817 | 0.0075817 | 0.0075817 | 0.0075817 | 0.0075817 | 0.0075817 | 0.0075817 | 0.0075817 | 0.0075817 | 0.0075817 | 0.0075817 | 0.0075817 | 0.0075817 | 0.0075817 | 0.0075817 | 0.0075817 | 0.0075817
0 | 0 | 0 | 0 | 0 |  |  | 0.3 | Eddystone:10 | 0.3 | 0.3 | 0.3 | 0.3 | 0.3 | 0.3 | 0.3 | 0.3 | 0.3 | 0.3 | 0.3 | 0.3 | 0.3 | 0.3 | 0.3 | 0.3 | 0.3 | 0.3 | 0.3 | 0.3 | 0.3 | 0.3 | 0.3 | 0.3 | 0.3 | 0.3 | 0.3 | 0.3 | 0.3 | 0.3 | 0.3 | 0.3 | 0.3 | 0.3 | 0.3 | 0.3 | 0.3 | 0.3 | 0.3 | 0.3 | 0.3 | 0.3 | 0.3 | 0.3 | 0.3 | 0.3 | 0.3 | 0.3 | 0.3 | 0.3 | 0.3 | 0.3 | 0.3 | 0.3
0 | 0 | 0 | 2017 | 0 | 2013 | 0.94511 | 0.3953 | Eddystone:2 | 0.3953 | 0.3953 | 0.3953 | 0.3953 | 0.3953 | 0.3953 | 0.3953 | 0.3953 | 0.3953 | 0.3953 | 0.3953 | 0.3953 | 0.3953 | 0.3736 | 0.3736 | 0.3736 | 0.3736 | 0.0074721 | 0.0074721 | 0.0074721 | 0.0074721 | 0.0074721 | 0.0074721 | 0.0074721 | 0.0074721 | 0.0074721 | 0.0074721 | 0.0074721 | 0.0074721 | 0.0074721 | 0.0074721 | 0.0074721 | 0.0074721 | 0.0074721 | 0.0074721 | 0.0074721 | 0.0074721 | 0.0074721 | 0.0074721 | 0.0074721 | 0.0074721 | 0.0074721 | 0.0074721 | 0.0074721 | 0.0074721 | 0.0074721 | 0.0074721 | 0.0074721 | 0.0074721 | 0.0074721 | 0.0074721 | 0.0074721 | 0.0074721 | 0.0074721
0 | 0 | 0 | 0 | 0 |  |  | 0.3 | Eddystone:20 | 0.3 | 0.3 | 0.3 | 0.3 | 0.3 | 0.3 | 0.3 | 0.3 | 0.3 | 0.3 | 0.3 | 0.3 | 0.3 | 0.3 | 0.3 | 0.3 | 0.3 | 0.3 | 0.3 | 0.3 | 0.3 | 0.3 | 0.3 | 0.3 | 0.3 | 0.3 | 0.3 | 0.3 | 0.3 | 0.3 | 0.3 | 0.3 | 0.3 | 0.3 | 0.3 | 0.3 | 0.3 | 0.3 | 0.3 | 0.3 | 0.3 | 0.3 | 0.3 | 0.3 | 0.3 | 0.3 | 0.3 | 0.3 | 0.3 | 0.3 | 0.3 | 0.3 | 0.3 | 0.3
[7 empty] | 0.267 | Eddystone:3 | 0.267 | 0.267 | 0.267 | 0.267 | 0.267 | 0.267 | 0.267 | 0.267 | 0.267 | 0.267 | 0.267 | 0.267 | 0.267 | 0.267 | 0.267 | 0.267 | 0.267 | 0.267 | 0.267 | 0.267 | 0.267 | 0.267 | 0.267 | 0.267 | 0.267 | 0.267 | 0.267 | 0.267 | 0.267 | 0.267 | 0.267 | 0.267 | 0.267 | 0.267 | 0.267 | 0.267 | 0.267 | 0.267 | 0.267 | 0.267 | 0.267 | 0.267 | 0.267 | 0.267 | 0.267 | 0.267 | 0.267 | 0.267 | 0.267 | 0.267 | 0.267 | 0.267 | 0.267 | 0.267
0 | 0 | 0 | 0 | 0 |  |  | 0.3 | Eddystone:30 | 0.3 | 0.3 | 0.3 | 0.3 | 0.3 | 0.3 | 0.3 | 0.3 | 0.3 | 0.3 | 0.3 | 0.3 | 0.3 | 0.3 | 0.3 | 0.3 | 0.3 | 0.3 | 0.3 | 0.3 | 0.3 | 0.3 | 0.3 | 0.3 | 0.3 | 0.3 | 0.3 | 0.3 | 0.3 | 0.3 | 0.3 | 0.3 | 0.3 | 0.3 | 0.3 | 0.3 | 0.3 | 0.3 | 0.3 | 0.3 | 0.3 | 0.3 | 0.3 | 0.3 | 0.3 | 0.3 | 0.3 | 0.3 | 0.3 | 0.3 | 0.3 | 0.3 | 0.3 | 0.3
[7 empty] | 0.274 | Eddystone:4 | 0.274 | 0.274 | 0.274 | 0.274 | 0.274 | 0.274 | 0.274 | 0.274 | 0.274 | 0.274 | 0.274 | 0.274 | 0.274 | 0.274 | 0.274 | 0.274 | 0.274 | 0.274 | 0.274 | 0.274 | 0.274 | 0.274 | 0.274 | 0.274 | 0.274 | 0.274 | 0.274 | 0.274 | 0.274 | 0.274 | 0.274 | 0.274 | 0.274 | 0.274 | 0.274 | 0.274 | 0.274 | 0.274 | 0.274 | 0.274 | 0.274 | 0.274 | 0.274 | 0.274 | 0.274 | 0.274 | 0.274 | 0.274 | 0.274 | 0.274 | 0.274 | 0.274 | 0.274 | 0.274
0 | 0 | 0 | 0 | 0 |  |  | 0.3 | Eddystone:40 | 0.3 | 0.3 | 0.3 | 0.3 | 0.3 | 0.3 | 0.3 | 0.3 | 0.3 | 0.3 | 0.3 | 0.3 | 0.3 | 0.3 | 0.3 | 0.3 | 0.3 | 0.3 | 0.3 | 0.3 | 0.3 | 0.3 | 0.3 | 0.3 | 0.3 | 0.3 | 0.3 | 0.3 | 0.3 | 0.3 | 0.3 | 0.3 | 0.3 | 0.3 | 0.3 | 0.3 | 0.3 | 0.3 | 0.3 | 0.3 | 0.3 | 0.3 | 0.3 | 0.3 | 0.3 | 0.3 | 0.3 | 0.3 | 0.3 | 0.3 | 0.3 | 0.3 | 0.3 | 0.3
0 | 0 | 0 | 0 | 0 |  |  | 0.75 | Falls (EXEGEN):ALL | 0.75 | 0.75 | 0.75 | 0.75 | 0.75 | 0.75 | 0.75 | 0.75 | 0.75 | 0.75 | 0.75 | 0.75 | 0.75 | 0.75 | 0.75 | 0.75 | 0.75 | 0.75 | 0.75 | 0.75 | 0.75 | 0.75 | 0.75 | 0.75 | 0.75 | 0.75 | 0.75 | 0.75 | 0.75 | 0.75 | 0.75 | 0.75 | 0.75 | 0.75 | 0.75 | 0.75 | 0.75 | 0.75 | 0.75 | 0.75 | 0.75 | 0.75 | 0.75 | 0.75 | 0.75 | 0.75 | 0.75 | 0.75 | 0.75 | 0.75 | 0.75 | 0.75 | 0.75 | 0.75
0 | 0 | 0 | 0 | 0 |  |  | 0.75 | Moser:ALL | 0.75 | 0.75 | 0.75 | 0.75 | 0.75 | 0.75 | 0.75 | 0.75 | 0.75 | 0.75 | 0.75 | 0.75 | 0.75 | 0.75 | 0.75 | 0.75 | 0.75 | 0.75 | 0.75 | 0.75 | 0.75 | 0.75 | 0.75 | 0.75 | 0.75 | 0.75 | 0.75 | 0.75 | 0.75 | 0.75 | 0.75 | 0.75 | 0.75 | 0.75 | 0.75 | 0.75 | 0.75 | 0.75 | 0.75 | 0.75 | 0.75 | 0.75 | 0.75 | 0.75 | 0.75 | 0.75 | 0.75 | 0.75 | 0.75 | 0.75 | 0.75 | 0.75 | 0.75 | 0.75
[7 empty] | 0.75 | Peach Bottom:IC | 0.75 | 0.75 | 0.75 | 0.75 | 0.75 | 0.75 | 0.75 | 0.75 | 0.75 | 0.75 | 0.75 | 0.75 | 0.75 | 0.75 | 0.75 | 0.75 | 0.75 | 0.75 | 0.75 | 0.75 | 0.75 | 0.75 | 0.75 | 0.75 | 0.75 | 0.75 | 0.75 | 0.75 | 0.75 | 0.75 | 0.75 | 0.75 | 0.75 | 0.75 | 0.75 | 0.75 | 0.75 | 0.75 | 0.75 | 0.75 | 0.75 | 0.75 | 0.75 | 0.75 | 0.75 | 0.75 | 0.75 | 0.75 | 0.75 | 0.75 | 0.75 | 0.75 | 0.75 | 0.75
0 | 0 | 0 | 0 | 0 |  |  | 0.75 | Richmond (EXEGEN):81 | 0.75 | 0.75 | 0.75 | 0.75 | 0.75 | 0.75 | 0.75 | 0.75 | 0.75 | 0.75 | 0.75 | 0.75 | 0.75 | 0.75 | 0.75 | 0.75 | 0.75 | 0.75 | 0.75 | 0.75 | 0.75 | 0.75 | 0.75 | 0.75 | 0.75 | 0.75 | 0.75 | 0.75 | 0.75 | 0.75 | 0.75 | 0.75 | 0.75 | 0.75 | 0.75 | 0.75 | 0.75 | 0.75 | 0.75 | 0.75 | 0.75 | 0.75 | 0.75 | 0.75 | 0.75 | 0.75 | 0.75 | 0.75 | 0.75 | 0.75 | 0.75 | 0.75 | 0.75 | 0.75
0 | 0 | 0 | 0 | 0 |  |  | 0.75 | Richmond (EXEGEN):91 | 0.75 | 0.75 | 0.75 | 0.75 | 0.75 | 0.75 | 0.75 | 0.75 | 0.75 | 0.75 | 0.75 | 0.75 | 0.75 | 0.75 | 0.75 | 0.75 | 0.75 | 0.75 | 0.75 | 0.75 | 0.75 | 0.75 | 0.75 | 0.75 | 0.75 | 0.75 | 0.75 | 0.75 | 0.75 | 0.75 | 0.75 | 0.75 | 0.75 | 0.75 | 0.75 | 0.75 | 0.75 | 0.75 | 0.75 | 0.75 | 0.75 | 0.75 | 0.75 | 0.75 | 0.75 | 0.75 | 0.75 | 0.75 | 0.75 | 0.75 | 0.75 | 0.75 | 0.75 | 0.75
[7 empty] | 0.75 | Richmond (EXEGEN):92 | 0.75 | 0.75 | 0.75 | 0.75 | 0.75 | 0.75 | 0.75 | 0.75 | 0.75 | 0.75 | 0.75 | 0.75 | 0.75 | 0.75 | 0.75 | 0.75 | 0.75 | 0.75 | 0.75 | 0.75 | 0.75 | 0.75 | 0.75 | 0.75 | 0.75 | 0.75 | 0.75 | 0.75 | 0.75 | 0.75 | 0.75 | 0.75 | 0.75 | 0.75 | 0.75 | 0.75 | 0.75 | 0.75 | 0.75 | 0.75 | 0.75 | 0.75 | 0.75 | 0.75 | 0.75 | 0.75 | 0.75 | 0.75 | 0.75 | 0.75 | 0.75 | 0.75 | 0.75 | 0.75
[7 empty] | 0.488 | Schuylkill:1 | 0.488 | 0.488 | 0.488 | 0.488 | 0.488 | 0.488 | 0.488 | 0.488 | 0.488 | 0.488 | 0.488 | 0.488 | 0.488 | 0.488 | 0.488 | 0.488 | 0.488 | 0.488 | 0.488 | 0.488 | 0.488 | 0.488 | 0.488 | 0.488 | 0.488 | 0.488 | 0.488 | 0.488 | 0.488 | 0.488 | 0.488 | 0.488 | 0.488 | 0.488 | 0.488 | 0.488 | 0.488 | 0.488 | 0.488 | 0.488 | 0.488 | 0.488 | 0.488 | 0.488 | 0.488 | 0.488 | 0.488 | 0.488 | 0.488 | 0.488 | 0.488 | 0.488 | 0.488 | 0.488
0 | 0 | 0 | 0 | 0 |  |  | 0.75 | Schuylkill:10 | 0.75 | 0.75 | 0.75 | 0.75 | 0.75 | 0.75 | 0.75 | 0.75 | 0.75 | 0.75 | 0.75 | 0.75 | 0.75 | 0.75 | 0.75 | 0.75 | 0.75 | 0.75 | 0.75 | 0.75 | 0.75 | 0.75 | 0.75 | 0.75 | 0.75 | 0.75 | 0.75 | 0.75 | 0.75 | 0.75 | 0.75 | 0.75 | 0.75 | 0.75 | 0.75 | 0.75 | 0.75 | 0.75 | 0.75 | 0.75 | 0.75 | 0.75 | 0.75 | 0.75 | 0.75 | 0.75 | 0.75 | 0.75 | 0.75 | 0.75 | 0.75 | 0.75 | 0.75 | 0.75
0 | 0 | 0 | 0 | 0 |  |  | 0.75 | Schuylkill:11 | 0.75 | 0.75 | 0.75 | 0.75 | 0.75 | 0.75 | 0.75 | 0.75 | 0.75 | 0.75 | 0.75 | 0.75 | 0.75 | 0.75 | 0.75 | 0.75 | 0.75 | 0.75 | 0.75 | 0.75 | 0.75 | 0.75 | 0.75 | 0.75 | 0.75 | 0.75 | 0.75 | 0.75 | 0.75 | 0.75 | 0.75 | 0.75 | 0.75 | 0.75 | 0.75 | 0.75 | 0.75 | 0.75 | 0.75 | 0.75 | 0.75 | 0.75 | 0.75 | 0.75 | 0.75 | 0.75 | 0.75 | 0.75 | 0.75 | 0.75 | 0.75 | 0.75 | 0.75 | 0.75
0 | 0 | 0 | 0 | 0 |  |  | 0.75 | Schuylkill:IC1 | 0.75 | 0.75 | 0.75 | 0.75 | 0.75 | 0.75 | 0.75 | 0.75 | 0.75 | 0.75 | 0.75 | 0.75 | 0.75 | 0.75 | 0.75 | 0.75 | 0.75 | 0.75 | 0.75 | 0.75 | 0.75 | 0.75 | 0.75 | 0.75 | 0.75 | 0.75 | 0.75 | 0.75 | 0.75 | 0.75 | 0.75 | 0.75 | 0.75 | 0.75 | 0.75 | 0.75 | 0.75 | 0.75 | 0.75 | 0.75 | 0.75 | 0.75 | 0.75 | 0.75 | 0.75 | 0.75 | 0.75 | 0.75 | 0.75 | 0.75 | 0.75 | 0.75 | 0.75 | 0.75
0 | 0 | 0 | 0 | 0 |  |  | 0.75 | Southwark:3-4 | 0.75 | 0.75 | 0.75 | 0.75 | 0.75 | 0.75 | 0.75 | 0.75 | 0.75 | 0.75 | 0.75 | 0.75 | 0.75 | 0.75 | 0.75 | 0.75 | 0.75 | 0.75 | 0.75 | 0.75 | 0.75 | 0.75 | 0.75 | 0.75 | 0.75 | 0.75 | 0.75 | 0.75 | 0.75 | 0.75 | 0.75 | 0.75 | 0.75 | 0.75 | 0.75 | 0.75 | 0.75 | 0.75 | 0.75 | 0.75 | 0.75 | 0.75 | 0.75 | 0.75 | 0.75 | 0.75 | 0.75 | 0.75 | 0.75 | 0.75 | 0.75 | 0.75 | 0.75 | 0.75
0 | 0 | 0 | 0 | 0 |  |  | 0.75 | Southwark:5-6 | 0.75 | 0.75 | 0.75 | 0.75 | 0.75 | 0.75 | 0.75 | 0.75 | 0.75 | 0.75 | 0.75 | 0.75 | 0.75 | 0.75 | 0.75 | 0.75 | 0.75 | 0.75 | 0.75 | 0.75 | 0.75 | 0.75 | 0.75 | 0.75 | 0.75 | 0.75 | 0.75 | 0.75 | 0.75 | 0.75 | 0.75 | 0.75 | 0.75 | 0.75 | 0.75 | 0.75 | 0.75 | 0.75 | 0.75 | 0.75 | 0.75 | 0.75 | 0.75 | 0.75 | 0.75 | 0.75 | 0.75 | 0.75 | 0.75 | 0.75 | 0.75 | 0.75 | 0.75 | 0.75
0 | 0 | 0 | 2017 | 0 |  |  | 1.976 | Hunlock Creek:3 | 1.976 | 1.976 | 1.976 | 1.976 | 1.976 | 1.976 | 1.976 | 1.976 | 1.976 | 1.976 | 1.976 | 1.976 | 1.976 | 1.976 | 1.976 | 1.976 | 1.976 | 0.03952 | 0.03952 | 0.03952 | 0.03952 | 0.03952 | 0.03952 | 0.03952 | 0.03952 | 0.03952 | 0.03952 | 0.03952 | 0.03952 | 0.03952 | 0.03952 | 0.03952 | 0.03952 | 0.03952 | 0.03952 | 0.03952 | 0.03952 | 0.03952 | 0.03952 | 0.03952 | 0.03952 | 0.03952 | 0.03952 | 0.03952 | 0.03952 | 0.03952 | 0.03952 | 0.03952 | 0.03952 | 0.03952 | 0.03952 | 0.03952 | 0.03952 | 0.03952
0 | 0 | 0 | 2017 | 0 | 2013 | 0.94668 | 2.99 | Armstrong (ALENSU):1 | 2.99 | 2.99 | 2.99 | 2.99 | 2.99 | 2.99 | 2.99 | 2.99 | 2.99 | 2.99 | 2.99 | 2.99 | 2.99 | 2.8306 | 2.8306 | 2.8306 | 2.8306 | 0.056612 | 0.056612 | 0.056612 | 0.056612 | 0.056612 | 0.056612 | 0.056612 | 0.056612 | 0.056612 | 0.056612 | 0.056612 | 0.056612 | 0.056612 | 0.056612 | 0.056612 | 0.056612 | 0.056612 | 0.056612 | 0.056612 | 0.056612 | 0.056612 | 0.056612 | 0.056612 | 0.056612 | 0.056612 | 0.056612 | 0.056612 | 0.056612 | 0.056612 | 0.056612 | 0.056612 | 0.056612 | 0.056612 | 0.056612 | 0.056612 | 0.056612 | 0.056612
0 | 0 | 0 | 2017 | 0 | 2013 | 0.94668 | 3.0315 | Armstrong (ALENSU):2 | 3.0315 | 3.0315 | 3.0315 | 3.0315 | 3.0315 | 3.0315 | 3.0315 | 3.0315 | 3.0315 | 3.0315 | 3.0315 | 3.0315 | 3.0315 | 2.8699 | 2.8699 | 2.8699 | 2.8699 | 0.057397 | 0.057397 | 0.057397 | 0.057397 | 0.057397 | 0.057397 | 0.057397 | 0.057397 | 0.057397 | 0.057397 | 0.057397 | 0.057397 | 0.057397 | 0.057397 | 0.057397 | 0.057397 | 0.057397 | 0.057397 | 0.057397 | 0.057397 | 0.057397 | 0.057397 | 0.057397 | 0.057397 | 0.057397 | 0.057397 | 0.057397 | 0.057397 | 0.057397 | 0.057397 | 0.057397 | 0.057397 | 0.057397 | 0.057397 | 0.057397 | 0.057397 | 0.057397
0 | 0 | 0 |  | 0 |  |  | 0.0354 | Hatfields Ferry Power Station:1 | 0.0354 | 0.0354 | 0.0354 | 0.0354 | 0.0354 | 0.0354 | 0.0354 | 0.0354 | 0.0354 | 0.0354 | 0.0354 | 0.0354 | 0.0354 | 0.0354 | 0.0354 | 0.0354 | 0.0354 | 0.0354 | 0.0354 | 0.0354 | 0.0354 | 0.0354 | 0.0354 | 0.0354 | 0.0354 | 0.0354 | 0.0354 | 0.0354 | 0.0354 | 0.0354 | 0.0354 | 0.0354 | 0.0354 | 0.0354 | 0.0354 | 0.0354 | 0.0354 | 0.0354 | 0.0354 | 0.0354 | 0.0354 | 0.0354 | 0.0354 | 0.0354 | 0.0354 | 0.0354 | 0.0354 | 0.0354 | 0.0354 | 0.0354 | 0.0354 | 0.0354 | 0.0354 | 0.0354
0 | 0 | 0 |  | 0 |  |  | 0.0325 | Hatfields Ferry Power Station:2 | 0.0325 | 0.0325 | 0.0325 | 0.0325 | 0.0325 | 0.0325 | 0.0325 | 0.0325 | 0.0325 | 0.0325 | 0.0325 | 0.0325 | 0.0325 | 0.0325 | 0.0325 | 0.0325 | 0.0325 | 0.0325 | 0.0325 | 0.0325 | 0.0325 | 0.0325 | 0.0325 | 0.0325 | 0.0325 | 0.0325 | 0.0325 | 0.0325 | 0.0325 | 0.0325 | 0.0325 | 0.0325 | 0.0325 | 0.0325 | 0.0325 | 0.0325 | 0.0325 | 0.0325 | 0.0325 | 0.0325 | 0.0325 | 0.0325 | 0.0325 | 0.0325 | 0.0325 | 0.0325 | 0.0325 | 0.0325 | 0.0325 | 0.0325 | 0.0325 | 0.0325 | 0.0325 | 0.0325
0 | 0 | 0 |  | 0 |  |  | 0.036 | Hatfields Ferry Power Station:3 | 0.036 | 0.036 | 0.036 | 0.036 | 0.036 | 0.036 | 0.036 | 0.036 | 0.036 | 0.036 | 0.036 | 0.036 | 0.036 | 0.036 | 0.036 | 0.036 | 0.036 | 0.036 | 0.036 | 0.036 | 0.036 | 0.036 | 0.036 | 0.036 | 0.036 | 0.036 | 0.036 | 0.036 | 0.036 | 0.036 | 0.036 | 0.036 | 0.036 | 0.036 | 0.036 | 0.036 | 0.036 | 0.036 | 0.036 | 0.036 | 0.036 | 0.036 | 0.036 | 0.036 | 0.036 | 0.036 | 0.036 | 0.036 | 0.036 | 0.036 | 0.036 | 0.036 | 0.036 | 0.036
0 | 0 | 0 |  | 0 |  |  | 0.165 | Mitchell (ALENSU):1 | 0.165 | 0.165 | 0.165 | 0.165 | 0.165 | 0.165 | 0.165 | 0.165 | 0.165 | 0.165 | 0.165 | 0.165 | 0.165 | 0.165 | 0.165 | 0.165 | 0.165 | 0.165 | 0.165 | 0.165 | 0.165 | 0.165 | 0.165 | 0.165 | 0.165 | 0.165 | 0.165 | 0.165 | 0.165 | 0.165 | 0.165 | 0.165 | 0.165 | 0.165 | 0.165 | 0.165 | 0.165 | 0.165 | 0.165 | 0.165 | 0.165 | 0.165 | 0.165 | 0.165 | 0.165 | 0.165 | 0.165 | 0.165 | 0.165 | 0.165 | 0.165 | 0.165 | 0.165 | 0.165
[7 empty] | 0.165 | Mitchell (ALENSU):2 | 0.165 | 0.165 | 0.165 | 0.165 | 0.165 | 0.165 | 0.165 | 0.165 | 0.165 | 0.165 | 0.165 | 0.165 | 0.165 | 0.165 | 0.165 | 0.165 | 0.165 | 0.165 | 0.165 | 0.165 | 0.165 | 0.165 | 0.165 | 0.165 | 0.165 | 0.165 | 0.165 | 0.165 | 0.165 | 0.165 | 0.165 | 0.165 | 0.165 | 0.165 | 0.165 | 0.165 | 0.165 | 0.165 | 0.165 | 0.165 | 0.165 | 0.165 | 0.165 | 0.165 | 0.165 | 0.165 | 0.165 | 0.165 | 0.165 | 0.165 | 0.165 | 0.165 | 0.165 | 0.165
0 | 0 | 0 |  | 0 | 2013 | 0.94293 | 0.1228 | Mitchell (ALENSU):3 | 0.1228 | 0.1228 | 0.1228 | 0.1228 | 0.1228 | 0.1228 | 0.1228 | 0.1228 | 0.1228 | 0.1228 | 0.1228 | 0.1228 | 0.1228 | 0.11579 | 0.11579 | 0.11579 | 0.11579 | 0.11579 | 0.11579 | 0.11579 | 0.11579 | 0.11579 | 0.11579 | 0.11579 | 0.11579 | 0.11579 | 0.11579 | 0.11579 | 0.11579 | 0.11579 | 0.11579 | 0.11579 | 0.11579 | 0.11579 | 0.11579 | 0.11579 | 0.11579 | 0.11579 | 0.11579 | 0.11579 | 0.11579 | 0.11579 | 0.11579 | 0.11579 | 0.11579 | 0.11579 | 0.11579 | 0.11579 | 0.11579 | 0.11579 | 0.11579 | 0.11579 | 0.11579 | 0.11579
0 | 0 | 0 | 0 | 0 |  |  | 0.75 | Darlington County:10 | 0.75 | 0.75 | 0.75 | 0.75 | 0.75 | 0.75 | 0.75 | 0.75 | 0.75 | 0.75 | 0.75 | 0.75 | 0.75 | 0.75 | 0.75 | 0.75 | 0.75 | 0.75 | 0.75 | 0.75 | 0.75 | 0.75 | 0.75 | 0.75 | 0.75 | 0.75 | 0.75 | 0.75 | 0.75 | 0.75 | 0.75 | 0.75 | 0.75 | 0.75 | 0.75 | 0.75 | 0.75 | 0.75 | 0.75 | 0.75 | 0.75 | 0.75 | 0.75 | 0.75 | 0.75 | 0.75 | 0.75 | 0.75 | 0.75 | 0.75 | 0.75 | 0.75 | 0.75 | 0.75
0 | 0 | 0 | 0 | 0 |  |  | 0.75 | Darlington County:11 | 0.75 | 0.75 | 0.75 | 0.75 | 0.75 | 0.75 | 0.75 | 0.75 | 0.75 | 0.75 | 0.75 | 0.75 | 0.75 | 0.75 | 0.75 | 0.75 | 0.75 | 0.75 | 0.75 | 0.75 | 0.75 | 0.75 | 0.75 | 0.75 | 0.75 | 0.75 | 0.75 | 0.75 | 0.75 | 0.75 | 0.75 | 0.75 | 0.75 | 0.75 | 0.75 | 0.75 | 0.75 | 0.75 | 0.75 | 0.75 | 0.75 | 0.75 | 0.75 | 0.75 | 0.75 | 0.75 | 0.75 | 0.75 | 0.75 | 0.75 | 0.75 | 0.75 | 0.75 | 0.75
0 | 0 | 0 | 0 | 0 |  |  | 0.75 | Darlington County:2 | 0.75 | 0.75 | 0.75 | 0.75 | 0.75 | 0.75 | 0.75 | 0.75 | 0.75 | 0.75 | 0.75 | 0.75 | 0.75 | 0.75 | 0.75 | 0.75 | 0.75 | 0.75 | 0.75 | 0.75 | 0.75 | 0.75 | 0.75 | 0.75 | 0.75 | 0.75 | 0.75 | 0.75 | 0.75 | 0.75 | 0.75 | 0.75 | 0.75 | 0.75 | 0.75 | 0.75 | 0.75 | 0.75 | 0.75 | 0.75 | 0.75 | 0.75 | 0.75 | 0.75 | 0.75 | 0.75 | 0.75 | 0.75 | 0.75 | 0.75 | 0.75 | 0.75 | 0.75 | 0.75
0 | 0 | 0 | 0 | 0 |  |  | 0.75 | Darlington County:4 | 0.75 | 0.75 | 0.75 | 0.75 | 0.75 | 0.75 | 0.75 | 0.75 | 0.75 | 0.75 | 0.75 | 0.75 | 0.75 | 0.75 | 0.75 | 0.75 | 0.75 | 0.75 | 0.75 | 0.75 | 0.75 | 0.75 | 0.75 | 0.75 | 0.75 | 0.75 | 0.75 | 0.75 | 0.75 | 0.75 | 0.75 | 0.75 | 0.75 | 0.75 | 0.75 | 0.75 | 0.75 | 0.75 | 0.75 | 0.75 | 0.75 | 0.75 | 0.75 | 0.75 | 0.75 | 0.75 | 0.75 | 0.75 | 0.75 | 0.75 | 0.75 | 0.75 | 0.75 | 0.75
0 | 0 | 0 | 0 | 0 |  |  | 0.75 | Darlington County:6 | 0.75 | 0.75 | 0.75 | 0.75 | 0.75 | 0.75 | 0.75 | 0.75 | 0.75 | 0.75 | 0.75 | 0.75 | 0.75 | 0.75 | 0.75 | 0.75 | 0.75 | 0.75 | 0.75 | 0.75 | 0.75 | 0.75 | 0.75 | 0.75 | 0.75 | 0.75 | 0.75 | 0.75 | 0.75 | 0.75 | 0.75 | 0.75 | 0.75 | 0.75 | 0.75 | 0.75 | 0.75 | 0.75 | 0.75 | 0.75 | 0.75 | 0.75 | 0.75 | 0.75 | 0.75 | 0.75 | 0.75 | 0.75 | 0.75 | 0.75 | 0.75 | 0.75 | 0.75 | 0.75
0 | 0 | 0 | 0 | 0 |  |  | 0.75 | Darlington County:8 | 0.75 | 0.75 | 0.75 | 0.75 | 0.75 | 0.75 | 0.75 | 0.75 | 0.75 | 0.75 | 0.75 | 0.75 | 0.75 | 0.75 | 0.75 | 0.75 | 0.75 | 0.75 | 0.75 | 0.75 | 0.75 | 0.75 | 0.75 | 0.75 | 0.75 | 0.75 | 0.75 | 0.75 | 0.75 | 0.75 | 0.75 | 0.75 | 0.75 | 0.75 | 0.75 | 0.75 | 0.75 | 0.75 | 0.75 | 0.75 | 0.75 | 0.75 | 0.75 | 0.75 | 0.75 | 0.75 | 0.75 | 0.75 | 0.75 | 0.75 | 0.75 | 0.75 | 0.75 | 0.75
0 | 0 | 0 | 0 | 0 |  |  | 0.75 | Darlington County:9 | 0.75 | 0.75 | 0.75 | 0.75 | 0.75 | 0.75 | 0.75 | 0.75 | 0.75 | 0.75 | 0.75 | 0.75 | 0.75 | 0.75 | 0.75 | 0.75 | 0.75 | 0.75 | 0.75 | 0.75 | 0.75 | 0.75 | 0.75 | 0.75 | 0.75 | 0.75 | 0.75 | 0.75 | 0.75 | 0.75 | 0.75 | 0.75 | 0.75 | 0.75 | 0.75 | 0.75 | 0.75 | 0.75 | 0.75 | 0.75 | 0.75 | 0.75 | 0.75 | 0.75 | 0.75 | 0.75 | 0.75 | 0.75 | 0.75 | 0.75 | 0.75 | 0.75 | 0.75 | 0.75
0 | 0 | 0 | 2017 | 0 |  |  | 1.9551 | Robinson:1 | 1.9551 | 1.9551 | 1.9551 | 1.9551 | 1.9551 | 1.9551 | 1.9551 | 1.9551 | 1.9551 | 1.9551 | 1.9551 | 1.9551 | 1.9551 | 1.9551 | 1.9551 | 1.9551 | 1.9551 | 0.039102 | 0.039102 | 0.039102 | 0.039102 | 0.039102 | 0.039102 | 0.039102 | 0.039102 | 0.039102 | 0.039102 | 0.039102 | 0.039102 | 0.039102 | 0.039102 | 0.039102 | 0.039102 | 0.039102 | 0.039102 | 0.039102 | 0.039102 | 0.039102 | 0.039102 | 0.039102 | 0.039102 | 0.039102 | 0.039102 | 0.039102 | 0.039102 | 0.039102 | 0.039102 | 0.039102 | 0.039102 | 0.039102 | 0.039102 | 0.039102 | 0.039102 | 0.039102
2016 | 2016 | 2016 | 0 | 2019 |  |  | 1.5017 | Lee (DUPC):1 | 1.5017 | 1.5017 | 1.5017 | 1.5017 | 1.5017 | 1.5017 | 1.5017 | 1.5017 | 1.5017 | 1.5017 | 1.5017 | 1.5017 | 1.5017 | 1.5017 | 1.5017 | 1.5017 | 1.0512 | 1.0512 | 1.0512 | 0.10512 | 0.10512 | 0.10512 | 0.10512 | 0.10512 | 0.10512 | 0.10512 | 0.10512 | 0.10512 | 0.10512 | 0.10512 | 0.10512 | 0.10512 | 0.10512 | 0.10512 | 0.10512 | 0.10512 | 0.10512 | 0.10512 | 0.10512 | 0.10512 | 0.10512 | 0.10512 | 0.10512 | 0.10512 | 0.10512 | 0.10512 | 0.10512 | 0.10512 | 0.10512 | 0.10512 | 0.10512 | 0.10512 | 0.10512 | 0.10512
2016 | 2016 | 2016 | 0 | 2019 |  |  | 1.5299 | Lee (DUPC):2 | 1.5299 | 1.5299 | 1.5299 | 1.5299 | 1.5299 | 1.5299 | 1.5299 | 1.5299 | 1.5299 | 1.5299 | 1.5299 | 1.5299 | 1.5299 | 1.5299 | 1.5299 | 1.5299 | 1.0709 | 1.0709 | 1.0709 | 0.10709 | 0.10709 | 0.10709 | 0.10709 | 0.10709 | 0.10709 | 0.10709 | 0.10709 | 0.10709 | 0.10709 | 0.10709 | 0.10709 | 0.10709 | 0.10709 | 0.10709 | 0.10709 | 0.10709 | 0.10709 | 0.10709 | 0.10709 | 0.10709 | 0.10709 | 0.10709 | 0.10709 | 0.10709 | 0.10709 | 0.10709 | 0.10709 | 0.10709 | 0.10709 | 0.10709 | 0.10709 | 0.10709 | 0.10709 | 0.10709
2016 | 2016 | 2016 | 0 | 2018 |  |  | 1.5595 | Lee (DUPC):3 | 1.5595 | 1.5595 | 1.5595 | 1.5595 | 1.5595 | 1.5595 | 1.5595 | 1.5595 | 1.5595 | 1.5595 | 1.5595 | 1.5595 | 1.5595 | 1.5595 | 1.5595 | 1.5595 | 1.0917 | 1.0917 | 0.10916 | 0.10916 | 0.10916 | 0.10916 | 0.10916 | 0.10916 | 0.10916 | 0.10916 | 0.10916 | 0.10916 | 0.10916 | 0.10916 | 0.10916 | 0.10916 | 0.10916 | 0.10916 | 0.10916 | 0.10916 | 0.10916 | 0.10916 | 0.10916 | 0.10916 | 0.10916 | 0.10916 | 0.10916 | 0.10916 | 0.10916 | 0.10916 | 0.10916 | 0.10916 | 0.10916 | 0.10916 | 0.10916 | 0.10916 | 0.10916 | 0.10916
[7 empty] | 0.75 | Oconee:IC | 0.75 | 0.75 | 0.75 | 0.75 | 0.75 | 0.75 | 0.75 | 0.75 | 0.75 | 0.75 | 0.75 | 0.75 | 0.75 | 0.75 | 0.75 | 0.75 | 0.75 | 0.75 | 0.75 | 0.75 | 0.75 | 0.75 | 0.75 | 0.75 | 0.75 | 0.75 | 0.75 | 0.75 | 0.75 | 0.75 | 0.75 | 0.75 | 0.75 | 0.75 | 0.75 | 0.75 | 0.75 | 0.75 | 0.75 | 0.75 | 0.75 | 0.75 | 0.75 | 0.75 | 0.75 | 0.75 | 0.75 | 0.75 | 0.75 | 0.75 | 0.75 | 0.75 | 0.75 | 0.75
0 | 0 | 0 | 2017 | 0 |  |  | 1.6512 | Canadys:1 | 1.6512 | 1.6512 | 1.6512 | 1.6512 | 1.6512 | 1.6512 | 1.6512 | 1.6512 | 1.6512 | 1.6512 | 1.6512 | 1.6512 | 1.6512 | 1.6512 | 1.6512 | 1.6512 | 1.6512 | 0.033024 | 0.033024 | 0.033024 | 0.033024 | 0.033024 | 0.033024 | 0.033024 | 0.033024 | 0.033024 | 0.033024 | 0.033024 | 0.033024 | 0.033024 | 0.033024 | 0.033024 | 0.033024 | 0.033024 | 0.033024 | 0.033024 | 0.033024 | 0.033024 | 0.033024 | 0.033024 | 0.033024 | 0.033024 | 0.033024 | 0.033024 | 0.033024 | 0.033024 | 0.033024 | 0.033024 | 0.033024 | 0.033024 | 0.033024 | 0.033024 | 0.033024 | 0.033024
0 | 0 | 0 | 2017 | 0 |  |  | 1.6851 | Canadys:2 | 1.6851 | 1.6851 | 1.6851 | 1.6851 | 1.6851 | 1.6851 | 1.6851 | 1.6851 | 1.6851 | 1.6851 | 1.6851 | 1.6851 | 1.6851 | 1.6851 | 1.6851 | 1.6851 | 1.6851 | 0.033702 | 0.033702 | 0.033702 | 0.033702 | 0.033702 | 0.033702 | 0.033702 | 0.033702 | 0.033702 | 0.033702 | 0.033702 | 0.033702 | 0.033702 | 0.033702 | 0.033702 | 0.033702 | 0.033702 | 0.033702 | 0.033702 | 0.033702 | 0.033702 | 0.033702 | 0.033702 | 0.033702 | 0.033702 | 0.033702 | 0.033702 | 0.033702 | 0.033702 | 0.033702 | 0.033702 | 0.033702 | 0.033702 | 0.033702 | 0.033702 | 0.033702 | 0.033702
0 | 0 | 0 | 2017 | 0 |  |  | 1.7592 | Canadys:3 | 1.7592 | 1.7592 | 1.7592 | 1.7592 | 1.7592 | 1.7592 | 1.7592 | 1.7592 | 1.7592 | 1.7592 | 1.7592 | 1.7592 | 1.7592 | 1.7592 | 1.7592 | 1.7592 | 1.7592 | 0.035184 | 0.035184 | 0.035184 | 0.035184 | 0.035184 | 0.035184 | 0.035184 | 0.035184 | 0.035184 | 0.035184 | 0.035184 | 0.035184 | 0.035184 | 0.035184 | 0.035184 | 0.035184 | 0.035184 | 0.035184 | 0.035184 | 0.035184 | 0.035184 | 0.035184 | 0.035184 | 0.035184 | 0.035184 | 0.035184 | 0.035184 | 0.035184 | 0.035184 | 0.035184 | 0.035184 | 0.035184 | 0.035184 | 0.035184 | 0.035184 | 0.035184 | 0.035184
0 | 0 | 0 | 0 | 0 |  |  | 0.75 | Hardeeville:1 | 0.75 | 0.75 | 0.75 | 0.75 | 0.75 | 0.75 | 0.75 | 0.75 | 0.75 | 0.75 | 0.75 | 0.75 | 0.75 | 0.75 | 0.75 | 0.75 | 0.75 | 0.75 | 0.75 | 0.75 | 0.75 | 0.75 | 0.75 | 0.75 | 0.75 | 0.75 | 0.75 | 0.75 | 0.75 | 0.75 | 0.75 | 0.75 | 0.75 | 0.75 | 0.75 | 0.75 | 0.75 | 0.75 | 0.75 | 0.75 | 0.75 | 0.75 | 0.75 | 0.75 | 0.75 | 0.75 | 0.75 | 0.75 | 0.75 | 0.75 | 0.75 | 0.75 | 0.75 | 0.75
0 | 0 | 0 | 2017 | 0 |  |  | 1.4705 | McMeekin:1 | 1.4705 | 1.4705 | 1.4705 | 1.4705 | 1.4705 | 1.4705 | 1.4705 | 1.4705 | 1.4705 | 1.4705 | 1.4705 | 1.4705 | 1.4705 | 1.4705 | 1.4705 | 1.4705 | 1.4705 | 0.02941 | 0.02941 | 0.02941 | 0.02941 | 0.02941 | 0.02941 | 0.02941 | 0.02941 | 0.02941 | 0.02941 | 0.02941 | 0.02941 | 0.02941 | 0.02941 | 0.02941 | 0.02941 | 0.02941 | 0.02941 | 0.02941 | 0.02941 | 0.02941 | 0.02941 | 0.02941 | 0.02941 | 0.02941 | 0.02941 | 0.02941 | 0.02941 | 0.02941 | 0.02941 | 0.02941 | 0.02941 | 0.02941 | 0.02941 | 0.02941 | 0.02941 | 0.02941
0 | 0 | 0 | 2017 | 0 |  |  | 1.5234 | McMeekin:2 | 1.5234 | 1.5234 | 1.5234 | 1.5234 | 1.5234 | 1.5234 | 1.5234 | 1.5234 | 1.5234 | 1.5234 | 1.5234 | 1.5234 | 1.5234 | 1.5234 | 1.5234 | 1.5234 | 1.5234 | 0.030468 | 0.030468 | 0.030468 | 0.030468 | 0.030468 | 0.030468 | 0.030468 | 0.030468 | 0.030468 | 0.030468 | 0.030468 | 0.030468 | 0.030468 | 0.030468 | 0.030468 | 0.030468 | 0.030468 | 0.030468 | 0.030468 | 0.030468 | 0.030468 | 0.030468 | 0.030468 | 0.030468 | 0.030468 | 0.030468 | 0.030468 | 0.030468 | 0.030468 | 0.030468 | 0.030468 | 0.030468 | 0.030468 | 0.030468 | 0.030468 | 0.030468 | 0.030468
[7 empty] | 1.915 | Urquhart - SCEG:1 | 1.915 | 1.915 | 1.915 | 1.915 | 1.915 | 1.915 | 1.915 | 1.915 | 1.915 | 1.915 | 1.915 | 1.915 | 1.915 | 1.915 | 1.915 | 1.915 | 1.915 | 1.915 | 1.915 | 1.915 | 1.915 | 1.915 | 1.915 | 1.915 | 1.915 | 1.915 | 1.915 | 1.915 | 1.915 | 1.915 | 1.915 | 1.915 | 1.915 | 1.915 | 1.915 | 1.915 | 1.915 | 1.915 | 1.915 | 1.915 | 1.915 | 1.915 | 1.915 | 1.915 | 1.915 | 1.915 | 1.915 | 1.915 | 1.915 | 1.915 | 1.915 | 1.915 | 1.915 | 1.915
[7 empty] | 1.869 | Urquhart - SCEG:2 | 1.869 | 1.869 | 1.869 | 1.869 | 1.869 | 1.869 | 1.869 | 1.869 | 1.869 | 1.869 | 1.869 | 1.869 | 1.869 | 1.869 | 1.869 | 1.869 | 1.869 | 1.869 | 1.869 | 1.869 | 1.869 | 1.869 | 1.869 | 1.869 | 1.869 | 1.869 | 1.869 | 1.869 | 1.869 | 1.869 | 1.869 | 1.869 | 1.869 | 1.869 | 1.869 | 1.869 | 1.869 | 1.869 | 1.869 | 1.869 | 1.869 | 1.869 | 1.869 | 1.869 | 1.869 | 1.869 | 1.869 | 1.869 | 1.869 | 1.869 | 1.869 | 1.869 | 1.869 | 1.869
0 | 0 | 0 | 2017 | 0 |  |  | 1.9669 | Urquhart - SCEG:3 | 1.9669 | 1.9669 | 1.9669 | 1.9669 | 1.9669 | 1.9669 | 1.9669 | 1.9669 | 1.9669 | 1.9669 | 1.9669 | 1.9669 | 1.9669 | 1.9669 | 1.9669 | 1.9669 | 1.9669 | 0.039338 | 0.039338 | 0.039338 | 0.039338 | 0.039338 | 0.039338 | 0.039338 | 0.039338 | 0.039338 | 0.039338 | 0.039338 | 0.039338 | 0.039338 | 0.039338 | 0.039338 | 0.039338 | 0.039338 | 0.039338 | 0.039338 | 0.039338 | 0.039338 | 0.039338 | 0.039338 | 0.039338 | 0.039338 | 0.039338 | 0.039338 | 0.039338 | 0.039338 | 0.039338 | 0.039338 | 0.039338 | 0.039338 | 0.039338 | 0.039338 | 0.039338 | 0.039338
0 | 0 | 0 |  | 0 |  |  | 0.0874 | Wateree (SOCG):1 | 1.748 | 1.748 | 1.748 | 1.748 | 1.748 | 1.748 | 1.748 | 1.748 | 1.748 | 1.748 | 0.0874 | 0.0874 | 0.0874 | 0.0874 | 0.0874 | 0.0874 | 0.0874 | 0.0874 | 0.0874 | 0.0874 | 0.0874 | 0.0874 | 0.0874 | 0.0874 | 0.0874 | 0.0874 | 0.0874 | 0.0874 | 0.0874 | 0.0874 | 0.0874 | 0.0874 | 0.0874 | 0.0874 | 0.0874 | 0.0874 | 0.0874 | 0.0874 | 0.0874 | 0.0874 | 0.0874 | 0.0874 | 0.0874 | 0.0874 | 0.0874 | 0.0874 | 0.0874 | 0.0874 | 0.0874 | 0.0874 | 0.0874 | 0.0874 | 0.0874 | 0.0874
0 | 0 | 0 |  | 0 |  |  | 0.08643 | Wateree (SOCG):2 | 1.7286 | 1.7286 | 1.7286 | 1.7286 | 1.7286 | 1.7286 | 1.7286 | 1.7286 | 1.7286 | 1.7286 | 0.08643 | 0.08643 | 0.08643 | 0.08643 | 0.08643 | 0.08643 | 0.08643 | 0.08643 | 0.08643 | 0.08643 | 0.08643 | 0.08643 | 0.08643 | 0.08643 | 0.08643 | 0.08643 | 0.08643 | 0.08643 | 0.08643 | 0.08643 | 0.08643 | 0.08643 | 0.08643 | 0.08643 | 0.08643 | 0.08643 | 0.08643 | 0.08643 | 0.08643 | 0.08643 | 0.08643 | 0.08643 | 0.08643 | 0.08643 | 0.08643 | 0.08643 | 0.08643 | 0.08643 | 0.08643 | 0.08643 | 0.08643 | 0.08643 | 0.08643 | 0.08643
0 | 2016 | 0 |  | 2016 |  |  | 0.05007 | Williams-ST:ST1 | 1.0014 | 1.0014 | 1.0014 | 1.0014 | 1.0014 | 1.0014 | 1.0014 | 1.0014 | 1.0014 | 1.0014 | 0.05007 | 0.05007 | 0.05007 | 0.05007 | 0.05007 | 0.05007 | 0.005007 | 0.005007 | 0.005007 | 0.005007 | 0.005007 | 0.005007 | 0.005007 | 0.005007 | 0.005007 | 0.005007 | 0.005007 | 0.005007 | 0.005007 | 0.005007 | 0.005007 | 0.005007 | 0.005007 | 0.005007 | 0.005007 | 0.005007 | 0.005007 | 0.005007 | 0.005007 | 0.005007 | 0.005007 | 0.005007 | 0.005007 | 0.005007 | 0.005007 | 0.005007 | 0.005007 | 0.005007 | 0.005007 | 0.005007 | 0.005007 | 0.005007 | 0.005007 | 0.005007
0 | 0 | 0 | 0 | 0 |  |  | 0.75 | Rocky River (AWE):IC1 | 0.75 | 0.75 | 0.75 | 0.75 | 0.75 | 0.75 | 0.75 | 0.75 | 0.75 | 0.75 | 0.75 | 0.75 | 0.75 | 0.75 | 0.75 | 0.75 | 0.75 | 0.75 | 0.75 | 0.75 | 0.75 | 0.75 | 0.75 | 0.75 | 0.75 | 0.75 | 0.75 | 0.75 | 0.75 | 0.75 | 0.75 | 0.75 | 0.75 | 0.75 | 0.75 | 0.75 | 0.75 | 0.75 | 0.75 | 0.75 | 0.75 | 0.75 | 0.75 | 0.75 | 0.75 | 0.75 | 0.75 | 0.75 | 0.75 | 0.75 | 0.75 | 0.75 | 0.75 | 0.75
0 | 0 | 0 | 2017 | 0 |  |  | 2.4792 | Grainger:1 | 2.4792 | 2.4792 | 2.4792 | 2.4792 | 2.4792 | 2.4792 | 2.4792 | 2.4792 | 2.4792 | 2.4792 | 2.4792 | 2.4792 | 2.4792 | 2.4792 | 2.4792 | 2.4792 | 2.4792 | 0.049584 | 0.049584 | 0.049584 | 0.049584 | 0.049584 | 0.049584 | 0.049584 | 0.049584 | 0.049584 | 0.049584 | 0.049584 | 0.049584 | 0.049584 | 0.049584 | 0.049584 | 0.049584 | 0.049584 | 0.049584 | 0.049584 | 0.049584 | 0.049584 | 0.049584 | 0.049584 | 0.049584 | 0.049584 | 0.049584 | 0.049584 | 0.049584 | 0.049584 | 0.049584 | 0.049584 | 0.049584 | 0.049584 | 0.049584 | 0.049584 | 0.049584 | 0.049584
0 | 0 | 0 | 2017 | 0 |  |  | 2.4235 | Grainger:2 | 2.4235 | 2.4235 | 2.4235 | 2.4235 | 2.4235 | 2.4235 | 2.4235 | 2.4235 | 2.4235 | 2.4235 | 2.4235 | 2.4235 | 2.4235 | 2.4235 | 2.4235 | 2.4235 | 2.4235 | 0.04847 | 0.04847 | 0.04847 | 0.04847 | 0.04847 | 0.04847 | 0.04847 | 0.04847 | 0.04847 | 0.04847 | 0.04847 | 0.04847 | 0.04847 | 0.04847 | 0.04847 | 0.04847 | 0.04847 | 0.04847 | 0.04847 | 0.04847 | 0.04847 | 0.04847 | 0.04847 | 0.04847 | 0.04847 | 0.04847 | 0.04847 | 0.04847 | 0.04847 | 0.04847 | 0.04847 | 0.04847 | 0.04847 | 0.04847 | 0.04847 | 0.04847 | 0.04847
0 | 0 | 0 | 0 | 0 |  |  | 0.75 | Hilton Head:1 | 0.75 | 0.75 | 0.75 | 0.75 | 0.75 | 0.75 | 0.75 | 0.75 | 0.75 | 0.75 | 0.75 | 0.75 | 0.75 | 0.75 | 0.75 | 0.75 | 0.75 | 0.75 | 0.75 | 0.75 | 0.75 | 0.75 | 0.75 | 0.75 | 0.75 | 0.75 | 0.75 | 0.75 | 0.75 | 0.75 | 0.75 | 0.75 | 0.75 | 0.75 | 0.75 | 0.75 | 0.75 | 0.75 | 0.75 | 0.75 | 0.75 | 0.75 | 0.75 | 0.75 | 0.75 | 0.75 | 0.75 | 0.75 | 0.75 | 0.75 | 0.75 | 0.75 | 0.75 | 0.75
0 | 0 | 0 | 0 | 0 |  |  | 0.75 | Hilton Head:2 | 0.75 | 0.75 | 0.75 | 0.75 | 0.75 | 0.75 | 0.75 | 0.75 | 0.75 | 0.75 | 0.75 | 0.75 | 0.75 | 0.75 | 0.75 | 0.75 | 0.75 | 0.75 | 0.75 | 0.75 | 0.75 | 0.75 | 0.75 | 0.75 | 0.75 | 0.75 | 0.75 | 0.75 | 0.75 | 0.75 | 0.75 | 0.75 | 0.75 | 0.75 | 0.75 | 0.75 | 0.75 | 0.75 | 0.75 | 0.75 | 0.75 | 0.75 | 0.75 | 0.75 | 0.75 | 0.75 | 0.75 | 0.75 | 0.75 | 0.75 | 0.75 | 0.75 | 0.75 | 0.75
0 | 0 | 0 | 0 | 0 |  |  | 0.75 | Hilton Head:3 | 0.75 | 0.75 | 0.75 | 0.75 | 0.75 | 0.75 | 0.75 | 0.75 | 0.75 | 0.75 | 0.75 | 0.75 | 0.75 | 0.75 | 0.75 | 0.75 | 0.75 | 0.75 | 0.75 | 0.75 | 0.75 | 0.75 | 0.75 | 0.75 | 0.75 | 0.75 | 0.75 | 0.75 | 0.75 | 0.75 | 0.75 | 0.75 | 0.75 | 0.75 | 0.75 | 0.75 | 0.75 | 0.75 | 0.75 | 0.75 | 0.75 | 0.75 | 0.75 | 0.75 | 0.75 | 0.75 | 0.75 | 0.75 | 0.75 | 0.75 | 0.75 | 0.75 | 0.75 | 0.75
0 | 0 | 0 | 0 | 0 |  |  | 0.407 | Jefferies:1 | 0.407 | 0.407 | 0.407 | 0.407 | 0.407 | 0.407 | 0.407 | 0.407 | 0.407 | 0.407 | 0.407 | 0.407 | 0.407 | 0.407 | 0.407 | 0.407 | 0.407 | 0.407 | 0.407 | 0.407 | 0.407 | 0.407 | 0.407 | 0.407 | 0.407 | 0.407 | 0.407 | 0.407 | 0.407 | 0.407 | 0.407 | 0.407 | 0.407 | 0.407 | 0.407 | 0.407 | 0.407 | 0.407 | 0.407 | 0.407 | 0.407 | 0.407 | 0.407 | 0.407 | 0.407 | 0.407 | 0.407 | 0.407 | 0.407 | 0.407 | 0.407 | 0.407 | 0.407 | 0.407
0 | 0 | 0 | 0 | 0 |  |  | 0.409 | Jefferies:2 | 0.409 | 0.409 | 0.409 | 0.409 | 0.409 | 0.409 | 0.409 | 0.409 | 0.409 | 0.409 | 0.409 | 0.409 | 0.409 | 0.409 | 0.409 | 0.409 | 0.409 | 0.409 | 0.409 | 0.409 | 0.409 | 0.409 | 0.409 | 0.409 | 0.409 | 0.409 | 0.409 | 0.409 | 0.409 | 0.409 | 0.409 | 0.409 | 0.409 | 0.409 | 0.409 | 0.409 | 0.409 | 0.409 | 0.409 | 0.409 | 0.409 | 0.409 | 0.409 | 0.409 | 0.409 | 0.409 | 0.409 | 0.409 | 0.409 | 0.409 | 0.409 | 0.409 | 0.409 | 0.409
0 | 0 | 0 | 2017 | 0 |  |  | 2.3181 | Jefferies:3 | 2.3181 | 2.3181 | 2.3181 | 2.3181 | 2.3181 | 2.3181 | 2.3181 | 2.3181 | 2.3181 | 2.3181 | 2.3181 | 2.3181 | 2.3181 | 2.3181 | 2.3181 | 2.3181 | 2.3181 | 0.046362 | 0.046362 | 0.046362 | 0.046362 | 0.046362 | 0.046362 | 0.046362 | 0.046362 | 0.046362 | 0.046362 | 0.046362 | 0.046362 | 0.046362 | 0.046362 | 0.046362 | 0.046362 | 0.046362 | 0.046362 | 0.046362 | 0.046362 | 0.046362 | 0.046362 | 0.046362 | 0.046362 | 0.046362 | 0.046362 | 0.046362 | 0.046362 | 0.046362 | 0.046362 | 0.046362 | 0.046362 | 0.046362 | 0.046362 | 0.046362 | 0.046362 | 0.046362
0 | 0 | 0 | 2017 | 0 |  |  | 2.3962 | Jefferies:4 | 2.3962 | 2.3962 | 2.3962 | 2.3962 | 2.3962 | 2.3962 | 2.3962 | 2.3962 | 2.3962 | 2.3962 | 2.3962 | 2.3962 | 2.3962 | 2.3962 | 2.3962 | 2.3962 | 2.3962 | 0.047924 | 0.047924 | 0.047924 | 0.047924 | 0.047924 | 0.047924 | 0.047924 | 0.047924 | 0.047924 | 0.047924 | 0.047924 | 0.047924 | 0.047924 | 0.047924 | 0.047924 | 0.047924 | 0.047924 | 0.047924 | 0.047924 | 0.047924 | 0.047924 | 0.047924 | 0.047924 | 0.047924 | 0.047924 | 0.047924 | 0.047924 | 0.047924 | 0.047924 | 0.047924 | 0.047924 | 0.047924 | 0.047924 | 0.047924 | 0.047924 | 0.047924 | 0.047924
0 | 0 | 0 | 0 | 0 |  |  | 0.75 | Myrtle Beach:3 | 0.75 | 0.75 | 0.75 | 0.75 | 0.75 | 0.75 | 0.75 | 0.75 | 0.75 | 0.75 | 0.75 | 0.75 | 0.75 | 0.75 | 0.75 | 0.75 | 0.75 | 0.75 | 0.75 | 0.75 | 0.75 | 0.75 | 0.75 | 0.75 | 0.75 | 0.75 | 0.75 | 0.75 | 0.75 | 0.75 | 0.75 | 0.75 | 0.75 | 0.75 | 0.75 | 0.75 | 0.75 | 0.75 | 0.75 | 0.75 | 0.75 | 0.75 | 0.75 | 0.75 | 0.75 | 0.75 | 0.75 | 0.75 | 0.75 | 0.75 | 0.75 | 0.75 | 0.75 | 0.75
0 | 0 | 0 | 0 | 0 |  |  | 0.75 | Myrtle Beach:4 | 0.75 | 0.75 | 0.75 | 0.75 | 0.75 | 0.75 | 0.75 | 0.75 | 0.75 | 0.75 | 0.75 | 0.75 | 0.75 | 0.75 | 0.75 | 0.75 | 0.75 | 0.75 | 0.75 | 0.75 | 0.75 | 0.75 | 0.75 | 0.75 | 0.75 | 0.75 | 0.75 | 0.75 | 0.75 | 0.75 | 0.75 | 0.75 | 0.75 | 0.75 | 0.75 | 0.75 | 0.75 | 0.75 | 0.75 | 0.75 | 0.75 | 0.75 | 0.75 | 0.75 | 0.75 | 0.75 | 0.75 | 0.75 | 0.75 | 0.75 | 0.75 | 0.75 | 0.75 | 0.75
0 | 0 | 0 | 0 | 0 |  |  | 0.75 | Myrtle Beach:5 | 0.75 | 0.75 | 0.75 | 0.75 | 0.75 | 0.75 | 0.75 | 0.75 | 0.75 | 0.75 | 0.75 | 0.75 | 0.75 | 0.75 | 0.75 | 0.75 | 0.75 | 0.75 | 0.75 | 0.75 | 0.75 | 0.75 | 0.75 | 0.75 | 0.75 | 0.75 | 0.75 | 0.75 | 0.75 | 0.75 | 0.75 | 0.75 | 0.75 | 0.75 | 0.75 | 0.75 | 0.75 | 0.75 | 0.75 | 0.75 | 0.75 | 0.75 | 0.75 | 0.75 | 0.75 | 0.75 | 0.75 | 0.75 | 0.75 | 0.75 | 0.75 | 0.75 | 0.75 | 0.75
0 | 0 | 0 |  | 0 |  |  | 0 | Aberdeen:GT1 | 0 | 0 | 0 | 0 | 0 | 0 | 0 | 0 | 0 | 0 | 0 | 0 | 0 | 0 | 0 | 0 | 0 | 0 | 0 | 0 | 0 | 0 | 0 | 0 | 0 | 0 | 0 | 0 | 0 | 0 | 0 | 0 | 0 | 0 | 0 | 0 | 0 | 0 | 0 | 0 | 0 | 0 | 0 | 0 | 0 | 0 | 0 | 0 | 0 | 0 | 0 | 0 | 0 | 0
0 | 0 | 0 |  | 0 |  |  | 0 | Clark (NWPS):1 | 0 | 0 | 0 | 0 | 0 | 0 | 0 | 0 | 0 | 0 | 0 | 0 | 0 | 0 | 0 | 0 | 0 | 0 | 0 | 0 | 0 | 0 | 0 | 0 | 0 | 0 | 0 | 0 | 0 | 0 | 0 | 0 | 0 | 0 | 0 | 0 | 0 | 0 | 0 | 0 | 0 | 0 | 0 | 0 | 0 | 0 | 0 | 0 | 0 | 0 | 0 | 0 | 0 | 0
0 | 0 | 0 |  | 0 |  |  | 0 | Faulkton:1 | 0 | 0 | 0 | 0 | 0 | 0 | 0 | 0 | 0 | 0 | 0 | 0 | 0 | 0 | 0 | 0 | 0 | 0 | 0 | 0 | 0 | 0 | 0 | 0 | 0 | 0 | 0 | 0 | 0 | 0 | 0 | 0 | 0 | 0 | 0 | 0 | 0 | 0 | 0 | 0 | 0 | 0 | 0 | 0 | 0 | 0 | 0 | 0 | 0 | 0 | 0 | 0 | 0 | 0
0 | 0 | 0 |  | 0 |  |  | 0 | Highmore:ALL | 0 | 0 | 0 | 0 | 0 | 0 | 0 | 0 | 0 | 0 | 0 | 0 | 0 | 0 | 0 | 0 | 0 | 0 | 0 | 0 | 0 | 0 | 0 | 0 | 0 | 0 | 0 | 0 | 0 | 0 | 0 | 0 | 0 | 0 | 0 | 0 | 0 | 0 | 0 | 0 | 0 | 0 | 0 | 0 | 0 | 0 | 0 | 0 | 0 | 0 | 0 | 0 | 0 | 0
0 | 0 | 0 |  | 0 |  |  | 0 | Mobile (NWPS):ALL | 0 | 0 | 0 | 0 | 0 | 0 | 0 | 0 | 0 | 0 | 0 | 0 | 0 | 0 | 0 | 0 | 0 | 0 | 0 | 0 | 0 | 0 | 0 | 0 | 0 | 0 | 0 | 0 | 0 | 0 | 0 | 0 | 0 | 0 | 0 | 0 | 0 | 0 | 0 | 0 | 0 | 0 | 0 | 0 | 0 | 0 | 0 | 0 | 0 | 0 | 0 | 0 | 0 | 0
[7 empty] | 0 | Webster (NWPS):ALL | 0 | 0 | 0 | 0 | 0 | 0 | 0 | 0 | 0 | 0 | 0 | 0 | 0 | 0 | 0 | 0 | 0 | 0 | 0 | 0 | 0 | 0 | 0 | 0 | 0 | 0 | 0 | 0 | 0 | 0 | 0 | 0 | 0 | 0 | 0 | 0 | 0 | 0 | 0 | 0 | 0 | 0 | 0 | 0 | 0 | 0 | 0 | 0 | 0 | 0 | 0 | 0 | 0 | 0
0 | 0 | 0 |  | 0 |  |  | 0 | Lake Preston:GT1 | 0 | 0 | 0 | 0 | 0 | 0 | 0 | 0 | 0 | 0 | 0 | 0 | 0 | 0 | 0 | 0 | 0 | 0 | 0 | 0 | 0 | 0 | 0 | 0 | 0 | 0 | 0 | 0 | 0 | 0 | 0 | 0 | 0 | 0 | 0 | 0 | 0 | 0 | 0 | 0 | 0 | 0 | 0 | 0 | 0 | 0 | 0 | 0 | 0 | 0 | 0 | 0 | 0 | 0
2015 | 2015 | 2015 | 0 | 2017 |  |  | 0.4652 | Allen (TVA):1 | 0.4652 | 0.4652 | 0.4652 | 0.4652 | 0.4652 | 0.4652 | 0.4652 | 0.4652 | 0.4652 | 0.4652 | 0.4652 | 0.4652 | 0.4652 | 0.4652 | 0.4652 | 0.32564 | 0.32564 | 0.032564 | 0.032564 | 0.032564 | 0.032564 | 0.032564 | 0.032564 | 0.032564 | 0.032564 | 0.032564 | 0.032564 | 0.032564 | 0.032564 | 0.032564 | 0.032564 | 0.032564 | 0.032564 | 0.032564 | 0.032564 | 0.032564 | 0.032564 | 0.032564 | 0.032564 | 0.032564 | 0.032564 | 0.032564 | 0.032564 | 0.032564 | 0.032564 | 0.032564 | 0.032564 | 0.032564 | 0.032564 | 0.032564 | 0.032564 | 0.032564 | 0.032564 | 0.032564
2015 | 2015 | 2015 | 0 | 2017 |  |  | 0.4841 | Allen (TVA):2 | 0.4841 | 0.4841 | 0.4841 | 0.4841 | 0.4841 | 0.4841 | 0.4841 | 0.4841 | 0.4841 | 0.4841 | 0.4841 | 0.4841 | 0.4841 | 0.4841 | 0.4841 | 0.33887 | 0.33887 | 0.033887 | 0.033887 | 0.033887 | 0.033887 | 0.033887 | 0.033887 | 0.033887 | 0.033887 | 0.033887 | 0.033887 | 0.033887 | 0.033887 | 0.033887 | 0.033887 | 0.033887 | 0.033887 | 0.033887 | 0.033887 | 0.033887 | 0.033887 | 0.033887 | 0.033887 | 0.033887 | 0.033887 | 0.033887 | 0.033887 | 0.033887 | 0.033887 | 0.033887 | 0.033887 | 0.033887 | 0.033887 | 0.033887 | 0.033887 | 0.033887 | 0.033887 | 0.033887
2015 | 2015 | 2015 | 0 | 2017 |  |  | 0.4768 | Allen (TVA):3 | 0.4768 | 0.4768 | 0.4768 | 0.4768 | 0.4768 | 0.4768 | 0.4768 | 0.4768 | 0.4768 | 0.4768 | 0.4768 | 0.4768 | 0.4768 | 0.4768 | 0.4768 | 0.33376 | 0.33376 | 0.033376 | 0.033376 | 0.033376 | 0.033376 | 0.033376 | 0.033376 | 0.033376 | 0.033376 | 0.033376 | 0.033376 | 0.033376 | 0.033376 | 0.033376 | 0.033376 | 0.033376 | 0.033376 | 0.033376 | 0.033376 | 0.033376 | 0.033376 | 0.033376 | 0.033376 | 0.033376 | 0.033376 | 0.033376 | 0.033376 | 0.033376 | 0.033376 | 0.033376 | 0.033376 | 0.033376 | 0.033376 | 0.033376 | 0.033376 | 0.033376 | 0.033376 | 0.033376
0 | 2015 | 0 |  | 2015 |  |  | 0.0317 | Bull Run (TVA):1 | 0.0317 | 0.0317 | 0.0317 | 0.0317 | 0.0317 | 0.0317 | 0.0317 | 0.0317 | 0.0317 | 0.0317 | 0.0317 | 0.0317 | 0.0317 | 0.0317 | 0.0317 | 0.00317 | 0.00317 | 0.00317 | 0.00317 | 0.00317 | 0.00317 | 0.00317 | 0.00317 | 0.00317 | 0.00317 | 0.00317 | 0.00317 | 0.00317 | 0.00317 | 0.00317 | 0.00317 | 0.00317 | 0.00317 | 0.00317 | 0.00317 | 0.00317 | 0.00317 | 0.00317 | 0.00317 | 0.00317 | 0.00317 | 0.00317 | 0.00317 | 0.00317 | 0.00317 | 0.00317 | 0.00317 | 0.00317 | 0.00317 | 0.00317 | 0.00317 | 0.00317 | 0.00317 | 0.00317
0 | 0 | 0 |  | 0 | 2013 | 0.93753 | 0.1628 | Cumberland (TVA):1 | 0.1628 | 0.1628 | 0.1628 | 0.1628 | 0.1628 | 0.1628 | 0.1628 | 0.1628 | 0.1628 | 0.1628 | 0.1628 | 0.1628 | 0.1628 | 0.15263 | 0.15263 | 0.15263 | 0.15263 | 0.15263 | 0.15263 | 0.15263 | 0.15263 | 0.15263 | 0.15263 | 0.15263 | 0.15263 | 0.15263 | 0.15263 | 0.15263 | 0.15263 | 0.15263 | 0.15263 | 0.15263 | 0.15263 | 0.15263 | 0.15263 | 0.15263 | 0.15263 | 0.15263 | 0.15263 | 0.15263 | 0.15263 | 0.15263 | 0.15263 | 0.15263 | 0.15263 | 0.15263 | 0.15263 | 0.15263 | 0.15263 | 0.15263 | 0.15263 | 0.15263 | 0.15263 | 0.15263
0 | 0 | 0 |  | 0 | 2013 | 0.93753 | 0.1596 | Cumberland (TVA):2 | 0.1596 | 0.1596 | 0.1596 | 0.1596 | 0.1596 | 0.1596 | 0.1596 | 0.1596 | 0.1596 | 0.1596 | 0.1596 | 0.1596 | 0.1596 | 0.14963 | 0.14963 | 0.14963 | 0.14963 | 0.14963 | 0.14963 | 0.14963 | 0.14963 | 0.14963 | 0.14963 | 0.14963 | 0.14963 | 0.14963 | 0.14963 | 0.14963 | 0.14963 | 0.14963 | 0.14963 | 0.14963 | 0.14963 | 0.14963 | 0.14963 | 0.14963 | 0.14963 | 0.14963 | 0.14963 | 0.14963 | 0.14963 | 0.14963 | 0.14963 | 0.14963 | 0.14963 | 0.14963 | 0.14963 | 0.14963 | 0.14963 | 0.14963 | 0.14963 | 0.14963 | 0.14963 | 0.14963
2015 | 2015 | 2015 | 0 | 2017 |  |  | 0.6204 | Gallatin (TVA):1 | 0.6204 | 0.6204 | 0.6204 | 0.6204 | 0.6204 | 0.6204 | 0.6204 | 0.6204 | 0.6204 | 0.6204 | 0.6204 | 0.6204 | 0.6204 | 0.6204 | 0.6204 | 0.43428 | 0.43428 | 0.043428 | 0.043428 | 0.043428 | 0.043428 | 0.043428 | 0.043428 | 0.043428 | 0.043428 | 0.043428 | 0.043428 | 0.043428 | 0.043428 | 0.043428 | 0.043428 | 0.043428 | 0.043428 | 0.043428 | 0.043428 | 0.043428 | 0.043428 | 0.043428 | 0.043428 | 0.043428 | 0.043428 | 0.043428 | 0.043428 | 0.043428 | 0.043428 | 0.043428 | 0.043428 | 0.043428 | 0.043428 | 0.043428 | 0.043428 | 0.043428 | 0.043428 | 0.043428
2015 | 2015 | 2015 | 0 | 2017 |  |  | 0.6144 | Gallatin (TVA):2 | 0.6144 | 0.6144 | 0.6144 | 0.6144 | 0.6144 | 0.6144 | 0.6144 | 0.6144 | 0.6144 | 0.6144 | 0.6144 | 0.6144 | 0.6144 | 0.6144 | 0.6144 | 0.43008 | 0.43008 | 0.043008 | 0.043008 | 0.043008 | 0.043008 | 0.043008 | 0.043008 | 0.043008 | 0.043008 | 0.043008 | 0.043008 | 0.043008 | 0.043008 | 0.043008 | 0.043008 | 0.043008 | 0.043008 | 0.043008 | 0.043008 | 0.043008 | 0.043008 | 0.043008 | 0.043008 | 0.043008 | 0.043008 | 0.043008 | 0.043008 | 0.043008 | 0.043008 | 0.043008 | 0.043008 | 0.043008 | 0.043008 | 0.043008 | 0.043008 | 0.043008 | 0.043008 | 0.043008
2015 | 2015 | 2015 | 0 | 2017 |  |  | 0.6072 | Gallatin (TVA):3 | 0.6072 | 0.6072 | 0.6072 | 0.6072 | 0.6072 | 0.6072 | 0.6072 | 0.6072 | 0.6072 | 0.6072 | 0.6072 | 0.6072 | 0.6072 | 0.6072 | 0.6072 | 0.42504 | 0.42504 | 0.042504 | 0.042504 | 0.042504 | 0.042504 | 0.042504 | 0.042504 | 0.042504 | 0.042504 | 0.042504 | 0.042504 | 0.042504 | 0.042504 | 0.042504 | 0.042504 | 0.042504 | 0.042504 | 0.042504 | 0.042504 | 0.042504 | 0.042504 | 0.042504 | 0.042504 | 0.042504 | 0.042504 | 0.042504 | 0.042504 | 0.042504 | 0.042504 | 0.042504 | 0.042504 | 0.042504 | 0.042504 | 0.042504 | 0.042504 | 0.042504 | 0.042504 | 0.042504
2015 | 2015 | 2015 | 0 | 2017 |  |  | 0.6119 | Gallatin (TVA):4 | 0.6119 | 0.6119 | 0.6119 | 0.6119 | 0.6119 | 0.6119 | 0.6119 | 0.6119 | 0.6119 | 0.6119 | 0.6119 | 0.6119 | 0.6119 | 0.6119 | 0.6119 | 0.42833 | 0.42833 | 0.042833 | 0.042833 | 0.042833 | 0.042833 | 0.042833 | 0.042833 | 0.042833 | 0.042833 | 0.042833 | 0.042833 | 0.042833 | 0.042833 | 0.042833 | 0.042833 | 0.042833 | 0.042833 | 0.042833 | 0.042833 | 0.042833 | 0.042833 | 0.042833 | 0.042833 | 0.042833 | 0.042833 | 0.042833 | 0.042833 | 0.042833 | 0.042833 | 0.042833 | 0.042833 | 0.042833 | 0.042833 | 0.042833 | 0.042833 | 0.042833 | 0.042833 | 0.042833
2016 | 2016 | 2016 | 0 | 2017 |  |  | 1.1109 | John Sevier:1 | 1.1109 | 1.1109 | 1.1109 | 1.1109 | 1.1109 | 1.1109 | 1.1109 | 1.1109 | 1.1109 | 1.1109 | 1.1109 | 1.1109 | 1.1109 | 1.1109 | 1.1109 | 1.1109 | 0.77763 | 0.077763 | 0.077763 | 0.077763 | 0.077763 | 0.077763 | 0.077763 | 0.077763 | 0.077763 | 0.077763 | 0.077763 | 0.077763 | 0.077763 | 0.077763 | 0.077763 | 0.077763 | 0.077763 | 0.077763 | 0.077763 | 0.077763 | 0.077763 | 0.077763 | 0.077763 | 0.077763 | 0.077763 | 0.077763 | 0.077763 | 0.077763 | 0.077763 | 0.077763 | 0.077763 | 0.077763 | 0.077763 | 0.077763 | 0.077763 | 0.077763 | 0.077763 | 0.077763
2016 | 2016 | 2016 | 0 | 2017 |  |  | 1.1182 | John Sevier:2 | 1.1182 | 1.1182 | 1.1182 | 1.1182 | 1.1182 | 1.1182 | 1.1182 | 1.1182 | 1.1182 | 1.1182 | 1.1182 | 1.1182 | 1.1182 | 1.1182 | 1.1182 | 1.1182 | 0.78274 | 0.078274 | 0.078274 | 0.078274 | 0.078274 | 0.078274 | 0.078274 | 0.078274 | 0.078274 | 0.078274 | 0.078274 | 0.078274 | 0.078274 | 0.078274 | 0.078274 | 0.078274 | 0.078274 | 0.078274 | 0.078274 | 0.078274 | 0.078274 | 0.078274 | 0.078274 | 0.078274 | 0.078274 | 0.078274 | 0.078274 | 0.078274 | 0.078274 | 0.078274 | 0.078274 | 0.078274 | 0.078274 | 0.078274 | 0.078274 | 0.078274 | 0.078274 | 0.078274
2016 | 2016 | 2016 | 0 | 2017 |  |  | 1.1148 | John Sevier:3 | 1.1148 | 1.1148 | 1.1148 | 1.1148 | 1.1148 | 1.1148 | 1.1148 | 1.1148 | 1.1148 | 1.1148 | 1.1148 | 1.1148 | 1.1148 | 1.1148 | 1.1148 | 1.1148 | 0.78036 | 0.078036 | 0.078036 | 0.078036 | 0.078036 | 0.078036 | 0.078036 | 0.078036 | 0.078036 | 0.078036 | 0.078036 | 0.078036 | 0.078036 | 0.078036 | 0.078036 | 0.078036 | 0.078036 | 0.078036 | 0.078036 | 0.078036 | 0.078036 | 0.078036 | 0.078036 | 0.078036 | 0.078036 | 0.078036 | 0.078036 | 0.078036 | 0.078036 | 0.078036 | 0.078036 | 0.078036 | 0.078036 | 0.078036 | 0.078036 | 0.078036 | 0.078036 | 0.078036
2016 | 2016 | 2016 | 0 | 2018 |  |  | 1.1167 | John Sevier:4 | 1.1167 | 1.1167 | 1.1167 | 1.1167 | 1.1167 | 1.1167 | 1.1167 | 1.1167 | 1.1167 | 1.1167 | 1.1167 | 1.1167 | 1.1167 | 1.1167 | 1.1167 | 1.1167 | 0.78169 | 0.78169 | 0.078169 | 0.078169 | 0.078169 | 0.078169 | 0.078169 | 0.078169 | 0.078169 | 0.078169 | 0.078169 | 0.078169 | 0.078169 | 0.078169 | 0.078169 | 0.078169 | 0.078169 | 0.078169 | 0.078169 | 0.078169 | 0.078169 | 0.078169 | 0.078169 | 0.078169 | 0.078169 | 0.078169 | 0.078169 | 0.078169 | 0.078169 | 0.078169 | 0.078169 | 0.078169 | 0.078169 | 0.078169 | 0.078169 | 0.078169 | 0.078169 | 0.078169
2016 | 2016 | 2016 | 0 | 2019 |  |  | 1.1886 | Johnsonville (TVA):1 | 1.1886 | 1.1886 | 1.1886 | 1.1886 | 1.1886 | 1.1886 | 1.1886 | 1.1886 | 1.1886 | 1.1886 | 1.1886 | 1.1886 | 1.1886 | 1.1886 | 1.1886 | 1.1886 | 0.83202 | 0.83202 | 0.83202 | 0.083202 | 0.083202 | 0.083202 | 0.083202 | 0.083202 | 0.083202 | 0.083202 | 0.083202 | 0.083202 | 0.083202 | 0.083202 | 0.083202 | 0.083202 | 0.083202 | 0.083202 | 0.083202 | 0.083202 | 0.083202 | 0.083202 | 0.083202 | 0.083202 | 0.083202 | 0.083202 | 0.083202 | 0.083202 | 0.083202 | 0.083202 | 0.083202 | 0.083202 | 0.083202 | 0.083202 | 0.083202 | 0.083202 | 0.083202 | 0.083202
2016 | 2016 | 2016 | 0 | 2018 |  |  | 1.2692 | Johnsonville (TVA):10 | 1.2692 | 1.2692 | 1.2692 | 1.2692 | 1.2692 | 1.2692 | 1.2692 | 1.2692 | 1.2692 | 1.2692 | 1.2692 | 1.2692 | 1.2692 | 1.2692 | 1.2692 | 1.2692 | 0.88844 | 0.88844 | 0.088844 | 0.088844 | 0.088844 | 0.088844 | 0.088844 | 0.088844 | 0.088844 | 0.088844 | 0.088844 | 0.088844 | 0.088844 | 0.088844 | 0.088844 | 0.088844 | 0.088844 | 0.088844 | 0.088844 | 0.088844 | 0.088844 | 0.088844 | 0.088844 | 0.088844 | 0.088844 | 0.088844 | 0.088844 | 0.088844 | 0.088844 | 0.088844 | 0.088844 | 0.088844 | 0.088844 | 0.088844 | 0.088844 | 0.088844 | 0.088844 | 0.088844
0 | 0 | 0 |  | 0 |  |  | 0.02 | Johnsonville (TVA):GT1 | 0.02 | 0.02 | 0.02 | 0.02 | 0.02 | 0.02 | 0.02 | 0.02 | 0.02 | 0.02 | 0.02 | 0.02 | 0.02 | 0.02 | 0.02 | 0.02 | 0.02 | 0.02 | 0.02 | 0.02 | 0.02 | 0.02 | 0.02 | 0.02 | 0.02 | 0.02 | 0.02 | 0.02 | 0.02 | 0.02 | 0.02 | 0.02 | 0.02 | 0.02 | 0.02 | 0.02 | 0.02 | 0.02 | 0.02 | 0.02 | 0.02 | 0.02 | 0.02 | 0.02 | 0.02 | 0.02 | 0.02 | 0.02 | 0.02 | 0.02 | 0.02 | 0.02 | 0.02 | 0.02
0 | 0 | 0 |  | 0 |  |  | 0.02 | Johnsonville (TVA):GT2 | 0.02 | 0.02 | 0.02 | 0.02 | 0.02 | 0.02 | 0.02 | 0.02 | 0.02 | 0.02 | 0.02 | 0.02 | 0.02 | 0.02 | 0.02 | 0.02 | 0.02 | 0.02 | 0.02 | 0.02 | 0.02 | 0.02 | 0.02 | 0.02 | 0.02 | 0.02 | 0.02 | 0.02 | 0.02 | 0.02 | 0.02 | 0.02 | 0.02 | 0.02 | 0.02 | 0.02 | 0.02 | 0.02 | 0.02 | 0.02 | 0.02 | 0.02 | 0.02 | 0.02 | 0.02 | 0.02 | 0.02 | 0.02 | 0.02 | 0.02 | 0.02 | 0.02 | 0.02 | 0.02
2016 | 2016 | 2016 | 0 | 2019 |  |  | 1.1901 | Johnsonville (TVA):2 | 1.1901 | 1.1901 | 1.1901 | 1.1901 | 1.1901 | 1.1901 | 1.1901 | 1.1901 | 1.1901 | 1.1901 | 1.1901 | 1.1901 | 1.1901 | 1.1901 | 1.1901 | 1.1901 | 0.83307 | 0.83307 | 0.83307 | 0.083307 | 0.083307 | 0.083307 | 0.083307 | 0.083307 | 0.083307 | 0.083307 | 0.083307 | 0.083307 | 0.083307 | 0.083307 | 0.083307 | 0.083307 | 0.083307 | 0.083307 | 0.083307 | 0.083307 | 0.083307 | 0.083307 | 0.083307 | 0.083307 | 0.083307 | 0.083307 | 0.083307 | 0.083307 | 0.083307 | 0.083307 | 0.083307 | 0.083307 | 0.083307 | 0.083307 | 0.083307 | 0.083307 | 0.083307 | 0.083307
0 | 0 | 0 |  | 0 |  |  | 0.02 | Johnsonville (TVA):G10 | 0.02 | 0.02 | 0.02 | 0.02 | 0.02 | 0.02 | 0.02 | 0.02 | 0.02 | 0.02 | 0.02 | 0.02 | 0.02 | 0.02 | 0.02 | 0.02 | 0.02 | 0.02 | 0.02 | 0.02 | 0.02 | 0.02 | 0.02 | 0.02 | 0.02 | 0.02 | 0.02 | 0.02 | 0.02 | 0.02 | 0.02 | 0.02 | 0.02 | 0.02 | 0.02 | 0.02 | 0.02 | 0.02 | 0.02 | 0.02 | 0.02 | 0.02 | 0.02 | 0.02 | 0.02 | 0.02 | 0.02 | 0.02 | 0.02 | 0.02 | 0.02 | 0.02 | 0.02 | 0.02
0 | 0 | 0 |  | 0 |  |  | 0.02 | Johnsonville (TVA):G11 | 0.02 | 0.02 | 0.02 | 0.02 | 0.02 | 0.02 | 0.02 | 0.02 | 0.02 | 0.02 | 0.02 | 0.02 | 0.02 | 0.02 | 0.02 | 0.02 | 0.02 | 0.02 | 0.02 | 0.02 | 0.02 | 0.02 | 0.02 | 0.02 | 0.02 | 0.02 | 0.02 | 0.02 | 0.02 | 0.02 | 0.02 | 0.02 | 0.02 | 0.02 | 0.02 | 0.02 | 0.02 | 0.02 | 0.02 | 0.02 | 0.02 | 0.02 | 0.02 | 0.02 | 0.02 | 0.02 | 0.02 | 0.02 | 0.02 | 0.02 | 0.02 | 0.02 | 0.02 | 0.02
0 | 0 | 0 |  | 0 |  |  | 0.02 | Johnsonville (TVA):G12 | 0.02 | 0.02 | 0.02 | 0.02 | 0.02 | 0.02 | 0.02 | 0.02 | 0.02 | 0.02 | 0.02 | 0.02 | 0.02 | 0.02 | 0.02 | 0.02 | 0.02 | 0.02 | 0.02 | 0.02 | 0.02 | 0.02 | 0.02 | 0.02 | 0.02 | 0.02 | 0.02 | 0.02 | 0.02 | 0.02 | 0.02 | 0.02 | 0.02 | 0.02 | 0.02 | 0.02 | 0.02 | 0.02 | 0.02 | 0.02 | 0.02 | 0.02 | 0.02 | 0.02 | 0.02 | 0.02 | 0.02 | 0.02 | 0.02 | 0.02 | 0.02 | 0.02 | 0.02 | 0.02
0 | 0 | 0 |  | 0 |  |  | 0.02 | Johnsonville (TVA):G13 | 0.02 | 0.02 | 0.02 | 0.02 | 0.02 | 0.02 | 0.02 | 0.02 | 0.02 | 0.02 | 0.02 | 0.02 | 0.02 | 0.02 | 0.02 | 0.02 | 0.02 | 0.02 | 0.02 | 0.02 | 0.02 | 0.02 | 0.02 | 0.02 | 0.02 | 0.02 | 0.02 | 0.02 | 0.02 | 0.02 | 0.02 | 0.02 | 0.02 | 0.02 | 0.02 | 0.02 | 0.02 | 0.02 | 0.02 | 0.02 | 0.02 | 0.02 | 0.02 | 0.02 | 0.02 | 0.02 | 0.02 | 0.02 | 0.02 | 0.02 | 0.02 | 0.02 | 0.02 | 0.02
0 | 0 | 0 |  | 0 |  |  | 0.02 | Johnsonville (TVA):G14 | 0.02 | 0.02 | 0.02 | 0.02 | 0.02 | 0.02 | 0.02 | 0.02 | 0.02 | 0.02 | 0.02 | 0.02 | 0.02 | 0.02 | 0.02 | 0.02 | 0.02 | 0.02 | 0.02 | 0.02 | 0.02 | 0.02 | 0.02 | 0.02 | 0.02 | 0.02 | 0.02 | 0.02 | 0.02 | 0.02 | 0.02 | 0.02 | 0.02 | 0.02 | 0.02 | 0.02 | 0.02 | 0.02 | 0.02 | 0.02 | 0.02 | 0.02 | 0.02 | 0.02 | 0.02 | 0.02 | 0.02 | 0.02 | 0.02 | 0.02 | 0.02 | 0.02 | 0.02 | 0.02
0 | 0 | 0 |  | 0 |  |  | 0.02 | Johnsonville (TVA):G15 | 0.02 | 0.02 | 0.02 | 0.02 | 0.02 | 0.02 | 0.02 | 0.02 | 0.02 | 0.02 | 0.02 | 0.02 | 0.02 | 0.02 | 0.02 | 0.02 | 0.02 | 0.02 | 0.02 | 0.02 | 0.02 | 0.02 | 0.02 | 0.02 | 0.02 | 0.02 | 0.02 | 0.02 | 0.02 | 0.02 | 0.02 | 0.02 | 0.02 | 0.02 | 0.02 | 0.02 | 0.02 | 0.02 | 0.02 | 0.02 | 0.02 | 0.02 | 0.02 | 0.02 | 0.02 | 0.02 | 0.02 | 0.02 | 0.02 | 0.02 | 0.02 | 0.02 | 0.02 | 0.02
0 | 0 | 0 |  | 0 |  |  | 0.02 | Johnsonville (TVA):G16 | 0.02 | 0.02 | 0.02 | 0.02 | 0.02 | 0.02 | 0.02 | 0.02 | 0.02 | 0.02 | 0.02 | 0.02 | 0.02 | 0.02 | 0.02 | 0.02 | 0.02 | 0.02 | 0.02 | 0.02 | 0.02 | 0.02 | 0.02 | 0.02 | 0.02 | 0.02 | 0.02 | 0.02 | 0.02 | 0.02 | 0.02 | 0.02 | 0.02 | 0.02 | 0.02 | 0.02 | 0.02 | 0.02 | 0.02 | 0.02 | 0.02 | 0.02 | 0.02 | 0.02 | 0.02 | 0.02 | 0.02 | 0.02 | 0.02 | 0.02 | 0.02 | 0.02 | 0.02 | 0.02
2016 | 2016 | 2016 | 0 | 2019 |  |  | 1.1747 | Johnsonville (TVA):3 | 1.1747 | 1.1747 | 1.1747 | 1.1747 | 1.1747 | 1.1747 | 1.1747 | 1.1747 | 1.1747 | 1.1747 | 1.1747 | 1.1747 | 1.1747 | 1.1747 | 1.1747 | 1.1747 | 0.82229 | 0.82229 | 0.82229 | 0.082229 | 0.082229 | 0.082229 | 0.082229 | 0.082229 | 0.082229 | 0.082229 | 0.082229 | 0.082229 | 0.082229 | 0.082229 | 0.082229 | 0.082229 | 0.082229 | 0.082229 | 0.082229 | 0.082229 | 0.082229 | 0.082229 | 0.082229 | 0.082229 | 0.082229 | 0.082229 | 0.082229 | 0.082229 | 0.082229 | 0.082229 | 0.082229 | 0.082229 | 0.082229 | 0.082229 | 0.082229 | 0.082229 | 0.082229 | 0.082229
2016 | 2016 | 2016 | 0 | 2019 |  |  | 1.2401 | Johnsonville (TVA):4 | 1.2401 | 1.2401 | 1.2401 | 1.2401 | 1.2401 | 1.2401 | 1.2401 | 1.2401 | 1.2401 | 1.2401 | 1.2401 | 1.2401 | 1.2401 | 1.2401 | 1.2401 | 1.2401 | 0.86807 | 0.86807 | 0.86807 | 0.086807 | 0.086807 | 0.086807 | 0.086807 | 0.086807 | 0.086807 | 0.086807 | 0.086807 | 0.086807 | 0.086807 | 0.086807 | 0.086807 | 0.086807 | 0.086807 | 0.086807 | 0.086807 | 0.086807 | 0.086807 | 0.086807 | 0.086807 | 0.086807 | 0.086807 | 0.086807 | 0.086807 | 0.086807 | 0.086807 | 0.086807 | 0.086807 | 0.086807 | 0.086807 | 0.086807 | 0.086807 | 0.086807 | 0.086807 | 0.086807
2016 | 2016 | 2016 | 0 | 2019 |  |  | 1.1978 | Johnsonville (TVA):5 | 1.1978 | 1.1978 | 1.1978 | 1.1978 | 1.1978 | 1.1978 | 1.1978 | 1.1978 | 1.1978 | 1.1978 | 1.1978 | 1.1978 | 1.1978 | 1.1978 | 1.1978 | 1.1978 | 0.83846 | 0.83846 | 0.83846 | 0.083846 | 0.083846 | 0.083846 | 0.083846 | 0.083846 | 0.083846 | 0.083846 | 0.083846 | 0.083846 | 0.083846 | 0.083846 | 0.083846 | 0.083846 | 0.083846 | 0.083846 | 0.083846 | 0.083846 | 0.083846 | 0.083846 | 0.083846 | 0.083846 | 0.083846 | 0.083846 | 0.083846 | 0.083846 | 0.083846 | 0.083846 | 0.083846 | 0.083846 | 0.083846 | 0.083846 | 0.083846 | 0.083846 | 0.083846 | 0.083846
2016 | 2016 | 2016 | 0 | 2019 |  |  | 1.1996 | Johnsonville (TVA):6 | 1.1996 | 1.1996 | 1.1996 | 1.1996 | 1.1996 | 1.1996 | 1.1996 | 1.1996 | 1.1996 | 1.1996 | 1.1996 | 1.1996 | 1.1996 | 1.1996 | 1.1996 | 1.1996 | 0.83972 | 0.83972 | 0.83972 | 0.083972 | 0.083972 | 0.083972 | 0.083972 | 0.083972 | 0.083972 | 0.083972 | 0.083972 | 0.083972 | 0.083972 | 0.083972 | 0.083972 | 0.083972 | 0.083972 | 0.083972 | 0.083972 | 0.083972 | 0.083972 | 0.083972 | 0.083972 | 0.083972 | 0.083972 | 0.083972 | 0.083972 | 0.083972 | 0.083972 | 0.083972 | 0.083972 | 0.083972 | 0.083972 | 0.083972 | 0.083972 | 0.083972 | 0.083972 | 0.083972
2016 | 2016 | 2016 | 0 | 2018 |  |  | 1.2318 | Johnsonville (TVA):7 | 1.2318 | 1.2318 | 1.2318 | 1.2318 | 1.2318 | 1.2318 | 1.2318 | 1.2318 | 1.2318 | 1.2318 | 1.2318 | 1.2318 | 1.2318 | 1.2318 | 1.2318 | 1.2318 | 0.86226 | 0.86226 | 0.086226 | 0.086226 | 0.086226 | 0.086226 | 0.086226 | 0.086226 | 0.086226 | 0.086226 | 0.086226 | 0.086226 | 0.086226 | 0.086226 | 0.086226 | 0.086226 | 0.086226 | 0.086226 | 0.086226 | 0.086226 | 0.086226 | 0.086226 | 0.086226 | 0.086226 | 0.086226 | 0.086226 | 0.086226 | 0.086226 | 0.086226 | 0.086226 | 0.086226 | 0.086226 | 0.086226 | 0.086226 | 0.086226 | 0.086226 | 0.086226 | 0.086226
2016 | 2016 | 2016 | 0 | 2018 |  |  | 1.2775 | Johnsonville (TVA):8 | 1.2775 | 1.2775 | 1.2775 | 1.2775 | 1.2775 | 1.2775 | 1.2775 | 1.2775 | 1.2775 | 1.2775 | 1.2775 | 1.2775 | 1.2775 | 1.2775 | 1.2775 | 1.2775 | 0.89425 | 0.89425 | 0.089425 | 0.089425 | 0.089425 | 0.089425 | 0.089425 | 0.089425 | 0.089425 | 0.089425 | 0.089425 | 0.089425 | 0.089425 | 0.089425 | 0.089425 | 0.089425 | 0.089425 | 0.089425 | 0.089425 | 0.089425 | 0.089425 | 0.089425 | 0.089425 | 0.089425 | 0.089425 | 0.089425 | 0.089425 | 0.089425 | 0.089425 | 0.089425 | 0.089425 | 0.089425 | 0.089425 | 0.089425 | 0.089425 | 0.089425 | 0.089425 | 0.089425
2016 | 2016 | 2016 | 0 | 2018 |  |  | 1.2724 | Johnsonville (TVA):9 | 1.2724 | 1.2724 | 1.2724 | 1.2724 | 1.2724 | 1.2724 | 1.2724 | 1.2724 | 1.2724 | 1.2724 | 1.2724 | 1.2724 | 1.2724 | 1.2724 | 1.2724 | 1.2724 | 0.89068 | 0.89068 | 0.089068 | 0.089068 | 0.089068 | 0.089068 | 0.089068 | 0.089068 | 0.089068 | 0.089068 | 0.089068 | 0.089068 | 0.089068 | 0.089068 | 0.089068 | 0.089068 | 0.089068 | 0.089068 | 0.089068 | 0.089068 | 0.089068 | 0.089068 | 0.089068 | 0.089068 | 0.089068 | 0.089068 | 0.089068 | 0.089068 | 0.089068 | 0.089068 | 0.089068 | 0.089068 | 0.089068 | 0.089068 | 0.089068 | 0.089068 | 0.089068 | 0.089068
2016 | 2016 | 2016 | 0 | 2018 |  |  | 1.0685 | Kingston:1 | 1.0685 | 1.0685 | 1.0685 | 1.0685 | 1.0685 | 1.0685 | 1.0685 | 1.0685 | 1.0685 | 1.0685 | 1.0685 | 1.0685 | 1.0685 | 1.0685 | 1.0685 | 1.0685 | 0.74795 | 0.74795 | 0.074795 | 0.074795 | 0.074795 | 0.074795 | 0.074795 | 0.074795 | 0.074795 | 0.074795 | 0.074795 | 0.074795 | 0.074795 | 0.074795 | 0.074795 | 0.074795 | 0.074795 | 0.074795 | 0.074795 | 0.074795 | 0.074795 | 0.074795 | 0.074795 | 0.074795 | 0.074795 | 0.074795 | 0.074795 | 0.074795 | 0.074795 | 0.074795 | 0.074795 | 0.074795 | 0.074795 | 0.074795 | 0.074795 | 0.074795 | 0.074795 | 0.074795
2016 | 2016 | 2016 | 0 | 2018 |  |  | 1.0216 | Kingston:2 | 1.0216 | 1.0216 | 1.0216 | 1.0216 | 1.0216 | 1.0216 | 1.0216 | 1.0216 | 1.0216 | 1.0216 | 1.0216 | 1.0216 | 1.0216 | 1.0216 | 1.0216 | 1.0216 | 0.71512 | 0.71512 | 0.071512 | 0.071512 | 0.071512 | 0.071512 | 0.071512 | 0.071512 | 0.071512 | 0.071512 | 0.071512 | 0.071512 | 0.071512 | 0.071512 | 0.071512 | 0.071512 | 0.071512 | 0.071512 | 0.071512 | 0.071512 | 0.071512 | 0.071512 | 0.071512 | 0.071512 | 0.071512 | 0.071512 | 0.071512 | 0.071512 | 0.071512 | 0.071512 | 0.071512 | 0.071512 | 0.071512 | 0.071512 | 0.071512 | 0.071512 | 0.071512 | 0.071512
2016 | 2016 | 2016 | 0 | 2018 |  |  | 1.1451 | Kingston:3 | 1.1451 | 1.1451 | 1.1451 | 1.1451 | 1.1451 | 1.1451 | 1.1451 | 1.1451 | 1.1451 | 1.1451 | 1.1451 | 1.1451 | 1.1451 | 1.1451 | 1.1451 | 1.1451 | 0.80157 | 0.80157 | 0.080157 | 0.080157 | 0.080157 | 0.080157 | 0.080157 | 0.080157 | 0.080157 | 0.080157 | 0.080157 | 0.080157 | 0.080157 | 0.080157 | 0.080157 | 0.080157 | 0.080157 | 0.080157 | 0.080157 | 0.080157 | 0.080157 | 0.080157 | 0.080157 | 0.080157 | 0.080157 | 0.080157 | 0.080157 | 0.080157 | 0.080157 | 0.080157 | 0.080157 | 0.080157 | 0.080157 | 0.080157 | 0.080157 | 0.080157 | 0.080157 | 0.080157
2016 | 2016 | 2016 | 0 | 2018 |  |  | 1.0723 | Kingston:4 | 1.0723 | 1.0723 | 1.0723 | 1.0723 | 1.0723 | 1.0723 | 1.0723 | 1.0723 | 1.0723 | 1.0723 | 1.0723 | 1.0723 | 1.0723 | 1.0723 | 1.0723 | 1.0723 | 0.75061 | 0.75061 | 0.075061 | 0.075061 | 0.075061 | 0.075061 | 0.075061 | 0.075061 | 0.075061 | 0.075061 | 0.075061 | 0.075061 | 0.075061 | 0.075061 | 0.075061 | 0.075061 | 0.075061 | 0.075061 | 0.075061 | 0.075061 | 0.075061 | 0.075061 | 0.075061 | 0.075061 | 0.075061 | 0.075061 | 0.075061 | 0.075061 | 0.075061 | 0.075061 | 0.075061 | 0.075061 | 0.075061 | 0.075061 | 0.075061 | 0.075061 | 0.075061 | 0.075061
2015 | 2015 | 2015 | 0 | 2017 |  |  | 1.1236 | Kingston:5 | 1.1236 | 1.1236 | 1.1236 | 1.1236 | 1.1236 | 1.1236 | 1.1236 | 1.1236 | 1.1236 | 1.1236 | 1.1236 | 1.1236 | 1.1236 | 1.1236 | 1.1236 | 0.78652 | 0.78652 | 0.078652 | 0.078652 | 0.078652 | 0.078652 | 0.078652 | 0.078652 | 0.078652 | 0.078652 | 0.078652 | 0.078652 | 0.078652 | 0.078652 | 0.078652 | 0.078652 | 0.078652 | 0.078652 | 0.078652 | 0.078652 | 0.078652 | 0.078652 | 0.078652 | 0.078652 | 0.078652 | 0.078652 | 0.078652 | 0.078652 | 0.078652 | 0.078652 | 0.078652 | 0.078652 | 0.078652 | 0.078652 | 0.078652 | 0.078652 | 0.078652 | 0.078652 | 0.078652
2015 | 2015 | 2015 | 0 | 2017 |  |  | 1.0686 | Kingston:6 | 1.0686 | 1.0686 | 1.0686 | 1.0686 | 1.0686 | 1.0686 | 1.0686 | 1.0686 | 1.0686 | 1.0686 | 1.0686 | 1.0686 | 1.0686 | 1.0686 | 1.0686 | 0.74802 | 0.74802 | 0.074802 | 0.074802 | 0.074802 | 0.074802 | 0.074802 | 0.074802 | 0.074802 | 0.074802 | 0.074802 | 0.074802 | 0.074802 | 0.074802 | 0.074802 | 0.074802 | 0.074802 | 0.074802 | 0.074802 | 0.074802 | 0.074802 | 0.074802 | 0.074802 | 0.074802 | 0.074802 | 0.074802 | 0.074802 | 0.074802 | 0.074802 | 0.074802 | 0.074802 | 0.074802 | 0.074802 | 0.074802 | 0.074802 | 0.074802 | 0.074802 | 0.074802 | 0.074802
2016 | 2016 | 2016 | 0 | 2017 |  |  | 1.0714 | Kingston:7 | 1.0714 | 1.0714 | 1.0714 | 1.0714 | 1.0714 | 1.0714 | 1.0714 | 1.0714 | 1.0714 | 1.0714 | 1.0714 | 1.0714 | 1.0714 | 1.0714 | 1.0714 | 1.0714 | 0.74998 | 0.074998 | 0.074998 | 0.074998 | 0.074998 | 0.074998 | 0.074998 | 0.074998 | 0.074998 | 0.074998 | 0.074998 | 0.074998 | 0.074998 | 0.074998 | 0.074998 | 0.074998 | 0.074998 | 0.074998 | 0.074998 | 0.074998 | 0.074998 | 0.074998 | 0.074998 | 0.074998 | 0.074998 | 0.074998 | 0.074998 | 0.074998 | 0.074998 | 0.074998 | 0.074998 | 0.074998 | 0.074998 | 0.074998 | 0.074998 | 0.074998 | 0.074998 | 0.074998
2016 | 2016 | 2016 | 0 | 2017 |  |  | 1.0633 | Kingston:8 | 1.0633 | 1.0633 | 1.0633 | 1.0633 | 1.0633 | 1.0633 | 1.0633 | 1.0633 | 1.0633 | 1.0633 | 1.0633 | 1.0633 | 1.0633 | 1.0633 | 1.0633 | 1.0633 | 0.74431 | 0.074431 | 0.074431 | 0.074431 | 0.074431 | 0.074431 | 0.074431 | 0.074431 | 0.074431 | 0.074431 | 0.074431 | 0.074431 | 0.074431 | 0.074431 | 0.074431 | 0.074431 | 0.074431 | 0.074431 | 0.074431 | 0.074431 | 0.074431 | 0.074431 | 0.074431 | 0.074431 | 0.074431 | 0.074431 | 0.074431 | 0.074431 | 0.074431 | 0.074431 | 0.074431 | 0.074431 | 0.074431 | 0.074431 | 0.074431 | 0.074431 | 0.074431 | 0.074431
2016 | 2016 | 2016 | 0 | 2017 |  |  | 1.0696 | Kingston:9 | 1.0696 | 1.0696 | 1.0696 | 1.0696 | 1.0696 | 1.0696 | 1.0696 | 1.0696 | 1.0696 | 1.0696 | 1.0696 | 1.0696 | 1.0696 | 1.0696 | 1.0696 | 1.0696 | 0.74872 | 0.074872 | 0.074872 | 0.074872 | 0.074872 | 0.074872 | 0.074872 | 0.074872 | 0.074872 | 0.074872 | 0.074872 | 0.074872 | 0.074872 | 0.074872 | 0.074872 | 0.074872 | 0.074872 | 0.074872 | 0.074872 | 0.074872 | 0.074872 | 0.074872 | 0.074872 | 0.074872 | 0.074872 | 0.074872 | 0.074872 | 0.074872 | 0.074872 | 0.074872 | 0.074872 | 0.074872 | 0.074872 | 0.074872 | 0.074872 | 0.074872 | 0.074872 | 0.074872
[7 empty] | 1.6 | Watts Bar:ST2 | 1.6 | 1.6 | 1.6 | 1.6 | 1.6 | 1.6 | 1.6 | 1.6 | 1.6 | 1.6 | 1.6 | 1.6 | 1.6 | 1.6 | 1.6 | 1.6 | 1.6 | 1.6 | 1.6 | 1.6 | 1.6 | 1.6 | 1.6 | 1.6 | 1.6 | 1.6 | 1.6 | 1.6 | 1.6 | 1.6 | 1.6 | 1.6 | 1.6 | 1.6 | 1.6 | 1.6 | 1.6 | 1.6 | 1.6 | 1.6 | 1.6 | 1.6 | 1.6 | 1.6 | 1.6 | 1.6 | 1.6 | 1.6 | 1.6 | 1.6 | 1.6 | 1.6 | 1.6 | 1.6
[7 empty] | 1.6 | Watts Bar:ST3 | 1.6 | 1.6 | 1.6 | 1.6 | 1.6 | 1.6 | 1.6 | 1.6 | 1.6 | 1.6 | 1.6 | 1.6 | 1.6 | 1.6 | 1.6 | 1.6 | 1.6 | 1.6 | 1.6 | 1.6 | 1.6 | 1.6 | 1.6 | 1.6 | 1.6 | 1.6 | 1.6 | 1.6 | 1.6 | 1.6 | 1.6 | 1.6 | 1.6 | 1.6 | 1.6 | 1.6 | 1.6 | 1.6 | 1.6 | 1.6 | 1.6 | 1.6 | 1.6 | 1.6 | 1.6 | 1.6 | 1.6 | 1.6 | 1.6 | 1.6 | 1.6 | 1.6 | 1.6 | 1.6
[7 empty] | 1.6 | Watts Bar:ST4 | 1.6 | 1.6 | 1.6 | 1.6 | 1.6 | 1.6 | 1.6 | 1.6 | 1.6 | 1.6 | 1.6 | 1.6 | 1.6 | 1.6 | 1.6 | 1.6 | 1.6 | 1.6 | 1.6 | 1.6 | 1.6 | 1.6 | 1.6 | 1.6 | 1.6 | 1.6 | 1.6 | 1.6 | 1.6 | 1.6 | 1.6 | 1.6 | 1.6 | 1.6 | 1.6 | 1.6 | 1.6 | 1.6 | 1.6 | 1.6 | 1.6 | 1.6 | 1.6 | 1.6 | 1.6 | 1.6 | 1.6 | 1.6 | 1.6 | 1.6 | 1.6 | 1.6 | 1.6 | 1.6
0 | 0 | 0 |  | 0 |  |  | 0 | Ascutney:GT4 | 0 | 0 | 0 | 0 | 0 | 0 | 0 | 0 | 0 | 0 | 0 | 0 | 0 | 0 | 0 | 0 | 0 | 0 | 0 | 0 | 0 | 0 | 0 | 0 | 0 | 0 | 0 | 0 | 0 | 0 | 0 | 0 | 0 | 0 | 0 | 0 | 0 | 0 | 0 | 0 | 0 | 0 | 0 | 0 | 0 | 0 | 0 | 0 | 0 | 0 | 0 | 0 | 0 | 0
0 | 0 | 0 |  | 0 |  |  | 0 | Rutland (CVPSC):GT5 | 0 | 0 | 0 | 0 | 0 | 0 | 0 | 0 | 0 | 0 | 0 | 0 | 0 | 0 | 0 | 0 | 0 | 0 | 0 | 0 | 0 | 0 | 0 | 0 | 0 | 0 | 0 | 0 | 0 | 0 | 0 | 0 | 0 | 0 | 0 | 0 | 0 | 0 | 0 | 0 | 0 | 0 | 0 | 0 | 0 | 0 | 0 | 0 | 0 | 0 | 0 | 0 | 0 | 0
[7 empty] | 0 | St. Albans:ALL | 0 | 0 | 0 | 0 | 0 | 0 | 0 | 0 | 0 | 0 | 0 | 0 | 0 | 0 | 0 | 0 | 0 | 0 | 0 | 0 | 0 | 0 | 0 | 0 | 0 | 0 | 0 | 0 | 0 | 0 | 0 | 0 | 0 | 0 | 0 | 0 | 0 | 0 | 0 | 0 | 0 | 0 | 0 | 0 | 0 | 0 | 0 | 0 | 0 | 0 | 0 | 0 | 0 | 0
[7 empty] | 0 | Newport Diesel:ALL | 0 | 0 | 0 | 0 | 0 | 0 | 0 | 0 | 0 | 0 | 0 | 0 | 0 | 0 | 0 | 0 | 0 | 0 | 0 | 0 | 0 | 0 | 0 | 0 | 0 | 0 | 0 | 0 | 0 | 0 | 0 | 0 | 0 | 0 | 0 | 0 | 0 | 0 | 0 | 0 | 0 | 0 | 0 | 0 | 0 | 0 | 0 | 0 | 0 | 0 | 0 | 0 | 0 | 0
0 | 0 | 0 |  | 0 |  |  | 0 | Berlin 5:GT1 | 0 | 0 | 0 | 0 | 0 | 0 | 0 | 0 | 0 | 0 | 0 | 0 | 0 | 0 | 0 | 0 | 0 | 0 | 0 | 0 | 0 | 0 | 0 | 0 | 0 | 0 | 0 | 0 | 0 | 0 | 0 | 0 | 0 | 0 | 0 | 0 | 0 | 0 | 0 | 0 | 0 | 0 | 0 | 0 | 0 | 0 | 0 | 0 | 0 | 0 | 0 | 0 | 0 | 0
0 | 0 | 0 |  | 0 |  |  | 0 | Colchester 16:GT1 | 0 | 0 | 0 | 0 | 0 | 0 | 0 | 0 | 0 | 0 | 0 | 0 | 0 | 0 | 0 | 0 | 0 | 0 | 0 | 0 | 0 | 0 | 0 | 0 | 0 | 0 | 0 | 0 | 0 | 0 | 0 | 0 | 0 | 0 | 0 | 0 | 0 | 0 | 0 | 0 | 0 | 0 | 0 | 0 | 0 | 0 | 0 | 0 | 0 | 0 | 0 | 0 | 0 | 0
0 | 0 | 0 |  | 0 |  |  | 0 | Essex Junction 19:ALL | 0 | 0 | 0 | 0 | 0 | 0 | 0 | 0 | 0 | 0 | 0 | 0 | 0 | 0 | 0 | 0 | 0 | 0 | 0 | 0 | 0 | 0 | 0 | 0 | 0 | 0 | 0 | 0 | 0 | 0 | 0 | 0 | 0 | 0 | 0 | 0 | 0 | 0 | 0 | 0 | 0 | 0 | 0 | 0 | 0 | 0 | 0 | 0 | 0 | 0 | 0 | 0 | 0 | 0
0 | 0 | 0 |  | 0 |  |  | 0 | Burlington GT (BURL):GT1 | 0 | 0 | 0 | 0 | 0 | 0 | 0 | 0 | 0 | 0 | 0 | 0 | 0 | 0 | 0 | 0 | 0 | 0 | 0 | 0 | 0 | 0 | 0 | 0 | 0 | 0 | 0 | 0 | 0 | 0 | 0 | 0 | 0 | 0 | 0 | 0 | 0 | 0 | 0 | 0 | 0 | 0 | 0 | 0 | 0 | 0 | 0 | 0 | 0 | 0 | 0 | 0 | 0 | 0
2015 | 2015 | 2015 | 0 | 2017 |  |  | 0.8908 | Clinch River:1 | 0.8908 | 0.8908 | 0.8908 | 0.8908 | 0.8908 | 0.8908 | 0.8908 | 0.8908 | 0.8908 | 0.8908 | 0.8908 | 0.8908 | 0.8908 | 0.8908 | 0.8908 | 0.62356 | 0.62356 | 0.062356 | 0.062356 | 0.062356 | 0.062356 | 0.062356 | 0.062356 | 0.062356 | 0.062356 | 0.062356 | 0.062356 | 0.062356 | 0.062356 | 0.062356 | 0.062356 | 0.062356 | 0.062356 | 0.062356 | 0.062356 | 0.062356 | 0.062356 | 0.062356 | 0.062356 | 0.062356 | 0.062356 | 0.062356 | 0.062356 | 0.062356 | 0.062356 | 0.062356 | 0.062356 | 0.062356 | 0.062356 | 0.062356 | 0.062356 | 0.062356 | 0.062356 | 0.062356
2015 | 2015 | 2015 | 0 | 2017 |  |  | 0.9475 | Clinch River:2 | 0.9475 | 0.9475 | 0.9475 | 0.9475 | 0.9475 | 0.9475 | 0.9475 | 0.9475 | 0.9475 | 0.9475 | 0.9475 | 0.9475 | 0.9475 | 0.9475 | 0.9475 | 0.66325 | 0.66325 | 0.066325 | 0.066325 | 0.066325 | 0.066325 | 0.066325 | 0.066325 | 0.066325 | 0.066325 | 0.066325 | 0.066325 | 0.066325 | 0.066325 | 0.066325 | 0.066325 | 0.066325 | 0.066325 | 0.066325 | 0.066325 | 0.066325 | 0.066325 | 0.066325 | 0.066325 | 0.066325 | 0.066325 | 0.066325 | 0.066325 | 0.066325 | 0.066325 | 0.066325 | 0.066325 | 0.066325 | 0.066325 | 0.066325 | 0.066325 | 0.066325 | 0.066325 | 0.066325
2015 | 2015 | 2015 | 0 | 2017 |  |  | 0.8968 | Clinch River:3 | 0.8968 | 0.8968 | 0.8968 | 0.8968 | 0.8968 | 0.8968 | 0.8968 | 0.8968 | 0.8968 | 0.8968 | 0.8968 | 0.8968 | 0.8968 | 0.8968 | 0.8968 | 0.62776 | 0.62776 | 0.062776 | 0.062776 | 0.062776 | 0.062776 | 0.062776 | 0.062776 | 0.062776 | 0.062776 | 0.062776 | 0.062776 | 0.062776 | 0.062776 | 0.062776 | 0.062776 | 0.062776 | 0.062776 | 0.062776 | 0.062776 | 0.062776 | 0.062776 | 0.062776 | 0.062776 | 0.062776 | 0.062776 | 0.062776 | 0.062776 | 0.062776 | 0.062776 | 0.062776 | 0.062776 | 0.062776 | 0.062776 | 0.062776 | 0.062776 | 0.062776 | 0.062776 | 0.062776
0 | 0 | 0 | 2017 | 0 |  |  | 1.41 | Glen Lyn:5 | 1.41 | 1.41 | 1.41 | 1.41 | 1.41 | 1.41 | 1.41 | 1.41 | 1.41 | 1.41 | 1.41 | 1.41 | 1.41 | 1.41 | 1.41 | 1.41 | 1.41 | 0.0282 | 0.0282 | 0.0282 | 0.0282 | 0.0282 | 0.0282 | 0.0282 | 0.0282 | 0.0282 | 0.0282 | 0.0282 | 0.0282 | 0.0282 | 0.0282 | 0.0282 | 0.0282 | 0.0282 | 0.0282 | 0.0282 | 0.0282 | 0.0282 | 0.0282 | 0.0282 | 0.0282 | 0.0282 | 0.0282 | 0.0282 | 0.0282 | 0.0282 | 0.0282 | 0.0282 | 0.0282 | 0.0282 | 0.0282 | 0.0282 | 0.0282 | 0.0282
0 | 0 | 0 | 2017 | 0 |  |  | 1.4983 | Glen Lyn:6 | 1.4983 | 1.4983 | 1.4983 | 1.4983 | 1.4983 | 1.4983 | 1.4983 | 1.4983 | 1.4983 | 1.4983 | 1.4983 | 1.4983 | 1.4983 | 1.4983 | 1.4983 | 1.4983 | 1.4983 | 0.029966 | 0.029966 | 0.029966 | 0.029966 | 0.029966 | 0.029966 | 0.029966 | 0.029966 | 0.029966 | 0.029966 | 0.029966 | 0.029966 | 0.029966 | 0.029966 | 0.029966 | 0.029966 | 0.029966 | 0.029966 | 0.029966 | 0.029966 | 0.029966 | 0.029966 | 0.029966 | 0.029966 | 0.029966 | 0.029966 | 0.029966 | 0.029966 | 0.029966 | 0.029966 | 0.029966 | 0.029966 | 0.029966 | 0.029966 | 0.029966 | 0.029966 | 0.029966
0 | 0 | 0 | 0 | 0 |  |  | 0.75 | Bayview:ALL | 0.75 | 0.75 | 0.75 | 0.75 | 0.75 | 0.75 | 0.75 | 0.75 | 0.75 | 0.75 | 0.75 | 0.75 | 0.75 | 0.75 | 0.75 | 0.75 | 0.75 | 0.75 | 0.75 | 0.75 | 0.75 | 0.75 | 0.75 | 0.75 | 0.75 | 0.75 | 0.75 | 0.75 | 0.75 | 0.75 | 0.75 | 0.75 | 0.75 | 0.75 | 0.75 | 0.75 | 0.75 | 0.75 | 0.75 | 0.75 | 0.75 | 0.75 | 0.75 | 0.75 | 0.75 | 0.75 | 0.75 | 0.75 | 0.75 | 0.75 | 0.75 | 0.75 | 0.75 | 0.75
0 | 0 | 0 | 0 | 0 |  |  | 0.75 | Tasley:10 | 0.75 | 0.75 | 0.75 | 0.75 | 0.75 | 0.75 | 0.75 | 0.75 | 0.75 | 0.75 | 0.75 | 0.75 | 0.75 | 0.75 | 0.75 | 0.75 | 0.75 | 0.75 | 0.75 | 0.75 | 0.75 | 0.75 | 0.75 | 0.75 | 0.75 | 0.75 | 0.75 | 0.75 | 0.75 | 0.75 | 0.75 | 0.75 | 0.75 | 0.75 | 0.75 | 0.75 | 0.75 | 0.75 | 0.75 | 0.75 | 0.75 | 0.75 | 0.75 | 0.75 | 0.75 | 0.75 | 0.75 | 0.75 | 0.75 | 0.75 | 0.75 | 0.75 | 0.75 | 0.75
2016 | 2016 | 2016 |  | 2019 |  |  | 0.2188 | Potomac River:1 | 0.2188 | 0.2188 | 0.2188 | 0.2188 | 0.2188 | 0.2188 | 0.2188 | 0.2188 | 0.2188 | 0.2188 | 0.2188 | 0.2188 | 0.2188 | 0.2188 | 0.2188 | 0.2188 | 0.15316 | 0.15316 | 0.15316 | 0.015316 | 0.015316 | 0.015316 | 0.015316 | 0.015316 | 0.015316 | 0.015316 | 0.015316 | 0.015316 | 0.015316 | 0.015316 | 0.015316 | 0.015316 | 0.015316 | 0.015316 | 0.015316 | 0.015316 | 0.015316 | 0.015316 | 0.015316 | 0.015316 | 0.015316 | 0.015316 | 0.015316 | 0.015316 | 0.015316 | 0.015316 | 0.015316 | 0.015316 | 0.015316 | 0.015316 | 0.015316 | 0.015316 | 0.015316 | 0.015316
2016 | 2016 | 2016 |  | 2019 |  |  | 0.2332 | Potomac River:2 | 0.2332 | 0.2332 | 0.2332 | 0.2332 | 0.2332 | 0.2332 | 0.2332 | 0.2332 | 0.2332 | 0.2332 | 0.2332 | 0.2332 | 0.2332 | 0.2332 | 0.2332 | 0.2332 | 0.16324 | 0.16324 | 0.16324 | 0.016324 | 0.016324 | 0.016324 | 0.016324 | 0.016324 | 0.016324 | 0.016324 | 0.016324 | 0.016324 | 0.016324 | 0.016324 | 0.016324 | 0.016324 | 0.016324 | 0.016324 | 0.016324 | 0.016324 | 0.016324 | 0.016324 | 0.016324 | 0.016324 | 0.016324 | 0.016324 | 0.016324 | 0.016324 | 0.016324 | 0.016324 | 0.016324 | 0.016324 | 0.016324 | 0.016324 | 0.016324 | 0.016324 | 0.016324 | 0.016324
2016 | 2016 | 2016 |  | 2019 |  |  | 0.255 | Potomac River:3 | 0.255 | 0.255 | 0.255 | 0.255 | 0.255 | 0.255 | 0.255 | 0.255 | 0.255 | 0.255 | 0.255 | 0.255 | 0.255 | 0.255 | 0.255 | 0.255 | 0.1785 | 0.1785 | 0.1785 | 0.01785 | 0.01785 | 0.01785 | 0.01785 | 0.01785 | 0.01785 | 0.01785 | 0.01785 | 0.01785 | 0.01785 | 0.01785 | 0.01785 | 0.01785 | 0.01785 | 0.01785 | 0.01785 | 0.01785 | 0.01785 | 0.01785 | 0.01785 | 0.01785 | 0.01785 | 0.01785 | 0.01785 | 0.01785 | 0.01785 | 0.01785 | 0.01785 | 0.01785 | 0.01785 | 0.01785 | 0.01785 | 0.01785 | 0.01785 | 0.01785
2016 | 2016 | 2016 |  | 2019 |  |  | 0.2639 | Potomac River:4 | 0.2639 | 0.2639 | 0.2639 | 0.2639 | 0.2639 | 0.2639 | 0.2639 | 0.2639 | 0.2639 | 0.2639 | 0.2639 | 0.2639 | 0.2639 | 0.2639 | 0.2639 | 0.2639 | 0.18473 | 0.18473 | 0.18473 | 0.018473 | 0.018473 | 0.018473 | 0.018473 | 0.018473 | 0.018473 | 0.018473 | 0.018473 | 0.018473 | 0.018473 | 0.018473 | 0.018473 | 0.018473 | 0.018473 | 0.018473 | 0.018473 | 0.018473 | 0.018473 | 0.018473 | 0.018473 | 0.018473 | 0.018473 | 0.018473 | 0.018473 | 0.018473 | 0.018473 | 0.018473 | 0.018473 | 0.018473 | 0.018473 | 0.018473 | 0.018473 | 0.018473 | 0.018473 | 0.018473
2016 | 2016 | 2016 |  | 2019 |  |  | 0.2647 | Potomac River:5 | 0.2647 | 0.2647 | 0.2647 | 0.2647 | 0.2647 | 0.2647 | 0.2647 | 0.2647 | 0.2647 | 0.2647 | 0.2647 | 0.2647 | 0.2647 | 0.2647 | 0.2647 | 0.2647 | 0.18529 | 0.18529 | 0.18529 | 0.018529 | 0.018529 | 0.018529 | 0.018529 | 0.018529 | 0.018529 | 0.018529 | 0.018529 | 0.018529 | 0.018529 | 0.018529 | 0.018529 | 0.018529 | 0.018529 | 0.018529 | 0.018529 | 0.018529 | 0.018529 | 0.018529 | 0.018529 | 0.018529 | 0.018529 | 0.018529 | 0.018529 | 0.018529 | 0.018529 | 0.018529 | 0.018529 | 0.018529 | 0.018529 | 0.018529 | 0.018529 | 0.018529 | 0.018529 | 0.018529
0 | 0 | 0 | 2017 | 0 |  |  | 1.4857 | Bremo Bluff:3 | 1.4857 | 1.4857 | 1.4857 | 1.4857 | 1.4857 | 1.4857 | 1.4857 | 1.4857 | 1.4857 | 1.4857 | 1.4857 | 1.4857 | 1.4857 | 1.4857 | 1.4857 | 1.4857 | 1.4857 | 0.029714 | 0.029714 | 0.029714 | 0.029714 | 0.029714 | 0.029714 | 0.029714 | 0.029714 | 0.029714 | 0.029714 | 0.029714 | 0.029714 | 0.029714 | 0.029714 | 0.029714 | 0.029714 | 0.029714 | 0.029714 | 0.029714 | 0.029714 | 0.029714 | 0.029714 | 0.029714 | 0.029714 | 0.029714 | 0.029714 | 0.029714 | 0.029714 | 0.029714 | 0.029714 | 0.029714 | 0.029714 | 0.029714 | 0.029714 | 0.029714 | 0.029714 | 0.029714
0 | 0 | 0 | 2017 | 0 |  |  | 1.4694 | Bremo Bluff:4 | 1.4694 | 1.4694 | 1.4694 | 1.4694 | 1.4694 | 1.4694 | 1.4694 | 1.4694 | 1.4694 | 1.4694 | 1.4694 | 1.4694 | 1.4694 | 1.4694 | 1.4694 | 1.4694 | 1.4694 | 0.029388 | 0.029388 | 0.029388 | 0.029388 | 0.029388 | 0.029388 | 0.029388 | 0.029388 | 0.029388 | 0.029388 | 0.029388 | 0.029388 | 0.029388 | 0.029388 | 0.029388 | 0.029388 | 0.029388 | 0.029388 | 0.029388 | 0.029388 | 0.029388 | 0.029388 | 0.029388 | 0.029388 | 0.029388 | 0.029388 | 0.029388 | 0.029388 | 0.029388 | 0.029388 | 0.029388 | 0.029388 | 0.029388 | 0.029388 | 0.029388 | 0.029388 | 0.029388
0 | 0 | 0 |  | 0 |  |  | 0.0809 | Chesterfield:3 | 1.618 | 1.618 | 1.618 | 1.618 | 1.618 | 1.618 | 1.618 | 1.618 | 1.618 | 1.618 | 1.618 | 0.0809 | 0.0809 | 0.0809 | 0.0809 | 0.0809 | 0.0809 | 0.0809 | 0.0809 | 0.0809 | 0.0809 | 0.0809 | 0.0809 | 0.0809 | 0.0809 | 0.0809 | 0.0809 | 0.0809 | 0.0809 | 0.0809 | 0.0809 | 0.0809 | 0.0809 | 0.0809 | 0.0809 | 0.0809 | 0.0809 | 0.0809 | 0.0809 | 0.0809 | 0.0809 | 0.0809 | 0.0809 | 0.0809 | 0.0809 | 0.0809 | 0.0809 | 0.0809 | 0.0809 | 0.0809 | 0.0809 | 0.0809 | 0.0809 | 0.0809
0 | 0 | 0 |  | 0 |  |  | 0.080745 | Chesterfield:4 | 1.6149 | 1.6149 | 1.6149 | 1.6149 | 1.6149 | 1.6149 | 1.6149 | 1.6149 | 1.6149 | 1.6149 | 1.6149 | 0.080745 | 0.080745 | 0.080745 | 0.080745 | 0.080745 | 0.080745 | 0.080745 | 0.080745 | 0.080745 | 0.080745 | 0.080745 | 0.080745 | 0.080745 | 0.080745 | 0.080745 | 0.080745 | 0.080745 | 0.080745 | 0.080745 | 0.080745 | 0.080745 | 0.080745 | 0.080745 | 0.080745 | 0.080745 | 0.080745 | 0.080745 | 0.080745 | 0.080745 | 0.080745 | 0.080745 | 0.080745 | 0.080745 | 0.080745 | 0.080745 | 0.080745 | 0.080745 | 0.080745 | 0.080745 | 0.080745 | 0.080745 | 0.080745 | 0.080745
0 | 0 | 0 |  | 0 |  |  | 0.08416 | Chesterfield:5 | 1.6832 | 1.6832 | 1.6832 | 1.6832 | 1.6832 | 1.6832 | 1.6832 | 1.6832 | 1.6832 | 1.6832 | 1.6832 | 1.6832 | 1.6832 | 0.08416 | 0.08416 | 0.08416 | 0.08416 | 0.08416 | 0.08416 | 0.08416 | 0.08416 | 0.08416 | 0.08416 | 0.08416 | 0.08416 | 0.08416 | 0.08416 | 0.08416 | 0.08416 | 0.08416 | 0.08416 | 0.08416 | 0.08416 | 0.08416 | 0.08416 | 0.08416 | 0.08416 | 0.08416 | 0.08416 | 0.08416 | 0.08416 | 0.08416 | 0.08416 | 0.08416 | 0.08416 | 0.08416 | 0.08416 | 0.08416 | 0.08416 | 0.08416 | 0.08416 | 0.08416 | 0.08416 | 0.08416
0 | 0 | 0 |  | 0 |  |  | 0.0638 | Chesterfield:6 | 0.0638 | 0.0638 | 0.0638 | 0.0638 | 0.0638 | 0.0638 | 0.0638 | 0.0638 | 0.0638 | 0.0638 | 0.0638 | 0.0638 | 0.0638 | 0.0638 | 0.0638 | 0.0638 | 0.0638 | 0.0638 | 0.0638 | 0.0638 | 0.0638 | 0.0638 | 0.0638 | 0.0638 | 0.0638 | 0.0638 | 0.0638 | 0.0638 | 0.0638 | 0.0638 | 0.0638 | 0.0638 | 0.0638 | 0.0638 | 0.0638 | 0.0638 | 0.0638 | 0.0638 | 0.0638 | 0.0638 | 0.0638 | 0.0638 | 0.0638 | 0.0638 | 0.0638 | 0.0638 | 0.0638 | 0.0638 | 0.0638 | 0.0638 | 0.0638 | 0.0638 | 0.0638 | 0.0638
0 | 0 | 0 | 0 | 0 |  |  | 0.75 | Low Moor:ALL | 0.75 | 0.75 | 0.75 | 0.75 | 0.75 | 0.75 | 0.75 | 0.75 | 0.75 | 0.75 | 0.75 | 0.75 | 0.75 | 0.75 | 0.75 | 0.75 | 0.75 | 0.75 | 0.75 | 0.75 | 0.75 | 0.75 | 0.75 | 0.75 | 0.75 | 0.75 | 0.75 | 0.75 | 0.75 | 0.75 | 0.75 | 0.75 | 0.75 | 0.75 | 0.75 | 0.75 | 0.75 | 0.75 | 0.75 | 0.75 | 0.75 | 0.75 | 0.75 | 0.75 | 0.75 | 0.75 | 0.75 | 0.75 | 0.75 | 0.75 | 0.75 | 0.75 | 0.75 | 0.75
0 | 0 | 0 | 0 | 0 |  |  | 0.75 | Northern Neck:ALL | 0.75 | 0.75 | 0.75 | 0.75 | 0.75 | 0.75 | 0.75 | 0.75 | 0.75 | 0.75 | 0.75 | 0.75 | 0.75 | 0.75 | 0.75 | 0.75 | 0.75 | 0.75 | 0.75 | 0.75 | 0.75 | 0.75 | 0.75 | 0.75 | 0.75 | 0.75 | 0.75 | 0.75 | 0.75 | 0.75 | 0.75 | 0.75 | 0.75 | 0.75 | 0.75 | 0.75 | 0.75 | 0.75 | 0.75 | 0.75 | 0.75 | 0.75 | 0.75 | 0.75 | 0.75 | 0.75 | 0.75 | 0.75 | 0.75 | 0.75 | 0.75 | 0.75 | 0.75 | 0.75
2016 | 2016 | 2016 | 0 | 2018 |  |  | 0.9285 | Chesapeake Energy Center:ST1 | 0.9285 | 0.9285 | 0.9285 | 0.9285 | 0.9285 | 0.9285 | 0.9285 | 0.9285 | 0.9285 | 0.9285 | 0.9285 | 0.9285 | 0.9285 | 0.9285 | 0.9285 | 0.9285 | 0.64995 | 0.64995 | 0.064995 | 0.064995 | 0.064995 | 0.064995 | 0.064995 | 0.064995 | 0.064995 | 0.064995 | 0.064995 | 0.064995 | 0.064995 | 0.064995 | 0.064995 | 0.064995 | 0.064995 | 0.064995 | 0.064995 | 0.064995 | 0.064995 | 0.064995 | 0.064995 | 0.064995 | 0.064995 | 0.064995 | 0.064995 | 0.064995 | 0.064995 | 0.064995 | 0.064995 | 0.064995 | 0.064995 | 0.064995 | 0.064995 | 0.064995 | 0.064995 | 0.064995
2016 | 2016 | 2016 | 0 | 2018 |  |  | 0.9303 | Chesapeake Energy Center:ST2 | 0.9303 | 0.9303 | 0.9303 | 0.9303 | 0.9303 | 0.9303 | 0.9303 | 0.9303 | 0.9303 | 0.9303 | 0.9303 | 0.9303 | 0.9303 | 0.9303 | 0.9303 | 0.9303 | 0.65121 | 0.65121 | 0.065121 | 0.065121 | 0.065121 | 0.065121 | 0.065121 | 0.065121 | 0.065121 | 0.065121 | 0.065121 | 0.065121 | 0.065121 | 0.065121 | 0.065121 | 0.065121 | 0.065121 | 0.065121 | 0.065121 | 0.065121 | 0.065121 | 0.065121 | 0.065121 | 0.065121 | 0.065121 | 0.065121 | 0.065121 | 0.065121 | 0.065121 | 0.065121 | 0.065121 | 0.065121 | 0.065121 | 0.065121 | 0.065121 | 0.065121 | 0.065121 | 0.065121
2016 | 2016 | 2016 | 0 | 2018 |  |  | 0.9232 | Chesapeake Energy Center:ST3 | 0.9232 | 0.9232 | 0.9232 | 0.9232 | 0.9232 | 0.9232 | 0.9232 | 0.9232 | 0.9232 | 0.9232 | 0.9232 | 0.9232 | 0.9232 | 0.9232 | 0.9232 | 0.9232 | 0.64624 | 0.64624 | 0.064624 | 0.064624 | 0.064624 | 0.064624 | 0.064624 | 0.064624 | 0.064624 | 0.064624 | 0.064624 | 0.064624 | 0.064624 | 0.064624 | 0.064624 | 0.064624 | 0.064624 | 0.064624 | 0.064624 | 0.064624 | 0.064624 | 0.064624 | 0.064624 | 0.064624 | 0.064624 | 0.064624 | 0.064624 | 0.064624 | 0.064624 | 0.064624 | 0.064624 | 0.064624 | 0.064624 | 0.064624 | 0.064624 | 0.064624 | 0.064624 | 0.064624
2015 | 2015 | 2015 | 0 | 2017 |  |  | 0.9733 | Chesapeake Energy Center:ST4 | 0.9733 | 0.9733 | 0.9733 | 0.9733 | 0.9733 | 0.9733 | 0.9733 | 0.9733 | 0.9733 | 0.9733 | 0.9733 | 0.9733 | 0.9733 | 0.9733 | 0.9733 | 0.68131 | 0.68131 | 0.068131 | 0.068131 | 0.068131 | 0.068131 | 0.068131 | 0.068131 | 0.068131 | 0.068131 | 0.068131 | 0.068131 | 0.068131 | 0.068131 | 0.068131 | 0.068131 | 0.068131 | 0.068131 | 0.068131 | 0.068131 | 0.068131 | 0.068131 | 0.068131 | 0.068131 | 0.068131 | 0.068131 | 0.068131 | 0.068131 | 0.068131 | 0.068131 | 0.068131 | 0.068131 | 0.068131 | 0.068131 | 0.068131 | 0.068131 | 0.068131 | 0.068131 | 0.068131
[7 empty] | 0.707 | Possum Point:1 | 0.707 | 0.707 | 0.707 | 0.707 | 0.707 | 0.707 | 0.707 | 0.707 | 0.707 | 0.707 | 0.707 | 0.707 | 0.707 | 0.707 | 0.707 | 0.707 | 0.707 | 0.707 | 0.707 | 0.707 | 0.707 | 0.707 | 0.707 | 0.707 | 0.707 | 0.707 | 0.707 | 0.707 | 0.707 | 0.707 | 0.707 | 0.707 | 0.707 | 0.707 | 0.707 | 0.707 | 0.707 | 0.707 | 0.707 | 0.707 | 0.707 | 0.707 | 0.707 | 0.707 | 0.707 | 0.707 | 0.707 | 0.707 | 0.707 | 0.707 | 0.707 | 0.707 | 0.707 | 0.707
0 | 0 | 0 |  | 0 |  |  | 0.001 | Possum Point:G1-6 | 0.001 | 0.001 | 0.001 | 0.001 | 0.001 | 0.001 | 0.001 | 0.001 | 0.001 | 0.001 | 0.001 | 0.001 | 0.001 | 0.001 | 0.001 | 0.001 | 0.001 | 0.001 | 0.001 | 0.001 | 0.001 | 0.001 | 0.001 | 0.001 | 0.001 | 0.001 | 0.001 | 0.001 | 0.001 | 0.001 | 0.001 | 0.001 | 0.001 | 0.001 | 0.001 | 0.001 | 0.001 | 0.001 | 0.001 | 0.001 | 0.001 | 0.001 | 0.001 | 0.001 | 0.001 | 0.001 | 0.001 | 0.001 | 0.001 | 0.001 | 0.001 | 0.001 | 0.001 | 0.001
[7 empty] | 0.707 | Possum Point:2 | 0.707 | 0.707 | 0.707 | 0.707 | 0.707 | 0.707 | 0.707 | 0.707 | 0.707 | 0.707 | 0.707 | 0.707 | 0.707 | 0.707 | 0.707 | 0.707 | 0.707 | 0.707 | 0.707 | 0.707 | 0.707 | 0.707 | 0.707 | 0.707 | 0.707 | 0.707 | 0.707 | 0.707 | 0.707 | 0.707 | 0.707 | 0.707 | 0.707 | 0.707 | 0.707 | 0.707 | 0.707 | 0.707 | 0.707 | 0.707 | 0.707 | 0.707 | 0.707 | 0.707 | 0.707 | 0.707 | 0.707 | 0.707 | 0.707 | 0.707 | 0.707 | 0.707 | 0.707 | 0.707
[7 empty] | 0.001 | Possum Point:3 | 0.001 | 0.001 | 0.001 | 0.001 | 0.001 | 0.001 | 0.001 | 0.001 | 0.001 | 0.001 | 0.001 | 0.001 | 0.001 | 0.001 | 0.001 | 0.001 | 0.001 | 0.001 | 0.001 | 0.001 | 0.001 | 0.001 | 0.001 | 0.001 | 0.001 | 0.001 | 0.001 | 0.001 | 0.001 | 0.001 | 0.001 | 0.001 | 0.001 | 0.001 | 0.001 | 0.001 | 0.001 | 0.001 | 0.001 | 0.001 | 0.001 | 0.001 | 0.001 | 0.001 | 0.001 | 0.001 | 0.001 | 0.001 | 0.001 | 0.001 | 0.001 | 0.001 | 0.001 | 0.001
[7 empty] | 0.001 | Possum Point:4 | 0.001 | 0.001 | 0.001 | 0.001 | 0.001 | 0.001 | 0.001 | 0.001 | 0.001 | 0.001 | 0.001 | 0.001 | 0.001 | 0.001 | 0.001 | 0.001 | 0.001 | 0.001 | 0.001 | 0.001 | 0.001 | 0.001 | 0.001 | 0.001 | 0.001 | 0.001 | 0.001 | 0.001 | 0.001 | 0.001 | 0.001 | 0.001 | 0.001 | 0.001 | 0.001 | 0.001 | 0.001 | 0.001 | 0.001 | 0.001 | 0.001 | 0.001 | 0.001 | 0.001 | 0.001 | 0.001 | 0.001 | 0.001 | 0.001 | 0.001 | 0.001 | 0.001 | 0.001 | 0.001
[7 empty] | 0.699 | Possum Point:5 | 0.699 | 0.699 | 0.699 | 0.699 | 0.699 | 0.699 | 0.699 | 0.699 | 0.699 | 0.699 | 0.699 | 0.699 | 0.699 | 0.699 | 0.699 | 0.699 | 0.699 | 0.699 | 0.699 | 0.699 | 0.699 | 0.699 | 0.699 | 0.699 | 0.699 | 0.699 | 0.699 | 0.699 | 0.699 | 0.699 | 0.699 | 0.699 | 0.699 | 0.699 | 0.699 | 0.699 | 0.699 | 0.699 | 0.699 | 0.699 | 0.699 | 0.699 | 0.699 | 0.699 | 0.699 | 0.699 | 0.699 | 0.699 | 0.699 | 0.699 | 0.699 | 0.699 | 0.699 | 0.699
0 | 0 | 0 |  | 0 |  |  | 0.11428 | Yorktown:1 | 2.2855 | 2.2855 | 2.2855 | 2.2855 | 2.2855 | 2.2855 | 2.2855 | 2.2855 | 2.2855 | 2.2855 | 2.2855 | 0.11428 | 0.11428 | 0.11428 | 0.11428 | 0.11428 | 0.11428 | 0.11428 | 0.11428 | 0.11428 | 0.11428 | 0.11428 | 0.11428 | 0.11428 | 0.11428 | 0.11428 | 0.11428 | 0.11428 | 0.11428 | 0.11428 | 0.11428 | 0.11428 | 0.11428 | 0.11428 | 0.11428 | 0.11428 | 0.11428 | 0.11428 | 0.11428 | 0.11428 | 0.11428 | 0.11428 | 0.11428 | 0.11428 | 0.11428 | 0.11428 | 0.11428 | 0.11428 | 0.11428 | 0.11428 | 0.11428 | 0.11428 | 0.11428 | 0.11428
0 | 0 | 0 | 2017 | 0 |  |  | 2.2881 | Yorktown:2 | 2.2881 | 2.2881 | 2.2881 | 2.2881 | 2.2881 | 2.2881 | 2.2881 | 2.2881 | 2.2881 | 2.2881 | 2.2881 | 2.2881 | 2.2881 | 2.2881 | 2.2881 | 2.2881 | 2.2881 | 0.045762 | 0.045762 | 0.045762 | 0.045762 | 0.045762 | 0.045762 | 0.045762 | 0.045762 | 0.045762 | 0.045762 | 0.045762 | 0.045762 | 0.045762 | 0.045762 | 0.045762 | 0.045762 | 0.045762 | 0.045762 | 0.045762 | 0.045762 | 0.045762 | 0.045762 | 0.045762 | 0.045762 | 0.045762 | 0.045762 | 0.045762 | 0.045762 | 0.045762 | 0.045762 | 0.045762 | 0.045762 | 0.045762 | 0.045762 | 0.045762 | 0.045762 | 0.045762
0 | 0 | 0 | 0 | 0 |  |  | 0.97 | Yorktown:3 | 0.97 | 0.97 | 0.97 | 0.97 | 0.97 | 0.97 | 0.97 | 0.97 | 0.97 | 0.97 | 0.97 | 0.97 | 0.97 | 0.97 | 0.97 | 0.97 | 0.97 | 0.97 | 0.97 | 0.97 | 0.97 | 0.97 | 0.97 | 0.97 | 0.97 | 0.97 | 0.97 | 0.97 | 0.97 | 0.97 | 0.97 | 0.97 | 0.97 | 0.97 | 0.97 | 0.97 | 0.97 | 0.97 | 0.97 | 0.97 | 0.97 | 0.97 | 0.97 | 0.97 | 0.97 | 0.97 | 0.97 | 0.97 | 0.97 | 0.97 | 0.97 | 0.97 | 0.97 | 0.97
[7 empty] | 0.5 | Culpeper (West Sprint St):2A | 0.5 | 0.5 | 0.5 | 0.5 | 0.5 | 0.5 | 0.5 | 0.5 | 0.5 | 0.5 | 0.5 | 0.5 | 0.5 | 0.5 | 0.5 | 0.5 | 0.5 | 0.5 | 0.5 | 0.5 | 0.5 | 0.5 | 0.5 | 0.5 | 0.5 | 0.5 | 0.5 | 0.5 | 0.5 | 0.5 | 0.5 | 0.5 | 0.5 | 0.5 | 0.5 | 0.5 | 0.5 | 0.5 | 0.5 | 0.5 | 0.5 | 0.5 | 0.5 | 0.5 | 0.5 | 0.5 | 0.5 | 0.5 | 0.5 | 0.5 | 0.5 | 0.5 | 0.5 | 0.5
[7 empty] | 1.6 | Blacksburg:1 | 1.6 | 1.6 | 1.6 | 1.6 | 1.6 | 1.6 | 1.6 | 1.6 | 1.6 | 1.6 | 1.6 | 1.6 | 1.6 | 1.6 | 1.6 | 1.6 | 1.6 | 1.6 | 1.6 | 1.6 | 1.6 | 1.6 | 1.6 | 1.6 | 1.6 | 1.6 | 1.6 | 1.6 | 1.6 | 1.6 | 1.6 | 1.6 | 1.6 | 1.6 | 1.6 | 1.6 | 1.6 | 1.6 | 1.6 | 1.6 | 1.6 | 1.6 | 1.6 | 1.6 | 1.6 | 1.6 | 1.6 | 1.6 | 1.6 | 1.6 | 1.6 | 1.6 | 1.6 | 1.6
0 | 0 | 0 | 2015 | 0 | 2013 | 0.86113 | 1.2201 | Amos:1 | 1.2201 | 1.2201 | 1.2201 | 1.2201 | 1.2201 | 1.2201 | 1.2201 | 1.2201 | 1.2201 | 1.2201 | 1.2201 | 1.2201 | 1.2201 | 1.0507 | 1.0507 | 0.021013 | 0.021013 | 0.021013 | 0.021013 | 0.021013 | 0.021013 | 0.021013 | 0.021013 | 0.021013 | 0.021013 | 0.021013 | 0.021013 | 0.021013 | 0.021013 | 0.021013 | 0.021013 | 0.021013 | 0.021013 | 0.021013 | 0.021013 | 0.021013 | 0.021013 | 0.021013 | 0.021013 | 0.021013 | 0.021013 | 0.021013 | 0.021013 | 0.021013 | 0.021013 | 0.021013 | 0.021013 | 0.021013 | 0.021013 | 0.021013 | 0.021013 | 0.021013 | 0.021013 | 0.021013
0 | 0 | 0 |  | 0 | 2013 | 0.86113 | 0.0635 | Amos:2 | 0.0635 | 0.0635 | 0.0635 | 0.0635 | 0.0635 | 0.0635 | 0.0635 | 0.0635 | 0.0635 | 0.0635 | 0.0635 | 0.0635 | 0.0635 | 0.054682 | 0.054682 | 0.054682 | 0.054682 | 0.054682 | 0.054682 | 0.054682 | 0.054682 | 0.054682 | 0.054682 | 0.054682 | 0.054682 | 0.054682 | 0.054682 | 0.054682 | 0.054682 | 0.054682 | 0.054682 | 0.054682 | 0.054682 | 0.054682 | 0.054682 | 0.054682 | 0.054682 | 0.054682 | 0.054682 | 0.054682 | 0.054682 | 0.054682 | 0.054682 | 0.054682 | 0.054682 | 0.054682 | 0.054682 | 0.054682 | 0.054682 | 0.054682 | 0.054682 | 0.054682 | 0.054682 | 0.054682
0 | 0 | 0 |  | 0 | 2013 | 0.86113 | 0.1016 | Amos:3 | 0.1016 | 0.1016 | 0.1016 | 0.1016 | 0.1016 | 0.1016 | 0.1016 | 0.1016 | 0.1016 | 0.1016 | 0.1016 | 0.1016 | 0.1016 | 0.087491 | 0.087491 | 0.087491 | 0.087491 | 0.087491 | 0.087491 | 0.087491 | 0.087491 | 0.087491 | 0.087491 | 0.087491 | 0.087491 | 0.087491 | 0.087491 | 0.087491 | 0.087491 | 0.087491 | 0.087491 | 0.087491 | 0.087491 | 0.087491 | 0.087491 | 0.087491 | 0.087491 | 0.087491 | 0.087491 | 0.087491 | 0.087491 | 0.087491 | 0.087491 | 0.087491 | 0.087491 | 0.087491 | 0.087491 | 0.087491 | 0.087491 | 0.087491 | 0.087491 | 0.087491 | 0.087491 | 0.087491
2015 | 2015 | 2015 | 0 | 2017 |  |  | 1.3676 | Kanawha River:1 | 1.3676 | 1.3676 | 1.3676 | 1.3676 | 1.3676 | 1.3676 | 1.3676 | 1.3676 | 1.3676 | 1.3676 | 1.3676 | 1.3676 | 1.3676 | 1.3676 | 1.3676 | 0.95732 | 0.95732 | 0.095732 | 0.095732 | 0.095732 | 0.095732 | 0.095732 | 0.095732 | 0.095732 | 0.095732 | 0.095732 | 0.095732 | 0.095732 | 0.095732 | 0.095732 | 0.095732 | 0.095732 | 0.095732 | 0.095732 | 0.095732 | 0.095732 | 0.095732 | 0.095732 | 0.095732 | 0.095732 | 0.095732 | 0.095732 | 0.095732 | 0.095732 | 0.095732 | 0.095732 | 0.095732 | 0.095732 | 0.095732 | 0.095732 | 0.095732 | 0.095732 | 0.095732 | 0.095732
2015 | 2015 | 2015 | 0 | 2017 |  |  | 1.3735 | Kanawha River:2 | 1.3735 | 1.3735 | 1.3735 | 1.3735 | 1.3735 | 1.3735 | 1.3735 | 1.3735 | 1.3735 | 1.3735 | 1.3735 | 1.3735 | 1.3735 | 1.3735 | 1.3735 | 0.96145 | 0.96145 | 0.096145 | 0.096145 | 0.096145 | 0.096145 | 0.096145 | 0.096145 | 0.096145 | 0.096145 | 0.096145 | 0.096145 | 0.096145 | 0.096145 | 0.096145 | 0.096145 | 0.096145 | 0.096145 | 0.096145 | 0.096145 | 0.096145 | 0.096145 | 0.096145 | 0.096145 | 0.096145 | 0.096145 | 0.096145 | 0.096145 | 0.096145 | 0.096145 | 0.096145 | 0.096145 | 0.096145 | 0.096145 | 0.096145 | 0.096145 | 0.096145 | 0.096145 | 0.096145
2016 | 2016 | 2016 | 0 | 2018 |  |  | 1.402 | Sporn:1 | 1.402 | 1.402 | 1.402 | 1.402 | 1.402 | 1.402 | 1.402 | 1.402 | 1.402 | 1.402 | 1.402 | 1.402 | 1.402 | 1.402 | 1.402 | 1.402 | 0.9814 | 0.9814 | 0.09814 | 0.09814 | 0.09814 | 0.09814 | 0.09814 | 0.09814 | 0.09814 | 0.09814 | 0.09814 | 0.09814 | 0.09814 | 0.09814 | 0.09814 | 0.09814 | 0.09814 | 0.09814 | 0.09814 | 0.09814 | 0.09814 | 0.09814 | 0.09814 | 0.09814 | 0.09814 | 0.09814 | 0.09814 | 0.09814 | 0.09814 | 0.09814 | 0.09814 | 0.09814 | 0.09814 | 0.09814 | 0.09814 | 0.09814 | 0.09814 | 0.09814
2016 | 2016 | 2016 | 0 | 2018 |  |  | 1.4181 | Sporn:2 | 1.4181 | 1.4181 | 1.4181 | 1.4181 | 1.4181 | 1.4181 | 1.4181 | 1.4181 | 1.4181 | 1.4181 | 1.4181 | 1.4181 | 1.4181 | 1.4181 | 1.4181 | 1.4181 | 0.99267 | 0.99267 | 0.099267 | 0.099267 | 0.099267 | 0.099267 | 0.099267 | 0.099267 | 0.099267 | 0.099267 | 0.099267 | 0.099267 | 0.099267 | 0.099267 | 0.099267 | 0.099267 | 0.099267 | 0.099267 | 0.099267 | 0.099267 | 0.099267 | 0.099267 | 0.099267 | 0.099267 | 0.099267 | 0.099267 | 0.099267 | 0.099267 | 0.099267 | 0.099267 | 0.099267 | 0.099267 | 0.099267 | 0.099267 | 0.099267 | 0.099267 | 0.099267 | 0.099267
2016 | 2016 | 2016 | 0 | 2018 |  |  | 1.4635 | Sporn:3 | 1.4635 | 1.4635 | 1.4635 | 1.4635 | 1.4635 | 1.4635 | 1.4635 | 1.4635 | 1.4635 | 1.4635 | 1.4635 | 1.4635 | 1.4635 | 1.4635 | 1.4635 | 1.4635 | 1.0244 | 1.0244 | 0.10244 | 0.10244 | 0.10244 | 0.10244 | 0.10244 | 0.10244 | 0.10244 | 0.10244 | 0.10244 | 0.10244 | 0.10244 | 0.10244 | 0.10244 | 0.10244 | 0.10244 | 0.10244 | 0.10244 | 0.10244 | 0.10244 | 0.10244 | 0.10244 | 0.10244 | 0.10244 | 0.10244 | 0.10244 | 0.10244 | 0.10244 | 0.10244 | 0.10244 | 0.10244 | 0.10244 | 0.10244 | 0.10244 | 0.10244 | 0.10244 | 0.10244
2016 | 2016 | 2016 | 0 | 2018 |  |  | 1.4348 | Sporn:4 | 1.4348 | 1.4348 | 1.4348 | 1.4348 | 1.4348 | 1.4348 | 1.4348 | 1.4348 | 1.4348 | 1.4348 | 1.4348 | 1.4348 | 1.4348 | 1.4348 | 1.4348 | 1.4348 | 1.0044 | 1.0044 | 0.10044 | 0.10044 | 0.10044 | 0.10044 | 0.10044 | 0.10044 | 0.10044 | 0.10044 | 0.10044 | 0.10044 | 0.10044 | 0.10044 | 0.10044 | 0.10044 | 0.10044 | 0.10044 | 0.10044 | 0.10044 | 0.10044 | 0.10044 | 0.10044 | 0.10044 | 0.10044 | 0.10044 | 0.10044 | 0.10044 | 0.10044 | 0.10044 | 0.10044 | 0.10044 | 0.10044 | 0.10044 | 0.10044 | 0.10044 | 0.10044 | 0.10044
0 | 2017 | 0 | 0 | 2017 |  |  | 1.4861 | Sporn:5 | 1.4861 | 1.4861 | 1.4861 | 1.4861 | 1.4861 | 1.4861 | 1.4861 | 1.4861 | 1.4861 | 1.4861 | 1.4861 | 1.4861 | 1.4861 | 1.4861 | 1.4861 | 1.4861 | 1.4861 | 0.14861 | 0.14861 | 0.14861 | 0.14861 | 0.14861 | 0.14861 | 0.14861 | 0.14861 | 0.14861 | 0.14861 | 0.14861 | 0.14861 | 0.14861 | 0.14861 | 0.14861 | 0.14861 | 0.14861 | 0.14861 | 0.14861 | 0.14861 | 0.14861 | 0.14861 | 0.14861 | 0.14861 | 0.14861 | 0.14861 | 0.14861 | 0.14861 | 0.14861 | 0.14861 | 0.14861 | 0.14861 | 0.14861 | 0.14861 | 0.14861 | 0.14861 | 0.14861
0 | 0 | 0 | 2017 | 0 | 2013 | 0.94421 | 2.4384 | Albright:1 | 2.4384 | 2.4384 | 2.4384 | 2.4384 | 2.4384 | 2.4384 | 2.4384 | 2.4384 | 2.4384 | 2.4384 | 2.4384 | 2.4384 | 2.4384 | 2.3024 | 2.3024 | 2.3024 | 2.3024 | 0.046047 | 0.046047 | 0.046047 | 0.046047 | 0.046047 | 0.046047 | 0.046047 | 0.046047 | 0.046047 | 0.046047 | 0.046047 | 0.046047 | 0.046047 | 0.046047 | 0.046047 | 0.046047 | 0.046047 | 0.046047 | 0.046047 | 0.046047 | 0.046047 | 0.046047 | 0.046047 | 0.046047 | 0.046047 | 0.046047 | 0.046047 | 0.046047 | 0.046047 | 0.046047 | 0.046047 | 0.046047 | 0.046047 | 0.046047 | 0.046047 | 0.046047 | 0.046047
0 | 0 | 0 | 2017 | 0 | 2013 | 0.94421 | 2.6661 | Albright:2 | 2.6661 | 2.6661 | 2.6661 | 2.6661 | 2.6661 | 2.6661 | 2.6661 | 2.6661 | 2.6661 | 2.6661 | 2.6661 | 2.6661 | 2.6661 | 2.5174 | 2.5174 | 2.5174 | 2.5174 | 0.050347 | 0.050347 | 0.050347 | 0.050347 | 0.050347 | 0.050347 | 0.050347 | 0.050347 | 0.050347 | 0.050347 | 0.050347 | 0.050347 | 0.050347 | 0.050347 | 0.050347 | 0.050347 | 0.050347 | 0.050347 | 0.050347 | 0.050347 | 0.050347 | 0.050347 | 0.050347 | 0.050347 | 0.050347 | 0.050347 | 0.050347 | 0.050347 | 0.050347 | 0.050347 | 0.050347 | 0.050347 | 0.050347 | 0.050347 | 0.050347 | 0.050347 | 0.050347
0 | 0 | 0 | 2017 | 0 | 2013 | 0.94421 | 2.5069 | Albright:3 | 2.5069 | 2.5069 | 2.5069 | 2.5069 | 2.5069 | 2.5069 | 2.5069 | 2.5069 | 2.5069 | 2.5069 | 2.5069 | 2.5069 | 2.5069 | 2.367 | 2.367 | 2.367 | 2.367 | 0.047341 | 0.047341 | 0.047341 | 0.047341 | 0.047341 | 0.047341 | 0.047341 | 0.047341 | 0.047341 | 0.047341 | 0.047341 | 0.047341 | 0.047341 | 0.047341 | 0.047341 | 0.047341 | 0.047341 | 0.047341 | 0.047341 | 0.047341 | 0.047341 | 0.047341 | 0.047341 | 0.047341 | 0.047341 | 0.047341 | 0.047341 | 0.047341 | 0.047341 | 0.047341 | 0.047341 | 0.047341 | 0.047341 | 0.047341 | 0.047341 | 0.047341 | 0.047341
0 | 0 | 0 |  | 0 |  |  | 0.0645 | Fort Martin:1 | 0.0645 | 0.0645 | 0.0645 | 0.0645 | 0.0645 | 0.0645 | 0.0645 | 0.0645 | 0.0645 | 0.0645 | 0.0645 | 0.0645 | 0.0645 | 0.0645 | 0.0645 | 0.0645 | 0.0645 | 0.0645 | 0.0645 | 0.0645 | 0.0645 | 0.0645 | 0.0645 | 0.0645 | 0.0645 | 0.0645 | 0.0645 | 0.0645 | 0.0645 | 0.0645 | 0.0645 | 0.0645 | 0.0645 | 0.0645 | 0.0645 | 0.0645 | 0.0645 | 0.0645 | 0.0645 | 0.0645 | 0.0645 | 0.0645 | 0.0645 | 0.0645 | 0.0645 | 0.0645 | 0.0645 | 0.0645 | 0.0645 | 0.0645 | 0.0645 | 0.0645 | 0.0645 | 0.0645
0 | 0 | 0 |  | 0 |  |  | 0.0758 | Fort Martin:2 | 0.0758 | 0.0758 | 0.0758 | 0.0758 | 0.0758 | 0.0758 | 0.0758 | 0.0758 | 0.0758 | 0.0758 | 0.0758 | 0.0758 | 0.0758 | 0.0758 | 0.0758 | 0.0758 | 0.0758 | 0.0758 | 0.0758 | 0.0758 | 0.0758 | 0.0758 | 0.0758 | 0.0758 | 0.0758 | 0.0758 | 0.0758 | 0.0758 | 0.0758 | 0.0758 | 0.0758 | 0.0758 | 0.0758 | 0.0758 | 0.0758 | 0.0758 | 0.0758 | 0.0758 | 0.0758 | 0.0758 | 0.0758 | 0.0758 | 0.0758 | 0.0758 | 0.0758 | 0.0758 | 0.0758 | 0.0758 | 0.0758 | 0.0758 | 0.0758 | 0.0758 | 0.0758 | 0.0758
0 | 0 | 0 |  | 0 | 2013 | 0.93736 | 0.2899 | Harrison:1 | 0.2899 | 0.2899 | 0.2899 | 0.2899 | 0.2899 | 0.2899 | 0.2899 | 0.2899 | 0.2899 | 0.2899 | 0.2899 | 0.2899 | 0.2899 | 0.27174 | 0.27174 | 0.27174 | 0.27174 | 0.27174 | 0.27174 | 0.27174 | 0.27174 | 0.27174 | 0.27174 | 0.27174 | 0.27174 | 0.27174 | 0.27174 | 0.27174 | 0.27174 | 0.27174 | 0.27174 | 0.27174 | 0.27174 | 0.27174 | 0.27174 | 0.27174 | 0.27174 | 0.27174 | 0.27174 | 0.27174 | 0.27174 | 0.27174 | 0.27174 | 0.27174 | 0.27174 | 0.27174 | 0.27174 | 0.27174 | 0.27174 | 0.27174 | 0.27174 | 0.27174 | 0.27174 | 0.27174
0 | 0 | 0 |  | 0 | 2013 | 0.93736 | 0.191 | Harrison:2 | 0.191 | 0.191 | 0.191 | 0.191 | 0.191 | 0.191 | 0.191 | 0.191 | 0.191 | 0.191 | 0.191 | 0.191 | 0.191 | 0.17904 | 0.17904 | 0.17904 | 0.17904 | 0.17904 | 0.17904 | 0.17904 | 0.17904 | 0.17904 | 0.17904 | 0.17904 | 0.17904 | 0.17904 | 0.17904 | 0.17904 | 0.17904 | 0.17904 | 0.17904 | 0.17904 | 0.17904 | 0.17904 | 0.17904 | 0.17904 | 0.17904 | 0.17904 | 0.17904 | 0.17904 | 0.17904 | 0.17904 | 0.17904 | 0.17904 | 0.17904 | 0.17904 | 0.17904 | 0.17904 | 0.17904 | 0.17904 | 0.17904 | 0.17904 | 0.17904 | 0.17904
0 | 0 | 0 |  | 0 | 2013 | 0.93736 | 0.1661 | Harrison:3 | 0.1661 | 0.1661 | 0.1661 | 0.1661 | 0.1661 | 0.1661 | 0.1661 | 0.1661 | 0.1661 | 0.1661 | 0.1661 | 0.1661 | 0.1661 | 0.1557 | 0.1557 | 0.1557 | 0.1557 | 0.1557 | 0.1557 | 0.1557 | 0.1557 | 0.1557 | 0.1557 | 0.1557 | 0.1557 | 0.1557 | 0.1557 | 0.1557 | 0.1557 | 0.1557 | 0.1557 | 0.1557 | 0.1557 | 0.1557 | 0.1557 | 0.1557 | 0.1557 | 0.1557 | 0.1557 | 0.1557 | 0.1557 | 0.1557 | 0.1557 | 0.1557 | 0.1557 | 0.1557 | 0.1557 | 0.1557 | 0.1557 | 0.1557 | 0.1557 | 0.1557 | 0.1557 | 0.1557
2017 | 2017 | 2017 | 0 | 2020 | 2013 | 0.98932 | 1.3127 | Rivesville:5 | 1.3127 | 1.3127 | 1.3127 | 1.3127 | 1.3127 | 1.3127 | 1.3127 | 1.3127 | 1.3127 | 1.3127 | 1.3127 | 1.3127 | 1.3127 | 1.2987 | 1.2987 | 1.2987 | 1.2987 | 0.90908 | 0.90908 | 0.90908 | 0.090908 | 0.090908 | 0.090908 | 0.090908 | 0.090908 | 0.090908 | 0.090908 | 0.090908 | 0.090908 | 0.090908 | 0.090908 | 0.090908 | 0.090908 | 0.090908 | 0.090908 | 0.090908 | 0.090908 | 0.090908 | 0.090908 | 0.090908 | 0.090908 | 0.090908 | 0.090908 | 0.090908 | 0.090908 | 0.090908 | 0.090908 | 0.090908 | 0.090908 | 0.090908 | 0.090908 | 0.090908 | 0.090908 | 0.090908
2016 | 2016 | 2016 | 0 | 2019 | 2013 | 0.98932 | 1.3568 | Rivesville:6 | 1.3568 | 1.3568 | 1.3568 | 1.3568 | 1.3568 | 1.3568 | 1.3568 | 1.3568 | 1.3568 | 1.3568 | 1.3568 | 1.3568 | 1.3568 | 1.3423 | 1.3423 | 1.3423 | 0.93962 | 0.93962 | 0.93962 | 0.093962 | 0.093962 | 0.093962 | 0.093962 | 0.093962 | 0.093962 | 0.093962 | 0.093962 | 0.093962 | 0.093962 | 0.093962 | 0.093962 | 0.093962 | 0.093962 | 0.093962 | 0.093962 | 0.093962 | 0.093962 | 0.093962 | 0.093962 | 0.093962 | 0.093962 | 0.093962 | 0.093962 | 0.093962 | 0.093962 | 0.093962 | 0.093962 | 0.093962 | 0.093962 | 0.093962 | 0.093962 | 0.093962 | 0.093962 | 0.093962
0 | 0 | 0 | 2017 | 0 |  |  | 1.15 | Willow Island:1 | 1.15 | 1.15 | 1.15 | 1.15 | 1.15 | 1.15 | 1.15 | 1.15 | 1.15 | 1.15 | 1.15 | 1.15 | 1.15 | 1.15 | 1.15 | 1.15 | 1.15 | 0.023 | 0.023 | 0.023 | 0.023 | 0.023 | 0.023 | 0.023 | 0.023 | 0.023 | 0.023 | 0.023 | 0.023 | 0.023 | 0.023 | 0.023 | 0.023 | 0.023 | 0.023 | 0.023 | 0.023 | 0.023 | 0.023 | 0.023 | 0.023 | 0.023 | 0.023 | 0.023 | 0.023 | 0.023 | 0.023 | 0.023 | 0.023 | 0.023 | 0.023 | 0.023 | 0.023 | 0.023
0 | 0 | 0 | 2017 | 0 |  |  | 1.2752 | Willow Island:2 | 1.2752 | 1.2752 | 1.2752 | 1.2752 | 1.2752 | 1.2752 | 1.2752 | 1.2752 | 1.2752 | 1.2752 | 1.2752 | 1.2752 | 1.2752 | 1.2752 | 1.2752 | 1.2752 | 1.2752 | 0.025504 | 0.025504 | 0.025504 | 0.025504 | 0.025504 | 0.025504 | 0.025504 | 0.025504 | 0.025504 | 0.025504 | 0.025504 | 0.025504 | 0.025504 | 0.025504 | 0.025504 | 0.025504 | 0.025504 | 0.025504 | 0.025504 | 0.025504 | 0.025504 | 0.025504 | 0.025504 | 0.025504 | 0.025504 | 0.025504 | 0.025504 | 0.025504 | 0.025504 | 0.025504 | 0.025504 | 0.025504 | 0.025504 | 0.025504 | 0.025504 | 0.025504 | 0.025504
0 | 0 | 0 | 2017 | 0 |  |  | 2.0758 | Kammer:1 | 2.0758 | 2.0758 | 2.0758 | 2.0758 | 2.0758 | 2.0758 | 2.0758 | 2.0758 | 2.0758 | 2.0758 | 2.0758 | 2.0758 | 2.0758 | 2.0758 | 2.0758 | 2.0758 | 2.0758 | 0.041516 | 0.041516 | 0.041516 | 0.041516 | 0.041516 | 0.041516 | 0.041516 | 0.041516 | 0.041516 | 0.041516 | 0.041516 | 0.041516 | 0.041516 | 0.041516 | 0.041516 | 0.041516 | 0.041516 | 0.041516 | 0.041516 | 0.041516 | 0.041516 | 0.041516 | 0.041516 | 0.041516 | 0.041516 | 0.041516 | 0.041516 | 0.041516 | 0.041516 | 0.041516 | 0.041516 | 0.041516 | 0.041516 | 0.041516 | 0.041516 | 0.041516 | 0.041516
0 | 0 | 0 | 2017 | 0 |  |  | 2.068 | Kammer:2 | 2.068 | 2.068 | 2.068 | 2.068 | 2.068 | 2.068 | 2.068 | 2.068 | 2.068 | 2.068 | 2.068 | 2.068 | 2.068 | 2.068 | 2.068 | 2.068 | 2.068 | 0.04136 | 0.04136 | 0.04136 | 0.04136 | 0.04136 | 0.04136 | 0.04136 | 0.04136 | 0.04136 | 0.04136 | 0.04136 | 0.04136 | 0.04136 | 0.04136 | 0.04136 | 0.04136 | 0.04136 | 0.04136 | 0.04136 | 0.04136 | 0.04136 | 0.04136 | 0.04136 | 0.04136 | 0.04136 | 0.04136 | 0.04136 | 0.04136 | 0.04136 | 0.04136 | 0.04136 | 0.04136 | 0.04136 | 0.04136 | 0.04136 | 0.04136 | 0.04136
0 | 0 | 0 | 2017 | 0 |  |  | 2.0465 | Kammer:3 | 2.0465 | 2.0465 | 2.0465 | 2.0465 | 2.0465 | 2.0465 | 2.0465 | 2.0465 | 2.0465 | 2.0465 | 2.0465 | 2.0465 | 2.0465 | 2.0465 | 2.0465 | 2.0465 | 2.0465 | 0.04093 | 0.04093 | 0.04093 | 0.04093 | 0.04093 | 0.04093 | 0.04093 | 0.04093 | 0.04093 | 0.04093 | 0.04093 | 0.04093 | 0.04093 | 0.04093 | 0.04093 | 0.04093 | 0.04093 | 0.04093 | 0.04093 | 0.04093 | 0.04093 | 0.04093 | 0.04093 | 0.04093 | 0.04093 | 0.04093 | 0.04093 | 0.04093 | 0.04093 | 0.04093 | 0.04093 | 0.04093 | 0.04093 | 0.04093 | 0.04093 | 0.04093 | 0.04093
0 | 0 | 0 |  | 0 | 2013 | 0.91591 | 0.0758 | Mitchell (OPC):1 | 0.0758 | 0.0758 | 0.0758 | 0.0758 | 0.0758 | 0.0758 | 0.0758 | 0.0758 | 0.0758 | 0.0758 | 0.0758 | 0.0758 | 0.0758 | 0.069426 | 0.069426 | 0.069426 | 0.069426 | 0.069426 | 0.069426 | 0.069426 | 0.069426 | 0.069426 | 0.069426 | 0.069426 | 0.069426 | 0.069426 | 0.069426 | 0.069426 | 0.069426 | 0.069426 | 0.069426 | 0.069426 | 0.069426 | 0.069426 | 0.069426 | 0.069426 | 0.069426 | 0.069426 | 0.069426 | 0.069426 | 0.069426 | 0.069426 | 0.069426 | 0.069426 | 0.069426 | 0.069426 | 0.069426 | 0.069426 | 0.069426 | 0.069426 | 0.069426 | 0.069426 | 0.069426 | 0.069426
0 | 0 | 0 |  | 0 | 2013 | 0.91591 | 0.0652 | Mitchell (OPC):2 | 0.0652 | 0.0652 | 0.0652 | 0.0652 | 0.0652 | 0.0652 | 0.0652 | 0.0652 | 0.0652 | 0.0652 | 0.0652 | 0.0652 | 0.0652 | 0.059717 | 0.059717 | 0.059717 | 0.059717 | 0.059717 | 0.059717 | 0.059717 | 0.059717 | 0.059717 | 0.059717 | 0.059717 | 0.059717 | 0.059717 | 0.059717 | 0.059717 | 0.059717 | 0.059717 | 0.059717 | 0.059717 | 0.059717 | 0.059717 | 0.059717 | 0.059717 | 0.059717 | 0.059717 | 0.059717 | 0.059717 | 0.059717 | 0.059717 | 0.059717 | 0.059717 | 0.059717 | 0.059717 | 0.059717 | 0.059717 | 0.059717 | 0.059717 | 0.059717 | 0.059717 | 0.059717 | 0.059717
0 | 0 | 0 |  | 0 | 2013 | 0.94609 | 0.062 | Mount Storm:1 | 0.062 | 0.062 | 0.062 | 0.062 | 0.062 | 0.062 | 0.062 | 0.062 | 0.062 | 0.062 | 0.062 | 0.062 | 0.062 | 0.058657 | 0.058657 | 0.058657 | 0.058657 | 0.058657 | 0.058657 | 0.058657 | 0.058657 | 0.058657 | 0.058657 | 0.058657 | 0.058657 | 0.058657 | 0.058657 | 0.058657 | 0.058657 | 0.058657 | 0.058657 | 0.058657 | 0.058657 | 0.058657 | 0.058657 | 0.058657 | 0.058657 | 0.058657 | 0.058657 | 0.058657 | 0.058657 | 0.058657 | 0.058657 | 0.058657 | 0.058657 | 0.058657 | 0.058657 | 0.058657 | 0.058657 | 0.058657 | 0.058657 | 0.058657 | 0.058657 | 0.058657
0 | 0 | 0 | 0 | 0 |  |  | 0.75 | Mount Storm:JF1 | 0.75 | 0.75 | 0.75 | 0.75 | 0.75 | 0.75 | 0.75 | 0.75 | 0.75 | 0.75 | 0.75 | 0.75 | 0.75 | 0.75 | 0.75 | 0.75 | 0.75 | 0.75 | 0.75 | 0.75 | 0.75 | 0.75 | 0.75 | 0.75 | 0.75 | 0.75 | 0.75 | 0.75 | 0.75 | 0.75 | 0.75 | 0.75 | 0.75 | 0.75 | 0.75 | 0.75 | 0.75 | 0.75 | 0.75 | 0.75 | 0.75 | 0.75 | 0.75 | 0.75 | 0.75 | 0.75 | 0.75 | 0.75 | 0.75 | 0.75 | 0.75 | 0.75 | 0.75 | 0.75
0 | 0 | 0 |  | 0 | 2013 | 0.94609 | 0.0612 | Mount Storm:2 | 0.0612 | 0.0612 | 0.0612 | 0.0612 | 0.0612 | 0.0612 | 0.0612 | 0.0612 | 0.0612 | 0.0612 | 0.0612 | 0.0612 | 0.0612 | 0.0579 | 0.0579 | 0.0579 | 0.0579 | 0.0579 | 0.0579 | 0.0579 | 0.0579 | 0.0579 | 0.0579 | 0.0579 | 0.0579 | 0.0579 | 0.0579 | 0.0579 | 0.0579 | 0.0579 | 0.0579 | 0.0579 | 0.0579 | 0.0579 | 0.0579 | 0.0579 | 0.0579 | 0.0579 | 0.0579 | 0.0579 | 0.0579 | 0.0579 | 0.0579 | 0.0579 | 0.0579 | 0.0579 | 0.0579 | 0.0579 | 0.0579 | 0.0579 | 0.0579 | 0.0579 | 0.0579 | 0.0579
0 | 0 | 0 |  | 0 | 2013 | 0.94609 | 0.0575 | Mount Storm:3 | 0.0575 | 0.0575 | 0.0575 | 0.0575 | 0.0575 | 0.0575 | 0.0575 | 0.0575 | 0.0575 | 0.0575 | 0.0575 | 0.0575 | 0.0575 | 0.0544 | 0.0544 | 0.0544 | 0.0544 | 0.0544 | 0.0544 | 0.0544 | 0.0544 | 0.0544 | 0.0544 | 0.0544 | 0.0544 | 0.0544 | 0.0544 | 0.0544 | 0.0544 | 0.0544 | 0.0544 | 0.0544 | 0.0544 | 0.0544 | 0.0544 | 0.0544 | 0.0544 | 0.0544 | 0.0544 | 0.0544 | 0.0544 | 0.0544 | 0.0544 | 0.0544 | 0.0544 | 0.0544 | 0.0544 | 0.0544 | 0.0544 | 0.0544 | 0.0544 | 0.0544 | 0.0544 | 0.0544
2017 | 2017 | 2017 |  | 2020 |  |  | 0.0389 | Bay Front:ALL | 0.0389 | 0.0389 | 0.0389 | 0.0389 | 0.0389 | 0.0389 | 0.0389 | 0.0389 | 0.0389 | 0.0389 | 0.0389 | 0.0389 | 0.0389 | 0.0389 | 0.0389 | 0.0389 | 0.0389 | 0.02723 | 0.02723 | 0.02723 | 0.002723 | 0.002723 | 0.002723 | 0.002723 | 0.002723 | 0.002723 | 0.002723 | 0.002723 | 0.002723 | 0.002723 | 0.002723 | 0.002723 | 0.002723 | 0.002723 | 0.002723 | 0.002723 | 0.002723 | 0.002723 | 0.002723 | 0.002723 | 0.002723 | 0.002723 | 0.002723 | 0.002723 | 0.002723 | 0.002723 | 0.002723 | 0.002723 | 0.002723 | 0.002723 | 0.002723 | 0.002723 | 0.002723 | 0.002723
[7 empty] | 0.65 | Blount:3 | 2.472 | 2.472 | 2.472 | 2.472 | 2.472 | 2.472 | 2.472 | 0.001 | 0.001 | 0.001 | 0.001 | 0.001 | 0.001 | 0.65 | 0.65 | 0.65 | 0.65 | 0.65 | 0.65 | 0.65 | 0.65 | 0.65 | 0.65 | 0.65 | 0.65 | 0.65 | 0.65 | 0.65 | 0.65 | 0.65 | 0.65 | 0.65 | 0.65 | 0.65 | 0.65 | 0.65 | 0.65 | 0.65 | 0.65 | 0.65 | 0.65 | 0.65 | 0.65 | 0.65 | 0.65 | 0.65 | 0.65 | 0.65 | 0.65 | 0.65 | 0.65 | 0.65 | 0.65 | 0.65
[7 empty] | 0.65 | Blount:4 | 1.811 | 1.811 | 1.811 | 1.811 | 1.811 | 1.811 | 1.811 | 1.811 | 1.811 | 1.811 | 1.811 | 1.811 | 1.811 | 0.65 | 0.65 | 0.65 | 0.65 | 0.65 | 0.65 | 0.65 | 0.65 | 0.65 | 0.65 | 0.65 | 0.65 | 0.65 | 0.65 | 0.65 | 0.65 | 0.65 | 0.65 | 0.65 | 0.65 | 0.65 | 0.65 | 0.65 | 0.65 | 0.65 | 0.65 | 0.65 | 0.65 | 0.65 | 0.65 | 0.65 | 0.65 | 0.65 | 0.65 | 0.65 | 0.65 | 0.65 | 0.65 | 0.65 | 0.65 | 0.65
2017 | 2017 | 2017 | 0 | 2020 |  |  | 0.8581 | Blount:5 | 0.8581 | 0.8581 | 0.8581 | 0.8581 | 0.8581 | 0.8581 | 0.8581 | 0.8581 | 0.8581 | 0.8581 | 0.8581 | 0.8581 | 0.8581 | 0.8581 | 0.8581 | 0.8581 | 0.8581 | 0.60067 | 0.60067 | 0.60067 | 0.060067 | 0.060067 | 0.060067 | 0.060067 | 0.060067 | 0.060067 | 0.060067 | 0.060067 | 0.060067 | 0.060067 | 0.060067 | 0.060067 | 0.060067 | 0.060067 | 0.060067 | 0.060067 | 0.060067 | 0.060067 | 0.060067 | 0.060067 | 0.060067 | 0.060067 | 0.060067 | 0.060067 | 0.060067 | 0.060067 | 0.060067 | 0.060067 | 0.060067 | 0.060067 | 0.060067 | 0.060067 | 0.060067 | 0.060067
[7 empty] | 2.0078 | Blount:6 | 2.0078 | 2.0078 | 2.0078 | 2.0078 | 2.0078 | 2.0078 | 2.0078 | 2.0078 | 2.0078 | 2.0078 | 2.0078 | 2.0078 | 2.0078 | 2.0078 | 2.0078 | 2.0078 | 2.0078 | 2.0078 | 2.0078 | 2.0078 | 2.0078 | 2.0078 | 2.0078 | 2.0078 | 2.0078 | 2.0078 | 2.0078 | 2.0078 | 2.0078 | 2.0078 | 2.0078 | 2.0078 | 2.0078 | 2.0078 | 2.0078 | 2.0078 | 2.0078 | 2.0078 | 2.0078 | 2.0078 | 2.0078 | 2.0078 | 2.0078 | 2.0078 | 2.0078 | 2.0078 | 2.0078 | 2.0078 | 2.0078 | 2.0078 | 2.0078 | 2.0078 | 2.0078 | 2.0078
[7 empty] | 2.1026 | Blount:7 | 2.1026 | 2.1026 | 2.1026 | 2.1026 | 2.1026 | 2.1026 | 2.1026 | 2.1026 | 2.1026 | 2.1026 | 2.1026 | 2.1026 | 2.1026 | 2.1026 | 2.1026 | 2.1026 | 2.1026 | 2.1026 | 2.1026 | 2.1026 | 2.1026 | 2.1026 | 2.1026 | 2.1026 | 2.1026 | 2.1026 | 2.1026 | 2.1026 | 2.1026 | 2.1026 | 2.1026 | 2.1026 | 2.1026 | 2.1026 | 2.1026 | 2.1026 | 2.1026 | 2.1026 | 2.1026 | 2.1026 | 2.1026 | 2.1026 | 2.1026 | 2.1026 | 2.1026 | 2.1026 | 2.1026 | 2.1026 | 2.1026 | 2.1026 | 2.1026 | 2.1026 | 2.1026 | 2.1026
[7 empty] | 0.75 | Grimh:IC1 | 0.75 | 0.75 | 0.75 | 0.75 | 0.75 | 0.75 | 0.75 | 0.75 | 0.75 | 0.75 | 0.75 | 0.75 | 0.75 | 0.75 | 0.75 | 0.75 | 0.75 | 0.75 | 0.75 | 0.75 | 0.75 | 0.75 | 0.75 | 0.75 | 0.75 | 0.75 | 0.75 | 0.75 | 0.75 | 0.75 | 0.75 | 0.75 | 0.75 | 0.75 | 0.75 | 0.75 | 0.75 | 0.75 | 0.75 | 0.75 | 0.75 | 0.75 | 0.75 | 0.75 | 0.75 | 0.75 | 0.75 | 0.75 | 0.75 | 0.75 | 0.75 | 0.75 | 0.75 | 0.75
[7 empty] | 0.75 | French Island:3 | 0.75 | 0.75 | 0.75 | 0.75 | 0.75 | 0.75 | 0.75 | 0.75 | 0.75 | 0.75 | 0.75 | 0.75 | 0.75 | 0.75 | 0.75 | 0.75 | 0.75 | 0.75 | 0.75 | 0.75 | 0.75 | 0.75 | 0.75 | 0.75 | 0.75 | 0.75 | 0.75 | 0.75 | 0.75 | 0.75 | 0.75 | 0.75 | 0.75 | 0.75 | 0.75 | 0.75 | 0.75 | 0.75 | 0.75 | 0.75 | 0.75 | 0.75 | 0.75 | 0.75 | 0.75 | 0.75 | 0.75 | 0.75 | 0.75 | 0.75 | 0.75 | 0.75 | 0.75 | 0.75
[7 empty] | 0.75 | French Island:4 | 0.75 | 0.75 | 0.75 | 0.75 | 0.75 | 0.75 | 0.75 | 0.75 | 0.75 | 0.75 | 0.75 | 0.75 | 0.75 | 0.75 | 0.75 | 0.75 | 0.75 | 0.75 | 0.75 | 0.75 | 0.75 | 0.75 | 0.75 | 0.75 | 0.75 | 0.75 | 0.75 | 0.75 | 0.75 | 0.75 | 0.75 | 0.75 | 0.75 | 0.75 | 0.75 | 0.75 | 0.75 | 0.75 | 0.75 | 0.75 | 0.75 | 0.75 | 0.75 | 0.75 | 0.75 | 0.75 | 0.75 | 0.75 | 0.75 | 0.75 | 0.75 | 0.75 | 0.75 | 0.75
0 | 0 | 0 | 0 | 0 |  |  | 0.75 | Wheaton:1 | 0.75 | 0.75 | 0.75 | 0.75 | 0.75 | 0.75 | 0.75 | 0.75 | 0.75 | 0.75 | 0.75 | 0.75 | 0.75 | 0.75 | 0.75 | 0.75 | 0.75 | 0.75 | 0.75 | 0.75 | 0.75 | 0.75 | 0.75 | 0.75 | 0.75 | 0.75 | 0.75 | 0.75 | 0.75 | 0.75 | 0.75 | 0.75 | 0.75 | 0.75 | 0.75 | 0.75 | 0.75 | 0.75 | 0.75 | 0.75 | 0.75 | 0.75 | 0.75 | 0.75 | 0.75 | 0.75 | 0.75 | 0.75 | 0.75 | 0.75 | 0.75 | 0.75 | 0.75 | 0.75
0 | 0 | 0 | 0 | 0 |  |  | 0.75 | Wheaton:2 | 0.75 | 0.75 | 0.75 | 0.75 | 0.75 | 0.75 | 0.75 | 0.75 | 0.75 | 0.75 | 0.75 | 0.75 | 0.75 | 0.75 | 0.75 | 0.75 | 0.75 | 0.75 | 0.75 | 0.75 | 0.75 | 0.75 | 0.75 | 0.75 | 0.75 | 0.75 | 0.75 | 0.75 | 0.75 | 0.75 | 0.75 | 0.75 | 0.75 | 0.75 | 0.75 | 0.75 | 0.75 | 0.75 | 0.75 | 0.75 | 0.75 | 0.75 | 0.75 | 0.75 | 0.75 | 0.75 | 0.75 | 0.75 | 0.75 | 0.75 | 0.75 | 0.75 | 0.75 | 0.75
0 | 0 | 0 | 0 | 0 |  |  | 0.75 | Wheaton:3 | 0.75 | 0.75 | 0.75 | 0.75 | 0.75 | 0.75 | 0.75 | 0.75 | 0.75 | 0.75 | 0.75 | 0.75 | 0.75 | 0.75 | 0.75 | 0.75 | 0.75 | 0.75 | 0.75 | 0.75 | 0.75 | 0.75 | 0.75 | 0.75 | 0.75 | 0.75 | 0.75 | 0.75 | 0.75 | 0.75 | 0.75 | 0.75 | 0.75 | 0.75 | 0.75 | 0.75 | 0.75 | 0.75 | 0.75 | 0.75 | 0.75 | 0.75 | 0.75 | 0.75 | 0.75 | 0.75 | 0.75 | 0.75 | 0.75 | 0.75 | 0.75 | 0.75 | 0.75 | 0.75
0 | 0 | 0 | 0 | 0 |  |  | 0.75 | Wheaton:4 | 0.75 | 0.75 | 0.75 | 0.75 | 0.75 | 0.75 | 0.75 | 0.75 | 0.75 | 0.75 | 0.75 | 0.75 | 0.75 | 0.75 | 0.75 | 0.75 | 0.75 | 0.75 | 0.75 | 0.75 | 0.75 | 0.75 | 0.75 | 0.75 | 0.75 | 0.75 | 0.75 | 0.75 | 0.75 | 0.75 | 0.75 | 0.75 | 0.75 | 0.75 | 0.75 | 0.75 | 0.75 | 0.75 | 0.75 | 0.75 | 0.75 | 0.75 | 0.75 | 0.75 | 0.75 | 0.75 | 0.75 | 0.75 | 0.75 | 0.75 | 0.75 | 0.75 | 0.75 | 0.75
0 | 0 | 0 | 0 | 0 |  |  | 0.75 | Wheaton:5 | 0.75 | 0.75 | 0.75 | 0.75 | 0.75 | 0.75 | 0.75 | 0.75 | 0.75 | 0.75 | 0.75 | 0.75 | 0.75 | 0.75 | 0.75 | 0.75 | 0.75 | 0.75 | 0.75 | 0.75 | 0.75 | 0.75 | 0.75 | 0.75 | 0.75 | 0.75 | 0.75 | 0.75 | 0.75 | 0.75 | 0.75 | 0.75 | 0.75 | 0.75 | 0.75 | 0.75 | 0.75 | 0.75 | 0.75 | 0.75 | 0.75 | 0.75 | 0.75 | 0.75 | 0.75 | 0.75 | 0.75 | 0.75 | 0.75 | 0.75 | 0.75 | 0.75 | 0.75 | 0.75
0 | 0 | 0 | 0 | 0 |  |  | 0.75 | Wheaton:6 | 0.75 | 0.75 | 0.75 | 0.75 | 0.75 | 0.75 | 0.75 | 0.75 | 0.75 | 0.75 | 0.75 | 0.75 | 0.75 | 0.75 | 0.75 | 0.75 | 0.75 | 0.75 | 0.75 | 0.75 | 0.75 | 0.75 | 0.75 | 0.75 | 0.75 | 0.75 | 0.75 | 0.75 | 0.75 | 0.75 | 0.75 | 0.75 | 0.75 | 0.75 | 0.75 | 0.75 | 0.75 | 0.75 | 0.75 | 0.75 | 0.75 | 0.75 | 0.75 | 0.75 | 0.75 | 0.75 | 0.75 | 0.75 | 0.75 | 0.75 | 0.75 | 0.75 | 0.75 | 0.75
0 | 0 | 0 | 0 | 0 |  |  | 0.5 | Danbury Dam:ALL | 0.5 | 0.5 | 0.5 | 0.5 | 0.5 | 0.5 | 0.5 | 0.5 | 0.5 | 0.5 | 0.5 | 0.5 | 0.5 | 0.5 | 0.5 | 0.5 | 0.5 | 0.5 | 0.5 | 0.5 | 0.5 | 0.5 | 0.5 | 0.5 | 0.5 | 0.5 | 0.5 | 0.5 | 0.5 | 0.5 | 0.5 | 0.5 | 0.5 | 0.5 | 0.5 | 0.5 | 0.5 | 0.5 | 0.5 | 0.5 | 0.5 | 0.5 | 0.5 | 0.5 | 0.5 | 0.5 | 0.5 | 0.5 | 0.5 | 0.5 | 0.5 | 0.5 | 0.5 | 0.5
0 | 0 | 0 | 0 | 0 |  |  | 0.75 | Frederic Diesel:ALL | 0.75 | 0.75 | 0.75 | 0.75 | 0.75 | 0.75 | 0.75 | 0.75 | 0.75 | 0.75 | 0.75 | 0.75 | 0.75 | 0.75 | 0.75 | 0.75 | 0.75 | 0.75 | 0.75 | 0.75 | 0.75 | 0.75 | 0.75 | 0.75 | 0.75 | 0.75 | 0.75 | 0.75 | 0.75 | 0.75 | 0.75 | 0.75 | 0.75 | 0.75 | 0.75 | 0.75 | 0.75 | 0.75 | 0.75 | 0.75 | 0.75 | 0.75 | 0.75 | 0.75 | 0.75 | 0.75 | 0.75 | 0.75 | 0.75 | 0.75 | 0.75 | 0.75 | 0.75 | 0.75
0 | 0 | 0 | 0 | 0 |  |  | 0.5 | Grantsburg Diesel:ALL | 0.5 | 0.5 | 0.5 | 0.5 | 0.5 | 0.5 | 0.5 | 0.5 | 0.5 | 0.5 | 0.5 | 0.5 | 0.5 | 0.5 | 0.5 | 0.5 | 0.5 | 0.5 | 0.5 | 0.5 | 0.5 | 0.5 | 0.5 | 0.5 | 0.5 | 0.5 | 0.5 | 0.5 | 0.5 | 0.5 | 0.5 | 0.5 | 0.5 | 0.5 | 0.5 | 0.5 | 0.5 | 0.5 | 0.5 | 0.5 | 0.5 | 0.5 | 0.5 | 0.5 | 0.5 | 0.5 | 0.5 | 0.5 | 0.5 | 0.5 | 0.5 | 0.5 | 0.5 | 0.5
[7 empty] | 1.917 | Port Washington (Wep):1 | 1.917 | 1.917 | 1.917 | 1.917 | 1.917 | 1.917 | 1.917 | 1.917 | 1.917 | 1.917 | 1.917 | 1.917 | 1.917 | 1.917 | 1.917 | 1.917 | 1.917 | 1.917 | 1.917 | 1.917 | 1.917 | 1.917 | 1.917 | 1.917 | 1.917 | 1.917 | 1.917 | 1.917 | 1.917 | 1.917 | 1.917 | 1.917 | 1.917 | 1.917 | 1.917 | 1.917 | 1.917 | 1.917 | 1.917 | 1.917 | 1.917 | 1.917 | 1.917 | 1.917 | 1.917 | 1.917 | 1.917 | 1.917 | 1.917 | 1.917 | 1.917 | 1.917 | 1.917 | 1.917
[7 empty] | 1.917 | Port Washington (Wep):2 | 1.917 | 1.917 | 1.917 | 1.917 | 1.917 | 1.917 | 1.917 | 1.917 | 1.917 | 1.917 | 1.917 | 1.917 | 1.917 | 1.917 | 1.917 | 1.917 | 1.917 | 1.917 | 1.917 | 1.917 | 1.917 | 1.917 | 1.917 | 1.917 | 1.917 | 1.917 | 1.917 | 1.917 | 1.917 | 1.917 | 1.917 | 1.917 | 1.917 | 1.917 | 1.917 | 1.917 | 1.917 | 1.917 | 1.917 | 1.917 | 1.917 | 1.917 | 1.917 | 1.917 | 1.917 | 1.917 | 1.917 | 1.917 | 1.917 | 1.917 | 1.917 | 1.917 | 1.917 | 1.917
[7 empty] | 1.917 | Port Washington (Wep):3 | 1.917 | 1.917 | 1.917 | 1.917 | 1.917 | 1.917 | 1.917 | 1.917 | 1.917 | 1.917 | 1.917 | 1.917 | 1.917 | 1.917 | 1.917 | 1.917 | 1.917 | 1.917 | 1.917 | 1.917 | 1.917 | 1.917 | 1.917 | 1.917 | 1.917 | 1.917 | 1.917 | 1.917 | 1.917 | 1.917 | 1.917 | 1.917 | 1.917 | 1.917 | 1.917 | 1.917 | 1.917 | 1.917 | 1.917 | 1.917 | 1.917 | 1.917 | 1.917 | 1.917 | 1.917 | 1.917 | 1.917 | 1.917 | 1.917 | 1.917 | 1.917 | 1.917 | 1.917 | 1.917
[7 empty] | 1.559 | Port Washington (Wep):4 | 1.559 | 1.559 | 1.559 | 1.559 | 1.559 | 1.559 | 1.559 | 1.559 | 1.559 | 1.559 | 1.559 | 1.559 | 1.559 | 1.559 | 1.559 | 1.559 | 1.559 | 1.559 | 1.559 | 1.559 | 1.559 | 1.559 | 1.559 | 1.559 | 1.559 | 1.559 | 1.559 | 1.559 | 1.559 | 1.559 | 1.559 | 1.559 | 1.559 | 1.559 | 1.559 | 1.559 | 1.559 | 1.559 | 1.559 | 1.559 | 1.559 | 1.559 | 1.559 | 1.559 | 1.559 | 1.559 | 1.559 | 1.559 | 1.559 | 1.559 | 1.559 | 1.559 | 1.559 | 1.559
0 | 0 | 0 | 0 | 0 |  |  | 0.75 | Port Washington (Wep):6 | 0.75 | 0.75 | 0.75 | 0.75 | 0.75 | 0.75 | 0.75 | 0.75 | 0.75 | 0.75 | 0.75 | 0.75 | 0.75 | 0.75 | 0.75 | 0.75 | 0.75 | 0.75 | 0.75 | 0.75 | 0.75 | 0.75 | 0.75 | 0.75 | 0.75 | 0.75 | 0.75 | 0.75 | 0.75 | 0.75 | 0.75 | 0.75 | 0.75 | 0.75 | 0.75 | 0.75 | 0.75 | 0.75 | 0.75 | 0.75 | 0.75 | 0.75 | 0.75 | 0.75 | 0.75 | 0.75 | 0.75 | 0.75 | 0.75 | 0.75 | 0.75 | 0.75 | 0.75 | 0.75
2015 | 2015 | 2015 |  | 2017 |  |  | 0.022105 | Oak Creek South:5 | 0.4421 | 0.4421 | 0.4421 | 0.4421 | 0.4421 | 0.4421 | 0.4421 | 0.4421 | 0.4421 | 0.4421 | 0.4421 | 0.4421 | 0.022105 | 0.022105 | 0.022105 | 0.015473 | 0.015473 | 0.0015473 | 0.0015473 | 0.0015473 | 0.0015473 | 0.0015473 | 0.0015473 | 0.0015473 | 0.0015473 | 0.0015473 | 0.0015473 | 0.0015473 | 0.0015473 | 0.0015473 | 0.0015473 | 0.0015473 | 0.0015473 | 0.0015473 | 0.0015473 | 0.0015473 | 0.0015473 | 0.0015473 | 0.0015473 | 0.0015473 | 0.0015473 | 0.0015473 | 0.0015473 | 0.0015473 | 0.0015473 | 0.0015473 | 0.0015473 | 0.0015473 | 0.0015473 | 0.0015473 | 0.0015473 | 0.0015473 | 0.0015473 | 0.0015473
2015 | 2015 | 2015 |  | 2017 |  |  | 0.021285 | Oak Creek South:6 | 0.4257 | 0.4257 | 0.4257 | 0.4257 | 0.4257 | 0.4257 | 0.4257 | 0.4257 | 0.4257 | 0.4257 | 0.4257 | 0.4257 | 0.021285 | 0.021285 | 0.021285 | 0.014899 | 0.014899 | 0.0014899 | 0.0014899 | 0.0014899 | 0.0014899 | 0.0014899 | 0.0014899 | 0.0014899 | 0.0014899 | 0.0014899 | 0.0014899 | 0.0014899 | 0.0014899 | 0.0014899 | 0.0014899 | 0.0014899 | 0.0014899 | 0.0014899 | 0.0014899 | 0.0014899 | 0.0014899 | 0.0014899 | 0.0014899 | 0.0014899 | 0.0014899 | 0.0014899 | 0.0014899 | 0.0014899 | 0.0014899 | 0.0014899 | 0.0014899 | 0.0014899 | 0.0014899 | 0.0014899 | 0.0014899 | 0.0014899 | 0.0014899 | 0.0014899
2015 | 2015 | 2015 |  | 2017 |  |  | 0.022925 | Oak Creek South:7 | 0.4585 | 0.4585 | 0.4585 | 0.4585 | 0.4585 | 0.4585 | 0.4585 | 0.4585 | 0.4585 | 0.4585 | 0.4585 | 0.4585 | 0.022925 | 0.022925 | 0.022925 | 0.016047 | 0.016047 | 0.0016047 | 0.0016047 | 0.0016047 | 0.0016047 | 0.0016047 | 0.0016047 | 0.0016047 | 0.0016047 | 0.0016047 | 0.0016047 | 0.0016047 | 0.0016047 | 0.0016047 | 0.0016047 | 0.0016047 | 0.0016047 | 0.0016047 | 0.0016047 | 0.0016047 | 0.0016047 | 0.0016047 | 0.0016047 | 0.0016047 | 0.0016047 | 0.0016047 | 0.0016047 | 0.0016047 | 0.0016047 | 0.0016047 | 0.0016047 | 0.0016047 | 0.0016047 | 0.0016047 | 0.0016047 | 0.0016047 | 0.0016047 | 0.0016047
2015 | 2015 | 2015 |  | 2017 |  |  | 0.02284 | Oak Creek South:8 | 0.4568 | 0.4568 | 0.4568 | 0.4568 | 0.4568 | 0.4568 | 0.4568 | 0.4568 | 0.4568 | 0.4568 | 0.4568 | 0.4568 | 0.02284 | 0.02284 | 0.02284 | 0.015988 | 0.015988 | 0.0015988 | 0.0015988 | 0.0015988 | 0.0015988 | 0.0015988 | 0.0015988 | 0.0015988 | 0.0015988 | 0.0015988 | 0.0015988 | 0.0015988 | 0.0015988 | 0.0015988 | 0.0015988 | 0.0015988 | 0.0015988 | 0.0015988 | 0.0015988 | 0.0015988 | 0.0015988 | 0.0015988 | 0.0015988 | 0.0015988 | 0.0015988 | 0.0015988 | 0.0015988 | 0.0015988 | 0.0015988 | 0.0015988 | 0.0015988 | 0.0015988 | 0.0015988 | 0.0015988 | 0.0015988 | 0.0015988 | 0.0015988 | 0.0015988
2016 | 2016 | 2016 | 0 | 2018 |  |  | 0.7788 | Valley (WEP):1 | 0.7788 | 0.7788 | 0.7788 | 0.7788 | 0.7788 | 0.7788 | 0.7788 | 0.7788 | 0.7788 | 0.7788 | 0.7788 | 0.7788 | 0.7788 | 0.7788 | 0.7788 | 0.7788 | 0.54516 | 0.54516 | 0.054516 | 0.054516 | 0.054516 | 0.054516 | 0.054516 | 0.054516 | 0.054516 | 0.054516 | 0.054516 | 0.054516 | 0.054516 | 0.054516 | 0.054516 | 0.054516 | 0.054516 | 0.054516 | 0.054516 | 0.054516 | 0.054516 | 0.054516 | 0.054516 | 0.054516 | 0.054516 | 0.054516 | 0.054516 | 0.054516 | 0.054516 | 0.054516 | 0.054516 | 0.054516 | 0.054516 | 0.054516 | 0.054516 | 0.054516 | 0.054516 | 0.054516
2016 | 2016 | 2016 | 0 | 2018 |  |  | 0.7773 | Valley (WEP):2 | 0.7773 | 0.7773 | 0.7773 | 0.7773 | 0.7773 | 0.7773 | 0.7773 | 0.7773 | 0.7773 | 0.7773 | 0.7773 | 0.7773 | 0.7773 | 0.7773 | 0.7773 | 0.7773 | 0.54411 | 0.54411 | 0.054411 | 0.054411 | 0.054411 | 0.054411 | 0.054411 | 0.054411 | 0.054411 | 0.054411 | 0.054411 | 0.054411 | 0.054411 | 0.054411 | 0.054411 | 0.054411 | 0.054411 | 0.054411 | 0.054411 | 0.054411 | 0.054411 | 0.054411 | 0.054411 | 0.054411 | 0.054411 | 0.054411 | 0.054411 | 0.054411 | 0.054411 | 0.054411 | 0.054411 | 0.054411 | 0.054411 | 0.054411 | 0.054411 | 0.054411 | 0.054411 | 0.054411
0 | 0 | 0 | 0 | 0 |  |  | 0.75 | Point Beach:5 | 0.75 | 0.75 | 0.75 | 0.75 | 0.75 | 0.75 | 0.75 | 0.75 | 0.75 | 0.75 | 0.75 | 0.75 | 0.75 | 0.75 | 0.75 | 0.75 | 0.75 | 0.75 | 0.75 | 0.75 | 0.75 | 0.75 | 0.75 | 0.75 | 0.75 | 0.75 | 0.75 | 0.75 | 0.75 | 0.75 | 0.75 | 0.75 | 0.75 | 0.75 | 0.75 | 0.75 | 0.75 | 0.75 | 0.75 | 0.75 | 0.75 | 0.75 | 0.75 | 0.75 | 0.75 | 0.75 | 0.75 | 0.75 | 0.75 | 0.75 | 0.75 | 0.75 | 0.75 | 0.75
2017 | 2017 | 2017 | 0 | 2019 |  |  | 0.558 | Edgewater (WPL):3 | 0.558 | 0.558 | 0.558 | 0.558 | 0.558 | 0.558 | 0.558 | 0.558 | 0.558 | 0.558 | 0.558 | 0.558 | 0.558 | 0.558 | 0.558 | 0.558 | 0.558 | 0.3906 | 0.3906 | 0.03906 | 0.03906 | 0.03906 | 0.03906 | 0.03906 | 0.03906 | 0.03906 | 0.03906 | 0.03906 | 0.03906 | 0.03906 | 0.03906 | 0.03906 | 0.03906 | 0.03906 | 0.03906 | 0.03906 | 0.03906 | 0.03906 | 0.03906 | 0.03906 | 0.03906 | 0.03906 | 0.03906 | 0.03906 | 0.03906 | 0.03906 | 0.03906 | 0.03906 | 0.03906 | 0.03906 | 0.03906 | 0.03906 | 0.03906 | 0.03906
2015 | 2015 | 2015 | 0 | 2017 |  |  | 0.5312 | Edgewater (WPL):4 | 0.5312 | 0.5312 | 0.5312 | 0.5312 | 0.5312 | 0.5312 | 0.5312 | 0.5312 | 0.5312 | 0.5312 | 0.5312 | 0.5312 | 0.5312 | 0.5312 | 0.5312 | 0.37184 | 0.37184 | 0.037184 | 0.037184 | 0.037184 | 0.037184 | 0.037184 | 0.037184 | 0.037184 | 0.037184 | 0.037184 | 0.037184 | 0.037184 | 0.037184 | 0.037184 | 0.037184 | 0.037184 | 0.037184 | 0.037184 | 0.037184 | 0.037184 | 0.037184 | 0.037184 | 0.037184 | 0.037184 | 0.037184 | 0.037184 | 0.037184 | 0.037184 | 0.037184 | 0.037184 | 0.037184 | 0.037184 | 0.037184 | 0.037184 | 0.037184 | 0.037184 | 0.037184 | 0.037184
0 | 2017 | 0 | 0 | 2017 |  |  | 0.6862 | Edgewater (WPL):5 | 0.6862 | 0.6862 | 0.6862 | 0.6862 | 0.6862 | 0.6862 | 0.6862 | 0.6862 | 0.6862 | 0.6862 | 0.6862 | 0.6862 | 0.6862 | 0.6862 | 0.6862 | 0.6862 | 0.6862 | 0.06862 | 0.06862 | 0.06862 | 0.06862 | 0.06862 | 0.06862 | 0.06862 | 0.06862 | 0.06862 | 0.06862 | 0.06862 | 0.06862 | 0.06862 | 0.06862 | 0.06862 | 0.06862 | 0.06862 | 0.06862 | 0.06862 | 0.06862 | 0.06862 | 0.06862 | 0.06862 | 0.06862 | 0.06862 | 0.06862 | 0.06862 | 0.06862 | 0.06862 | 0.06862 | 0.06862 | 0.06862 | 0.06862 | 0.06862 | 0.06862 | 0.06862 | 0.06862
2016 | 2016 | 2016 | 0 | 2018 |  |  | 1.873 | Dewey:1 | 1.873 | 1.873 | 1.873 | 1.873 | 1.873 | 1.873 | 1.873 | 1.873 | 1.873 | 1.873 | 1.873 | 1.873 | 1.873 | 1.873 | 1.873 | 1.873 | 1.3111 | 1.3111 | 0.13111 | 0.13111 | 0.13111 | 0.13111 | 0.13111 | 0.13111 | 0.13111 | 0.13111 | 0.13111 | 0.13111 | 0.13111 | 0.13111 | 0.13111 | 0.13111 | 0.13111 | 0.13111 | 0.13111 | 0.13111 | 0.13111 | 0.13111 | 0.13111 | 0.13111 | 0.13111 | 0.13111 | 0.13111 | 0.13111 | 0.13111 | 0.13111 | 0.13111 | 0.13111 | 0.13111 | 0.13111 | 0.13111 | 0.13111 | 0.13111 | 0.13111
2016 | 2016 | 2016 | 0 | 2018 |  |  | 1.8002 | Dewey:2 | 1.8002 | 1.8002 | 1.8002 | 1.8002 | 1.8002 | 1.8002 | 1.8002 | 1.8002 | 1.8002 | 1.8002 | 1.8002 | 1.8002 | 1.8002 | 1.8002 | 1.8002 | 1.8002 | 1.2601 | 1.2601 | 0.12601 | 0.12601 | 0.12601 | 0.12601 | 0.12601 | 0.12601 | 0.12601 | 0.12601 | 0.12601 | 0.12601 | 0.12601 | 0.12601 | 0.12601 | 0.12601 | 0.12601 | 0.12601 | 0.12601 | 0.12601 | 0.12601 | 0.12601 | 0.12601 | 0.12601 | 0.12601 | 0.12601 | 0.12601 | 0.12601 | 0.12601 | 0.12601 | 0.12601 | 0.12601 | 0.12601 | 0.12601 | 0.12601 | 0.12601 | 0.12601 | 0.12601
0 | 0 | 0 | 0 | 0 |  |  | 0.75 | Eagle River:ALL | 0.75 | 0.75 | 0.75 | 0.75 | 0.75 | 0.75 | 0.75 | 0.75 | 0.75 | 0.75 | 0.75 | 0.75 | 0.75 | 0.75 | 0.75 | 0.75 | 0.75 | 0.75 | 0.75 | 0.75 | 0.75 | 0.75 | 0.75 | 0.75 | 0.75 | 0.75 | 0.75 | 0.75 | 0.75 | 0.75 | 0.75 | 0.75 | 0.75 | 0.75 | 0.75 | 0.75 | 0.75 | 0.75 | 0.75 | 0.75 | 0.75 | 0.75 | 0.75 | 0.75 | 0.75 | 0.75 | 0.75 | 0.75 | 0.75 | 0.75 | 0.75 | 0.75 | 0.75 | 0.75
[7 empty] | 0.743 | Pulliam:3 | 0.743 | 0.743 | 0.743 | 0.743 | 0.743 | 0.743 | 0.743 | 0.743 | 0.743 | 0.743 | 0.743 | 0.743 | 0.743 | 0.743 | 0.743 | 0.743 | 0.743 | 0.743 | 0.743 | 0.743 | 0.743 | 0.743 | 0.743 | 0.743 | 0.743 | 0.743 | 0.743 | 0.743 | 0.743 | 0.743 | 0.743 | 0.743 | 0.743 | 0.743 | 0.743 | 0.743 | 0.743 | 0.743 | 0.743 | 0.743 | 0.743 | 0.743 | 0.743 | 0.743 | 0.743 | 0.743 | 0.743 | 0.743 | 0.743 | 0.743 | 0.743 | 0.743 | 0.743 | 0.743
0 | 0 | 0 |  | 0 |  |  | 0.0005 | Pulliam:4 | 0.0005 | 0.0005 | 0.0005 | 0.0005 | 0.0005 | 0.0005 | 0.0005 | 0.0005 | 0.0005 | 0.0005 | 0.0005 | 0.0005 | 0.0005 | 0.0005 | 0.0005 | 0.0005 | 0.0005 | 0.0005 | 0.0005 | 0.0005 | 0.0005 | 0.0005 | 0.0005 | 0.0005 | 0.0005 | 0.0005 | 0.0005 | 0.0005 | 0.0005 | 0.0005 | 0.0005 | 0.0005 | 0.0005 | 0.0005 | 0.0005 | 0.0005 | 0.0005 | 0.0005 | 0.0005 | 0.0005 | 0.0005 | 0.0005 | 0.0005 | 0.0005 | 0.0005 | 0.0005 | 0.0005 | 0.0005 | 0.0005 | 0.0005 | 0.0005 | 0.0005 | 0.0005 | 0.0005
2017 | 2017 | 2017 | 0 | 2020 |  |  | 0.747 | Pulliam:5 | 0.747 | 0.747 | 0.747 | 0.747 | 0.747 | 0.747 | 0.747 | 0.747 | 0.747 | 0.747 | 0.747 | 0.747 | 0.747 | 0.747 | 0.747 | 0.747 | 0.747 | 0.5229 | 0.5229 | 0.5229 | 0.05229 | 0.05229 | 0.05229 | 0.05229 | 0.05229 | 0.05229 | 0.05229 | 0.05229 | 0.05229 | 0.05229 | 0.05229 | 0.05229 | 0.05229 | 0.05229 | 0.05229 | 0.05229 | 0.05229 | 0.05229 | 0.05229 | 0.05229 | 0.05229 | 0.05229 | 0.05229 | 0.05229 | 0.05229 | 0.05229 | 0.05229 | 0.05229 | 0.05229 | 0.05229 | 0.05229 | 0.05229 | 0.05229 | 0.05229
2017 | 2017 | 2017 | 0 | 2020 |  |  | 0.5094 | Pulliam:6 | 0.5094 | 0.5094 | 0.5094 | 0.5094 | 0.5094 | 0.5094 | 0.5094 | 0.5094 | 0.5094 | 0.5094 | 0.5094 | 0.5094 | 0.5094 | 0.5094 | 0.5094 | 0.5094 | 0.5094 | 0.35658 | 0.35658 | 0.35658 | 0.035658 | 0.035658 | 0.035658 | 0.035658 | 0.035658 | 0.035658 | 0.035658 | 0.035658 | 0.035658 | 0.035658 | 0.035658 | 0.035658 | 0.035658 | 0.035658 | 0.035658 | 0.035658 | 0.035658 | 0.035658 | 0.035658 | 0.035658 | 0.035658 | 0.035658 | 0.035658 | 0.035658 | 0.035658 | 0.035658 | 0.035658 | 0.035658 | 0.035658 | 0.035658 | 0.035658 | 0.035658 | 0.035658 | 0.035658
2017 | 2017 | 2017 | 0 | 2019 |  |  | 0.5245 | Pulliam:7 | 0.5245 | 0.5245 | 0.5245 | 0.5245 | 0.5245 | 0.5245 | 0.5245 | 0.5245 | 0.5245 | 0.5245 | 0.5245 | 0.5245 | 0.5245 | 0.5245 | 0.5245 | 0.5245 | 0.5245 | 0.36715 | 0.36715 | 0.036715 | 0.036715 | 0.036715 | 0.036715 | 0.036715 | 0.036715 | 0.036715 | 0.036715 | 0.036715 | 0.036715 | 0.036715 | 0.036715 | 0.036715 | 0.036715 | 0.036715 | 0.036715 | 0.036715 | 0.036715 | 0.036715 | 0.036715 | 0.036715 | 0.036715 | 0.036715 | 0.036715 | 0.036715 | 0.036715 | 0.036715 | 0.036715 | 0.036715 | 0.036715 | 0.036715 | 0.036715 | 0.036715 | 0.036715 | 0.036715
2017 | 2017 | 2017 | 0 | 2019 |  |  | 0.5506 | Pulliam:8 | 0.5506 | 0.5506 | 0.5506 | 0.5506 | 0.5506 | 0.5506 | 0.5506 | 0.5506 | 0.5506 | 0.5506 | 0.5506 | 0.5506 | 0.5506 | 0.5506 | 0.5506 | 0.5506 | 0.5506 | 0.38542 | 0.38542 | 0.038542 | 0.038542 | 0.038542 | 0.038542 | 0.038542 | 0.038542 | 0.038542 | 0.038542 | 0.038542 | 0.038542 | 0.038542 | 0.038542 | 0.038542 | 0.038542 | 0.038542 | 0.038542 | 0.038542 | 0.038542 | 0.038542 | 0.038542 | 0.038542 | 0.038542 | 0.038542 | 0.038542 | 0.038542 | 0.038542 | 0.038542 | 0.038542 | 0.038542 | 0.038542 | 0.038542 | 0.038542 | 0.038542 | 0.038542 | 0.038542
2017 | 2017 | 2017 | 0 | 2019 |  |  | 0.5513 | Weston (WPS):1 | 0.5513 | 0.5513 | 0.5513 | 0.5513 | 0.5513 | 0.5513 | 0.5513 | 0.5513 | 0.5513 | 0.5513 | 0.5513 | 0.5513 | 0.5513 | 0.5513 | 0.5513 | 0.5513 | 0.5513 | 0.38591 | 0.38591 | 0.038591 | 0.038591 | 0.038591 | 0.038591 | 0.038591 | 0.038591 | 0.038591 | 0.038591 | 0.038591 | 0.038591 | 0.038591 | 0.038591 | 0.038591 | 0.038591 | 0.038591 | 0.038591 | 0.038591 | 0.038591 | 0.038591 | 0.038591 | 0.038591 | 0.038591 | 0.038591 | 0.038591 | 0.038591 | 0.038591 | 0.038591 | 0.038591 | 0.038591 | 0.038591 | 0.038591 | 0.038591 | 0.038591 | 0.038591 | 0.038591
2017 | 2017 | 2017 | 0 | 2019 |  |  | 0.5663 | Weston (WPS):2 | 0.5663 | 0.5663 | 0.5663 | 0.5663 | 0.5663 | 0.5663 | 0.5663 | 0.5663 | 0.5663 | 0.5663 | 0.5663 | 0.5663 | 0.5663 | 0.5663 | 0.5663 | 0.5663 | 0.5663 | 0.39641 | 0.39641 | 0.039641 | 0.039641 | 0.039641 | 0.039641 | 0.039641 | 0.039641 | 0.039641 | 0.039641 | 0.039641 | 0.039641 | 0.039641 | 0.039641 | 0.039641 | 0.039641 | 0.039641 | 0.039641 | 0.039641 | 0.039641 | 0.039641 | 0.039641 | 0.039641 | 0.039641 | 0.039641 | 0.039641 | 0.039641 | 0.039641 | 0.039641 | 0.039641 | 0.039641 | 0.039641 | 0.039641 | 0.039641 | 0.039641 | 0.039641 | 0.039641
2015 | 2015 | 2015 |  | 2017 |  |  | 0.02846 | Weston (WPS):3 | 0.5692 | 0.5692 | 0.5692 | 0.5692 | 0.5692 | 0.5692 | 0.5692 | 0.5692 | 0.5692 | 0.5692 | 0.5692 | 0.5692 | 0.5692 | 0.02846 | 0.02846 | 0.019922 | 0.019922 | 0.0019922 | 0.0019922 | 0.0019922 | 0.0019922 | 0.0019922 | 0.0019922 | 0.0019922 | 0.0019922 | 0.0019922 | 0.0019922 | 0.0019922 | 0.0019922 | 0.0019922 | 0.0019922 | 0.0019922 | 0.0019922 | 0.0019922 | 0.0019922 | 0.0019922 | 0.0019922 | 0.0019922 | 0.0019922 | 0.0019922 | 0.0019922 | 0.0019922 | 0.0019922 | 0.0019922 | 0.0019922 | 0.0019922 | 0.0019922 | 0.0019922 | 0.0019922 | 0.0019922 | 0.0019922 | 0.0019922 | 0.0019922 | 0.0019922
0 | 0 | 0 | 0 | 0 |  |  | 0.5 | Arcadia (AREU):ALL | 0.5 | 0.5 | 0.5 | 0.5 | 0.5 | 0.5 | 0.5 | 0.5 | 0.5 | 0.5 | 0.5 | 0.5 | 0.5 | 0.5 | 0.5 | 0.5 | 0.5 | 0.5 | 0.5 | 0.5 | 0.5 | 0.5 | 0.5 | 0.5 | 0.5 | 0.5 | 0.5 | 0.5 | 0.5 | 0.5 | 0.5 | 0.5 | 0.5 | 0.5 | 0.5 | 0.5 | 0.5 | 0.5 | 0.5 | 0.5 | 0.5 | 0.5 | 0.5 | 0.5 | 0.5 | 0.5 | 0.5 | 0.5 | 0.5 | 0.5 | 0.5 | 0.5 | 0.5 | 0.5
0 | 0 | 0 | 0 | 0 |  |  | 0.75 | Cumberland (CUMB):14 | 0.75 | 0.75 | 0.75 | 0.75 | 0.75 | 0.75 | 0.75 | 0.75 | 0.75 | 0.75 | 0.75 | 0.75 | 0.75 | 0.75 | 0.75 | 0.75 | 0.75 | 0.75 | 0.75 | 0.75 | 0.75 | 0.75 | 0.75 | 0.75 | 0.75 | 0.75 | 0.75 | 0.75 | 0.75 | 0.75 | 0.75 | 0.75 | 0.75 | 0.75 | 0.75 | 0.75 | 0.75 | 0.75 | 0.75 | 0.75 | 0.75 | 0.75 | 0.75 | 0.75 | 0.75 | 0.75 | 0.75 | 0.75 | 0.75 | 0.75 | 0.75 | 0.75 | 0.75 | 0.75
0 | 0 | 0 | 0 | 0 |  |  | 0.75 | Cumberland (CUMB):6 | 0.75 | 0.75 | 0.75 | 0.75 | 0.75 | 0.75 | 0.75 | 0.75 | 0.75 | 0.75 | 0.75 | 0.75 | 0.75 | 0.75 | 0.75 | 0.75 | 0.75 | 0.75 | 0.75 | 0.75 | 0.75 | 0.75 | 0.75 | 0.75 | 0.75 | 0.75 | 0.75 | 0.75 | 0.75 | 0.75 | 0.75 | 0.75 | 0.75 | 0.75 | 0.75 | 0.75 | 0.75 | 0.75 | 0.75 | 0.75 | 0.75 | 0.75 | 0.75 | 0.75 | 0.75 | 0.75 | 0.75 | 0.75 | 0.75 | 0.75 | 0.75 | 0.75 | 0.75 | 0.75
0 | 0 | 0 | 0 | 0 |  |  | 0.5 | Fennimore:ALL | 0.5 | 0.5 | 0.5 | 0.5 | 0.5 | 0.5 | 0.5 | 0.5 | 0.5 | 0.5 | 0.5 | 0.5 | 0.5 | 0.5 | 0.5 | 0.5 | 0.5 | 0.5 | 0.5 | 0.5 | 0.5 | 0.5 | 0.5 | 0.5 | 0.5 | 0.5 | 0.5 | 0.5 | 0.5 | 0.5 | 0.5 | 0.5 | 0.5 | 0.5 | 0.5 | 0.5 | 0.5 | 0.5 | 0.5 | 0.5 | 0.5 | 0.5 | 0.5 | 0.5 | 0.5 | 0.5 | 0.5 | 0.5 | 0.5 | 0.5 | 0.5 | 0.5 | 0.5 | 0.5
0 | 0 | 0 | 0 | 0 |  |  | 0.75 | Kaukauna:13 | 0.75 | 0.75 | 0.75 | 0.75 | 0.75 | 0.75 | 0.75 | 0.75 | 0.75 | 0.75 | 0.75 | 0.75 | 0.75 | 0.75 | 0.75 | 0.75 | 0.75 | 0.75 | 0.75 | 0.75 | 0.75 | 0.75 | 0.75 | 0.75 | 0.75 | 0.75 | 0.75 | 0.75 | 0.75 | 0.75 | 0.75 | 0.75 | 0.75 | 0.75 | 0.75 | 0.75 | 0.75 | 0.75 | 0.75 | 0.75 | 0.75 | 0.75 | 0.75 | 0.75 | 0.75 | 0.75 | 0.75 | 0.75 | 0.75 | 0.75 | 0.75 | 0.75 | 0.75 | 0.75
0 | 0 | 0 | 0 | 0 |  |  | 0.5 | La Farge:4 | 0.5 | 0.5 | 0.5 | 0.5 | 0.5 | 0.5 | 0.5 | 0.5 | 0.5 | 0.5 | 0.5 | 0.5 | 0.5 | 0.5 | 0.5 | 0.5 | 0.5 | 0.5 | 0.5 | 0.5 | 0.5 | 0.5 | 0.5 | 0.5 | 0.5 | 0.5 | 0.5 | 0.5 | 0.5 | 0.5 | 0.5 | 0.5 | 0.5 | 0.5 | 0.5 | 0.5 | 0.5 | 0.5 | 0.5 | 0.5 | 0.5 | 0.5 | 0.5 | 0.5 | 0.5 | 0.5 | 0.5 | 0.5 | 0.5 | 0.5 | 0.5 | 0.5 | 0.5 | 0.5
[7 empty] | 0.65 | Manitowoc:2 | 1.57 | 1.57 | 1.57 | 1.57 | 1.57 | 1.57 | 1.57 | 1.57 | 1.57 | 1.57 | 1.57 | 1.57 | 1.57 | 0.65 | 0.65 | 0.65 | 0.65 | 0.65 | 0.65 | 0.65 | 0.65 | 0.65 | 0.65 | 0.65 | 0.65 | 0.65 | 0.65 | 0.65 | 0.65 | 0.65 | 0.65 | 0.65 | 0.65 | 0.65 | 0.65 | 0.65 | 0.65 | 0.65 | 0.65 | 0.65 | 0.65 | 0.65 | 0.65 | 0.65 | 0.65 | 0.65 | 0.65 | 0.65 | 0.65 | 0.65 | 0.65 | 0.65 | 0.65 | 0.65
[7 empty] | 0.65 | Manitowoc:3 | 1.57 | 1.57 | 1.57 | 1.57 | 1.57 | 1.57 | 1.57 | 1.57 | 1.57 | 1.57 | 1.57 | 1.57 | 1.57 | 0.65 | 0.65 | 0.65 | 0.65 | 0.65 | 0.65 | 0.65 | 0.65 | 0.65 | 0.65 | 0.65 | 0.65 | 0.65 | 0.65 | 0.65 | 0.65 | 0.65 | 0.65 | 0.65 | 0.65 | 0.65 | 0.65 | 0.65 | 0.65 | 0.65 | 0.65 | 0.65 | 0.65 | 0.65 | 0.65 | 0.65 | 0.65 | 0.65 | 0.65 | 0.65 | 0.65 | 0.65 | 0.65 | 0.65 | 0.65 | 0.65
2017 | 2017 | 2017 | 0 | 2021 |  |  | 1.0111 | Manitowoc:4 | 1.0111 | 1.0111 | 1.0111 | 1.0111 | 1.0111 | 1.0111 | 1.0111 | 1.0111 | 1.0111 | 1.0111 | 1.0111 | 1.0111 | 1.0111 | 1.0111 | 1.0111 | 1.0111 | 1.0111 | 0.70777 | 0.70777 | 0.70777 | 0.70777 | 0.070777 | 0.070777 | 0.070777 | 0.070777 | 0.070777 | 0.070777 | 0.070777 | 0.070777 | 0.070777 | 0.070777 | 0.070777 | 0.070777 | 0.070777 | 0.070777 | 0.070777 | 0.070777 | 0.070777 | 0.070777 | 0.070777 | 0.070777 | 0.070777 | 0.070777 | 0.070777 | 0.070777 | 0.070777 | 0.070777 | 0.070777 | 0.070777 | 0.070777 | 0.070777 | 0.070777 | 0.070777 | 0.070777
2017 | 2017 | 2017 | 0 | 2020 |  |  | 0.949 | Manitowoc:5 | 0.949 | 0.949 | 0.949 | 0.949 | 0.949 | 0.949 | 0.949 | 0.949 | 0.949 | 0.949 | 0.949 | 0.949 | 0.949 | 0.949 | 0.949 | 0.949 | 0.949 | 0.6643 | 0.6643 | 0.6643 | 0.06643 | 0.06643 | 0.06643 | 0.06643 | 0.06643 | 0.06643 | 0.06643 | 0.06643 | 0.06643 | 0.06643 | 0.06643 | 0.06643 | 0.06643 | 0.06643 | 0.06643 | 0.06643 | 0.06643 | 0.06643 | 0.06643 | 0.06643 | 0.06643 | 0.06643 | 0.06643 | 0.06643 | 0.06643 | 0.06643 | 0.06643 | 0.06643 | 0.06643 | 0.06643 | 0.06643 | 0.06643 | 0.06643 | 0.06643
2017 | 2017 | 2017 | 0 | 2020 |  |  | 0.6954 | Manitowoc:6 | 0.6954 | 0.6954 | 0.6954 | 0.6954 | 0.6954 | 0.6954 | 0.6954 | 0.6954 | 0.6954 | 0.6954 | 0.6954 | 0.6954 | 0.6954 | 0.6954 | 0.6954 | 0.6954 | 0.6954 | 0.48678 | 0.48678 | 0.48678 | 0.048678 | 0.048678 | 0.048678 | 0.048678 | 0.048678 | 0.048678 | 0.048678 | 0.048678 | 0.048678 | 0.048678 | 0.048678 | 0.048678 | 0.048678 | 0.048678 | 0.048678 | 0.048678 | 0.048678 | 0.048678 | 0.048678 | 0.048678 | 0.048678 | 0.048678 | 0.048678 | 0.048678 | 0.048678 | 0.048678 | 0.048678 | 0.048678 | 0.048678 | 0.048678 | 0.048678 | 0.048678 | 0.048678 | 0.048678
[7 empty] | 0.65 | Menasha:ALL | 1.6 | 1.6 | 1.6 | 1.6 | 1.6 | 1.6 | 1.6 | 1.6 | 1.6 | 1.6 | 1.6 | 1.6 | 1.6 | 0.65 | 0.65 | 0.65 | 0.65 | 0.65 | 0.65 | 0.65 | 0.65 | 0.65 | 0.65 | 0.65 | 0.65 | 0.65 | 0.65 | 0.65 | 0.65 | 0.65 | 0.65 | 0.65 | 0.65 | 0.65 | 0.65 | 0.65 | 0.65 | 0.65 | 0.65 | 0.65 | 0.65 | 0.65 | 0.65 | 0.65 | 0.65 | 0.65 | 0.65 | 0.65 | 0.65 | 0.65 | 0.65 | 0.65 | 0.65 | 0.65
0 | 0 | 0 | 0 | 0 |  |  | 0.75 | Merrillan:2 | 0.75 | 0.75 | 0.75 | 0.75 | 0.75 | 0.75 | 0.75 | 0.75 | 0.75 | 0.75 | 0.75 | 0.75 | 0.75 | 0.75 | 0.75 | 0.75 | 0.75 | 0.75 | 0.75 | 0.75 | 0.75 | 0.75 | 0.75 | 0.75 | 0.75 | 0.75 | 0.75 | 0.75 | 0.75 | 0.75 | 0.75 | 0.75 | 0.75 | 0.75 | 0.75 | 0.75 | 0.75 | 0.75 | 0.75 | 0.75 | 0.75 | 0.75 | 0.75 | 0.75 | 0.75 | 0.75 | 0.75 | 0.75 | 0.75 | 0.75 | 0.75 | 0.75 | 0.75 | 0.75
0 | 0 | 0 | 0 | 0 |  |  | 0.75 | Viola:ALL | 0.75 | 0.75 | 0.75 | 0.75 | 0.75 | 0.75 | 0.75 | 0.75 | 0.75 | 0.75 | 0.75 | 0.75 | 0.75 | 0.75 | 0.75 | 0.75 | 0.75 | 0.75 | 0.75 | 0.75 | 0.75 | 0.75 | 0.75 | 0.75 | 0.75 | 0.75 | 0.75 | 0.75 | 0.75 | 0.75 | 0.75 | 0.75 | 0.75 | 0.75 | 0.75 | 0.75 | 0.75 | 0.75 | 0.75 | 0.75 | 0.75 | 0.75 | 0.75 | 0.75 | 0.75 | 0.75 | 0.75 | 0.75 | 0.75 | 0.75 | 0.75 | 0.75 | 0.75 | 0.75
2017 | 2017 | 2017 | 0 | 2020 |  |  | 3.8449 | Alma:1-3 | 3.8449 | 3.8449 | 3.8449 | 3.8449 | 3.8449 | 3.8449 | 3.8449 | 3.8449 | 3.8449 | 3.8449 | 3.8449 | 3.8449 | 3.8449 | 3.8449 | 3.8449 | 3.8449 | 3.8449 | 2.6914 | 2.6914 | 2.6914 | 0.26914 | 0.26914 | 0.26914 | 0.26914 | 0.26914 | 0.26914 | 0.26914 | 0.26914 | 0.26914 | 0.26914 | 0.26914 | 0.26914 | 0.26914 | 0.26914 | 0.26914 | 0.26914 | 0.26914 | 0.26914 | 0.26914 | 0.26914 | 0.26914 | 0.26914 | 0.26914 | 0.26914 | 0.26914 | 0.26914 | 0.26914 | 0.26914 | 0.26914 | 0.26914 | 0.26914 | 0.26914 | 0.26914 | 0.26914
2017 | 2017 | 2017 | 0 | 2019 |  |  | 1.9887 | Alma:4 | 1.9887 | 1.9887 | 1.9887 | 1.9887 | 1.9887 | 1.9887 | 1.9887 | 1.9887 | 1.9887 | 1.9887 | 1.9887 | 1.9887 | 1.9887 | 1.9887 | 1.9887 | 1.9887 | 1.9887 | 1.3921 | 1.3921 | 0.13921 | 0.13921 | 0.13921 | 0.13921 | 0.13921 | 0.13921 | 0.13921 | 0.13921 | 0.13921 | 0.13921 | 0.13921 | 0.13921 | 0.13921 | 0.13921 | 0.13921 | 0.13921 | 0.13921 | 0.13921 | 0.13921 | 0.13921 | 0.13921 | 0.13921 | 0.13921 | 0.13921 | 0.13921 | 0.13921 | 0.13921 | 0.13921 | 0.13921 | 0.13921 | 0.13921 | 0.13921 | 0.13921 | 0.13921 | 0.13921
2017 | 2017 | 2017 | 0 | 2019 |  |  | 1.9877 | Alma:5 | 1.9877 | 1.9877 | 1.9877 | 1.9877 | 1.9877 | 1.9877 | 1.9877 | 1.9877 | 1.9877 | 1.9877 | 1.9877 | 1.9877 | 1.9877 | 1.9877 | 1.9877 | 1.9877 | 1.9877 | 1.3914 | 1.3914 | 0.13914 | 0.13914 | 0.13914 | 0.13914 | 0.13914 | 0.13914 | 0.13914 | 0.13914 | 0.13914 | 0.13914 | 0.13914 | 0.13914 | 0.13914 | 0.13914 | 0.13914 | 0.13914 | 0.13914 | 0.13914 | 0.13914 | 0.13914 | 0.13914 | 0.13914 | 0.13914 | 0.13914 | 0.13914 | 0.13914 | 0.13914 | 0.13914 | 0.13914 | 0.13914 | 0.13914 | 0.13914 | 0.13914 | 0.13914 | 0.13914
2015 | 2015 | 2015 |  | 2017 |  |  | 0.03655 | Genoa:ST3 | 0.731 | 0.731 | 0.731 | 0.731 | 0.731 | 0.731 | 0.731 | 0.731 | 0.731 | 0.731 | 0.03655 | 0.03655 | 0.03655 | 0.03655 | 0.03655 | 0.025585 | 0.025585 | 0.0025585 | 0.0025585 | 0.0025585 | 0.0025585 | 0.0025585 | 0.0025585 | 0.0025585 | 0.0025585 | 0.0025585 | 0.0025585 | 0.0025585 | 0.0025585 | 0.0025585 | 0.0025585 | 0.0025585 | 0.0025585 | 0.0025585 | 0.0025585 | 0.0025585 | 0.0025585 | 0.0025585 | 0.0025585 | 0.0025585 | 0.0025585 | 0.0025585 | 0.0025585 | 0.0025585 | 0.0025585 | 0.0025585 | 0.0025585 | 0.0025585 | 0.0025585 | 0.0025585 | 0.0025585 | 0.0025585 | 0.0025585 | 0.0025585
0 | 0 | 0 | 0 | 0 |  |  | 0.5 | Washington Island:ALL | 0.5 | 0.5 | 0.5 | 0.5 | 0.5 | 0.5 | 0.5 | 0.5 | 0.5 | 0.5 | 0.5 | 0.5 | 0.5 | 0.5 | 0.5 | 0.5 | 0.5 | 0.5 | 0.5 | 0.5 | 0.5 | 0.5 | 0.5 | 0.5 | 0.5 | 0.5 | 0.5 | 0.5 | 0.5 | 0.5 | 0.5 | 0.5 | 0.5 | 0.5 | 0.5 | 0.5 | 0.5 | 0.5 | 0.5 | 0.5 | 0.5 | 0.5 | 0.5 | 0.5 | 0.5 | 0.5 | 0.5 | 0.5 | 0.5 | 0.5 | 0.5 | 0.5 | 0.5 | 0.5
[7 empty] | 0.75 | Buchanan (CONED):ALL | 0.75 | 0.75 | 0.75 | 0.75 | 0.75 | 0.75 | 0.75 | 0.75 | 0.75 | 0.75 | 0.75 | 0.75 | 0.75 | 0.75 | 0.75 | 0.75 | 0.75 | 0.75 | 0.75 | 0.75 | 0.75 | 0.75 | 0.75 | 0.75 | 0.75 | 0.75 | 0.75 | 0.75 | 0.75 | 0.75 | 0.75 | 0.75 | 0.75 | 0.75 | 0.75 | 0.75 | 0.75 | 0.75 | 0.75 | 0.75 | 0.75 | 0.75 | 0.75 | 0.75 | 0.75 | 0.75 | 0.75 | 0.75 | 0.75 | 0.75 | 0.75 | 0.75 | 0.75 | 0.75
[7 empty] | 0 | Enosburg Diesel 1:ALL | 0 | 0 | 0 | 0 | 0 | 0 | 0 | 0 | 0 | 0 | 0 | 0 | 0 | 0 | 0 | 0 | 0 | 0 | 0 | 0 | 0 | 0 | 0 | 0 | 0 | 0 | 0 | 0 | 0 | 0 | 0 | 0 | 0 | 0 | 0 | 0 | 0 | 0 | 0 | 0 | 0 | 0 | 0 | 0 | 0 | 0 | 0 | 0 | 0 | 0 | 0 | 0 | 0 | 0
0 | 0 | 0 | 0 | 0 |  |  | 0.75 | Easton 2:2122 | 0.75 | 0.75 | 0.75 | 0.75 | 0.75 | 0.75 | 0.75 | 0.75 | 0.75 | 0.75 | 0.75 | 0.75 | 0.75 | 0.75 | 0.75 | 0.75 | 0.75 | 0.75 | 0.75 | 0.75 | 0.75 | 0.75 | 0.75 | 0.75 | 0.75 | 0.75 | 0.75 | 0.75 | 0.75 | 0.75 | 0.75 | 0.75 | 0.75 | 0.75 | 0.75 | 0.75 | 0.75 | 0.75 | 0.75 | 0.75 | 0.75 | 0.75 | 0.75 | 0.75 | 0.75 | 0.75 | 0.75 | 0.75 | 0.75 | 0.75 | 0.75 | 0.75 | 0.75 | 0.75
[7 empty] | 0.5 | Easton 2:2324 | 0.5 | 0.5 | 0.5 | 0.5 | 0.5 | 0.5 | 0.5 | 0.5 | 0.5 | 0.5 | 0.5 | 0.5 | 0.5 | 0.5 | 0.5 | 0.5 | 0.5 | 0.5 | 0.5 | 0.5 | 0.5 | 0.5 | 0.5 | 0.5 | 0.5 | 0.5 | 0.5 | 0.5 | 0.5 | 0.5 | 0.5 | 0.5 | 0.5 | 0.5 | 0.5 | 0.5 | 0.5 | 0.5 | 0.5 | 0.5 | 0.5 | 0.5 | 0.5 | 0.5 | 0.5 | 0.5 | 0.5 | 0.5 | 0.5 | 0.5 | 0.5 | 0.5 | 0.5 | 0.5
2017 | 2017 | 2017 | 0 | 2020 |  |  | 0.5479 | Endicott:1 | 0.5479 | 0.5479 | 0.5479 | 0.5479 | 0.5479 | 0.5479 | 0.5479 | 0.5479 | 0.5479 | 0.5479 | 0.5479 | 0.5479 | 0.5479 | 0.5479 | 0.5479 | 0.5479 | 0.5479 | 0.38353 | 0.38353 | 0.38353 | 0.038353 | 0.038353 | 0.038353 | 0.038353 | 0.038353 | 0.038353 | 0.038353 | 0.038353 | 0.038353 | 0.038353 | 0.038353 | 0.038353 | 0.038353 | 0.038353 | 0.038353 | 0.038353 | 0.038353 | 0.038353 | 0.038353 | 0.038353 | 0.038353 | 0.038353 | 0.038353 | 0.038353 | 0.038353 | 0.038353 | 0.038353 | 0.038353 | 0.038353 | 0.038353 | 0.038353 | 0.038353 | 0.038353 | 0.038353
0 | 2017 | 0 |  | 2017 |  |  | 0.03585 | J.P. Madgett:1 | 0.717 | 0.717 | 0.717 | 0.717 | 0.717 | 0.717 | 0.717 | 0.717 | 0.717 | 0.717 | 0.717 | 0.717 | 0.717 | 0.03585 | 0.03585 | 0.03585 | 0.03585 | 0.003585 | 0.003585 | 0.003585 | 0.003585 | 0.003585 | 0.003585 | 0.003585 | 0.003585 | 0.003585 | 0.003585 | 0.003585 | 0.003585 | 0.003585 | 0.003585 | 0.003585 | 0.003585 | 0.003585 | 0.003585 | 0.003585 | 0.003585 | 0.003585 | 0.003585 | 0.003585 | 0.003585 | 0.003585 | 0.003585 | 0.003585 | 0.003585 | 0.003585 | 0.003585 | 0.003585 | 0.003585 | 0.003585 | 0.003585 | 0.003585 | 0.003585 | 0.003585
2015 | 2015 | 2015 | 0 | 2017 |  |  | 1.0898 | Colbert:1 | 1.0898 | 1.0898 | 1.0898 | 1.0898 | 1.0898 | 1.0898 | 1.0898 | 1.0898 | 1.0898 | 1.0898 | 1.0898 | 1.0898 | 1.0898 | 1.0898 | 1.0898 | 0.76286 | 0.76286 | 0.076286 | 0.076286 | 0.076286 | 0.076286 | 0.076286 | 0.076286 | 0.076286 | 0.076286 | 0.076286 | 0.076286 | 0.076286 | 0.076286 | 0.076286 | 0.076286 | 0.076286 | 0.076286 | 0.076286 | 0.076286 | 0.076286 | 0.076286 | 0.076286 | 0.076286 | 0.076286 | 0.076286 | 0.076286 | 0.076286 | 0.076286 | 0.076286 | 0.076286 | 0.076286 | 0.076286 | 0.076286 | 0.076286 | 0.076286 | 0.076286 | 0.076286 | 0.076286
2015 | 2015 | 2015 | 0 | 2017 |  |  | 1.0319 | Colbert:2 | 1.0319 | 1.0319 | 1.0319 | 1.0319 | 1.0319 | 1.0319 | 1.0319 | 1.0319 | 1.0319 | 1.0319 | 1.0319 | 1.0319 | 1.0319 | 1.0319 | 1.0319 | 0.72233 | 0.72233 | 0.072233 | 0.072233 | 0.072233 | 0.072233 | 0.072233 | 0.072233 | 0.072233 | 0.072233 | 0.072233 | 0.072233 | 0.072233 | 0.072233 | 0.072233 | 0.072233 | 0.072233 | 0.072233 | 0.072233 | 0.072233 | 0.072233 | 0.072233 | 0.072233 | 0.072233 | 0.072233 | 0.072233 | 0.072233 | 0.072233 | 0.072233 | 0.072233 | 0.072233 | 0.072233 | 0.072233 | 0.072233 | 0.072233 | 0.072233 | 0.072233 | 0.072233 | 0.072233
2015 | 2015 | 2015 | 0 | 2017 |  |  | 1.0292 | Colbert:3 | 1.0292 | 1.0292 | 1.0292 | 1.0292 | 1.0292 | 1.0292 | 1.0292 | 1.0292 | 1.0292 | 1.0292 | 1.0292 | 1.0292 | 1.0292 | 1.0292 | 1.0292 | 0.72044 | 0.72044 | 0.072044 | 0.072044 | 0.072044 | 0.072044 | 0.072044 | 0.072044 | 0.072044 | 0.072044 | 0.072044 | 0.072044 | 0.072044 | 0.072044 | 0.072044 | 0.072044 | 0.072044 | 0.072044 | 0.072044 | 0.072044 | 0.072044 | 0.072044 | 0.072044 | 0.072044 | 0.072044 | 0.072044 | 0.072044 | 0.072044 | 0.072044 | 0.072044 | 0.072044 | 0.072044 | 0.072044 | 0.072044 | 0.072044 | 0.072044 | 0.072044 | 0.072044 | 0.072044
2015 | 2015 | 2015 | 0 | 2017 |  |  | 1.033 | Colbert:4 | 1.033 | 1.033 | 1.033 | 1.033 | 1.033 | 1.033 | 1.033 | 1.033 | 1.033 | 1.033 | 1.033 | 1.033 | 1.033 | 1.033 | 1.033 | 0.7231 | 0.7231 | 0.07231 | 0.07231 | 0.07231 | 0.07231 | 0.07231 | 0.07231 | 0.07231 | 0.07231 | 0.07231 | 0.07231 | 0.07231 | 0.07231 | 0.07231 | 0.07231 | 0.07231 | 0.07231 | 0.07231 | 0.07231 | 0.07231 | 0.07231 | 0.07231 | 0.07231 | 0.07231 | 0.07231 | 0.07231 | 0.07231 | 0.07231 | 0.07231 | 0.07231 | 0.07231 | 0.07231 | 0.07231 | 0.07231 | 0.07231 | 0.07231 | 0.07231 | 0.07231
0 | 2017 | 0 | 0 | 2017 |  |  | 1.041 | Colbert:5 | 1.041 | 1.041 | 1.041 | 1.041 | 1.041 | 1.041 | 1.041 | 1.041 | 1.041 | 1.041 | 1.041 | 1.041 | 1.041 | 1.041 | 1.041 | 1.041 | 1.041 | 0.1041 | 0.1041 | 0.1041 | 0.1041 | 0.1041 | 0.1041 | 0.1041 | 0.1041 | 0.1041 | 0.1041 | 0.1041 | 0.1041 | 0.1041 | 0.1041 | 0.1041 | 0.1041 | 0.1041 | 0.1041 | 0.1041 | 0.1041 | 0.1041 | 0.1041 | 0.1041 | 0.1041 | 0.1041 | 0.1041 | 0.1041 | 0.1041 | 0.1041 | 0.1041 | 0.1041 | 0.1041 | 0.1041 | 0.1041 | 0.1041 | 0.1041 | 0.1041
0 | 0 | 0 |  | 0 |  |  | 0.001 | Riverside (PSOK):IC1 | 0.001 | 0.001 | 0.001 | 0.001 | 0.001 | 0.001 | 0.001 | 0.001 | 0.001 | 0.001 | 0.001 | 0.001 | 0.001 | 0.001 | 0.001 | 0.001 | 0.001 | 0.001 | 0.001 | 0.001 | 0.001 | 0.001 | 0.001 | 0.001 | 0.001 | 0.001 | 0.001 | 0.001 | 0.001 | 0.001 | 0.001 | 0.001 | 0.001 | 0.001 | 0.001 | 0.001 | 0.001 | 0.001 | 0.001 | 0.001 | 0.001 | 0.001 | 0.001 | 0.001 | 0.001 | 0.001 | 0.001 | 0.001 | 0.001 | 0.001 | 0.001 | 0.001 | 0.001 | 0.001
0 | 0 | 0 | 2017 | 0 |  |  | 1.0362 | Widows Creek:1 | 1.0362 | 1.0362 | 1.0362 | 1.0362 | 1.0362 | 1.0362 | 1.0362 | 1.0362 | 1.0362 | 1.0362 | 1.0362 | 1.0362 | 1.0362 | 1.0362 | 1.0362 | 1.0362 | 1.0362 | 0.020724 | 0.020724 | 0.020724 | 0.020724 | 0.020724 | 0.020724 | 0.020724 | 0.020724 | 0.020724 | 0.020724 | 0.020724 | 0.020724 | 0.020724 | 0.020724 | 0.020724 | 0.020724 | 0.020724 | 0.020724 | 0.020724 | 0.020724 | 0.020724 | 0.020724 | 0.020724 | 0.020724 | 0.020724 | 0.020724 | 0.020724 | 0.020724 | 0.020724 | 0.020724 | 0.020724 | 0.020724 | 0.020724 | 0.020724 | 0.020724 | 0.020724 | 0.020724
0 | 0 | 0 | 2017 | 0 |  |  | 1.0334 | Widows Creek:2 | 1.0334 | 1.0334 | 1.0334 | 1.0334 | 1.0334 | 1.0334 | 1.0334 | 1.0334 | 1.0334 | 1.0334 | 1.0334 | 1.0334 | 1.0334 | 1.0334 | 1.0334 | 1.0334 | 1.0334 | 0.020668 | 0.020668 | 0.020668 | 0.020668 | 0.020668 | 0.020668 | 0.020668 | 0.020668 | 0.020668 | 0.020668 | 0.020668 | 0.020668 | 0.020668 | 0.020668 | 0.020668 | 0.020668 | 0.020668 | 0.020668 | 0.020668 | 0.020668 | 0.020668 | 0.020668 | 0.020668 | 0.020668 | 0.020668 | 0.020668 | 0.020668 | 0.020668 | 0.020668 | 0.020668 | 0.020668 | 0.020668 | 0.020668 | 0.020668 | 0.020668 | 0.020668 | 0.020668
0 | 0 | 0 | 2017 | 0 |  |  | 1.0019 | Widows Creek:3 | 1.0019 | 1.0019 | 1.0019 | 1.0019 | 1.0019 | 1.0019 | 1.0019 | 1.0019 | 1.0019 | 1.0019 | 1.0019 | 1.0019 | 1.0019 | 1.0019 | 1.0019 | 1.0019 | 1.0019 | 0.020038 | 0.020038 | 0.020038 | 0.020038 | 0.020038 | 0.020038 | 0.020038 | 0.020038 | 0.020038 | 0.020038 | 0.020038 | 0.020038 | 0.020038 | 0.020038 | 0.020038 | 0.020038 | 0.020038 | 0.020038 | 0.020038 | 0.020038 | 0.020038 | 0.020038 | 0.020038 | 0.020038 | 0.020038 | 0.020038 | 0.020038 | 0.020038 | 0.020038 | 0.020038 | 0.020038 | 0.020038 | 0.020038 | 0.020038 | 0.020038 | 0.020038 | 0.020038
0 | 0 | 0 | 2017 | 0 |  |  | 1.0374 | Widows Creek:4 | 1.0374 | 1.0374 | 1.0374 | 1.0374 | 1.0374 | 1.0374 | 1.0374 | 1.0374 | 1.0374 | 1.0374 | 1.0374 | 1.0374 | 1.0374 | 1.0374 | 1.0374 | 1.0374 | 1.0374 | 0.020748 | 0.020748 | 0.020748 | 0.020748 | 0.020748 | 0.020748 | 0.020748 | 0.020748 | 0.020748 | 0.020748 | 0.020748 | 0.020748 | 0.020748 | 0.020748 | 0.020748 | 0.020748 | 0.020748 | 0.020748 | 0.020748 | 0.020748 | 0.020748 | 0.020748 | 0.020748 | 0.020748 | 0.020748 | 0.020748 | 0.020748 | 0.020748 | 0.020748 | 0.020748 | 0.020748 | 0.020748 | 0.020748 | 0.020748 | 0.020748 | 0.020748 | 0.020748
0 | 0 | 0 | 2017 | 0 |  |  | 0.9186 | Widows Creek:5 | 0.9186 | 0.9186 | 0.9186 | 0.9186 | 0.9186 | 0.9186 | 0.9186 | 0.9186 | 0.9186 | 0.9186 | 0.9186 | 0.9186 | 0.9186 | 0.9186 | 0.9186 | 0.9186 | 0.9186 | 0.018372 | 0.018372 | 0.018372 | 0.018372 | 0.018372 | 0.018372 | 0.018372 | 0.018372 | 0.018372 | 0.018372 | 0.018372 | 0.018372 | 0.018372 | 0.018372 | 0.018372 | 0.018372 | 0.018372 | 0.018372 | 0.018372 | 0.018372 | 0.018372 | 0.018372 | 0.018372 | 0.018372 | 0.018372 | 0.018372 | 0.018372 | 0.018372 | 0.018372 | 0.018372 | 0.018372 | 0.018372 | 0.018372 | 0.018372 | 0.018372 | 0.018372 | 0.018372
0 | 0 | 0 | 2017 | 0 |  |  | 0.9758 | Widows Creek:6 | 0.9758 | 0.9758 | 0.9758 | 0.9758 | 0.9758 | 0.9758 | 0.9758 | 0.9758 | 0.9758 | 0.9758 | 0.9758 | 0.9758 | 0.9758 | 0.9758 | 0.9758 | 0.9758 | 0.9758 | 0.019516 | 0.019516 | 0.019516 | 0.019516 | 0.019516 | 0.019516 | 0.019516 | 0.019516 | 0.019516 | 0.019516 | 0.019516 | 0.019516 | 0.019516 | 0.019516 | 0.019516 | 0.019516 | 0.019516 | 0.019516 | 0.019516 | 0.019516 | 0.019516 | 0.019516 | 0.019516 | 0.019516 | 0.019516 | 0.019516 | 0.019516 | 0.019516 | 0.019516 | 0.019516 | 0.019516 | 0.019516 | 0.019516 | 0.019516 | 0.019516 | 0.019516 | 0.019516
0 | 0 | 0 | 2017 | 0 |  |  | 0.4241 | Widows Creek:7 | 0.4241 | 0.4241 | 0.4241 | 0.4241 | 0.4241 | 0.4241 | 0.4241 | 0.4241 | 0.4241 | 0.4241 | 0.4241 | 0.4241 | 0.4241 | 0.4241 | 0.4241 | 0.4241 | 0.4241 | 0.008482 | 0.008482 | 0.008482 | 0.008482 | 0.008482 | 0.008482 | 0.008482 | 0.008482 | 0.008482 | 0.008482 | 0.008482 | 0.008482 | 0.008482 | 0.008482 | 0.008482 | 0.008482 | 0.008482 | 0.008482 | 0.008482 | 0.008482 | 0.008482 | 0.008482 | 0.008482 | 0.008482 | 0.008482 | 0.008482 | 0.008482 | 0.008482 | 0.008482 | 0.008482 | 0.008482 | 0.008482 | 0.008482 | 0.008482 | 0.008482 | 0.008482 | 0.008482
0 | 0 | 0 |  | 0 |  |  | 0.2587 | Widows Creek:8 | 0.2587 | 0.2587 | 0.2587 | 0.2587 | 0.2587 | 0.2587 | 0.2587 | 0.2587 | 0.2587 | 0.2587 | 0.2587 | 0.2587 | 0.2587 | 0.2587 | 0.2587 | 0.2587 | 0.2587 | 0.2587 | 0.2587 | 0.2587 | 0.2587 | 0.2587 | 0.2587 | 0.2587 | 0.2587 | 0.2587 | 0.2587 | 0.2587 | 0.2587 | 0.2587 | 0.2587 | 0.2587 | 0.2587 | 0.2587 | 0.2587 | 0.2587 | 0.2587 | 0.2587 | 0.2587 | 0.2587 | 0.2587 | 0.2587 | 0.2587 | 0.2587 | 0.2587 | 0.2587 | 0.2587 | 0.2587 | 0.2587 | 0.2587 | 0.2587 | 0.2587 | 0.2587 | 0.2587
0 | 0 | 0 |  | 0 |  |  | 0.2738 | Northeastern Power Cogeneration:1 | 0.2738 | 0.2738 | 0.2738 | 0.2738 | 0.2738 | 0.2738 | 0.2738 | 0.2738 | 0.2738 | 0.2738 | 0.2738 | 0.2738 | 0.2738 | 0.2738 | 0.2738 | 0.2738 | 0.2738 | 0.2738 | 0.2738 | 0.2738 | 0.2738 | 0.2738 | 0.2738 | 0.2738 | 0.2738 | 0.2738 | 0.2738 | 0.2738 | 0.2738 | 0.2738 | 0.2738 | 0.2738 | 0.2738 | 0.2738 | 0.2738 | 0.2738 | 0.2738 | 0.2738 | 0.2738 | 0.2738 | 0.2738 | 0.2738 | 0.2738 | 0.2738 | 0.2738 | 0.2738 | 0.2738 | 0.2738 | 0.2738 | 0.2738 | 0.2738 | 0.2738 | 0.2738 | 0.2738
2017 | 2017 | 2017 | 0 | 2020 |  |  | 0.5177 | GF Weaton Power Station:GEN1 | 0.5177 | 0.5177 | 0.5177 | 0.5177 | 0.5177 | 0.5177 | 0.5177 | 0.5177 | 0.5177 | 0.5177 | 0.5177 | 0.5177 | 0.5177 | 0.5177 | 0.5177 | 0.5177 | 0.5177 | 0.36239 | 0.36239 | 0.36239 | 0.036239 | 0.036239 | 0.036239 | 0.036239 | 0.036239 | 0.036239 | 0.036239 | 0.036239 | 0.036239 | 0.036239 | 0.036239 | 0.036239 | 0.036239 | 0.036239 | 0.036239 | 0.036239 | 0.036239 | 0.036239 | 0.036239 | 0.036239 | 0.036239 | 0.036239 | 0.036239 | 0.036239 | 0.036239 | 0.036239 | 0.036239 | 0.036239 | 0.036239 | 0.036239 | 0.036239 | 0.036239 | 0.036239 | 0.036239
2017 | 2017 | 2017 | 0 | 2020 |  |  | 0.5092 | GF Weaton Power Station:GEN2 | 0.5092 | 0.5092 | 0.5092 | 0.5092 | 0.5092 | 0.5092 | 0.5092 | 0.5092 | 0.5092 | 0.5092 | 0.5092 | 0.5092 | 0.5092 | 0.5092 | 0.5092 | 0.5092 | 0.5092 | 0.35644 | 0.35644 | 0.35644 | 0.035644 | 0.035644 | 0.035644 | 0.035644 | 0.035644 | 0.035644 | 0.035644 | 0.035644 | 0.035644 | 0.035644 | 0.035644 | 0.035644 | 0.035644 | 0.035644 | 0.035644 | 0.035644 | 0.035644 | 0.035644 | 0.035644 | 0.035644 | 0.035644 | 0.035644 | 0.035644 | 0.035644 | 0.035644 | 0.035644 | 0.035644 | 0.035644 | 0.035644 | 0.035644 | 0.035644 | 0.035644 | 0.035644 | 0.035644
[7 empty] | 0.4765 | Niagara Falls:1 | 0.4765 | 0.4765 | 0.4765 | 0.4765 | 0.4765 | 0.4765 | 0.4765 | 0.4765 | 0.4765 | 0.4765 | 0.4765 | 0.4765 | 0.4765 | 0.4765 | 0.4765 | 0.4765 | 0.4765 | 0.4765 | 0.4765 | 0.4765 | 0.4765 | 0.4765 | 0.4765 | 0.4765 | 0.4765 | 0.4765 | 0.4765 | 0.4765 | 0.4765 | 0.4765 | 0.4765 | 0.4765 | 0.4765 | 0.4765 | 0.4765 | 0.4765 | 0.4765 | 0.4765 | 0.4765 | 0.4765 | 0.4765 | 0.4765 | 0.4765 | 0.4765 | 0.4765 | 0.4765 | 0.4765 | 0.4765 | 0.4765 | 0.4765 | 0.4765 | 0.4765 | 0.4765 | 0.4765
[7 empty] | 1.6 | Tobaccoville Utility Plant:GEN1 | 1.6 | 1.6 | 1.6 | 1.6 | 1.6 | 1.6 | 1.6 | 1.6 | 1.6 | 1.6 | 1.6 | 1.6 | 1.6 | 1.6 | 1.6 | 1.6 | 1.6 | 1.6 | 1.6 | 1.6 | 1.6 | 1.6 | 1.6 | 1.6 | 1.6 | 1.6 | 1.6 | 1.6 | 1.6 | 1.6 | 1.6 | 1.6 | 1.6 | 1.6 | 1.6 | 1.6 | 1.6 | 1.6 | 1.6 | 1.6 | 1.6 | 1.6 | 1.6 | 1.6 | 1.6 | 1.6 | 1.6 | 1.6 | 1.6 | 1.6 | 1.6 | 1.6 | 1.6 | 1.6
[7 empty] | 0 | Regional Waste Systems Gtr Portland RRP:1 | 0 | 0 | 0 | 0 | 0 | 0 | 0 | 0 | 0 | 0 | 0 | 0 | 0 | 0 | 0 | 0 | 0 | 0 | 0 | 0 | 0 | 0 | 0 | 0 | 0 | 0 | 0 | 0 | 0 | 0 | 0 | 0 | 0 | 0 | 0 | 0 | 0 | 0 | 0 | 0 | 0 | 0 | 0 | 0 | 0 | 0 | 0 | 0 | 0 | 0 | 0 | 0 | 0 | 0
[7 empty] | 0.85 | Springfield Resource Recovery:1 | 0.85 | 0.85 | 0.85 | 0.85 | 0.85 | 0.85 | 0.85 | 0.85 | 0.85 | 0.85 | 0.85 | 0.85 | 0.85 | 0.85 | 0.85 | 0.85 | 0.85 | 0.85 | 0.85 | 0.85 | 0.85 | 0.85 | 0.85 | 0.85 | 0.85 | 0.85 | 0.85 | 0.85 | 0.85 | 0.85 | 0.85 | 0.85 | 0.85 | 0.85 | 0.85 | 0.85 | 0.85 | 0.85 | 0.85 | 0.85 | 0.85 | 0.85 | 0.85 | 0.85 | 0.85 | 0.85 | 0.85 | 0.85 | 0.85 | 0.85 | 0.85 | 0.85 | 0.85 | 0.85
0 | 0 | 0 | 2017 | 0 |  |  | 1.6 | Tyrone (WVC):TG6 | 1.6 | 1.6 | 1.6 | 1.6 | 1.6 | 1.6 | 1.6 | 1.6 | 1.6 | 1.6 | 1.6 | 1.6 | 1.6 | 1.6 | 1.6 | 1.6 | 1.6 | 0.032 | 0.032 | 0.032 | 0.032 | 0.032 | 0.032 | 0.032 | 0.032 | 0.032 | 0.032 | 0.032 | 0.032 | 0.032 | 0.032 | 0.032 | 0.032 | 0.032 | 0.032 | 0.032 | 0.032 | 0.032 | 0.032 | 0.032 | 0.032 | 0.032 | 0.032 | 0.032 | 0.032 | 0.032 | 0.032 | 0.032 | 0.032 | 0.032 | 0.032 | 0.032 | 0.032 | 0.032
2017 | 2017 | 2017 | 0 | 2021 |  |  | 1.6 | Central Heating Plant (CORNELL):1 | 1.6 | 1.6 | 1.6 | 1.6 | 1.6 | 1.6 | 1.6 | 1.6 | 1.6 | 1.6 | 1.6 | 1.6 | 1.6 | 1.6 | 1.6 | 1.6 | 1.6 | 1.12 | 1.12 | 1.12 | 1.12 | 0.112 | 0.112 | 0.112 | 0.112 | 0.112 | 0.112 | 0.112 | 0.112 | 0.112 | 0.112 | 0.112 | 0.112 | 0.112 | 0.112 | 0.112 | 0.112 | 0.112 | 0.112 | 0.112 | 0.112 | 0.112 | 0.112 | 0.112 | 0.112 | 0.112 | 0.112 | 0.112 | 0.112 | 0.112 | 0.112 | 0.112 | 0.112 | 0.112
2017 | 2017 | 2017 | 0 | 2020 |  |  | 1.6 | Mobile Cogeneration Plant:GEN5 | 1.6 | 1.6 | 1.6 | 1.6 | 1.6 | 1.6 | 1.6 | 1.6 | 1.6 | 1.6 | 1.6 | 1.6 | 1.6 | 1.6 | 1.6 | 1.6 | 1.6 | 1.12 | 1.12 | 1.12 | 0.112 | 0.112 | 0.112 | 0.112 | 0.112 | 0.112 | 0.112 | 0.112 | 0.112 | 0.112 | 0.112 | 0.112 | 0.112 | 0.112 | 0.112 | 0.112 | 0.112 | 0.112 | 0.112 | 0.112 | 0.112 | 0.112 | 0.112 | 0.112 | 0.112 | 0.112 | 0.112 | 0.112 | 0.112 | 0.112 | 0.112 | 0.112 | 0.112 | 0.112
[7 empty] | 1.6 | Mobile Cogeneration Plant:GEN6 | 1.6 | 1.6 | 1.6 | 1.6 | 1.6 | 1.6 | 1.6 | 1.6 | 1.6 | 1.6 | 1.6 | 1.6 | 1.6 | 1.6 | 1.6 | 1.6 | 1.6 | 1.6 | 1.6 | 1.6 | 1.6 | 1.6 | 1.6 | 1.6 | 1.6 | 1.6 | 1.6 | 1.6 | 1.6 | 1.6 | 1.6 | 1.6 | 1.6 | 1.6 | 1.6 | 1.6 | 1.6 | 1.6 | 1.6 | 1.6 | 1.6 | 1.6 | 1.6 | 1.6 | 1.6 | 1.6 | 1.6 | 1.6 | 1.6 | 1.6 | 1.6 | 1.6 | 1.6 | 1.6
[7 empty] | 1.6 | Mobile Cogeneration Plant:GEN7 | 1.6 | 1.6 | 1.6 | 1.6 | 1.6 | 1.6 | 1.6 | 1.6 | 1.6 | 1.6 | 1.6 | 1.6 | 1.6 | 1.6 | 1.6 | 1.6 | 1.6 | 1.6 | 1.6 | 1.6 | 1.6 | 1.6 | 1.6 | 1.6 | 1.6 | 1.6 | 1.6 | 1.6 | 1.6 | 1.6 | 1.6 | 1.6 | 1.6 | 1.6 | 1.6 | 1.6 | 1.6 | 1.6 | 1.6 | 1.6 | 1.6 | 1.6 | 1.6 | 1.6 | 1.6 | 1.6 | 1.6 | 1.6 | 1.6 | 1.6 | 1.6 | 1.6 | 1.6 | 1.6
[7 empty] | 0.5 | New Milford Gas Recovery:1 | 0.5 | 0.5 | 0.5 | 0.5 | 0.5 | 0.5 | 0.5 | 0.5 | 0.5 | 0.5 | 0.5 | 0.5 | 0.5 | 0.5 | 0.5 | 0.5 | 0.5 | 0.5 | 0.5 | 0.5 | 0.5 | 0.5 | 0.5 | 0.5 | 0.5 | 0.5 | 0.5 | 0.5 | 0.5 | 0.5 | 0.5 | 0.5 | 0.5 | 0.5 | 0.5 | 0.5 | 0.5 | 0.5 | 0.5 | 0.5 | 0.5 | 0.5 | 0.5 | 0.5 | 0.5 | 0.5 | 0.5 | 0.5 | 0.5 | 0.5 | 0.5 | 0.5 | 0.5 | 0.5
0 | 0 | 0 |  | 0 |  |  | 0.1784 | Westwood Generating Station:GEN1 | 0.1784 | 0.1784 | 0.1784 | 0.1784 | 0.1784 | 0.1784 | 0.1784 | 0.1784 | 0.1784 | 0.1784 | 0.1784 | 0.1784 | 0.1784 | 0.1784 | 0.1784 | 0.1784 | 0.1784 | 0.1784 | 0.1784 | 0.1784 | 0.1784 | 0.1784 | 0.1784 | 0.1784 | 0.1784 | 0.1784 | 0.1784 | 0.1784 | 0.1784 | 0.1784 | 0.1784 | 0.1784 | 0.1784 | 0.1784 | 0.1784 | 0.1784 | 0.1784 | 0.1784 | 0.1784 | 0.1784 | 0.1784 | 0.1784 | 0.1784 | 0.1784 | 0.1784 | 0.1784 | 0.1784 | 0.1784 | 0.1784 | 0.1784 | 0.1784 | 0.1784 | 0.1784 | 0.1784
2017 | 2017 | 2017 | 0 | 2019 |  |  | 1.09 | Fibertek Energy:1 | 1.09 | 1.09 | 1.09 | 1.09 | 1.09 | 1.09 | 1.09 | 1.09 | 1.09 | 1.09 | 1.09 | 1.09 | 1.09 | 1.09 | 1.09 | 1.09 | 1.09 | 0.763 | 0.763 | 0.0763 | 0.0763 | 0.0763 | 0.0763 | 0.0763 | 0.0763 | 0.0763 | 0.0763 | 0.0763 | 0.0763 | 0.0763 | 0.0763 | 0.0763 | 0.0763 | 0.0763 | 0.0763 | 0.0763 | 0.0763 | 0.0763 | 0.0763 | 0.0763 | 0.0763 | 0.0763 | 0.0763 | 0.0763 | 0.0763 | 0.0763 | 0.0763 | 0.0763 | 0.0763 | 0.0763 | 0.0763 | 0.0763 | 0.0763 | 0.0763
[7 empty] | 0.85 | Wallingford Resource Recovery:1 | 0.85 | 0.85 | 0.85 | 0.85 | 0.85 | 0.85 | 0.85 | 0.85 | 0.85 | 0.85 | 0.85 | 0.85 | 0.85 | 0.85 | 0.85 | 0.85 | 0.85 | 0.85 | 0.85 | 0.85 | 0.85 | 0.85 | 0.85 | 0.85 | 0.85 | 0.85 | 0.85 | 0.85 | 0.85 | 0.85 | 0.85 | 0.85 | 0.85 | 0.85 | 0.85 | 0.85 | 0.85 | 0.85 | 0.85 | 0.85 | 0.85 | 0.85 | 0.85 | 0.85 | 0.85 | 0.85 | 0.85 | 0.85 | 0.85 | 0.85 | 0.85 | 0.85 | 0.85 | 0.85
[7 empty] | 0.85 | Starrett Spring Creek Total En:12 | 0.85 | 0.85 | 0.85 | 0.85 | 0.85 | 0.85 | 0.85 | 0.85 | 0.85 | 0.85 | 0.85 | 0.85 | 0.85 | 0.85 | 0.85 | 0.85 | 0.85 | 0.85 | 0.85 | 0.85 | 0.85 | 0.85 | 0.85 | 0.85 | 0.85 | 0.85 | 0.85 | 0.85 | 0.85 | 0.85 | 0.85 | 0.85 | 0.85 | 0.85 | 0.85 | 0.85 | 0.85 | 0.85 | 0.85 | 0.85 | 0.85 | 0.85 | 0.85 | 0.85 | 0.85 | 0.85 | 0.85 | 0.85 | 0.85 | 0.85 | 0.85 | 0.85 | 0.85 | 0.85
0 | 0 | 0 | 2017 | 0 |  |  | 0.3297 | Panther Creek Energy Facility:GEN1 | 0.3297 | 0.3297 | 0.3297 | 0.3297 | 0.3297 | 0.3297 | 0.3297 | 0.3297 | 0.3297 | 0.3297 | 0.3297 | 0.3297 | 0.3297 | 0.3297 | 0.3297 | 0.3297 | 0.3297 | 0.006594 | 0.006594 | 0.006594 | 0.006594 | 0.006594 | 0.006594 | 0.006594 | 0.006594 | 0.006594 | 0.006594 | 0.006594 | 0.006594 | 0.006594 | 0.006594 | 0.006594 | 0.006594 | 0.006594 | 0.006594 | 0.006594 | 0.006594 | 0.006594 | 0.006594 | 0.006594 | 0.006594 | 0.006594 | 0.006594 | 0.006594 | 0.006594 | 0.006594 | 0.006594 | 0.006594 | 0.006594 | 0.006594 | 0.006594 | 0.006594 | 0.006594 | 0.006594
[7 empty] | 1.6 | Stone Savannah River Pulp & Paper Corporation:G3-4 | 1.6 | 1.6 | 1.6 | 1.6 | 1.6 | 1.6 | 1.6 | 1.6 | 1.6 | 1.6 | 1.6 | 1.6 | 1.6 | 1.6 | 1.6 | 1.6 | 1.6 | 1.6 | 1.6 | 1.6 | 1.6 | 1.6 | 1.6 | 1.6 | 1.6 | 1.6 | 1.6 | 1.6 | 1.6 | 1.6 | 1.6 | 1.6 | 1.6 | 1.6 | 1.6 | 1.6 | 1.6 | 1.6 | 1.6 | 1.6 | 1.6 | 1.6 | 1.6 | 1.6 | 1.6 | 1.6 | 1.6 | 1.6 | 1.6 | 1.6 | 1.6 | 1.6 | 1.6 | 1.6
[7 empty] | 1.6 | Appomattox Cogeneration Facility:1 | 1.6 | 1.6 | 1.6 | 1.6 | 1.6 | 1.6 | 1.6 | 1.6 | 1.6 | 1.6 | 1.6 | 1.6 | 1.6 | 1.6 | 1.6 | 1.6 | 1.6 | 1.6 | 1.6 | 1.6 | 1.6 | 1.6 | 1.6 | 1.6 | 1.6 | 1.6 | 1.6 | 1.6 | 1.6 | 1.6 | 1.6 | 1.6 | 1.6 | 1.6 | 1.6 | 1.6 | 1.6 | 1.6 | 1.6 | 1.6 | 1.6 | 1.6 | 1.6 | 1.6 | 1.6 | 1.6 | 1.6 | 1.6 | 1.6 | 1.6 | 1.6 | 1.6 | 1.6 | 1.6
0 | 0 | 0 | 2017 | 0 |  |  | 0.3444 | Wheelabrator Frackville Energy:GEN1 | 0.3444 | 0.3444 | 0.3444 | 0.3444 | 0.3444 | 0.3444 | 0.3444 | 0.3444 | 0.3444 | 0.3444 | 0.3444 | 0.3444 | 0.3444 | 0.3444 | 0.3444 | 0.3444 | 0.3444 | 0.006888 | 0.006888 | 0.006888 | 0.006888 | 0.006888 | 0.006888 | 0.006888 | 0.006888 | 0.006888 | 0.006888 | 0.006888 | 0.006888 | 0.006888 | 0.006888 | 0.006888 | 0.006888 | 0.006888 | 0.006888 | 0.006888 | 0.006888 | 0.006888 | 0.006888 | 0.006888 | 0.006888 | 0.006888 | 0.006888 | 0.006888 | 0.006888 | 0.006888 | 0.006888 | 0.006888 | 0.006888 | 0.006888 | 0.006888 | 0.006888 | 0.006888 | 0.006888
0 | 0 | 0 |  | 0 |  |  | 0.1087 | Northampton Generating Compan:1 | 0.1087 | 0.1087 | 0.1087 | 0.1087 | 0.1087 | 0.1087 | 0.1087 | 0.1087 | 0.1087 | 0.1087 | 0.1087 | 0.1087 | 0.1087 | 0.1087 | 0.1087 | 0.1087 | 0.1087 | 0.1087 | 0.1087 | 0.1087 | 0.1087 | 0.1087 | 0.1087 | 0.1087 | 0.1087 | 0.1087 | 0.1087 | 0.1087 | 0.1087 | 0.1087 | 0.1087 | 0.1087 | 0.1087 | 0.1087 | 0.1087 | 0.1087 | 0.1087 | 0.1087 | 0.1087 | 0.1087 | 0.1087 | 0.1087 | 0.1087 | 0.1087 | 0.1087 | 0.1087 | 0.1087 | 0.1087 | 0.1087 | 0.1087 | 0.1087 | 0.1087 | 0.1087 | 0.1087
[7 empty] | 1.6 | Covington Facility:1245 | 1.6 | 1.6 | 1.6 | 1.6 | 1.6 | 1.6 | 1.6 | 1.6 | 1.6 | 1.6 | 1.6 | 1.6 | 1.6 | 1.6 | 1.6 | 1.6 | 1.6 | 1.6 | 1.6 | 1.6 | 1.6 | 1.6 | 1.6 | 1.6 | 1.6 | 1.6 | 1.6 | 1.6 | 1.6 | 1.6 | 1.6 | 1.6 | 1.6 | 1.6 | 1.6 | 1.6 | 1.6 | 1.6 | 1.6 | 1.6 | 1.6 | 1.6 | 1.6 | 1.6 | 1.6 | 1.6 | 1.6 | 1.6 | 1.6 | 1.6 | 1.6 | 1.6 | 1.6 | 1.6
0 | 0 | 0 | 2017 | 0 |  |  | 0.3165 | Scrubgrass Generating Co.:1 | 0.3165 | 0.3165 | 0.3165 | 0.3165 | 0.3165 | 0.3165 | 0.3165 | 0.3165 | 0.3165 | 0.3165 | 0.3165 | 0.3165 | 0.3165 | 0.3165 | 0.3165 | 0.3165 | 0.3165 | 0.00633 | 0.00633 | 0.00633 | 0.00633 | 0.00633 | 0.00633 | 0.00633 | 0.00633 | 0.00633 | 0.00633 | 0.00633 | 0.00633 | 0.00633 | 0.00633 | 0.00633 | 0.00633 | 0.00633 | 0.00633 | 0.00633 | 0.00633 | 0.00633 | 0.00633 | 0.00633 | 0.00633 | 0.00633 | 0.00633 | 0.00633 | 0.00633 | 0.00633 | 0.00633 | 0.00633 | 0.00633 | 0.00633 | 0.00633 | 0.00633 | 0.00633 | 0.00633
0 | 0 | 0 | 2016 | 0 |  |  | 0.4847 | Dolet Hills:1 | 0.4847 | 0.4847 | 0.4847 | 0.4847 | 0.4847 | 0.4847 | 0.4847 | 0.4847 | 0.4847 | 0.4847 | 0.4847 | 0.4847 | 0.4847 | 0.4847 | 0.4847 | 0.4847 | 0.009694 | 0.009694 | 0.009694 | 0.009694 | 0.009694 | 0.009694 | 0.009694 | 0.009694 | 0.009694 | 0.009694 | 0.009694 | 0.009694 | 0.009694 | 0.009694 | 0.009694 | 0.009694 | 0.009694 | 0.009694 | 0.009694 | 0.009694 | 0.009694 | 0.009694 | 0.009694 | 0.009694 | 0.009694 | 0.009694 | 0.009694 | 0.009694 | 0.009694 | 0.009694 | 0.009694 | 0.009694 | 0.009694 | 0.009694 | 0.009694 | 0.009694 | 0.009694 | 0.009694
[7 empty] | 0.85 | Riverbay Corporation:1 | 0.85 | 0.85 | 0.85 | 0.85 | 0.85 | 0.85 | 0.85 | 0.85 | 0.85 | 0.85 | 0.85 | 0.85 | 0.85 | 0.85 | 0.85 | 0.85 | 0.85 | 0.85 | 0.85 | 0.85 | 0.85 | 0.85 | 0.85 | 0.85 | 0.85 | 0.85 | 0.85 | 0.85 | 0.85 | 0.85 | 0.85 | 0.85 | 0.85 | 0.85 | 0.85 | 0.85 | 0.85 | 0.85 | 0.85 | 0.85 | 0.85 | 0.85 | 0.85 | 0.85 | 0.85 | 0.85 | 0.85 | 0.85 | 0.85 | 0.85 | 0.85 | 0.85 | 0.85 | 0.85
0 | 0 | 0 | 0 | 0 |  |  | 0.75 | Branford:10 | 0.75 | 0.75 | 0.75 | 0.75 | 0.75 | 0.75 | 0.75 | 0.75 | 0.75 | 0.75 | 0.75 | 0.75 | 0.75 | 0.75 | 0.75 | 0.75 | 0.75 | 0.75 | 0.75 | 0.75 | 0.75 | 0.75 | 0.75 | 0.75 | 0.75 | 0.75 | 0.75 | 0.75 | 0.75 | 0.75 | 0.75 | 0.75 | 0.75 | 0.75 | 0.75 | 0.75 | 0.75 | 0.75 | 0.75 | 0.75 | 0.75 | 0.75 | 0.75 | 0.75 | 0.75 | 0.75 | 0.75 | 0.75 | 0.75 | 0.75 | 0.75 | 0.75 | 0.75 | 0.75
0 | 0 | 0 | 0 | 0 |  |  | 0.5 | WPP 1 Petersburg Plant:2 | 0.5 | 0.5 | 0.5 | 0.5 | 0.5 | 0.5 | 0.5 | 0.5 | 0.5 | 0.5 | 0.5 | 0.5 | 0.5 | 0.5 | 0.5 | 0.5 | 0.5 | 0.5 | 0.5 | 0.5 | 0.5 | 0.5 | 0.5 | 0.5 | 0.5 | 0.5 | 0.5 | 0.5 | 0.5 | 0.5 | 0.5 | 0.5 | 0.5 | 0.5 | 0.5 | 0.5 | 0.5 | 0.5 | 0.5 | 0.5 | 0.5 | 0.5 | 0.5 | 0.5 | 0.5 | 0.5 | 0.5 | 0.5 | 0.5 | 0.5 | 0.5 | 0.5 | 0.5 | 0.5
0 | 0 | 0 | 0 | 0 |  |  | 0.5 | WPP 3 Richmond Plant:3 | 0.5 | 0.5 | 0.5 | 0.5 | 0.5 | 0.5 | 0.5 | 0.5 | 0.5 | 0.5 | 0.5 | 0.5 | 0.5 | 0.5 | 0.5 | 0.5 | 0.5 | 0.5 | 0.5 | 0.5 | 0.5 | 0.5 | 0.5 | 0.5 | 0.5 | 0.5 | 0.5 | 0.5 | 0.5 | 0.5 | 0.5 | 0.5 | 0.5 | 0.5 | 0.5 | 0.5 | 0.5 | 0.5 | 0.5 | 0.5 | 0.5 | 0.5 | 0.5 | 0.5 | 0.5 | 0.5 | 0.5 | 0.5 | 0.5 | 0.5 | 0.5 | 0.5 | 0.5 | 0.5
2017 | 2017 | 2017 |  | 2020 |  |  | 0.0931 | Cogentrix Richmond:GEN1 | 0.0931 | 0.0931 | 0.0931 | 0.0931 | 0.0931 | 0.0931 | 0.0931 | 0.0931 | 0.0931 | 0.0931 | 0.0931 | 0.0931 | 0.0931 | 0.0931 | 0.0931 | 0.0931 | 0.0931 | 0.06517 | 0.06517 | 0.06517 | 0.006517 | 0.006517 | 0.006517 | 0.006517 | 0.006517 | 0.006517 | 0.006517 | 0.006517 | 0.006517 | 0.006517 | 0.006517 | 0.006517 | 0.006517 | 0.006517 | 0.006517 | 0.006517 | 0.006517 | 0.006517 | 0.006517 | 0.006517 | 0.006517 | 0.006517 | 0.006517 | 0.006517 | 0.006517 | 0.006517 | 0.006517 | 0.006517 | 0.006517 | 0.006517 | 0.006517 | 0.006517 | 0.006517 | 0.006517
2017 | 2017 | 2017 |  | 2020 |  |  | 0.0951 | Cogentrix Richmond:GEN2 | 0.0951 | 0.0951 | 0.0951 | 0.0951 | 0.0951 | 0.0951 | 0.0951 | 0.0951 | 0.0951 | 0.0951 | 0.0951 | 0.0951 | 0.0951 | 0.0951 | 0.0951 | 0.0951 | 0.0951 | 0.06657 | 0.06657 | 0.06657 | 0.006657 | 0.006657 | 0.006657 | 0.006657 | 0.006657 | 0.006657 | 0.006657 | 0.006657 | 0.006657 | 0.006657 | 0.006657 | 0.006657 | 0.006657 | 0.006657 | 0.006657 | 0.006657 | 0.006657 | 0.006657 | 0.006657 | 0.006657 | 0.006657 | 0.006657 | 0.006657 | 0.006657 | 0.006657 | 0.006657 | 0.006657 | 0.006657 | 0.006657 | 0.006657 | 0.006657 | 0.006657 | 0.006657 | 0.006657
2017 | 2017 | 2017 |  | 2020 |  |  | 0.0923 | Cogentrix Richmond:GEN3 | 0.0923 | 0.0923 | 0.0923 | 0.0923 | 0.0923 | 0.0923 | 0.0923 | 0.0923 | 0.0923 | 0.0923 | 0.0923 | 0.0923 | 0.0923 | 0.0923 | 0.0923 | 0.0923 | 0.0923 | 0.06461 | 0.06461 | 0.06461 | 0.006461 | 0.006461 | 0.006461 | 0.006461 | 0.006461 | 0.006461 | 0.006461 | 0.006461 | 0.006461 | 0.006461 | 0.006461 | 0.006461 | 0.006461 | 0.006461 | 0.006461 | 0.006461 | 0.006461 | 0.006461 | 0.006461 | 0.006461 | 0.006461 | 0.006461 | 0.006461 | 0.006461 | 0.006461 | 0.006461 | 0.006461 | 0.006461 | 0.006461 | 0.006461 | 0.006461 | 0.006461 | 0.006461 | 0.006461
2017 | 2017 | 2017 |  | 2020 |  |  | 0.1024 | Cogentrix Richmond:GEN4 | 0.1024 | 0.1024 | 0.1024 | 0.1024 | 0.1024 | 0.1024 | 0.1024 | 0.1024 | 0.1024 | 0.1024 | 0.1024 | 0.1024 | 0.1024 | 0.1024 | 0.1024 | 0.1024 | 0.1024 | 0.07168 | 0.07168 | 0.07168 | 0.007168 | 0.007168 | 0.007168 | 0.007168 | 0.007168 | 0.007168 | 0.007168 | 0.007168 | 0.007168 | 0.007168 | 0.007168 | 0.007168 | 0.007168 | 0.007168 | 0.007168 | 0.007168 | 0.007168 | 0.007168 | 0.007168 | 0.007168 | 0.007168 | 0.007168 | 0.007168 | 0.007168 | 0.007168 | 0.007168 | 0.007168 | 0.007168 | 0.007168 | 0.007168 | 0.007168 | 0.007168 | 0.007168 | 0.007168
[7 empty] | 0.75 | Hudson River Mill:1 | 0.75 | 0.75 | 0.75 | 0.75 | 0.75 | 0.75 | 0.75 | 0.75 | 0.75 | 0.75 | 0.75 | 0.75 | 0.75 | 0.75 | 0.75 | 0.75 | 0.75 | 0.75 | 0.75 | 0.75 | 0.75 | 0.75 | 0.75 | 0.75 | 0.75 | 0.75 | 0.75 | 0.75 | 0.75 | 0.75 | 0.75 | 0.75 | 0.75 | 0.75 | 0.75 | 0.75 | 0.75 | 0.75 | 0.75 | 0.75 | 0.75 | 0.75 | 0.75 | 0.75 | 0.75 | 0.75 | 0.75 | 0.75 | 0.75 | 0.75 | 0.75 | 0.75 | 0.75 | 0.75
0 | 0 | 0 | 2017 | 0 |  |  | 3.1686 | Piney Creek Project:IPP | 3.1686 | 3.1686 | 3.1686 | 3.1686 | 3.1686 | 3.1686 | 3.1686 | 3.1686 | 3.1686 | 3.1686 | 3.1686 | 3.1686 | 3.1686 | 3.1686 | 3.1686 | 3.1686 | 3.1686 | 0.063372 | 0.063372 | 0.063372 | 0.063372 | 0.063372 | 0.063372 | 0.063372 | 0.063372 | 0.063372 | 0.063372 | 0.063372 | 0.063372 | 0.063372 | 0.063372 | 0.063372 | 0.063372 | 0.063372 | 0.063372 | 0.063372 | 0.063372 | 0.063372 | 0.063372 | 0.063372 | 0.063372 | 0.063372 | 0.063372 | 0.063372 | 0.063372 | 0.063372 | 0.063372 | 0.063372 | 0.063372 | 0.063372 | 0.063372 | 0.063372 | 0.063372 | 0.063372
0 | 0 | 0 | 0 | 0 |  |  | 0.75 | Cos Cob:10 | 0.75 | 0.75 | 0.75 | 0.75 | 0.75 | 0.75 | 0.75 | 0.75 | 0.75 | 0.75 | 0.75 | 0.75 | 0.75 | 0.75 | 0.75 | 0.75 | 0.75 | 0.75 | 0.75 | 0.75 | 0.75 | 0.75 | 0.75 | 0.75 | 0.75 | 0.75 | 0.75 | 0.75 | 0.75 | 0.75 | 0.75 | 0.75 | 0.75 | 0.75 | 0.75 | 0.75 | 0.75 | 0.75 | 0.75 | 0.75 | 0.75 | 0.75 | 0.75 | 0.75 | 0.75 | 0.75 | 0.75 | 0.75 | 0.75 | 0.75 | 0.75 | 0.75 | 0.75 | 0.75
0 | 0 | 0 | 0 | 0 |  |  | 0.75 | Cos Cob:11 | 0.75 | 0.75 | 0.75 | 0.75 | 0.75 | 0.75 | 0.75 | 0.75 | 0.75 | 0.75 | 0.75 | 0.75 | 0.75 | 0.75 | 0.75 | 0.75 | 0.75 | 0.75 | 0.75 | 0.75 | 0.75 | 0.75 | 0.75 | 0.75 | 0.75 | 0.75 | 0.75 | 0.75 | 0.75 | 0.75 | 0.75 | 0.75 | 0.75 | 0.75 | 0.75 | 0.75 | 0.75 | 0.75 | 0.75 | 0.75 | 0.75 | 0.75 | 0.75 | 0.75 | 0.75 | 0.75 | 0.75 | 0.75 | 0.75 | 0.75 | 0.75 | 0.75 | 0.75 | 0.75
0 | 0 | 0 | 0 | 0 |  |  | 0.75 | Cos Cob:12 | 0.75 | 0.75 | 0.75 | 0.75 | 0.75 | 0.75 | 0.75 | 0.75 | 0.75 | 0.75 | 0.75 | 0.75 | 0.75 | 0.75 | 0.75 | 0.75 | 0.75 | 0.75 | 0.75 | 0.75 | 0.75 | 0.75 | 0.75 | 0.75 | 0.75 | 0.75 | 0.75 | 0.75 | 0.75 | 0.75 | 0.75 | 0.75 | 0.75 | 0.75 | 0.75 | 0.75 | 0.75 | 0.75 | 0.75 | 0.75 | 0.75 | 0.75 | 0.75 | 0.75 | 0.75 | 0.75 | 0.75 | 0.75 | 0.75 | 0.75 | 0.75 | 0.75 | 0.75 | 0.75
0 | 0 | 0 | 0 | 0 |  |  | 0.75 | Devon (NRG):10 | 0.75 | 0.75 | 0.75 | 0.75 | 0.75 | 0.75 | 0.75 | 0.75 | 0.75 | 0.75 | 0.75 | 0.75 | 0.75 | 0.75 | 0.75 | 0.75 | 0.75 | 0.75 | 0.75 | 0.75 | 0.75 | 0.75 | 0.75 | 0.75 | 0.75 | 0.75 | 0.75 | 0.75 | 0.75 | 0.75 | 0.75 | 0.75 | 0.75 | 0.75 | 0.75 | 0.75 | 0.75 | 0.75 | 0.75 | 0.75 | 0.75 | 0.75 | 0.75 | 0.75 | 0.75 | 0.75 | 0.75 | 0.75 | 0.75 | 0.75 | 0.75 | 0.75 | 0.75 | 0.75
[7 empty] | 0.75 | Montville:1011 | 0.75 | 0.75 | 0.75 | 0.75 | 0.75 | 0.75 | 0.75 | 0.75 | 0.75 | 0.75 | 0.75 | 0.75 | 0.75 | 0.75 | 0.75 | 0.75 | 0.75 | 0.75 | 0.75 | 0.75 | 0.75 | 0.75 | 0.75 | 0.75 | 0.75 | 0.75 | 0.75 | 0.75 | 0.75 | 0.75 | 0.75 | 0.75 | 0.75 | 0.75 | 0.75 | 0.75 | 0.75 | 0.75 | 0.75 | 0.75 | 0.75 | 0.75 | 0.75 | 0.75 | 0.75 | 0.75 | 0.75 | 0.75 | 0.75 | 0.75 | 0.75 | 0.75 | 0.75 | 0.75
[7 empty] | 0.179 | Montville:5 | 0.179 | 0.179 | 0.179 | 0.179 | 0.179 | 0.179 | 0.179 | 0.179 | 0.179 | 0.179 | 0.179 | 0.179 | 0.179 | 0.179 | 0.179 | 0.179 | 0.179 | 0.179 | 0.179 | 0.179 | 0.179 | 0.179 | 0.179 | 0.179 | 0.179 | 0.179 | 0.179 | 0.179 | 0.179 | 0.179 | 0.179 | 0.179 | 0.179 | 0.179 | 0.179 | 0.179 | 0.179 | 0.179 | 0.179 | 0.179 | 0.179 | 0.179 | 0.179 | 0.179 | 0.179 | 0.179 | 0.179 | 0.179 | 0.179 | 0.179 | 0.179 | 0.179 | 0.179 | 0.179
[7 empty] | 0.253 | Montville:6 | 0.253 | 0.253 | 0.253 | 0.253 | 0.253 | 0.253 | 0.253 | 0.253 | 0.253 | 0.253 | 0.253 | 0.253 | 0.253 | 0.253 | 0.253 | 0.253 | 0.253 | 0.253 | 0.253 | 0.253 | 0.253 | 0.253 | 0.253 | 0.253 | 0.253 | 0.253 | 0.253 | 0.253 | 0.253 | 0.253 | 0.253 | 0.253 | 0.253 | 0.253 | 0.253 | 0.253 | 0.253 | 0.253 | 0.253 | 0.253 | 0.253 | 0.253 | 0.253 | 0.253 | 0.253 | 0.253 | 0.253 | 0.253 | 0.253 | 0.253 | 0.253 | 0.253 | 0.253 | 0.253
0 | 0 | 0 | 2017 | 0 |  |  | 0.3474 | St Nicholas Cogeneration Proj:1 | 0.3474 | 0.3474 | 0.3474 | 0.3474 | 0.3474 | 0.3474 | 0.3474 | 0.3474 | 0.3474 | 0.3474 | 0.3474 | 0.3474 | 0.3474 | 0.3474 | 0.3474 | 0.3474 | 0.3474 | 0.006948 | 0.006948 | 0.006948 | 0.006948 | 0.006948 | 0.006948 | 0.006948 | 0.006948 | 0.006948 | 0.006948 | 0.006948 | 0.006948 | 0.006948 | 0.006948 | 0.006948 | 0.006948 | 0.006948 | 0.006948 | 0.006948 | 0.006948 | 0.006948 | 0.006948 | 0.006948 | 0.006948 | 0.006948 | 0.006948 | 0.006948 | 0.006948 | 0.006948 | 0.006948 | 0.006948 | 0.006948 | 0.006948 | 0.006948 | 0.006948 | 0.006948 | 0.006948
0 | 0 | 0 | 0 | 0 |  |  | 0.5 | Boydton Plank Road Cogen Plant:1 | 0.5 | 0.5 | 0.5 | 0.5 | 0.5 | 0.5 | 0.5 | 0.5 | 0.5 | 0.5 | 0.5 | 0.5 | 0.5 | 0.5 | 0.5 | 0.5 | 0.5 | 0.5 | 0.5 | 0.5 | 0.5 | 0.5 | 0.5 | 0.5 | 0.5 | 0.5 | 0.5 | 0.5 | 0.5 | 0.5 | 0.5 | 0.5 | 0.5 | 0.5 | 0.5 | 0.5 | 0.5 | 0.5 | 0.5 | 0.5 | 0.5 | 0.5 | 0.5 | 0.5 | 0.5 | 0.5 | 0.5 | 0.5 | 0.5 | 0.5 | 0.5 | 0.5 | 0.5 | 0.5
[7 empty] | 0.293 | Norwalk Harbor:1 | 0.293 | 0.293 | 0.293 | 0.293 | 0.293 | 0.293 | 0.293 | 0.293 | 0.293 | 0.293 | 0.293 | 0.293 | 0.293 | 0.293 | 0.293 | 0.293 | 0.293 | 0.293 | 0.293 | 0.293 | 0.293 | 0.293 | 0.293 | 0.293 | 0.293 | 0.293 | 0.293 | 0.293 | 0.293 | 0.293 | 0.293 | 0.293 | 0.293 | 0.293 | 0.293 | 0.293 | 0.293 | 0.293 | 0.293 | 0.293 | 0.293 | 0.293 | 0.293 | 0.293 | 0.293 | 0.293 | 0.293 | 0.293 | 0.293 | 0.293 | 0.293 | 0.293 | 0.293 | 0.293
0 | 0 | 0 | 0 | 0 |  |  | 0.75 | Norwalk Harbor:10 | 0.75 | 0.75 | 0.75 | 0.75 | 0.75 | 0.75 | 0.75 | 0.75 | 0.75 | 0.75 | 0.75 | 0.75 | 0.75 | 0.75 | 0.75 | 0.75 | 0.75 | 0.75 | 0.75 | 0.75 | 0.75 | 0.75 | 0.75 | 0.75 | 0.75 | 0.75 | 0.75 | 0.75 | 0.75 | 0.75 | 0.75 | 0.75 | 0.75 | 0.75 | 0.75 | 0.75 | 0.75 | 0.75 | 0.75 | 0.75 | 0.75 | 0.75 | 0.75 | 0.75 | 0.75 | 0.75 | 0.75 | 0.75 | 0.75 | 0.75 | 0.75 | 0.75 | 0.75 | 0.75
[7 empty] | 0.295 | Norwalk Harbor:2 | 0.295 | 0.295 | 0.295 | 0.295 | 0.295 | 0.295 | 0.295 | 0.295 | 0.295 | 0.295 | 0.295 | 0.295 | 0.295 | 0.295 | 0.295 | 0.295 | 0.295 | 0.295 | 0.295 | 0.295 | 0.295 | 0.295 | 0.295 | 0.295 | 0.295 | 0.295 | 0.295 | 0.295 | 0.295 | 0.295 | 0.295 | 0.295 | 0.295 | 0.295 | 0.295 | 0.295 | 0.295 | 0.295 | 0.295 | 0.295 | 0.295 | 0.295 | 0.295 | 0.295 | 0.295 | 0.295 | 0.295 | 0.295 | 0.295 | 0.295 | 0.295 | 0.295 | 0.295 | 0.295
[7 empty] | 0.5 | Davenport Water Pollution Control Plant:ALL | 0.5 | 0.5 | 0.5 | 0.5 | 0.5 | 0.5 | 0.5 | 0.5 | 0.5 | 0.5 | 0.5 | 0.5 | 0.5 | 0.5 | 0.5 | 0.5 | 0.5 | 0.5 | 0.5 | 0.5 | 0.5 | 0.5 | 0.5 | 0.5 | 0.5 | 0.5 | 0.5 | 0.5 | 0.5 | 0.5 | 0.5 | 0.5 | 0.5 | 0.5 | 0.5 | 0.5 | 0.5 | 0.5 | 0.5 | 0.5 | 0.5 | 0.5 | 0.5 | 0.5 | 0.5 | 0.5 | 0.5 | 0.5 | 0.5 | 0.5 | 0.5 | 0.5 | 0.5 | 0.5
[7 empty] | 0 | Westroads Shopping Center:ALL | 0 | 0 | 0 | 0 | 0 | 0 | 0 | 0 | 0 | 0 | 0 | 0 | 0 | 0 | 0 | 0 | 0 | 0 | 0 | 0 | 0 | 0 | 0 | 0 | 0 | 0 | 0 | 0 | 0 | 0 | 0 | 0 | 0 | 0 | 0 | 0 | 0 | 0 | 0 | 0 | 0 | 0 | 0 | 0 | 0 | 0 | 0 | 0 | 0 | 0 | 0 | 0 | 0 | 0
0 | 0 | 0 |  | 0 |  |  | 0.0841 | Red Hills Generation Facility:UNIT1 | 0.0841 | 0.0841 | 0.0841 | 0.0841 | 0.0841 | 0.0841 | 0.0841 | 0.0841 | 0.0841 | 0.0841 | 0.0841 | 0.0841 | 0.0841 | 0.0841 | 0.0841 | 0.0841 | 0.0841 | 0.0841 | 0.0841 | 0.0841 | 0.0841 | 0.0841 | 0.0841 | 0.0841 | 0.0841 | 0.0841 | 0.0841 | 0.0841 | 0.0841 | 0.0841 | 0.0841 | 0.0841 | 0.0841 | 0.0841 | 0.0841 | 0.0841 | 0.0841 | 0.0841 | 0.0841 | 0.0841 | 0.0841 | 0.0841 | 0.0841 | 0.0841 | 0.0841 | 0.0841 | 0.0841 | 0.0841 | 0.0841 | 0.0841 | 0.0841 | 0.0841 | 0.0841 | 0.0841
[7 empty] | 0.077 | Red Hills Generation Facility:UNIT2 | 0.1 | 0.1 | 0.1 | 0.1 | 0.1 | 0.1 | 0.1 | 0.077 | 0.077 | 0.077 | 0.077 | 0.077 | 0.077 | 0.077 | 0.077 | 0.077 | 0.077 | 0.077 | 0.077 | 0.077 | 0.077 | 0.077 | 0.077 | 0.077 | 0.077 | 0.077 | 0.077 | 0.077 | 0.077 | 0.077 | 0.077 | 0.077 | 0.077 | 0.077 | 0.077 | 0.077 | 0.077 | 0.077 | 0.077 | 0.077 | 0.077 | 0.077 | 0.077 | 0.077 | 0.077 | 0.077 | 0.077 | 0.077 | 0.077 | 0.077 | 0.077 | 0.077 | 0.077 | 0.077
[7 empty] | 0.75 | Tunnel:10 | 0.75 | 0.75 | 0.75 | 0.75 | 0.75 | 0.75 | 0.75 | 0.75 | 0.75 | 0.75 | 0.75 | 0.75 | 0.75 | 0.75 | 0.75 | 0.75 | 0.75 | 0.75 | 0.75 | 0.75 | 0.75 | 0.75 | 0.75 | 0.75 | 0.75 | 0.75 | 0.75 | 0.75 | 0.75 | 0.75 | 0.75 | 0.75 | 0.75 | 0.75 | 0.75 | 0.75 | 0.75 | 0.75 | 0.75 | 0.75 | 0.75 | 0.75 | 0.75 | 0.75 | 0.75 | 0.75 | 0.75 | 0.75 | 0.75 | 0.75 | 0.75 | 0.75 | 0.75 | 0.75
0 | 0 | 0 | 2017 | 0 |  |  | 1.3053 | Lowman (Tombigbee):1 | 1.3053 | 1.3053 | 1.3053 | 1.3053 | 1.3053 | 1.3053 | 1.3053 | 1.3053 | 1.3053 | 1.3053 | 1.3053 | 1.3053 | 1.3053 | 1.3053 | 1.3053 | 1.3053 | 1.3053 | 0.026106 | 0.026106 | 0.026106 | 0.026106 | 0.026106 | 0.026106 | 0.026106 | 0.026106 | 0.026106 | 0.026106 | 0.026106 | 0.026106 | 0.026106 | 0.026106 | 0.026106 | 0.026106 | 0.026106 | 0.026106 | 0.026106 | 0.026106 | 0.026106 | 0.026106 | 0.026106 | 0.026106 | 0.026106 | 0.026106 | 0.026106 | 0.026106 | 0.026106 | 0.026106 | 0.026106 | 0.026106 | 0.026106 | 0.026106 | 0.026106 | 0.026106 | 0.026106
0 | 0 | 0 |  | 0 |  |  | 0.0924 | Lowman (Tombigbee):2 | 0.0924 | 0.0924 | 0.0924 | 0.0924 | 0.0924 | 0.0924 | 0.0924 | 0.0924 | 0.0924 | 0.0924 | 0.0924 | 0.0924 | 0.0924 | 0.0924 | 0.0924 | 0.0924 | 0.0924 | 0.0924 | 0.0924 | 0.0924 | 0.0924 | 0.0924 | 0.0924 | 0.0924 | 0.0924 | 0.0924 | 0.0924 | 0.0924 | 0.0924 | 0.0924 | 0.0924 | 0.0924 | 0.0924 | 0.0924 | 0.0924 | 0.0924 | 0.0924 | 0.0924 | 0.0924 | 0.0924 | 0.0924 | 0.0924 | 0.0924 | 0.0924 | 0.0924 | 0.0924 | 0.0924 | 0.0924 | 0.0924 | 0.0924 | 0.0924 | 0.0924 | 0.0924 | 0.0924
0 | 0 | 0 |  | 0 |  |  | 0.1863 | Lowman (Tombigbee):3 | 0.1863 | 0.1863 | 0.1863 | 0.1863 | 0.1863 | 0.1863 | 0.1863 | 0.1863 | 0.1863 | 0.1863 | 0.1863 | 0.1863 | 0.1863 | 0.1863 | 0.1863 | 0.1863 | 0.1863 | 0.1863 | 0.1863 | 0.1863 | 0.1863 | 0.1863 | 0.1863 | 0.1863 | 0.1863 | 0.1863 | 0.1863 | 0.1863 | 0.1863 | 0.1863 | 0.1863 | 0.1863 | 0.1863 | 0.1863 | 0.1863 | 0.1863 | 0.1863 | 0.1863 | 0.1863 | 0.1863 | 0.1863 | 0.1863 | 0.1863 | 0.1863 | 0.1863 | 0.1863 | 0.1863 | 0.1863 | 0.1863 | 0.1863 | 0.1863 | 0.1863 | 0.1863 | 0.1863
0 | 0 | 0 | 0 | 0 |  |  | 0.75 | Franklin Drive:19 | 0.75 | 0.75 | 0.75 | 0.75 | 0.75 | 0.75 | 0.75 | 0.75 | 0.75 | 0.75 | 0.75 | 0.75 | 0.75 | 0.75 | 0.75 | 0.75 | 0.75 | 0.75 | 0.75 | 0.75 | 0.75 | 0.75 | 0.75 | 0.75 | 0.75 | 0.75 | 0.75 | 0.75 | 0.75 | 0.75 | 0.75 | 0.75 | 0.75 | 0.75 | 0.75 | 0.75 | 0.75 | 0.75 | 0.75 | 0.75 | 0.75 | 0.75 | 0.75 | 0.75 | 0.75 | 0.75 | 0.75 | 0.75 | 0.75 | 0.75 | 0.75 | 0.75 | 0.75 | 0.75
[7 empty] | 0.85 | Middletown (NRG):1 | 0.85 | 0.85 | 0.85 | 0.85 | 0.85 | 0.85 | 0.85 | 0.85 | 0.85 | 0.85 | 0.85 | 0.85 | 0.85 | 0.85 | 0.85 | 0.85 | 0.85 | 0.85 | 0.85 | 0.85 | 0.85 | 0.85 | 0.85 | 0.85 | 0.85 | 0.85 | 0.85 | 0.85 | 0.85 | 0.85 | 0.85 | 0.85 | 0.85 | 0.85 | 0.85 | 0.85 | 0.85 | 0.85 | 0.85 | 0.85 | 0.85 | 0.85 | 0.85 | 0.85 | 0.85 | 0.85 | 0.85 | 0.85 | 0.85 | 0.85 | 0.85 | 0.85 | 0.85 | 0.85
0 | 0 | 0 | 0 | 0 |  |  | 0.75 | Middletown (NRG):10 | 0.75 | 0.75 | 0.75 | 0.75 | 0.75 | 0.75 | 0.75 | 0.75 | 0.75 | 0.75 | 0.75 | 0.75 | 0.75 | 0.75 | 0.75 | 0.75 | 0.75 | 0.75 | 0.75 | 0.75 | 0.75 | 0.75 | 0.75 | 0.75 | 0.75 | 0.75 | 0.75 | 0.75 | 0.75 | 0.75 | 0.75 | 0.75 | 0.75 | 0.75 | 0.75 | 0.75 | 0.75 | 0.75 | 0.75 | 0.75 | 0.75 | 0.75 | 0.75 | 0.75 | 0.75 | 0.75 | 0.75 | 0.75 | 0.75 | 0.75 | 0.75 | 0.75 | 0.75 | 0.75
[7 empty] | 0.098 | Middletown (NRG):2 | 0.098 | 0.098 | 0.098 | 0.098 | 0.098 | 0.098 | 0.098 | 0.098 | 0.098 | 0.098 | 0.098 | 0.098 | 0.098 | 0.098 | 0.098 | 0.098 | 0.098 | 0.098 | 0.098 | 0.098 | 0.098 | 0.098 | 0.098 | 0.098 | 0.098 | 0.098 | 0.098 | 0.098 | 0.098 | 0.098 | 0.098 | 0.098 | 0.098 | 0.098 | 0.098 | 0.098 | 0.098 | 0.098 | 0.098 | 0.098 | 0.098 | 0.098 | 0.098 | 0.098 | 0.098 | 0.098 | 0.098 | 0.098 | 0.098 | 0.098 | 0.098 | 0.098 | 0.098 | 0.098
[7 empty] | 0.182 | Middletown (NRG):3 | 0.182 | 0.182 | 0.182 | 0.182 | 0.182 | 0.182 | 0.182 | 0.182 | 0.182 | 0.182 | 0.182 | 0.182 | 0.182 | 0.182 | 0.182 | 0.182 | 0.182 | 0.182 | 0.182 | 0.182 | 0.182 | 0.182 | 0.182 | 0.182 | 0.182 | 0.182 | 0.182 | 0.182 | 0.182 | 0.182 | 0.182 | 0.182 | 0.182 | 0.182 | 0.182 | 0.182 | 0.182 | 0.182 | 0.182 | 0.182 | 0.182 | 0.182 | 0.182 | 0.182 | 0.182 | 0.182 | 0.182 | 0.182 | 0.182 | 0.182 | 0.182 | 0.182 | 0.182 | 0.182
0 | 0 | 0 |  | 0 |  |  | 0.257 | Middletown (NRG):4 | 0.257 | 0.257 | 0.257 | 0.257 | 0.257 | 0.257 | 0.257 | 0.257 | 0.257 | 0.257 | 0.257 | 0.257 | 0.257 | 0.257 | 0.257 | 0.257 | 0.257 | 0.257 | 0.257 | 0.257 | 0.257 | 0.257 | 0.257 | 0.257 | 0.257 | 0.257 | 0.257 | 0.257 | 0.257 | 0.257 | 0.257 | 0.257 | 0.257 | 0.257 | 0.257 | 0.257 | 0.257 | 0.257 | 0.257 | 0.257 | 0.257 | 0.257 | 0.257 | 0.257 | 0.257 | 0.257 | 0.257 | 0.257 | 0.257 | 0.257 | 0.257 | 0.257 | 0.257 | 0.257
0 | 0 | 0 | 0 | 0 |  |  | 0.75 | South Meadow:11 | 0.75 | 0.75 | 0.75 | 0.75 | 0.75 | 0.75 | 0.75 | 0.75 | 0.75 | 0.75 | 0.75 | 0.75 | 0.75 | 0.75 | 0.75 | 0.75 | 0.75 | 0.75 | 0.75 | 0.75 | 0.75 | 0.75 | 0.75 | 0.75 | 0.75 | 0.75 | 0.75 | 0.75 | 0.75 | 0.75 | 0.75 | 0.75 | 0.75 | 0.75 | 0.75 | 0.75 | 0.75 | 0.75 | 0.75 | 0.75 | 0.75 | 0.75 | 0.75 | 0.75 | 0.75 | 0.75 | 0.75 | 0.75 | 0.75 | 0.75 | 0.75 | 0.75 | 0.75 | 0.75
0 | 0 | 0 | 0 | 0 |  |  | 0.75 | South Meadow:12 | 0.75 | 0.75 | 0.75 | 0.75 | 0.75 | 0.75 | 0.75 | 0.75 | 0.75 | 0.75 | 0.75 | 0.75 | 0.75 | 0.75 | 0.75 | 0.75 | 0.75 | 0.75 | 0.75 | 0.75 | 0.75 | 0.75 | 0.75 | 0.75 | 0.75 | 0.75 | 0.75 | 0.75 | 0.75 | 0.75 | 0.75 | 0.75 | 0.75 | 0.75 | 0.75 | 0.75 | 0.75 | 0.75 | 0.75 | 0.75 | 0.75 | 0.75 | 0.75 | 0.75 | 0.75 | 0.75 | 0.75 | 0.75 | 0.75 | 0.75 | 0.75 | 0.75 | 0.75 | 0.75
0 | 0 | 0 | 0 | 0 |  |  | 0.75 | South Meadow:13 | 0.75 | 0.75 | 0.75 | 0.75 | 0.75 | 0.75 | 0.75 | 0.75 | 0.75 | 0.75 | 0.75 | 0.75 | 0.75 | 0.75 | 0.75 | 0.75 | 0.75 | 0.75 | 0.75 | 0.75 | 0.75 | 0.75 | 0.75 | 0.75 | 0.75 | 0.75 | 0.75 | 0.75 | 0.75 | 0.75 | 0.75 | 0.75 | 0.75 | 0.75 | 0.75 | 0.75 | 0.75 | 0.75 | 0.75 | 0.75 | 0.75 | 0.75 | 0.75 | 0.75 | 0.75 | 0.75 | 0.75 | 0.75 | 0.75 | 0.75 | 0.75 | 0.75 | 0.75 | 0.75
0 | 0 | 0 | 0 | 0 |  |  | 0.75 | South Meadow:14 | 0.75 | 0.75 | 0.75 | 0.75 | 0.75 | 0.75 | 0.75 | 0.75 | 0.75 | 0.75 | 0.75 | 0.75 | 0.75 | 0.75 | 0.75 | 0.75 | 0.75 | 0.75 | 0.75 | 0.75 | 0.75 | 0.75 | 0.75 | 0.75 | 0.75 | 0.75 | 0.75 | 0.75 | 0.75 | 0.75 | 0.75 | 0.75 | 0.75 | 0.75 | 0.75 | 0.75 | 0.75 | 0.75 | 0.75 | 0.75 | 0.75 | 0.75 | 0.75 | 0.75 | 0.75 | 0.75 | 0.75 | 0.75 | 0.75 | 0.75 | 0.75 | 0.75 | 0.75 | 0.75
[7 empty] | 0.5 | South Meadow:15 | 0.5 | 0.5 | 0.5 | 0.5 | 0.5 | 0.5 | 0.5 | 0.5 | 0.5 | 0.5 | 0.5 | 0.5 | 0.5 | 0.5 | 0.5 | 0.5 | 0.5 | 0.5 | 0.5 | 0.5 | 0.5 | 0.5 | 0.5 | 0.5 | 0.5 | 0.5 | 0.5 | 0.5 | 0.5 | 0.5 | 0.5 | 0.5 | 0.5 | 0.5 | 0.5 | 0.5 | 0.5 | 0.5 | 0.5 | 0.5 | 0.5 | 0.5 | 0.5 | 0.5 | 0.5 | 0.5 | 0.5 | 0.5 | 0.5 | 0.5 | 0.5 | 0.5 | 0.5 | 0.5
[7 empty] | 0.65 | South Meadow:5-6 | 1.6 | 1.6 | 1.6 | 1.6 | 1.6 | 1.6 | 1.6 | 1.6 | 1.6 | 1.6 | 1.6 | 1.6 | 1.6 | 0.65 | 0.65 | 0.65 | 0.65 | 0.65 | 0.65 | 0.65 | 0.65 | 0.65 | 0.65 | 0.65 | 0.65 | 0.65 | 0.65 | 0.65 | 0.65 | 0.65 | 0.65 | 0.65 | 0.65 | 0.65 | 0.65 | 0.65 | 0.65 | 0.65 | 0.65 | 0.65 | 0.65 | 0.65 | 0.65 | 0.65 | 0.65 | 0.65 | 0.65 | 0.65 | 0.65 | 0.65 | 0.65 | 0.65 | 0.65 | 0.65
0 | 0 | 0 |  | 0 |  |  | 0.286 | Stanton Energy Center:1 | 0.286 | 0.286 | 0.286 | 0.286 | 0.286 | 0.286 | 0.286 | 0.286 | 0.286 | 0.286 | 0.286 | 0.286 | 0.286 | 0.286 | 0.286 | 0.286 | 0.286 | 0.286 | 0.286 | 0.286 | 0.286 | 0.286 | 0.286 | 0.286 | 0.286 | 0.286 | 0.286 | 0.286 | 0.286 | 0.286 | 0.286 | 0.286 | 0.286 | 0.286 | 0.286 | 0.286 | 0.286 | 0.286 | 0.286 | 0.286 | 0.286 | 0.286 | 0.286 | 0.286 | 0.286 | 0.286 | 0.286 | 0.286 | 0.286 | 0.286 | 0.286 | 0.286 | 0.286 | 0.286
0 | 0 | 0 |  | 0 |  |  | 0.118 | Stanton Energy Center:2 | 0.118 | 0.118 | 0.118 | 0.118 | 0.118 | 0.118 | 0.118 | 0.118 | 0.118 | 0.118 | 0.118 | 0.118 | 0.118 | 0.118 | 0.118 | 0.118 | 0.118 | 0.118 | 0.118 | 0.118 | 0.118 | 0.118 | 0.118 | 0.118 | 0.118 | 0.118 | 0.118 | 0.118 | 0.118 | 0.118 | 0.118 | 0.118 | 0.118 | 0.118 | 0.118 | 0.118 | 0.118 | 0.118 | 0.118 | 0.118 | 0.118 | 0.118 | 0.118 | 0.118 | 0.118 | 0.118 | 0.118 | 0.118 | 0.118 | 0.118 | 0.118 | 0.118 | 0.118 | 0.118
0 | 0 | 0 | 0 | 0 |  |  | 0.75 | Torrington:10 | 0.75 | 0.75 | 0.75 | 0.75 | 0.75 | 0.75 | 0.75 | 0.75 | 0.75 | 0.75 | 0.75 | 0.75 | 0.75 | 0.75 | 0.75 | 0.75 | 0.75 | 0.75 | 0.75 | 0.75 | 0.75 | 0.75 | 0.75 | 0.75 | 0.75 | 0.75 | 0.75 | 0.75 | 0.75 | 0.75 | 0.75 | 0.75 | 0.75 | 0.75 | 0.75 | 0.75 | 0.75 | 0.75 | 0.75 | 0.75 | 0.75 | 0.75 | 0.75 | 0.75 | 0.75 | 0.75 | 0.75 | 0.75 | 0.75 | 0.75 | 0.75 | 0.75 | 0.75 | 0.75
[7 empty] | 0.3 | Bridgeport Harbor:1 | 0.3 | 0.3 | 0.3 | 0.3 | 0.3 | 0.3 | 0.3 | 0.3 | 0.3 | 0.3 | 0.3 | 0.3 | 0.3 | 0.3 | 0.3 | 0.3 | 0.3 | 0.3 | 0.3 | 0.3 | 0.3 | 0.3 | 0.3 | 0.3 | 0.3 | 0.3 | 0.3 | 0.3 | 0.3 | 0.3 | 0.3 | 0.3 | 0.3 | 0.3 | 0.3 | 0.3 | 0.3 | 0.3 | 0.3 | 0.3 | 0.3 | 0.3 | 0.3 | 0.3 | 0.3 | 0.3 | 0.3 | 0.3 | 0.3 | 0.3 | 0.3 | 0.3 | 0.3 | 0.3
[7 empty] | 0.281 | Bridgeport Harbor:2 | 0.281 | 0.281 | 0.281 | 0.281 | 0.281 | 0.281 | 0.281 | 0.281 | 0.281 | 0.281 | 0.281 | 0.281 | 0.281 | 0.281 | 0.281 | 0.281 | 0.281 | 0.281 | 0.281 | 0.281 | 0.281 | 0.281 | 0.281 | 0.281 | 0.281 | 0.281 | 0.281 | 0.281 | 0.281 | 0.281 | 0.281 | 0.281 | 0.281 | 0.281 | 0.281 | 0.281 | 0.281 | 0.281 | 0.281 | 0.281 | 0.281 | 0.281 | 0.281 | 0.281 | 0.281 | 0.281 | 0.281 | 0.281 | 0.281 | 0.281 | 0.281 | 0.281 | 0.281 | 0.281
0 | 2017 | 0 |  | 2017 |  |  | 0.2268 | Bridgeport Harbor:3 | 0.2268 | 0.2268 | 0.2268 | 0.2268 | 0.2268 | 0.2268 | 0.2268 | 0.2268 | 0.2268 | 0.2268 | 0.2268 | 0.2268 | 0.2268 | 0.2268 | 0.2268 | 0.2268 | 0.2268 | 0.02268 | 0.02268 | 0.02268 | 0.02268 | 0.02268 | 0.02268 | 0.02268 | 0.02268 | 0.02268 | 0.02268 | 0.02268 | 0.02268 | 0.02268 | 0.02268 | 0.02268 | 0.02268 | 0.02268 | 0.02268 | 0.02268 | 0.02268 | 0.02268 | 0.02268 | 0.02268 | 0.02268 | 0.02268 | 0.02268 | 0.02268 | 0.02268 | 0.02268 | 0.02268 | 0.02268 | 0.02268 | 0.02268 | 0.02268 | 0.02268 | 0.02268 | 0.02268
0 | 0 | 0 | 0 | 0 |  |  | 0.3 | Bridgeport Harbor:4 | 0.3 | 0.3 | 0.3 | 0.3 | 0.3 | 0.3 | 0.3 | 0.3 | 0.3 | 0.3 | 0.3 | 0.3 | 0.3 | 0.3 | 0.3 | 0.3 | 0.3 | 0.3 | 0.3 | 0.3 | 0.3 | 0.3 | 0.3 | 0.3 | 0.3 | 0.3 | 0.3 | 0.3 | 0.3 | 0.3 | 0.3 | 0.3 | 0.3 | 0.3 | 0.3 | 0.3 | 0.3 | 0.3 | 0.3 | 0.3 | 0.3 | 0.3 | 0.3 | 0.3 | 0.3 | 0.3 | 0.3 | 0.3 | 0.3 | 0.3 | 0.3 | 0.3 | 0.3 | 0.3
0 | 0 | 0 |  | 0 |  |  | 0.1 | English:7 | 0.1 | 0.1 | 0.1 | 0.1 | 0.1 | 0.1 | 0.1 | 0.1 | 0.1 | 0.1 | 0.1 | 0.1 | 0.1 | 0.1 | 0.1 | 0.1 | 0.1 | 0.1 | 0.1 | 0.1 | 0.1 | 0.1 | 0.1 | 0.1 | 0.1 | 0.1 | 0.1 | 0.1 | 0.1 | 0.1 | 0.1 | 0.1 | 0.1 | 0.1 | 0.1 | 0.1 | 0.1 | 0.1 | 0.1 | 0.1 | 0.1 | 0.1 | 0.1 | 0.1 | 0.1 | 0.1 | 0.1 | 0.1 | 0.1 | 0.1 | 0.1 | 0.1 | 0.1 | 0.1
[7 empty] | 0.1 | English:8 | 0.1 | 0.1 | 0.1 | 0.1 | 0.1 | 0.1 | 0.1 | 0.1 | 0.1 | 0.1 | 0.1 | 0.1 | 0.1 | 0.1 | 0.1 | 0.1 | 0.1 | 0.1 | 0.1 | 0.1 | 0.1 | 0.1 | 0.1 | 0.1 | 0.1 | 0.1 | 0.1 | 0.1 | 0.1 | 0.1 | 0.1 | 0.1 | 0.1 | 0.1 | 0.1 | 0.1 | 0.1 | 0.1 | 0.1 | 0.1 | 0.1 | 0.1 | 0.1 | 0.1 | 0.1 | 0.1 | 0.1 | 0.1 | 0.1 | 0.1 | 0.1 | 0.1 | 0.1 | 0.1
0 | 0 | 0 | 0 | 0 |  |  | 0.5 | Glencoe Road:1 | 0.5 | 0.5 | 0.5 | 0.5 | 0.5 | 0.5 | 0.5 | 0.5 | 0.5 | 0.5 | 0.5 | 0.5 | 0.5 | 0.5 | 0.5 | 0.5 | 0.5 | 0.5 | 0.5 | 0.5 | 0.5 | 0.5 | 0.5 | 0.5 | 0.5 | 0.5 | 0.5 | 0.5 | 0.5 | 0.5 | 0.5 | 0.5 | 0.5 | 0.5 | 0.5 | 0.5 | 0.5 | 0.5 | 0.5 | 0.5 | 0.5 | 0.5 | 0.5 | 0.5 | 0.5 | 0.5 | 0.5 | 0.5 | 0.5 | 0.5 | 0.5 | 0.5 | 0.5 | 0.5
0 | 0 | 0 | 0 | 0 |  |  | 0.75 | North Main Street:5 | 0.75 | 0.75 | 0.75 | 0.75 | 0.75 | 0.75 | 0.75 | 0.75 | 0.75 | 0.75 | 0.75 | 0.75 | 0.75 | 0.75 | 0.75 | 0.75 | 0.75 | 0.75 | 0.75 | 0.75 | 0.75 | 0.75 | 0.75 | 0.75 | 0.75 | 0.75 | 0.75 | 0.75 | 0.75 | 0.75 | 0.75 | 0.75 | 0.75 | 0.75 | 0.75 | 0.75 | 0.75 | 0.75 | 0.75 | 0.75 | 0.75 | 0.75 | 0.75 | 0.75 | 0.75 | 0.75 | 0.75 | 0.75 | 0.75 | 0.75 | 0.75 | 0.75 | 0.75 | 0.75
2016 | 2016 | 2016 | 0 | 2019 |  |  | 0.7334 | Platte:1 | 0.7334 | 0.7334 | 0.7334 | 0.7334 | 0.7334 | 0.7334 | 0.7334 | 0.7334 | 0.7334 | 0.7334 | 0.7334 | 0.7334 | 0.7334 | 0.7334 | 0.7334 | 0.7334 | 0.51338 | 0.51338 | 0.51338 | 0.051338 | 0.051338 | 0.051338 | 0.051338 | 0.051338 | 0.051338 | 0.051338 | 0.051338 | 0.051338 | 0.051338 | 0.051338 | 0.051338 | 0.051338 | 0.051338 | 0.051338 | 0.051338 | 0.051338 | 0.051338 | 0.051338 | 0.051338 | 0.051338 | 0.051338 | 0.051338 | 0.051338 | 0.051338 | 0.051338 | 0.051338 | 0.051338 | 0.051338 | 0.051338 | 0.051338 | 0.051338 | 0.051338 | 0.051338 | 0.051338
0 | 0 | 0 | 0 | 0 |  |  | 0.75 | Christiana:11 | 0.75 | 0.75 | 0.75 | 0.75 | 0.75 | 0.75 | 0.75 | 0.75 | 0.75 | 0.75 | 0.75 | 0.75 | 0.75 | 0.75 | 0.75 | 0.75 | 0.75 | 0.75 | 0.75 | 0.75 | 0.75 | 0.75 | 0.75 | 0.75 | 0.75 | 0.75 | 0.75 | 0.75 | 0.75 | 0.75 | 0.75 | 0.75 | 0.75 | 0.75 | 0.75 | 0.75 | 0.75 | 0.75 | 0.75 | 0.75 | 0.75 | 0.75 | 0.75 | 0.75 | 0.75 | 0.75 | 0.75 | 0.75 | 0.75 | 0.75 | 0.75 | 0.75 | 0.75 | 0.75
0 | 0 | 0 | 0 | 0 |  |  | 0.75 | Christiana:14 | 0.75 | 0.75 | 0.75 | 0.75 | 0.75 | 0.75 | 0.75 | 0.75 | 0.75 | 0.75 | 0.75 | 0.75 | 0.75 | 0.75 | 0.75 | 0.75 | 0.75 | 0.75 | 0.75 | 0.75 | 0.75 | 0.75 | 0.75 | 0.75 | 0.75 | 0.75 | 0.75 | 0.75 | 0.75 | 0.75 | 0.75 | 0.75 | 0.75 | 0.75 | 0.75 | 0.75 | 0.75 | 0.75 | 0.75 | 0.75 | 0.75 | 0.75 | 0.75 | 0.75 | 0.75 | 0.75 | 0.75 | 0.75 | 0.75 | 0.75 | 0.75 | 0.75 | 0.75 | 0.75
[7 empty] | 1.6 | Delaware City:1 | 1.6 | 1.6 | 1.6 | 1.6 | 1.6 | 1.6 | 1.6 | 1.6 | 1.6 | 1.6 | 1.6 | 1.6 | 1.6 | 1.6 | 1.6 | 1.6 | 1.6 | 1.6 | 1.6 | 1.6 | 1.6 | 1.6 | 1.6 | 1.6 | 1.6 | 1.6 | 1.6 | 1.6 | 1.6 | 1.6 | 1.6 | 1.6 | 1.6 | 1.6 | 1.6 | 1.6 | 1.6 | 1.6 | 1.6 | 1.6 | 1.6 | 1.6 | 1.6 | 1.6 | 1.6 | 1.6 | 1.6 | 1.6 | 1.6 | 1.6 | 1.6 | 1.6 | 1.6 | 1.6
0 | 0 | 0 | 0 | 0 |  |  | 0.75 | Delaware City:10 | 0.75 | 0.75 | 0.75 | 0.75 | 0.75 | 0.75 | 0.75 | 0.75 | 0.75 | 0.75 | 0.75 | 0.75 | 0.75 | 0.75 | 0.75 | 0.75 | 0.75 | 0.75 | 0.75 | 0.75 | 0.75 | 0.75 | 0.75 | 0.75 | 0.75 | 0.75 | 0.75 | 0.75 | 0.75 | 0.75 | 0.75 | 0.75 | 0.75 | 0.75 | 0.75 | 0.75 | 0.75 | 0.75 | 0.75 | 0.75 | 0.75 | 0.75 | 0.75 | 0.75 | 0.75 | 0.75 | 0.75 | 0.75 | 0.75 | 0.75 | 0.75 | 0.75 | 0.75 | 0.75
0 | 0 | 0 | 0 | 0 |  |  | 1.6 | Delaware City:2 | 1.6 | 1.6 | 1.6 | 1.6 | 1.6 | 1.6 | 1.6 | 1.6 | 1.6 | 1.6 | 1.6 | 1.6 | 1.6 | 1.6 | 1.6 | 1.6 | 1.6 | 1.6 | 1.6 | 1.6 | 1.6 | 1.6 | 1.6 | 1.6 | 1.6 | 1.6 | 1.6 | 1.6 | 1.6 | 1.6 | 1.6 | 1.6 | 1.6 | 1.6 | 1.6 | 1.6 | 1.6 | 1.6 | 1.6 | 1.6 | 1.6 | 1.6 | 1.6 | 1.6 | 1.6 | 1.6 | 1.6 | 1.6 | 1.6 | 1.6 | 1.6 | 1.6 | 1.6 | 1.6
[7 empty] | 0.85 | Delaware City:3 | 0.85 | 0.85 | 0.85 | 0.85 | 0.85 | 0.85 | 0.85 | 0.85 | 0.85 | 0.85 | 0.85 | 0.85 | 0.85 | 0.85 | 0.85 | 0.85 | 0.85 | 0.85 | 0.85 | 0.85 | 0.85 | 0.85 | 0.85 | 0.85 | 0.85 | 0.85 | 0.85 | 0.85 | 0.85 | 0.85 | 0.85 | 0.85 | 0.85 | 0.85 | 0.85 | 0.85 | 0.85 | 0.85 | 0.85 | 0.85 | 0.85 | 0.85 | 0.85 | 0.85 | 0.85 | 0.85 | 0.85 | 0.85 | 0.85 | 0.85 | 0.85 | 0.85 | 0.85 | 0.85
[7 empty] | 0.0068 | Delaware City:4 | 0.0068 | 0.0068 | 0.0068 | 0.0068 | 0.0068 | 0.0068 | 0.0068 | 0.0068 | 0.0068 | 0.0068 | 0.0068 | 0.0068 | 0.0068 | 0.0068 | 0.0068 | 0.0068 | 0.0068 | 0.0068 | 0.0068 | 0.0068 | 0.0068 | 0.0068 | 0.0068 | 0.0068 | 0.0068 | 0.0068 | 0.0068 | 0.0068 | 0.0068 | 0.0068 | 0.0068 | 0.0068 | 0.0068 | 0.0068 | 0.0068 | 0.0068 | 0.0068 | 0.0068 | 0.0068 | 0.0068 | 0.0068 | 0.0068 | 0.0068 | 0.0068 | 0.0068 | 0.0068 | 0.0068 | 0.0068 | 0.0068 | 0.0068 | 0.0068 | 0.0068 | 0.0068 | 0.0068
[7 empty] | 0.3 | Edge Moor:10 | 0.3 | 0.3 | 0.3 | 0.3 | 0.3 | 0.3 | 0.3 | 0.3 | 0.3 | 0.3 | 0.3 | 0.3 | 0.3 | 0.3 | 0.3 | 0.3 | 0.3 | 0.3 | 0.3 | 0.3 | 0.3 | 0.3 | 0.3 | 0.3 | 0.3 | 0.3 | 0.3 | 0.3 | 0.3 | 0.3 | 0.3 | 0.3 | 0.3 | 0.3 | 0.3 | 0.3 | 0.3 | 0.3 | 0.3 | 0.3 | 0.3 | 0.3 | 0.3 | 0.3 | 0.3 | 0.3 | 0.3 | 0.3 | 0.3 | 0.3 | 0.3 | 0.3 | 0.3 | 0.3
0 | 0 | 0 | 0 | 0 |  |  | 0.4773 | Edge Moor:3 | 0.4773 | 0.4773 | 0.4773 | 0.4773 | 0.4773 | 0.4773 | 0.4773 | 0.4773 | 0.4773 | 0.4773 | 0.4773 | 0.4773 | 0.4773 | 0.4773 | 0.4773 | 0.4773 | 0.4773 | 0.4773 | 0.4773 | 0.4773 | 0.4773 | 0.4773 | 0.4773 | 0.4773 | 0.4773 | 0.4773 | 0.4773 | 0.4773 | 0.4773 | 0.4773 | 0.4773 | 0.4773 | 0.4773 | 0.4773 | 0.4773 | 0.4773 | 0.4773 | 0.4773 | 0.4773 | 0.4773 | 0.4773 | 0.4773 | 0.4773 | 0.4773 | 0.4773 | 0.4773 | 0.4773 | 0.4773 | 0.4773 | 0.4773 | 0.4773 | 0.4773 | 0.4773 | 0.4773
2017 | 2017 | 2017 | 0 | 2019 |  |  | 0.8849 | Edge Moor:4 | 0.8849 | 0.8849 | 0.8849 | 0.8849 | 0.8849 | 0.8849 | 0.8849 | 0.8849 | 0.8849 | 0.8849 | 0.8849 | 0.8849 | 0.8849 | 0.8849 | 0.8849 | 0.8849 | 0.8849 | 0.61943 | 0.61943 | 0.061943 | 0.061943 | 0.061943 | 0.061943 | 0.061943 | 0.061943 | 0.061943 | 0.061943 | 0.061943 | 0.061943 | 0.061943 | 0.061943 | 0.061943 | 0.061943 | 0.061943 | 0.061943 | 0.061943 | 0.061943 | 0.061943 | 0.061943 | 0.061943 | 0.061943 | 0.061943 | 0.061943 | 0.061943 | 0.061943 | 0.061943 | 0.061943 | 0.061943 | 0.061943 | 0.061943 | 0.061943 | 0.061943 | 0.061943 | 0.061943
2016 | 2016 | 2016 | 0 | 2018 |  |  | 0.469 | Edge Moor:5 | 0.469 | 0.469 | 0.469 | 0.469 | 0.469 | 0.469 | 0.469 | 0.469 | 0.469 | 0.469 | 0.469 | 0.469 | 0.469 | 0.469 | 0.469 | 0.469 | 0.3283 | 0.3283 | 0.03283 | 0.03283 | 0.03283 | 0.03283 | 0.03283 | 0.03283 | 0.03283 | 0.03283 | 0.03283 | 0.03283 | 0.03283 | 0.03283 | 0.03283 | 0.03283 | 0.03283 | 0.03283 | 0.03283 | 0.03283 | 0.03283 | 0.03283 | 0.03283 | 0.03283 | 0.03283 | 0.03283 | 0.03283 | 0.03283 | 0.03283 | 0.03283 | 0.03283 | 0.03283 | 0.03283 | 0.03283 | 0.03283 | 0.03283 | 0.03283 | 0.03283
2016 | 2016 | 2016 | 0 | 2019 |  |  | 1.4133 | Indian River (DPLC):1 | 1.4133 | 1.4133 | 1.4133 | 1.4133 | 1.4133 | 1.4133 | 1.4133 | 1.4133 | 1.4133 | 1.4133 | 1.4133 | 1.4133 | 1.4133 | 1.4133 | 1.4133 | 1.4133 | 0.98931 | 0.98931 | 0.98931 | 0.098931 | 0.098931 | 0.098931 | 0.098931 | 0.098931 | 0.098931 | 0.098931 | 0.098931 | 0.098931 | 0.098931 | 0.098931 | 0.098931 | 0.098931 | 0.098931 | 0.098931 | 0.098931 | 0.098931 | 0.098931 | 0.098931 | 0.098931 | 0.098931 | 0.098931 | 0.098931 | 0.098931 | 0.098931 | 0.098931 | 0.098931 | 0.098931 | 0.098931 | 0.098931 | 0.098931 | 0.098931 | 0.098931 | 0.098931 | 0.098931
0 | 0 | 0 | 0 | 0 |  |  | 0.75 | Indian River (DPLC):10 | 0.75 | 0.75 | 0.75 | 0.75 | 0.75 | 0.75 | 0.75 | 0.75 | 0.75 | 0.75 | 0.75 | 0.75 | 0.75 | 0.75 | 0.75 | 0.75 | 0.75 | 0.75 | 0.75 | 0.75 | 0.75 | 0.75 | 0.75 | 0.75 | 0.75 | 0.75 | 0.75 | 0.75 | 0.75 | 0.75 | 0.75 | 0.75 | 0.75 | 0.75 | 0.75 | 0.75 | 0.75 | 0.75 | 0.75 | 0.75 | 0.75 | 0.75 | 0.75 | 0.75 | 0.75 | 0.75 | 0.75 | 0.75 | 0.75 | 0.75 | 0.75 | 0.75 | 0.75 | 0.75
2016 | 2016 | 2016 | 0 | 2019 |  |  | 1.4105 | Indian River (DPLC):2 | 1.4105 | 1.4105 | 1.4105 | 1.4105 | 1.4105 | 1.4105 | 1.4105 | 1.4105 | 1.4105 | 1.4105 | 1.4105 | 1.4105 | 1.4105 | 1.4105 | 1.4105 | 1.4105 | 0.98735 | 0.98735 | 0.98735 | 0.098735 | 0.098735 | 0.098735 | 0.098735 | 0.098735 | 0.098735 | 0.098735 | 0.098735 | 0.098735 | 0.098735 | 0.098735 | 0.098735 | 0.098735 | 0.098735 | 0.098735 | 0.098735 | 0.098735 | 0.098735 | 0.098735 | 0.098735 | 0.098735 | 0.098735 | 0.098735 | 0.098735 | 0.098735 | 0.098735 | 0.098735 | 0.098735 | 0.098735 | 0.098735 | 0.098735 | 0.098735 | 0.098735 | 0.098735 | 0.098735
2016 | 2016 | 2016 | 0 | 2018 |  |  | 1.5682 | Indian River (DPLC):3 | 1.5682 | 1.5682 | 1.5682 | 1.5682 | 1.5682 | 1.5682 | 1.5682 | 1.5682 | 1.5682 | 1.5682 | 1.5682 | 1.5682 | 1.5682 | 1.5682 | 1.5682 | 1.5682 | 1.0977 | 1.0977 | 0.10977 | 0.10977 | 0.10977 | 0.10977 | 0.10977 | 0.10977 | 0.10977 | 0.10977 | 0.10977 | 0.10977 | 0.10977 | 0.10977 | 0.10977 | 0.10977 | 0.10977 | 0.10977 | 0.10977 | 0.10977 | 0.10977 | 0.10977 | 0.10977 | 0.10977 | 0.10977 | 0.10977 | 0.10977 | 0.10977 | 0.10977 | 0.10977 | 0.10977 | 0.10977 | 0.10977 | 0.10977 | 0.10977 | 0.10977 | 0.10977 | 0.10977
0 | 2017 | 0 |  | 2017 |  |  | 0.055025 | Indian River (DPLC):4 | 1.1005 | 1.1005 | 1.1005 | 1.1005 | 1.1005 | 1.1005 | 1.1005 | 1.1005 | 1.1005 | 1.1005 | 1.1005 | 1.1005 | 0.055025 | 0.055025 | 0.055025 | 0.055025 | 0.055025 | 0.0055025 | 0.0055025 | 0.0055025 | 0.0055025 | 0.0055025 | 0.0055025 | 0.0055025 | 0.0055025 | 0.0055025 | 0.0055025 | 0.0055025 | 0.0055025 | 0.0055025 | 0.0055025 | 0.0055025 | 0.0055025 | 0.0055025 | 0.0055025 | 0.0055025 | 0.0055025 | 0.0055025 | 0.0055025 | 0.0055025 | 0.0055025 | 0.0055025 | 0.0055025 | 0.0055025 | 0.0055025 | 0.0055025 | 0.0055025 | 0.0055025 | 0.0055025 | 0.0055025 | 0.0055025 | 0.0055025 | 0.0055025 | 0.0055025
[7 empty] | 0.75 | Madison Street:1 | 0.75 | 0.75 | 0.75 | 0.75 | 0.75 | 0.75 | 0.75 | 0.75 | 0.75 | 0.75 | 0.75 | 0.75 | 0.75 | 0.75 | 0.75 | 0.75 | 0.75 | 0.75 | 0.75 | 0.75 | 0.75 | 0.75 | 0.75 | 0.75 | 0.75 | 0.75 | 0.75 | 0.75 | 0.75 | 0.75 | 0.75 | 0.75 | 0.75 | 0.75 | 0.75 | 0.75 | 0.75 | 0.75 | 0.75 | 0.75 | 0.75 | 0.75 | 0.75 | 0.75 | 0.75 | 0.75 | 0.75 | 0.75 | 0.75 | 0.75 | 0.75 | 0.75 | 0.75 | 0.75
0 | 0 | 0 | 0 | 0 |  |  | 0.75 | West Substation:1 | 0.75 | 0.75 | 0.75 | 0.75 | 0.75 | 0.75 | 0.75 | 0.75 | 0.75 | 0.75 | 0.75 | 0.75 | 0.75 | 0.75 | 0.75 | 0.75 | 0.75 | 0.75 | 0.75 | 0.75 | 0.75 | 0.75 | 0.75 | 0.75 | 0.75 | 0.75 | 0.75 | 0.75 | 0.75 | 0.75 | 0.75 | 0.75 | 0.75 | 0.75 | 0.75 | 0.75 | 0.75 | 0.75 | 0.75 | 0.75 | 0.75 | 0.75 | 0.75 | 0.75 | 0.75 | 0.75 | 0.75 | 0.75 | 0.75 | 0.75 | 0.75 | 0.75 | 0.75 | 0.75
0 | 0 | 0 | 0 | 0 |  |  | 0.85 | McKee Run:1 | 0.85 | 0.85 | 0.85 | 0.85 | 0.85 | 0.85 | 0.85 | 0.85 | 0.85 | 0.85 | 0.85 | 0.85 | 0.85 | 0.85 | 0.85 | 0.85 | 0.85 | 0.85 | 0.85 | 0.85 | 0.85 | 0.85 | 0.85 | 0.85 | 0.85 | 0.85 | 0.85 | 0.85 | 0.85 | 0.85 | 0.85 | 0.85 | 0.85 | 0.85 | 0.85 | 0.85 | 0.85 | 0.85 | 0.85 | 0.85 | 0.85 | 0.85 | 0.85 | 0.85 | 0.85 | 0.85 | 0.85 | 0.85 | 0.85 | 0.85 | 0.85 | 0.85 | 0.85 | 0.85
0 | 0 | 0 | 0 | 0 |  |  | 0.85 | McKee Run:2 | 0.85 | 0.85 | 0.85 | 0.85 | 0.85 | 0.85 | 0.85 | 0.85 | 0.85 | 0.85 | 0.85 | 0.85 | 0.85 | 0.85 | 0.85 | 0.85 | 0.85 | 0.85 | 0.85 | 0.85 | 0.85 | 0.85 | 0.85 | 0.85 | 0.85 | 0.85 | 0.85 | 0.85 | 0.85 | 0.85 | 0.85 | 0.85 | 0.85 | 0.85 | 0.85 | 0.85 | 0.85 | 0.85 | 0.85 | 0.85 | 0.85 | 0.85 | 0.85 | 0.85 | 0.85 | 0.85 | 0.85 | 0.85 | 0.85 | 0.85 | 0.85 | 0.85 | 0.85 | 0.85
0 | 0 | 0 | 0 | 0 |  |  | 0.888 | McKee Run:3 | 0.888 | 0.888 | 0.888 | 0.888 | 0.888 | 0.888 | 0.888 | 0.888 | 0.888 | 0.888 | 0.888 | 0.888 | 0.888 | 0.888 | 0.888 | 0.888 | 0.888 | 0.888 | 0.888 | 0.888 | 0.888 | 0.888 | 0.888 | 0.888 | 0.888 | 0.888 | 0.888 | 0.888 | 0.888 | 0.888 | 0.888 | 0.888 | 0.888 | 0.888 | 0.888 | 0.888 | 0.888 | 0.888 | 0.888 | 0.888 | 0.888 | 0.888 | 0.888 | 0.888 | 0.888 | 0.888 | 0.888 | 0.888 | 0.888 | 0.888 | 0.888 | 0.888 | 0.888 | 0.888
2017 | 2017 | 2017 | 0 | 2019 |  |  | 0.6899 | Whelan Energy Center:1 | 0.6899 | 0.6899 | 0.6899 | 0.6899 | 0.6899 | 0.6899 | 0.6899 | 0.6899 | 0.6899 | 0.6899 | 0.6899 | 0.6899 | 0.6899 | 0.6899 | 0.6899 | 0.6899 | 0.6899 | 0.48293 | 0.48293 | 0.048293 | 0.048293 | 0.048293 | 0.048293 | 0.048293 | 0.048293 | 0.048293 | 0.048293 | 0.048293 | 0.048293 | 0.048293 | 0.048293 | 0.048293 | 0.048293 | 0.048293 | 0.048293 | 0.048293 | 0.048293 | 0.048293 | 0.048293 | 0.048293 | 0.048293 | 0.048293 | 0.048293 | 0.048293 | 0.048293 | 0.048293 | 0.048293 | 0.048293 | 0.048293 | 0.048293 | 0.048293 | 0.048293 | 0.048293 | 0.048293
0 | 2016 | 0 |  | 2016 |  |  | 0.0293 | Miller:1 | 0.586 | 0.586 | 0.586 | 0.586 | 0.586 | 0.586 | 0.586 | 0.586 | 0.586 | 0.586 | 0.586 | 0.0293 | 0.0293 | 0.0293 | 0.0293 | 0.0293 | 0.00293 | 0.00293 | 0.00293 | 0.00293 | 0.00293 | 0.00293 | 0.00293 | 0.00293 | 0.00293 | 0.00293 | 0.00293 | 0.00293 | 0.00293 | 0.00293 | 0.00293 | 0.00293 | 0.00293 | 0.00293 | 0.00293 | 0.00293 | 0.00293 | 0.00293 | 0.00293 | 0.00293 | 0.00293 | 0.00293 | 0.00293 | 0.00293 | 0.00293 | 0.00293 | 0.00293 | 0.00293 | 0.00293 | 0.00293 | 0.00293 | 0.00293 | 0.00293 | 0.00293
0 | 2016 | 0 | 0 | 2016 |  |  | 0.6124 | Miller:2 | 0.6124 | 0.6124 | 0.6124 | 0.6124 | 0.6124 | 0.6124 | 0.6124 | 0.6124 | 0.6124 | 0.6124 | 0.6124 | 0.6124 | 0.6124 | 0.6124 | 0.6124 | 0.6124 | 0.06124 | 0.06124 | 0.06124 | 0.06124 | 0.06124 | 0.06124 | 0.06124 | 0.06124 | 0.06124 | 0.06124 | 0.06124 | 0.06124 | 0.06124 | 0.06124 | 0.06124 | 0.06124 | 0.06124 | 0.06124 | 0.06124 | 0.06124 | 0.06124 | 0.06124 | 0.06124 | 0.06124 | 0.06124 | 0.06124 | 0.06124 | 0.06124 | 0.06124 | 0.06124 | 0.06124 | 0.06124 | 0.06124 | 0.06124 | 0.06124 | 0.06124 | 0.06124 | 0.06124
0 | 2016 | 0 |  | 2016 |  |  | 0.028435 | Miller:3 | 0.5687 | 0.5687 | 0.5687 | 0.5687 | 0.5687 | 0.5687 | 0.5687 | 0.5687 | 0.5687 | 0.5687 | 0.028435 | 0.028435 | 0.028435 | 0.028435 | 0.028435 | 0.028435 | 0.0028435 | 0.0028435 | 0.0028435 | 0.0028435 | 0.0028435 | 0.0028435 | 0.0028435 | 0.0028435 | 0.0028435 | 0.0028435 | 0.0028435 | 0.0028435 | 0.0028435 | 0.0028435 | 0.0028435 | 0.0028435 | 0.0028435 | 0.0028435 | 0.0028435 | 0.0028435 | 0.0028435 | 0.0028435 | 0.0028435 | 0.0028435 | 0.0028435 | 0.0028435 | 0.0028435 | 0.0028435 | 0.0028435 | 0.0028435 | 0.0028435 | 0.0028435 | 0.0028435 | 0.0028435 | 0.0028435 | 0.0028435 | 0.0028435 | 0.0028435
0 | 2016 | 0 | 0 | 2016 |  |  | 0.612 | Miller:4 | 0.612 | 0.612 | 0.612 | 0.612 | 0.612 | 0.612 | 0.612 | 0.612 | 0.612 | 0.612 | 0.612 | 0.612 | 0.612 | 0.612 | 0.612 | 0.612 | 0.0612 | 0.0612 | 0.0612 | 0.0612 | 0.0612 | 0.0612 | 0.0612 | 0.0612 | 0.0612 | 0.0612 | 0.0612 | 0.0612 | 0.0612 | 0.0612 | 0.0612 | 0.0612 | 0.0612 | 0.0612 | 0.0612 | 0.0612 | 0.0612 | 0.0612 | 0.0612 | 0.0612 | 0.0612 | 0.0612 | 0.0612 | 0.0612 | 0.0612 | 0.0612 | 0.0612 | 0.0612 | 0.0612 | 0.0612 | 0.0612 | 0.0612 | 0.0612 | 0.0612
0 | 0 | 0 | 2016 | 0 | 2013 | 0.92867 | 0.3249 | Pleasants:1 | 0.3249 | 0.3249 | 0.3249 | 0.3249 | 0.3249 | 0.3249 | 0.3249 | 0.3249 | 0.3249 | 0.3249 | 0.3249 | 0.3249 | 0.3249 | 0.30172 | 0.30172 | 0.30172 | 0.0060345 | 0.0060345 | 0.0060345 | 0.0060345 | 0.0060345 | 0.0060345 | 0.0060345 | 0.0060345 | 0.0060345 | 0.0060345 | 0.0060345 | 0.0060345 | 0.0060345 | 0.0060345 | 0.0060345 | 0.0060345 | 0.0060345 | 0.0060345 | 0.0060345 | 0.0060345 | 0.0060345 | 0.0060345 | 0.0060345 | 0.0060345 | 0.0060345 | 0.0060345 | 0.0060345 | 0.0060345 | 0.0060345 | 0.0060345 | 0.0060345 | 0.0060345 | 0.0060345 | 0.0060345 | 0.0060345 | 0.0060345 | 0.0060345 | 0.0060345
0 | 0 | 0 |  | 0 | 2013 | 0.92867 | 0.2367 | Pleasants:2 | 0.2367 | 0.2367 | 0.2367 | 0.2367 | 0.2367 | 0.2367 | 0.2367 | 0.2367 | 0.2367 | 0.2367 | 0.2367 | 0.2367 | 0.2367 | 0.21982 | 0.21982 | 0.21982 | 0.21982 | 0.21982 | 0.21982 | 0.21982 | 0.21982 | 0.21982 | 0.21982 | 0.21982 | 0.21982 | 0.21982 | 0.21982 | 0.21982 | 0.21982 | 0.21982 | 0.21982 | 0.21982 | 0.21982 | 0.21982 | 0.21982 | 0.21982 | 0.21982 | 0.21982 | 0.21982 | 0.21982 | 0.21982 | 0.21982 | 0.21982 | 0.21982 | 0.21982 | 0.21982 | 0.21982 | 0.21982 | 0.21982 | 0.21982 | 0.21982 | 0.21982 | 0.21982 | 0.21982
0 | 2015 | 0 | 0 | 2015 |  |  | 0.618 | White Bluff:1 | 0.618 | 0.618 | 0.618 | 0.618 | 0.618 | 0.618 | 0.618 | 0.618 | 0.618 | 0.618 | 0.618 | 0.618 | 0.618 | 0.618 | 0.618 | 0.0618 | 0.0618 | 0.0618 | 0.0618 | 0.0618 | 0.0618 | 0.0618 | 0.0618 | 0.0618 | 0.0618 | 0.0618 | 0.0618 | 0.0618 | 0.0618 | 0.0618 | 0.0618 | 0.0618 | 0.0618 | 0.0618 | 0.0618 | 0.0618 | 0.0618 | 0.0618 | 0.0618 | 0.0618 | 0.0618 | 0.0618 | 0.0618 | 0.0618 | 0.0618 | 0.0618 | 0.0618 | 0.0618 | 0.0618 | 0.0618 | 0.0618 | 0.0618 | 0.0618 | 0.0618
0 | 2015 | 0 |  | 2015 |  |  | 0.03108 | White Bluff:2 | 0.6216 | 0.6216 | 0.6216 | 0.6216 | 0.6216 | 0.6216 | 0.6216 | 0.6216 | 0.6216 | 0.6216 | 0.6216 | 0.6216 | 0.6216 | 0.03108 | 0.03108 | 0.003108 | 0.003108 | 0.003108 | 0.003108 | 0.003108 | 0.003108 | 0.003108 | 0.003108 | 0.003108 | 0.003108 | 0.003108 | 0.003108 | 0.003108 | 0.003108 | 0.003108 | 0.003108 | 0.003108 | 0.003108 | 0.003108 | 0.003108 | 0.003108 | 0.003108 | 0.003108 | 0.003108 | 0.003108 | 0.003108 | 0.003108 | 0.003108 | 0.003108 | 0.003108 | 0.003108 | 0.003108 | 0.003108 | 0.003108 | 0.003108 | 0.003108 | 0.003108 | 0.003108 | 0.003108
[7 empty] | 0.5 | Seaford:ALL | 0.5 | 0.5 | 0.5 | 0.5 | 0.5 | 0.5 | 0.5 | 0.5 | 0.5 | 0.5 | 0.5 | 0.5 | 0.5 | 0.5 | 0.5 | 0.5 | 0.5 | 0.5 | 0.5 | 0.5 | 0.5 | 0.5 | 0.5 | 0.5 | 0.5 | 0.5 | 0.5 | 0.5 | 0.5 | 0.5 | 0.5 | 0.5 | 0.5 | 0.5 | 0.5 | 0.5 | 0.5 | 0.5 | 0.5 | 0.5 | 0.5 | 0.5 | 0.5 | 0.5 | 0.5 | 0.5 | 0.5 | 0.5 | 0.5 | 0.5 | 0.5 | 0.5 | 0.5 | 0.5
2015 | 2015 | 2015 |  | 2017 |  |  | 0.0473 | Duck Creek:1 | 0.0473 | 0.0473 | 0.0473 | 0.0473 | 0.0473 | 0.0473 | 0.0473 | 0.0473 | 0.0473 | 0.0473 | 0.0473 | 0.0473 | 0.0473 | 0.0473 | 0.0473 | 0.03311 | 0.03311 | 0.003311 | 0.003311 | 0.003311 | 0.003311 | 0.003311 | 0.003311 | 0.003311 | 0.003311 | 0.003311 | 0.003311 | 0.003311 | 0.003311 | 0.003311 | 0.003311 | 0.003311 | 0.003311 | 0.003311 | 0.003311 | 0.003311 | 0.003311 | 0.003311 | 0.003311 | 0.003311 | 0.003311 | 0.003311 | 0.003311 | 0.003311 | 0.003311 | 0.003311 | 0.003311 | 0.003311 | 0.003311 | 0.003311 | 0.003311 | 0.003311 | 0.003311 | 0.003311
0 | 2016 | 0 | 0 | 2016 |  |  | 0.6045 | Newton:1 | 0.6045 | 0.6045 | 0.6045 | 0.6045 | 0.6045 | 0.6045 | 0.6045 | 0.6045 | 0.6045 | 0.6045 | 0.6045 | 0.6045 | 0.6045 | 0.6045 | 0.6045 | 0.6045 | 0.06045 | 0.06045 | 0.06045 | 0.06045 | 0.06045 | 0.06045 | 0.06045 | 0.06045 | 0.06045 | 0.06045 | 0.06045 | 0.06045 | 0.06045 | 0.06045 | 0.06045 | 0.06045 | 0.06045 | 0.06045 | 0.06045 | 0.06045 | 0.06045 | 0.06045 | 0.06045 | 0.06045 | 0.06045 | 0.06045 | 0.06045 | 0.06045 | 0.06045 | 0.06045 | 0.06045 | 0.06045 | 0.06045 | 0.06045 | 0.06045 | 0.06045 | 0.06045 | 0.06045
0 | 2016 | 0 | 0 | 2016 |  |  | 0.5946 | Newton:2 | 0.5946 | 0.5946 | 0.5946 | 0.5946 | 0.5946 | 0.5946 | 0.5946 | 0.5946 | 0.5946 | 0.5946 | 0.5946 | 0.5946 | 0.5946 | 0.5946 | 0.5946 | 0.5946 | 0.05946 | 0.05946 | 0.05946 | 0.05946 | 0.05946 | 0.05946 | 0.05946 | 0.05946 | 0.05946 | 0.05946 | 0.05946 | 0.05946 | 0.05946 | 0.05946 | 0.05946 | 0.05946 | 0.05946 | 0.05946 | 0.05946 | 0.05946 | 0.05946 | 0.05946 | 0.05946 | 0.05946 | 0.05946 | 0.05946 | 0.05946 | 0.05946 | 0.05946 | 0.05946 | 0.05946 | 0.05946 | 0.05946 | 0.05946 | 0.05946 | 0.05946 | 0.05946 | 0.05946
0 | 0 | 0 |  | 0 | 2013 | 0.93208 | 0.0786 | East Bend:2 | 0.0786 | 0.0786 | 0.0786 | 0.0786 | 0.0786 | 0.0786 | 0.0786 | 0.0786 | 0.0786 | 0.0786 | 0.0786 | 0.0786 | 0.0786 | 0.073261 | 0.073261 | 0.073261 | 0.073261 | 0.073261 | 0.073261 | 0.073261 | 0.073261 | 0.073261 | 0.073261 | 0.073261 | 0.073261 | 0.073261 | 0.073261 | 0.073261 | 0.073261 | 0.073261 | 0.073261 | 0.073261 | 0.073261 | 0.073261 | 0.073261 | 0.073261 | 0.073261 | 0.073261 | 0.073261 | 0.073261 | 0.073261 | 0.073261 | 0.073261 | 0.073261 | 0.073261 | 0.073261 | 0.073261 | 0.073261 | 0.073261 | 0.073261 | 0.073261 | 0.073261 | 0.073261 | 0.073261
0 | 0 | 0 | 2015 | 0 | 2013 | 0.93014 | 0.4249 | W.H. Zimmer:ST1 | 0.4249 | 0.4249 | 0.4249 | 0.4249 | 0.4249 | 0.4249 | 0.4249 | 0.4249 | 0.4249 | 0.4249 | 0.4249 | 0.4249 | 0.4249 | 0.39522 | 0.39522 | 0.0079044 | 0.0079044 | 0.0079044 | 0.0079044 | 0.0079044 | 0.0079044 | 0.0079044 | 0.0079044 | 0.0079044 | 0.0079044 | 0.0079044 | 0.0079044 | 0.0079044 | 0.0079044 | 0.0079044 | 0.0079044 | 0.0079044 | 0.0079044 | 0.0079044 | 0.0079044 | 0.0079044 | 0.0079044 | 0.0079044 | 0.0079044 | 0.0079044 | 0.0079044 | 0.0079044 | 0.0079044 | 0.0079044 | 0.0079044 | 0.0079044 | 0.0079044 | 0.0079044 | 0.0079044 | 0.0079044 | 0.0079044 | 0.0079044 | 0.0079044 | 0.0079044
0 | 2016 | 0 |  | 2016 |  |  | 0.033 | Brandon Shores:1 | 0.033 | 0.033 | 0.033 | 0.033 | 0.033 | 0.033 | 0.033 | 0.033 | 0.033 | 0.033 | 0.033 | 0.033 | 0.033 | 0.033 | 0.033 | 0.033 | 0.0033 | 0.0033 | 0.0033 | 0.0033 | 0.0033 | 0.0033 | 0.0033 | 0.0033 | 0.0033 | 0.0033 | 0.0033 | 0.0033 | 0.0033 | 0.0033 | 0.0033 | 0.0033 | 0.0033 | 0.0033 | 0.0033 | 0.0033 | 0.0033 | 0.0033 | 0.0033 | 0.0033 | 0.0033 | 0.0033 | 0.0033 | 0.0033 | 0.0033 | 0.0033 | 0.0033 | 0.0033 | 0.0033 | 0.0033 | 0.0033 | 0.0033 | 0.0033 | 0.0033
0 | 2016 | 0 |  | 2016 |  |  | 0.0497 | Brandon Shores:2 | 0.0497 | 0.0497 | 0.0497 | 0.0497 | 0.0497 | 0.0497 | 0.0497 | 0.0497 | 0.0497 | 0.0497 | 0.0497 | 0.0497 | 0.0497 | 0.0497 | 0.0497 | 0.0497 | 0.00497 | 0.00497 | 0.00497 | 0.00497 | 0.00497 | 0.00497 | 0.00497 | 0.00497 | 0.00497 | 0.00497 | 0.00497 | 0.00497 | 0.00497 | 0.00497 | 0.00497 | 0.00497 | 0.00497 | 0.00497 | 0.00497 | 0.00497 | 0.00497 | 0.00497 | 0.00497 | 0.00497 | 0.00497 | 0.00497 | 0.00497 | 0.00497 | 0.00497 | 0.00497 | 0.00497 | 0.00497 | 0.00497 | 0.00497 | 0.00497 | 0.00497 | 0.00497 | 0.00497
[7 empty] | 0.603 | Benning:15 | 0.603 | 0.603 | 0.603 | 0.603 | 0.603 | 0.603 | 0.603 | 0.603 | 0.603 | 0.603 | 0.603 | 0.603 | 0.603 | 0.603 | 0.603 | 0.603 | 0.603 | 0.603 | 0.603 | 0.603 | 0.603 | 0.603 | 0.603 | 0.603 | 0.603 | 0.603 | 0.603 | 0.603 | 0.603 | 0.603 | 0.603 | 0.603 | 0.603 | 0.603 | 0.603 | 0.603 | 0.603 | 0.603 | 0.603 | 0.603 | 0.603 | 0.603 | 0.603 | 0.603 | 0.603 | 0.603 | 0.603 | 0.603 | 0.603 | 0.603 | 0.603 | 0.603 | 0.603 | 0.603
0 | 0 | 0 | 0 | 0 |  |  | 0.658 | Benning:16 | 0.658 | 0.658 | 0.658 | 0.658 | 0.658 | 0.658 | 0.658 | 0.658 | 0.658 | 0.658 | 0.658 | 0.658 | 0.658 | 0.658 | 0.658 | 0.658 | 0.658 | 0.658 | 0.658 | 0.658 | 0.658 | 0.658 | 0.658 | 0.658 | 0.658 | 0.658 | 0.658 | 0.658 | 0.658 | 0.658 | 0.658 | 0.658 | 0.658 | 0.658 | 0.658 | 0.658 | 0.658 | 0.658 | 0.658 | 0.658 | 0.658 | 0.658 | 0.658 | 0.658 | 0.658 | 0.658 | 0.658 | 0.658 | 0.658 | 0.658 | 0.658 | 0.658 | 0.658 | 0.658
0 | 0 | 0 | 2016 | 0 |  |  | 0.5769 | Coal Creek:1 | 0.5769 | 0.5769 | 0.5769 | 0.5769 | 0.5769 | 0.5769 | 0.5769 | 0.5769 | 0.5769 | 0.5769 | 0.5769 | 0.5769 | 0.5769 | 0.5769 | 0.5769 | 0.5769 | 0.011538 | 0.011538 | 0.011538 | 0.011538 | 0.011538 | 0.011538 | 0.011538 | 0.011538 | 0.011538 | 0.011538 | 0.011538 | 0.011538 | 0.011538 | 0.011538 | 0.011538 | 0.011538 | 0.011538 | 0.011538 | 0.011538 | 0.011538 | 0.011538 | 0.011538 | 0.011538 | 0.011538 | 0.011538 | 0.011538 | 0.011538 | 0.011538 | 0.011538 | 0.011538 | 0.011538 | 0.011538 | 0.011538 | 0.011538 | 0.011538 | 0.011538 | 0.011538 | 0.011538
[7 empty] | 0.547 | Coal Creek:IC1 | 0.547 | 0.547 | 0.547 | 0.547 | 0.547 | 0.547 | 0.547 | 0.547 | 0.547 | 0.547 | 0.547 | 0.547 | 0.547 | 0.547 | 0.547 | 0.547 | 0.547 | 0.547 | 0.547 | 0.547 | 0.547 | 0.547 | 0.547 | 0.547 | 0.547 | 0.547 | 0.547 | 0.547 | 0.547 | 0.547 | 0.547 | 0.547 | 0.547 | 0.547 | 0.547 | 0.547 | 0.547 | 0.547 | 0.547 | 0.547 | 0.547 | 0.547 | 0.547 | 0.547 | 0.547 | 0.547 | 0.547 | 0.547 | 0.547 | 0.547 | 0.547 | 0.547 | 0.547 | 0.547
0 | 0 | 0 | 2016 | 0 |  |  | 0.5941 | Coal Creek:2 | 0.5941 | 0.5941 | 0.5941 | 0.5941 | 0.5941 | 0.5941 | 0.5941 | 0.5941 | 0.5941 | 0.5941 | 0.5941 | 0.5941 | 0.5941 | 0.5941 | 0.5941 | 0.5941 | 0.011882 | 0.011882 | 0.011882 | 0.011882 | 0.011882 | 0.011882 | 0.011882 | 0.011882 | 0.011882 | 0.011882 | 0.011882 | 0.011882 | 0.011882 | 0.011882 | 0.011882 | 0.011882 | 0.011882 | 0.011882 | 0.011882 | 0.011882 | 0.011882 | 0.011882 | 0.011882 | 0.011882 | 0.011882 | 0.011882 | 0.011882 | 0.011882 | 0.011882 | 0.011882 | 0.011882 | 0.011882 | 0.011882 | 0.011882 | 0.011882 | 0.011882 | 0.011882 | 0.011882
0 | 0 | 0 | 0 | 0 |  |  | 0.5 | Killen:GT1 | 0.5 | 0.5 | 0.5 | 0.5 | 0.5 | 0.5 | 0.5 | 0.5 | 0.5 | 0.5 | 0.5 | 0.5 | 0.5 | 0.5 | 0.5 | 0.5 | 0.5 | 0.5 | 0.5 | 0.5 | 0.5 | 0.5 | 0.5 | 0.5 | 0.5 | 0.5 | 0.5 | 0.5 | 0.5 | 0.5 | 0.5 | 0.5 | 0.5 | 0.5 | 0.5 | 0.5 | 0.5 | 0.5 | 0.5 | 0.5 | 0.5 | 0.5 | 0.5 | 0.5 | 0.5 | 0.5 | 0.5 | 0.5 | 0.5 | 0.5 | 0.5 | 0.5 | 0.5 | 0.5
0 | 0 | 0 |  | 0 | 2013 | 0.93561 | 0.0875 | Killen:2 | 0.0875 | 0.0875 | 0.0875 | 0.0875 | 0.0875 | 0.0875 | 0.0875 | 0.0875 | 0.0875 | 0.0875 | 0.0875 | 0.0875 | 0.0875 | 0.081866 | 0.081866 | 0.081866 | 0.081866 | 0.081866 | 0.081866 | 0.081866 | 0.081866 | 0.081866 | 0.081866 | 0.081866 | 0.081866 | 0.081866 | 0.081866 | 0.081866 | 0.081866 | 0.081866 | 0.081866 | 0.081866 | 0.081866 | 0.081866 | 0.081866 | 0.081866 | 0.081866 | 0.081866 | 0.081866 | 0.081866 | 0.081866 | 0.081866 | 0.081866 | 0.081866 | 0.081866 | 0.081866 | 0.081866 | 0.081866 | 0.081866 | 0.081866 | 0.081866 | 0.081866 | 0.081866 | 0.081866
0 | 0 | 0 | 0 | 0 |  |  | 0.5 | Belle River:IC | 0.5 | 0.5 | 0.5 | 0.5 | 0.5 | 0.5 | 0.5 | 0.5 | 0.5 | 0.5 | 0.5 | 0.5 | 0.5 | 0.5 | 0.5 | 0.5 | 0.5 | 0.5 | 0.5 | 0.5 | 0.5 | 0.5 | 0.5 | 0.5 | 0.5 | 0.5 | 0.5 | 0.5 | 0.5 | 0.5 | 0.5 | 0.5 | 0.5 | 0.5 | 0.5 | 0.5 | 0.5 | 0.5 | 0.5 | 0.5 | 0.5 | 0.5 | 0.5 | 0.5 | 0.5 | 0.5 | 0.5 | 0.5 | 0.5 | 0.5 | 0.5 | 0.5 | 0.5 | 0.5
0 | 2016 | 0 | 0 | 2016 |  |  | 0.5785 | Belle River:ST1 | 0.5785 | 0.5785 | 0.5785 | 0.5785 | 0.5785 | 0.5785 | 0.5785 | 0.5785 | 0.5785 | 0.5785 | 0.5785 | 0.5785 | 0.5785 | 0.5785 | 0.5785 | 0.5785 | 0.05785 | 0.05785 | 0.05785 | 0.05785 | 0.05785 | 0.05785 | 0.05785 | 0.05785 | 0.05785 | 0.05785 | 0.05785 | 0.05785 | 0.05785 | 0.05785 | 0.05785 | 0.05785 | 0.05785 | 0.05785 | 0.05785 | 0.05785 | 0.05785 | 0.05785 | 0.05785 | 0.05785 | 0.05785 | 0.05785 | 0.05785 | 0.05785 | 0.05785 | 0.05785 | 0.05785 | 0.05785 | 0.05785 | 0.05785 | 0.05785 | 0.05785 | 0.05785 | 0.05785
0 | 2016 | 0 | 0 | 2016 |  |  | 0.5899 | Belle River:ST2 | 0.5899 | 0.5899 | 0.5899 | 0.5899 | 0.5899 | 0.5899 | 0.5899 | 0.5899 | 0.5899 | 0.5899 | 0.5899 | 0.5899 | 0.5899 | 0.5899 | 0.5899 | 0.5899 | 0.05899 | 0.05899 | 0.05899 | 0.05899 | 0.05899 | 0.05899 | 0.05899 | 0.05899 | 0.05899 | 0.05899 | 0.05899 | 0.05899 | 0.05899 | 0.05899 | 0.05899 | 0.05899 | 0.05899 | 0.05899 | 0.05899 | 0.05899 | 0.05899 | 0.05899 | 0.05899 | 0.05899 | 0.05899 | 0.05899 | 0.05899 | 0.05899 | 0.05899 | 0.05899 | 0.05899 | 0.05899 | 0.05899 | 0.05899 | 0.05899 | 0.05899 | 0.05899 | 0.05899
0 | 0 | 0 |  | 0 |  |  | 0.26 | Greenwood:1 | 0.26 | 0.26 | 0.26 | 0.26 | 0.26 | 0.26 | 0.26 | 0.26 | 0.26 | 0.26 | 0.26 | 0.26 | 0.26 | 0.26 | 0.26 | 0.26 | 0.26 | 0.26 | 0.26 | 0.26 | 0.26 | 0.26 | 0.26 | 0.26 | 0.26 | 0.26 | 0.26 | 0.26 | 0.26 | 0.26 | 0.26 | 0.26 | 0.26 | 0.26 | 0.26 | 0.26 | 0.26 | 0.26 | 0.26 | 0.26 | 0.26 | 0.26 | 0.26 | 0.26 | 0.26 | 0.26 | 0.26 | 0.26 | 0.26 | 0.26 | 0.26 | 0.26 | 0.26 | 0.26
[7 empty] | 0.5 | McGuire:IC | 0.5 | 0.5 | 0.5 | 0.5 | 0.5 | 0.5 | 0.5 | 0.5 | 0.5 | 0.5 | 0.5 | 0.5 | 0.5 | 0.5 | 0.5 | 0.5 | 0.5 | 0.5 | 0.5 | 0.5 | 0.5 | 0.5 | 0.5 | 0.5 | 0.5 | 0.5 | 0.5 | 0.5 | 0.5 | 0.5 | 0.5 | 0.5 | 0.5 | 0.5 | 0.5 | 0.5 | 0.5 | 0.5 | 0.5 | 0.5 | 0.5 | 0.5 | 0.5 | 0.5 | 0.5 | 0.5 | 0.5 | 0.5 | 0.5 | 0.5 | 0.5 | 0.5 | 0.5 | 0.5
0 | 0 | 0 | 0 | 0 |  |  | 0.75 | Buzzard Point:EAST | 0.75 | 0.75 | 0.75 | 0.75 | 0.75 | 0.75 | 0.75 | 0.75 | 0.75 | 0.75 | 0.75 | 0.75 | 0.75 | 0.75 | 0.75 | 0.75 | 0.75 | 0.75 | 0.75 | 0.75 | 0.75 | 0.75 | 0.75 | 0.75 | 0.75 | 0.75 | 0.75 | 0.75 | 0.75 | 0.75 | 0.75 | 0.75 | 0.75 | 0.75 | 0.75 | 0.75 | 0.75 | 0.75 | 0.75 | 0.75 | 0.75 | 0.75 | 0.75 | 0.75 | 0.75 | 0.75 | 0.75 | 0.75 | 0.75 | 0.75 | 0.75 | 0.75 | 0.75 | 0.75
[7 empty] | 0.75 | Buzzard Point:WEST | 0.75 | 0.75 | 0.75 | 0.75 | 0.75 | 0.75 | 0.75 | 0.75 | 0.75 | 0.75 | 0.75 | 0.75 | 0.75 | 0.75 | 0.75 | 0.75 | 0.75 | 0.75 | 0.75 | 0.75 | 0.75 | 0.75 | 0.75 | 0.75 | 0.75 | 0.75 | 0.75 | 0.75 | 0.75 | 0.75 | 0.75 | 0.75 | 0.75 | 0.75 | 0.75 | 0.75 | 0.75 | 0.75 | 0.75 | 0.75 | 0.75 | 0.75 | 0.75 | 0.75 | 0.75 | 0.75 | 0.75 | 0.75 | 0.75 | 0.75 | 0.75 | 0.75 | 0.75 | 0.75
0 | 0 | 0 | 2017 | 0 | 2013 | 0.91105 | 0.5844 | Spurlock:1 | 0.5844 | 0.5844 | 0.5844 | 0.5844 | 0.5844 | 0.5844 | 0.5844 | 0.5844 | 0.5844 | 0.5844 | 0.5844 | 0.5844 | 0.5844 | 0.53242 | 0.53242 | 0.53242 | 0.53242 | 0.010648 | 0.010648 | 0.010648 | 0.010648 | 0.010648 | 0.010648 | 0.010648 | 0.010648 | 0.010648 | 0.010648 | 0.010648 | 0.010648 | 0.010648 | 0.010648 | 0.010648 | 0.010648 | 0.010648 | 0.010648 | 0.010648 | 0.010648 | 0.010648 | 0.010648 | 0.010648 | 0.010648 | 0.010648 | 0.010648 | 0.010648 | 0.010648 | 0.010648 | 0.010648 | 0.010648 | 0.010648 | 0.010648 | 0.010648 | 0.010648 | 0.010648 | 0.010648
0 | 0 | 0 |  | 0 | 2013 | 0.91105 | 0.0801 | Spurlock:2 | 0.0801 | 0.0801 | 0.0801 | 0.0801 | 0.0801 | 0.0801 | 0.0801 | 0.0801 | 0.0801 | 0.0801 | 0.0801 | 0.0801 | 0.0801 | 0.072975 | 0.072975 | 0.072975 | 0.072975 | 0.072975 | 0.072975 | 0.072975 | 0.072975 | 0.072975 | 0.072975 | 0.072975 | 0.072975 | 0.072975 | 0.072975 | 0.072975 | 0.072975 | 0.072975 | 0.072975 | 0.072975 | 0.072975 | 0.072975 | 0.072975 | 0.072975 | 0.072975 | 0.072975 | 0.072975 | 0.072975 | 0.072975 | 0.072975 | 0.072975 | 0.072975 | 0.072975 | 0.072975 | 0.072975 | 0.072975 | 0.072975 | 0.072975 | 0.072975 | 0.072975 | 0.072975 | 0.072975
0 | 0 | 0 |  | 0 | 2013 | 0.91105 | 0.1462 | Spurlock:3 | 0.1462 | 0.1462 | 0.1462 | 0.1462 | 0.1462 | 0.1462 | 0.1462 | 0.1462 | 0.1462 | 0.1462 | 0.1462 | 0.1462 | 0.1462 | 0.1332 | 0.1332 | 0.1332 | 0.1332 | 0.1332 | 0.1332 | 0.1332 | 0.1332 | 0.1332 | 0.1332 | 0.1332 | 0.1332 | 0.1332 | 0.1332 | 0.1332 | 0.1332 | 0.1332 | 0.1332 | 0.1332 | 0.1332 | 0.1332 | 0.1332 | 0.1332 | 0.1332 | 0.1332 | 0.1332 | 0.1332 | 0.1332 | 0.1332 | 0.1332 | 0.1332 | 0.1332 | 0.1332 | 0.1332 | 0.1332 | 0.1332 | 0.1332 | 0.1332 | 0.1332 | 0.1332 | 0.1332
0 | 0 | 0 | 0 | 0 |  |  | 0.664 | Manatee:1 | 0.664 | 0.664 | 0.664 | 0.664 | 0.664 | 0.664 | 0.664 | 0.664 | 0.664 | 0.664 | 0.664 | 0.664 | 0.664 | 0.664 | 0.664 | 0.664 | 0.664 | 0.664 | 0.664 | 0.664 | 0.664 | 0.664 | 0.664 | 0.664 | 0.664 | 0.664 | 0.664 | 0.664 | 0.664 | 0.664 | 0.664 | 0.664 | 0.664 | 0.664 | 0.664 | 0.664 | 0.664 | 0.664 | 0.664 | 0.664 | 0.664 | 0.664 | 0.664 | 0.664 | 0.664 | 0.664 | 0.664 | 0.664 | 0.664 | 0.664 | 0.664 | 0.664 | 0.664 | 0.664
0 | 0 | 0 | 0 | 0 |  |  | 0.674 | Manatee:2 | 0.674 | 0.674 | 0.674 | 0.674 | 0.674 | 0.674 | 0.674 | 0.674 | 0.674 | 0.674 | 0.674 | 0.674 | 0.674 | 0.674 | 0.674 | 0.674 | 0.674 | 0.674 | 0.674 | 0.674 | 0.674 | 0.674 | 0.674 | 0.674 | 0.674 | 0.674 | 0.674 | 0.674 | 0.674 | 0.674 | 0.674 | 0.674 | 0.674 | 0.674 | 0.674 | 0.674 | 0.674 | 0.674 | 0.674 | 0.674 | 0.674 | 0.674 | 0.674 | 0.674 | 0.674 | 0.674 | 0.674 | 0.674 | 0.674 | 0.674 | 0.674 | 0.674 | 0.674 | 0.674
0 | 0 | 0 | 0 | 0 |  |  | 0.75 | Debary:P1 | 0.75 | 0.75 | 0.75 | 0.75 | 0.75 | 0.75 | 0.75 | 0.75 | 0.75 | 0.75 | 0.75 | 0.75 | 0.75 | 0.75 | 0.75 | 0.75 | 0.75 | 0.75 | 0.75 | 0.75 | 0.75 | 0.75 | 0.75 | 0.75 | 0.75 | 0.75 | 0.75 | 0.75 | 0.75 | 0.75 | 0.75 | 0.75 | 0.75 | 0.75 | 0.75 | 0.75 | 0.75 | 0.75 | 0.75 | 0.75 | 0.75 | 0.75 | 0.75 | 0.75 | 0.75 | 0.75 | 0.75 | 0.75 | 0.75 | 0.75 | 0.75 | 0.75 | 0.75 | 0.75
0 | 0 | 0 | 0 | 0 |  |  | 0.311 | Debary:10 | 0.311 | 0.311 | 0.311 | 0.311 | 0.311 | 0.311 | 0.311 | 0.311 | 0.311 | 0.311 | 0.311 | 0.311 | 0.311 | 0.311 | 0.311 | 0.311 | 0.311 | 0.311 | 0.311 | 0.311 | 0.311 | 0.311 | 0.311 | 0.311 | 0.311 | 0.311 | 0.311 | 0.311 | 0.311 | 0.311 | 0.311 | 0.311 | 0.311 | 0.311 | 0.311 | 0.311 | 0.311 | 0.311 | 0.311 | 0.311 | 0.311 | 0.311 | 0.311 | 0.311 | 0.311 | 0.311 | 0.311 | 0.311 | 0.311 | 0.311 | 0.311 | 0.311 | 0.311 | 0.311
0 | 0 | 0 | 0 | 0 |  |  | 0.75 | Debary:2 | 0.75 | 0.75 | 0.75 | 0.75 | 0.75 | 0.75 | 0.75 | 0.75 | 0.75 | 0.75 | 0.75 | 0.75 | 0.75 | 0.75 | 0.75 | 0.75 | 0.75 | 0.75 | 0.75 | 0.75 | 0.75 | 0.75 | 0.75 | 0.75 | 0.75 | 0.75 | 0.75 | 0.75 | 0.75 | 0.75 | 0.75 | 0.75 | 0.75 | 0.75 | 0.75 | 0.75 | 0.75 | 0.75 | 0.75 | 0.75 | 0.75 | 0.75 | 0.75 | 0.75 | 0.75 | 0.75 | 0.75 | 0.75 | 0.75 | 0.75 | 0.75 | 0.75 | 0.75 | 0.75
0 | 0 | 0 | 0 | 0 |  |  | 0.75 | Debary:3 | 0.75 | 0.75 | 0.75 | 0.75 | 0.75 | 0.75 | 0.75 | 0.75 | 0.75 | 0.75 | 0.75 | 0.75 | 0.75 | 0.75 | 0.75 | 0.75 | 0.75 | 0.75 | 0.75 | 0.75 | 0.75 | 0.75 | 0.75 | 0.75 | 0.75 | 0.75 | 0.75 | 0.75 | 0.75 | 0.75 | 0.75 | 0.75 | 0.75 | 0.75 | 0.75 | 0.75 | 0.75 | 0.75 | 0.75 | 0.75 | 0.75 | 0.75 | 0.75 | 0.75 | 0.75 | 0.75 | 0.75 | 0.75 | 0.75 | 0.75 | 0.75 | 0.75 | 0.75 | 0.75
0 | 0 | 0 | 0 | 0 |  |  | 0.75 | Debary:4 | 0.75 | 0.75 | 0.75 | 0.75 | 0.75 | 0.75 | 0.75 | 0.75 | 0.75 | 0.75 | 0.75 | 0.75 | 0.75 | 0.75 | 0.75 | 0.75 | 0.75 | 0.75 | 0.75 | 0.75 | 0.75 | 0.75 | 0.75 | 0.75 | 0.75 | 0.75 | 0.75 | 0.75 | 0.75 | 0.75 | 0.75 | 0.75 | 0.75 | 0.75 | 0.75 | 0.75 | 0.75 | 0.75 | 0.75 | 0.75 | 0.75 | 0.75 | 0.75 | 0.75 | 0.75 | 0.75 | 0.75 | 0.75 | 0.75 | 0.75 | 0.75 | 0.75 | 0.75 | 0.75
0 | 0 | 0 | 0 | 0 |  |  | 0.75 | Debary:5 | 0.75 | 0.75 | 0.75 | 0.75 | 0.75 | 0.75 | 0.75 | 0.75 | 0.75 | 0.75 | 0.75 | 0.75 | 0.75 | 0.75 | 0.75 | 0.75 | 0.75 | 0.75 | 0.75 | 0.75 | 0.75 | 0.75 | 0.75 | 0.75 | 0.75 | 0.75 | 0.75 | 0.75 | 0.75 | 0.75 | 0.75 | 0.75 | 0.75 | 0.75 | 0.75 | 0.75 | 0.75 | 0.75 | 0.75 | 0.75 | 0.75 | 0.75 | 0.75 | 0.75 | 0.75 | 0.75 | 0.75 | 0.75 | 0.75 | 0.75 | 0.75 | 0.75 | 0.75 | 0.75
0 | 0 | 0 | 0 | 0 |  |  | 0.75 | Debary:6 | 0.75 | 0.75 | 0.75 | 0.75 | 0.75 | 0.75 | 0.75 | 0.75 | 0.75 | 0.75 | 0.75 | 0.75 | 0.75 | 0.75 | 0.75 | 0.75 | 0.75 | 0.75 | 0.75 | 0.75 | 0.75 | 0.75 | 0.75 | 0.75 | 0.75 | 0.75 | 0.75 | 0.75 | 0.75 | 0.75 | 0.75 | 0.75 | 0.75 | 0.75 | 0.75 | 0.75 | 0.75 | 0.75 | 0.75 | 0.75 | 0.75 | 0.75 | 0.75 | 0.75 | 0.75 | 0.75 | 0.75 | 0.75 | 0.75 | 0.75 | 0.75 | 0.75 | 0.75 | 0.75
0 | 0 | 0 |  | 0 |  |  | 0.026 | Debary:8 | 0.026 | 0.026 | 0.026 | 0.026 | 0.026 | 0.026 | 0.026 | 0.026 | 0.026 | 0.026 | 0.026 | 0.026 | 0.026 | 0.026 | 0.026 | 0.026 | 0.026 | 0.026 | 0.026 | 0.026 | 0.026 | 0.026 | 0.026 | 0.026 | 0.026 | 0.026 | 0.026 | 0.026 | 0.026 | 0.026 | 0.026 | 0.026 | 0.026 | 0.026 | 0.026 | 0.026 | 0.026 | 0.026 | 0.026 | 0.026 | 0.026 | 0.026 | 0.026 | 0.026 | 0.026 | 0.026 | 0.026 | 0.026 | 0.026 | 0.026 | 0.026 | 0.026 | 0.026 | 0.026
0 | 0 | 0 |  | 0 |  |  | 0.027 | Debary:9 | 0.027 | 0.027 | 0.027 | 0.027 | 0.027 | 0.027 | 0.027 | 0.027 | 0.027 | 0.027 | 0.027 | 0.027 | 0.027 | 0.027 | 0.027 | 0.027 | 0.027 | 0.027 | 0.027 | 0.027 | 0.027 | 0.027 | 0.027 | 0.027 | 0.027 | 0.027 | 0.027 | 0.027 | 0.027 | 0.027 | 0.027 | 0.027 | 0.027 | 0.027 | 0.027 | 0.027 | 0.027 | 0.027 | 0.027 | 0.027 | 0.027 | 0.027 | 0.027 | 0.027 | 0.027 | 0.027 | 0.027 | 0.027 | 0.027 | 0.027 | 0.027 | 0.027 | 0.027 | 0.027
0 | 0 | 0 | 0 | 0 |  |  | 0.75 | West Tisbury:ALL | 0.75 | 0.75 | 0.75 | 0.75 | 0.75 | 0.75 | 0.75 | 0.75 | 0.75 | 0.75 | 0.75 | 0.75 | 0.75 | 0.75 | 0.75 | 0.75 | 0.75 | 0.75 | 0.75 | 0.75 | 0.75 | 0.75 | 0.75 | 0.75 | 0.75 | 0.75 | 0.75 | 0.75 | 0.75 | 0.75 | 0.75 | 0.75 | 0.75 | 0.75 | 0.75 | 0.75 | 0.75 | 0.75 | 0.75 | 0.75 | 0.75 | 0.75 | 0.75 | 0.75 | 0.75 | 0.75 | 0.75 | 0.75 | 0.75 | 0.75 | 0.75 | 0.75 | 0.75 | 0.75
0 | 0 | 0 |  | 0 |  |  | 0.0303 | Wansley:1 | 0.0303 | 0.0303 | 0.0303 | 0.0303 | 0.0303 | 0.0303 | 0.0303 | 0.0303 | 0.0303 | 0.0303 | 0.0303 | 0.0303 | 0.0303 | 0.0303 | 0.0303 | 0.0303 | 0.0303 | 0.0303 | 0.0303 | 0.0303 | 0.0303 | 0.0303 | 0.0303 | 0.0303 | 0.0303 | 0.0303 | 0.0303 | 0.0303 | 0.0303 | 0.0303 | 0.0303 | 0.0303 | 0.0303 | 0.0303 | 0.0303 | 0.0303 | 0.0303 | 0.0303 | 0.0303 | 0.0303 | 0.0303 | 0.0303 | 0.0303 | 0.0303 | 0.0303 | 0.0303 | 0.0303 | 0.0303 | 0.0303 | 0.0303 | 0.0303 | 0.0303 | 0.0303 | 0.0303
0 | 0 | 0 | 2015 | 0 |  |  | 0.4026 | Wansley:2 | 0.4026 | 0.4026 | 0.4026 | 0.4026 | 0.4026 | 0.4026 | 0.4026 | 0.4026 | 0.4026 | 0.4026 | 0.4026 | 0.4026 | 0.4026 | 0.4026 | 0.4026 | 0.008052 | 0.008052 | 0.008052 | 0.008052 | 0.008052 | 0.008052 | 0.008052 | 0.008052 | 0.008052 | 0.008052 | 0.008052 | 0.008052 | 0.008052 | 0.008052 | 0.008052 | 0.008052 | 0.008052 | 0.008052 | 0.008052 | 0.008052 | 0.008052 | 0.008052 | 0.008052 | 0.008052 | 0.008052 | 0.008052 | 0.008052 | 0.008052 | 0.008052 | 0.008052 | 0.008052 | 0.008052 | 0.008052 | 0.008052 | 0.008052 | 0.008052 | 0.008052 | 0.008052 | 0.008052
0 | 0 | 0 | 0 | 0 |  |  | 0.5 | Wansley:5A | 0.5 | 0.5 | 0.5 | 0.5 | 0.5 | 0.5 | 0.5 | 0.5 | 0.5 | 0.5 | 0.5 | 0.5 | 0.5 | 0.5 | 0.5 | 0.5 | 0.5 | 0.5 | 0.5 | 0.5 | 0.5 | 0.5 | 0.5 | 0.5 | 0.5 | 0.5 | 0.5 | 0.5 | 0.5 | 0.5 | 0.5 | 0.5 | 0.5 | 0.5 | 0.5 | 0.5 | 0.5 | 0.5 | 0.5 | 0.5 | 0.5 | 0.5 | 0.5 | 0.5 | 0.5 | 0.5 | 0.5 | 0.5 | 0.5 | 0.5 | 0.5 | 0.5 | 0.5 | 0.5
0 | 2016 | 0 | 0 | 2016 |  |  | 0.5858 | Big Cajun 2:1 | 0.5858 | 0.5858 | 0.5858 | 0.5858 | 0.5858 | 0.5858 | 0.5858 | 0.5858 | 0.5858 | 0.5858 | 0.5858 | 0.5858 | 0.5858 | 0.5858 | 0.5858 | 0.5858 | 0.05858 | 0.05858 | 0.05858 | 0.05858 | 0.05858 | 0.05858 | 0.05858 | 0.05858 | 0.05858 | 0.05858 | 0.05858 | 0.05858 | 0.05858 | 0.05858 | 0.05858 | 0.05858 | 0.05858 | 0.05858 | 0.05858 | 0.05858 | 0.05858 | 0.05858 | 0.05858 | 0.05858 | 0.05858 | 0.05858 | 0.05858 | 0.05858 | 0.05858 | 0.05858 | 0.05858 | 0.05858 | 0.05858 | 0.05858 | 0.05858 | 0.05858 | 0.05858 | 0.05858
0 | 2016 | 0 | 0 | 2016 |  |  | 0.5745 | Big Cajun 2:2 | 0.5745 | 0.5745 | 0.5745 | 0.5745 | 0.5745 | 0.5745 | 0.5745 | 0.5745 | 0.5745 | 0.5745 | 0.5745 | 0.5745 | 0.5745 | 0.5745 | 0.5745 | 0.5745 | 0.05745 | 0.05745 | 0.05745 | 0.05745 | 0.05745 | 0.05745 | 0.05745 | 0.05745 | 0.05745 | 0.05745 | 0.05745 | 0.05745 | 0.05745 | 0.05745 | 0.05745 | 0.05745 | 0.05745 | 0.05745 | 0.05745 | 0.05745 | 0.05745 | 0.05745 | 0.05745 | 0.05745 | 0.05745 | 0.05745 | 0.05745 | 0.05745 | 0.05745 | 0.05745 | 0.05745 | 0.05745 | 0.05745 | 0.05745 | 0.05745 | 0.05745 | 0.05745 | 0.05745
0 | 2016 | 0 | 0 | 2016 |  |  | 0.5643 | Big Cajun 2:3 | 0.5643 | 0.5643 | 0.5643 | 0.5643 | 0.5643 | 0.5643 | 0.5643 | 0.5643 | 0.5643 | 0.5643 | 0.5643 | 0.5643 | 0.5643 | 0.5643 | 0.5643 | 0.5643 | 0.05643 | 0.05643 | 0.05643 | 0.05643 | 0.05643 | 0.05643 | 0.05643 | 0.05643 | 0.05643 | 0.05643 | 0.05643 | 0.05643 | 0.05643 | 0.05643 | 0.05643 | 0.05643 | 0.05643 | 0.05643 | 0.05643 | 0.05643 | 0.05643 | 0.05643 | 0.05643 | 0.05643 | 0.05643 | 0.05643 | 0.05643 | 0.05643 | 0.05643 | 0.05643 | 0.05643 | 0.05643 | 0.05643 | 0.05643 | 0.05643 | 0.05643 | 0.05643 | 0.05643
0 | 0 | 0 | 0 | 0 |  |  | 0.75 | Cascade Creek:1 | 0.75 | 0.75 | 0.75 | 0.75 | 0.75 | 0.75 | 0.75 | 0.75 | 0.75 | 0.75 | 0.75 | 0.75 | 0.75 | 0.75 | 0.75 | 0.75 | 0.75 | 0.75 | 0.75 | 0.75 | 0.75 | 0.75 | 0.75 | 0.75 | 0.75 | 0.75 | 0.75 | 0.75 | 0.75 | 0.75 | 0.75 | 0.75 | 0.75 | 0.75 | 0.75 | 0.75 | 0.75 | 0.75 | 0.75 | 0.75 | 0.75 | 0.75 | 0.75 | 0.75 | 0.75 | 0.75 | 0.75 | 0.75 | 0.75 | 0.75 | 0.75 | 0.75 | 0.75 | 0.75
0 | 0 | 0 | 2017 | 0 |  |  | 0.4955 | Morrow (SOMI):1 | 0.4955 | 0.4955 | 0.4955 | 0.4955 | 0.4955 | 0.4955 | 0.4955 | 0.4955 | 0.4955 | 0.4955 | 0.4955 | 0.4955 | 0.4955 | 0.4955 | 0.4955 | 0.4955 | 0.4955 | 0.00991 | 0.00991 | 0.00991 | 0.00991 | 0.00991 | 0.00991 | 0.00991 | 0.00991 | 0.00991 | 0.00991 | 0.00991 | 0.00991 | 0.00991 | 0.00991 | 0.00991 | 0.00991 | 0.00991 | 0.00991 | 0.00991 | 0.00991 | 0.00991 | 0.00991 | 0.00991 | 0.00991 | 0.00991 | 0.00991 | 0.00991 | 0.00991 | 0.00991 | 0.00991 | 0.00991 | 0.00991 | 0.00991 | 0.00991 | 0.00991 | 0.00991 | 0.00991
0 | 0 | 0 | 2017 | 0 |  |  | 0.5089 | Morrow (SOMI):2 | 0.5089 | 0.5089 | 0.5089 | 0.5089 | 0.5089 | 0.5089 | 0.5089 | 0.5089 | 0.5089 | 0.5089 | 0.5089 | 0.5089 | 0.5089 | 0.5089 | 0.5089 | 0.5089 | 0.5089 | 0.010178 | 0.010178 | 0.010178 | 0.010178 | 0.010178 | 0.010178 | 0.010178 | 0.010178 | 0.010178 | 0.010178 | 0.010178 | 0.010178 | 0.010178 | 0.010178 | 0.010178 | 0.010178 | 0.010178 | 0.010178 | 0.010178 | 0.010178 | 0.010178 | 0.010178 | 0.010178 | 0.010178 | 0.010178 | 0.010178 | 0.010178 | 0.010178 | 0.010178 | 0.010178 | 0.010178 | 0.010178 | 0.010178 | 0.010178 | 0.010178 | 0.010178 | 0.010178
2015 | 2015 | 2015 | 0 | 2017 |  |  | 0.6821 | Nearman Creek:1 | 0.6821 | 0.6821 | 0.6821 | 0.6821 | 0.6821 | 0.6821 | 0.6821 | 0.6821 | 0.6821 | 0.6821 | 0.6821 | 0.6821 | 0.6821 | 0.6821 | 0.6821 | 0.47747 | 0.47747 | 0.047747 | 0.047747 | 0.047747 | 0.047747 | 0.047747 | 0.047747 | 0.047747 | 0.047747 | 0.047747 | 0.047747 | 0.047747 | 0.047747 | 0.047747 | 0.047747 | 0.047747 | 0.047747 | 0.047747 | 0.047747 | 0.047747 | 0.047747 | 0.047747 | 0.047747 | 0.047747 | 0.047747 | 0.047747 | 0.047747 | 0.047747 | 0.047747 | 0.047747 | 0.047747 | 0.047747 | 0.047747 | 0.047747 | 0.047747 | 0.047747 | 0.047747 | 0.047747
0 | 2016 | 0 |  | 2016 |  |  | 0.0064 | Iatan:1 | 0.0064 | 0.0064 | 0.0064 | 0.0064 | 0.0064 | 0.0064 | 0.0064 | 0.0064 | 0.0064 | 0.0064 | 0.0064 | 0.0064 | 0.0064 | 0.0064 | 0.0064 | 0.0064 | 0.00064 | 0.00064 | 0.00064 | 0.00064 | 0.00064 | 0.00064 | 0.00064 | 0.00064 | 0.00064 | 0.00064 | 0.00064 | 0.00064 | 0.00064 | 0.00064 | 0.00064 | 0.00064 | 0.00064 | 0.00064 | 0.00064 | 0.00064 | 0.00064 | 0.00064 | 0.00064 | 0.00064 | 0.00064 | 0.00064 | 0.00064 | 0.00064 | 0.00064 | 0.00064 | 0.00064 | 0.00064 | 0.00064 | 0.00064 | 0.00064 | 0.00064 | 0.00064 | 0.00064
0 | 2016 | 0 |  | 2016 |  |  | 0.028 | Jeffrey Energy Center:1 | 0.028 | 0.028 | 0.028 | 0.028 | 0.028 | 0.028 | 0.028 | 0.028 | 0.028 | 0.028 | 0.028 | 0.028 | 0.028 | 0.028 | 0.028 | 0.028 | 0.0028 | 0.0028 | 0.0028 | 0.0028 | 0.0028 | 0.0028 | 0.0028 | 0.0028 | 0.0028 | 0.0028 | 0.0028 | 0.0028 | 0.0028 | 0.0028 | 0.0028 | 0.0028 | 0.0028 | 0.0028 | 0.0028 | 0.0028 | 0.0028 | 0.0028 | 0.0028 | 0.0028 | 0.0028 | 0.0028 | 0.0028 | 0.0028 | 0.0028 | 0.0028 | 0.0028 | 0.0028 | 0.0028 | 0.0028 | 0.0028 | 0.0028 | 0.0028 | 0.0028
0 | 2016 | 0 |  | 2016 |  |  | 0.179 | Jeffrey Energy Center:2 | 0.179 | 0.179 | 0.179 | 0.179 | 0.179 | 0.179 | 0.179 | 0.179 | 0.179 | 0.179 | 0.179 | 0.179 | 0.179 | 0.179 | 0.179 | 0.179 | 0.0179 | 0.0179 | 0.0179 | 0.0179 | 0.0179 | 0.0179 | 0.0179 | 0.0179 | 0.0179 | 0.0179 | 0.0179 | 0.0179 | 0.0179 | 0.0179 | 0.0179 | 0.0179 | 0.0179 | 0.0179 | 0.0179 | 0.0179 | 0.0179 | 0.0179 | 0.0179 | 0.0179 | 0.0179 | 0.0179 | 0.0179 | 0.0179 | 0.0179 | 0.0179 | 0.0179 | 0.0179 | 0.0179 | 0.0179 | 0.0179 | 0.0179 | 0.0179 | 0.0179
0 | 2016 | 0 |  | 2016 |  |  | 0.0506 | Jeffrey Energy Center:3 | 0.0506 | 0.0506 | 0.0506 | 0.0506 | 0.0506 | 0.0506 | 0.0506 | 0.0506 | 0.0506 | 0.0506 | 0.0506 | 0.0506 | 0.0506 | 0.0506 | 0.0506 | 0.0506 | 0.00506 | 0.00506 | 0.00506 | 0.00506 | 0.00506 | 0.00506 | 0.00506 | 0.00506 | 0.00506 | 0.00506 | 0.00506 | 0.00506 | 0.00506 | 0.00506 | 0.00506 | 0.00506 | 0.00506 | 0.00506 | 0.00506 | 0.00506 | 0.00506 | 0.00506 | 0.00506 | 0.00506 | 0.00506 | 0.00506 | 0.00506 | 0.00506 | 0.00506 | 0.00506 | 0.00506 | 0.00506 | 0.00506 | 0.00506 | 0.00506 | 0.00506 | 0.00506 | 0.00506
0 | 0 | 0 |  | 0 |  |  | 0.0792 | Trimble County:1 | 0.0792 | 0.0792 | 0.0792 | 0.0792 | 0.0792 | 0.0792 | 0.0792 | 0.0792 | 0.0792 | 0.0792 | 0.0792 | 0.0792 | 0.0792 | 0.0792 | 0.0792 | 0.0792 | 0.0792 | 0.0792 | 0.0792 | 0.0792 | 0.0792 | 0.0792 | 0.0792 | 0.0792 | 0.0792 | 0.0792 | 0.0792 | 0.0792 | 0.0792 | 0.0792 | 0.0792 | 0.0792 | 0.0792 | 0.0792 | 0.0792 | 0.0792 | 0.0792 | 0.0792 | 0.0792 | 0.0792 | 0.0792 | 0.0792 | 0.0792 | 0.0792 | 0.0792 | 0.0792 | 0.0792 | 0.0792 | 0.0792 | 0.0792 | 0.0792 | 0.0792 | 0.0792 | 0.0792
0 | 2017 | 0 | 0 | 2017 |  |  | 0.6537 | Victor J. Daniel:1 | 0.6537 | 0.6537 | 0.6537 | 0.6537 | 0.6537 | 0.6537 | 0.6537 | 0.6537 | 0.6537 | 0.6537 | 0.6537 | 0.6537 | 0.6537 | 0.6537 | 0.6537 | 0.6537 | 0.6537 | 0.06537 | 0.06537 | 0.06537 | 0.06537 | 0.06537 | 0.06537 | 0.06537 | 0.06537 | 0.06537 | 0.06537 | 0.06537 | 0.06537 | 0.06537 | 0.06537 | 0.06537 | 0.06537 | 0.06537 | 0.06537 | 0.06537 | 0.06537 | 0.06537 | 0.06537 | 0.06537 | 0.06537 | 0.06537 | 0.06537 | 0.06537 | 0.06537 | 0.06537 | 0.06537 | 0.06537 | 0.06537 | 0.06537 | 0.06537 | 0.06537 | 0.06537 | 0.06537
0 | 2017 | 0 | 0 | 2017 |  |  | 0.6754 | Victor J. Daniel:2 | 0.6754 | 0.6754 | 0.6754 | 0.6754 | 0.6754 | 0.6754 | 0.6754 | 0.6754 | 0.6754 | 0.6754 | 0.6754 | 0.6754 | 0.6754 | 0.6754 | 0.6754 | 0.6754 | 0.6754 | 0.06754 | 0.06754 | 0.06754 | 0.06754 | 0.06754 | 0.06754 | 0.06754 | 0.06754 | 0.06754 | 0.06754 | 0.06754 | 0.06754 | 0.06754 | 0.06754 | 0.06754 | 0.06754 | 0.06754 | 0.06754 | 0.06754 | 0.06754 | 0.06754 | 0.06754 | 0.06754 | 0.06754 | 0.06754 | 0.06754 | 0.06754 | 0.06754 | 0.06754 | 0.06754 | 0.06754 | 0.06754 | 0.06754 | 0.06754 | 0.06754 | 0.06754 | 0.06754
0 | 2016 | 0 | 0 | 2016 |  |  | 0.605 | Gentleman:1 | 0.605 | 0.605 | 0.605 | 0.605 | 0.605 | 0.605 | 0.605 | 0.605 | 0.605 | 0.605 | 0.605 | 0.605 | 0.605 | 0.605 | 0.605 | 0.605 | 0.0605 | 0.0605 | 0.0605 | 0.0605 | 0.0605 | 0.0605 | 0.0605 | 0.0605 | 0.0605 | 0.0605 | 0.0605 | 0.0605 | 0.0605 | 0.0605 | 0.0605 | 0.0605 | 0.0605 | 0.0605 | 0.0605 | 0.0605 | 0.0605 | 0.0605 | 0.0605 | 0.0605 | 0.0605 | 0.0605 | 0.0605 | 0.0605 | 0.0605 | 0.0605 | 0.0605 | 0.0605 | 0.0605 | 0.0605 | 0.0605 | 0.0605 | 0.0605 | 0.0605
0 | 2016 | 0 | 0 | 2016 |  |  | 0.5946 | Gentleman:2 | 0.5946 | 0.5946 | 0.5946 | 0.5946 | 0.5946 | 0.5946 | 0.5946 | 0.5946 | 0.5946 | 0.5946 | 0.5946 | 0.5946 | 0.5946 | 0.5946 | 0.5946 | 0.5946 | 0.05946 | 0.05946 | 0.05946 | 0.05946 | 0.05946 | 0.05946 | 0.05946 | 0.05946 | 0.05946 | 0.05946 | 0.05946 | 0.05946 | 0.05946 | 0.05946 | 0.05946 | 0.05946 | 0.05946 | 0.05946 | 0.05946 | 0.05946 | 0.05946 | 0.05946 | 0.05946 | 0.05946 | 0.05946 | 0.05946 | 0.05946 | 0.05946 | 0.05946 | 0.05946 | 0.05946 | 0.05946 | 0.05946 | 0.05946 | 0.05946 | 0.05946 | 0.05946 | 0.05946
0 | 0 | 0 | 0 | 0 |  |  | 0.5 | Stony Brook:1 | 0.5 | 0.5 | 0.5 | 0.5 | 0.5 | 0.5 | 0.5 | 0.5 | 0.5 | 0.5 | 0.5 | 0.5 | 0.5 | 0.5 | 0.5 | 0.5 | 0.5 | 0.5 | 0.5 | 0.5 | 0.5 | 0.5 | 0.5 | 0.5 | 0.5 | 0.5 | 0.5 | 0.5 | 0.5 | 0.5 | 0.5 | 0.5 | 0.5 | 0.5 | 0.5 | 0.5 | 0.5 | 0.5 | 0.5 | 0.5 | 0.5 | 0.5 | 0.5 | 0.5 | 0.5 | 0.5 | 0.5 | 0.5 | 0.5 | 0.5 | 0.5 | 0.5 | 0.5 | 0.5
0 | 0 | 0 | 0 | 0 |  |  | 0.5 | Stony Brook:2 | 0.5 | 0.5 | 0.5 | 0.5 | 0.5 | 0.5 | 0.5 | 0.5 | 0.5 | 0.5 | 0.5 | 0.5 | 0.5 | 0.5 | 0.5 | 0.5 | 0.5 | 0.5 | 0.5 | 0.5 | 0.5 | 0.5 | 0.5 | 0.5 | 0.5 | 0.5 | 0.5 | 0.5 | 0.5 | 0.5 | 0.5 | 0.5 | 0.5 | 0.5 | 0.5 | 0.5 | 0.5 | 0.5 | 0.5 | 0.5 | 0.5 | 0.5 | 0.5 | 0.5 | 0.5 | 0.5 | 0.5 | 0.5 | 0.5 | 0.5 | 0.5 | 0.5 | 0.5 | 0.5
0 | 0 | 0 |  | 0 |  |  | 0.2998 | AES Somerset:1 | 0.2998 | 0.2998 | 0.2998 | 0.2998 | 0.2998 | 0.2998 | 0.2998 | 0.2998 | 0.2998 | 0.2998 | 0.2998 | 0.2998 | 0.2998 | 0.2998 | 0.2998 | 0.2998 | 0.2998 | 0.2998 | 0.2998 | 0.2998 | 0.2998 | 0.2998 | 0.2998 | 0.2998 | 0.2998 | 0.2998 | 0.2998 | 0.2998 | 0.2998 | 0.2998 | 0.2998 | 0.2998 | 0.2998 | 0.2998 | 0.2998 | 0.2998 | 0.2998 | 0.2998 | 0.2998 | 0.2998 | 0.2998 | 0.2998 | 0.2998 | 0.2998 | 0.2998 | 0.2998 | 0.2998 | 0.2998 | 0.2998 | 0.2998 | 0.2998 | 0.2998 | 0.2998 | 0.2998
0 | 0 | 0 | 2017 | 0 |  |  | 0.9021 | Schahfer:14 | 0.9021 | 0.9021 | 0.9021 | 0.9021 | 0.9021 | 0.9021 | 0.9021 | 0.9021 | 0.9021 | 0.9021 | 0.9021 | 0.9021 | 0.9021 | 0.9021 | 0.9021 | 0.9021 | 0.9021 | 0.018042 | 0.018042 | 0.018042 | 0.018042 | 0.018042 | 0.018042 | 0.018042 | 0.018042 | 0.018042 | 0.018042 | 0.018042 | 0.018042 | 0.018042 | 0.018042 | 0.018042 | 0.018042 | 0.018042 | 0.018042 | 0.018042 | 0.018042 | 0.018042 | 0.018042 | 0.018042 | 0.018042 | 0.018042 | 0.018042 | 0.018042 | 0.018042 | 0.018042 | 0.018042 | 0.018042 | 0.018042 | 0.018042 | 0.018042 | 0.018042 | 0.018042 | 0.018042
0 | 0 | 0 | 2017 | 0 |  |  | 0.5558 | Schahfer:15 | 0.5558 | 0.5558 | 0.5558 | 0.5558 | 0.5558 | 0.5558 | 0.5558 | 0.5558 | 0.5558 | 0.5558 | 0.5558 | 0.5558 | 0.5558 | 0.5558 | 0.5558 | 0.5558 | 0.5558 | 0.011116 | 0.011116 | 0.011116 | 0.011116 | 0.011116 | 0.011116 | 0.011116 | 0.011116 | 0.011116 | 0.011116 | 0.011116 | 0.011116 | 0.011116 | 0.011116 | 0.011116 | 0.011116 | 0.011116 | 0.011116 | 0.011116 | 0.011116 | 0.011116 | 0.011116 | 0.011116 | 0.011116 | 0.011116 | 0.011116 | 0.011116 | 0.011116 | 0.011116 | 0.011116 | 0.011116 | 0.011116 | 0.011116 | 0.011116 | 0.011116 | 0.011116 | 0.011116
0 | 0 | 0 | 2017 | 0 |  |  | 0.5179 | Schahfer:17 | 0.5179 | 0.5179 | 0.5179 | 0.5179 | 0.5179 | 0.5179 | 0.5179 | 0.5179 | 0.5179 | 0.5179 | 0.5179 | 0.5179 | 0.5179 | 0.5179 | 0.5179 | 0.5179 | 0.5179 | 0.010358 | 0.010358 | 0.010358 | 0.010358 | 0.010358 | 0.010358 | 0.010358 | 0.010358 | 0.010358 | 0.010358 | 0.010358 | 0.010358 | 0.010358 | 0.010358 | 0.010358 | 0.010358 | 0.010358 | 0.010358 | 0.010358 | 0.010358 | 0.010358 | 0.010358 | 0.010358 | 0.010358 | 0.010358 | 0.010358 | 0.010358 | 0.010358 | 0.010358 | 0.010358 | 0.010358 | 0.010358 | 0.010358 | 0.010358 | 0.010358 | 0.010358 | 0.010358
0 | 0 | 0 | 2017 | 0 |  |  | 0.504 | Schahfer:18 | 0.504 | 0.504 | 0.504 | 0.504 | 0.504 | 0.504 | 0.504 | 0.504 | 0.504 | 0.504 | 0.504 | 0.504 | 0.504 | 0.504 | 0.504 | 0.504 | 0.504 | 0.01008 | 0.01008 | 0.01008 | 0.01008 | 0.01008 | 0.01008 | 0.01008 | 0.01008 | 0.01008 | 0.01008 | 0.01008 | 0.01008 | 0.01008 | 0.01008 | 0.01008 | 0.01008 | 0.01008 | 0.01008 | 0.01008 | 0.01008 | 0.01008 | 0.01008 | 0.01008 | 0.01008 | 0.01008 | 0.01008 | 0.01008 | 0.01008 | 0.01008 | 0.01008 | 0.01008 | 0.01008 | 0.01008 | 0.01008 | 0.01008 | 0.01008 | 0.01008
0 | 0 | 0 | 2017 | 0 |  |  | 0.4987 | Lewis & Clark:1 | 0.4987 | 0.4987 | 0.4987 | 0.4987 | 0.4987 | 0.4987 | 0.4987 | 0.4987 | 0.4987 | 0.4987 | 0.4987 | 0.4987 | 0.4987 | 0.4987 | 0.4987 | 0.4987 | 0.4987 | 0.009974 | 0.009974 | 0.009974 | 0.009974 | 0.009974 | 0.009974 | 0.009974 | 0.009974 | 0.009974 | 0.009974 | 0.009974 | 0.009974 | 0.009974 | 0.009974 | 0.009974 | 0.009974 | 0.009974 | 0.009974 | 0.009974 | 0.009974 | 0.009974 | 0.009974 | 0.009974 | 0.009974 | 0.009974 | 0.009974 | 0.009974 | 0.009974 | 0.009974 | 0.009974 | 0.009974 | 0.009974 | 0.009974 | 0.009974 | 0.009974 | 0.009974 | 0.009974
0 | 0 | 0 | 0 | 0 |  |  | 0.385 | Cape Canaveral:1 | 0.385 | 0.385 | 0.385 | 0.385 | 0.385 | 0.385 | 0.385 | 0.385 | 0.385 | 0.385 | 0.385 | 0.385 | 0.385 | 0.385 | 0.385 | 0.385 | 0.385 | 0.385 | 0.385 | 0.385 | 0.385 | 0.385 | 0.385 | 0.385 | 0.385 | 0.385 | 0.385 | 0.385 | 0.385 | 0.385 | 0.385 | 0.385 | 0.385 | 0.385 | 0.385 | 0.385 | 0.385 | 0.385 | 0.385 | 0.385 | 0.385 | 0.385 | 0.385 | 0.385 | 0.385 | 0.385 | 0.385 | 0.385 | 0.385 | 0.385 | 0.385 | 0.385 | 0.385 | 0.385
0 | 0 | 0 | 0 | 0 |  |  | 0.41 | Cape Canaveral:2 | 0.41 | 0.41 | 0.41 | 0.41 | 0.41 | 0.41 | 0.41 | 0.41 | 0.41 | 0.41 | 0.41 | 0.41 | 0.41 | 0.41 | 0.41 | 0.41 | 0.41 | 0.41 | 0.41 | 0.41 | 0.41 | 0.41 | 0.41 | 0.41 | 0.41 | 0.41 | 0.41 | 0.41 | 0.41 | 0.41 | 0.41 | 0.41 | 0.41 | 0.41 | 0.41 | 0.41 | 0.41 | 0.41 | 0.41 | 0.41 | 0.41 | 0.41 | 0.41 | 0.41 | 0.41 | 0.41 | 0.41 | 0.41 | 0.41 | 0.41 | 0.41 | 0.41 | 0.41 | 0.41
0 | 2016 | 0 |  | 2016 |  |  | 0.2635 | Sherburne:1 | 0.2635 | 0.2635 | 0.2635 | 0.2635 | 0.2635 | 0.2635 | 0.2635 | 0.2635 | 0.2635 | 0.2635 | 0.2635 | 0.2635 | 0.2635 | 0.2635 | 0.2635 | 0.2635 | 0.02635 | 0.02635 | 0.02635 | 0.02635 | 0.02635 | 0.02635 | 0.02635 | 0.02635 | 0.02635 | 0.02635 | 0.02635 | 0.02635 | 0.02635 | 0.02635 | 0.02635 | 0.02635 | 0.02635 | 0.02635 | 0.02635 | 0.02635 | 0.02635 | 0.02635 | 0.02635 | 0.02635 | 0.02635 | 0.02635 | 0.02635 | 0.02635 | 0.02635 | 0.02635 | 0.02635 | 0.02635 | 0.02635 | 0.02635 | 0.02635 | 0.02635 | 0.02635 | 0.02635
0 | 2016 | 0 |  | 2016 |  |  | 0.2631 | Sherburne:2 | 0.2631 | 0.2631 | 0.2631 | 0.2631 | 0.2631 | 0.2631 | 0.2631 | 0.2631 | 0.2631 | 0.2631 | 0.2631 | 0.2631 | 0.2631 | 0.2631 | 0.2631 | 0.2631 | 0.02631 | 0.02631 | 0.02631 | 0.02631 | 0.02631 | 0.02631 | 0.02631 | 0.02631 | 0.02631 | 0.02631 | 0.02631 | 0.02631 | 0.02631 | 0.02631 | 0.02631 | 0.02631 | 0.02631 | 0.02631 | 0.02631 | 0.02631 | 0.02631 | 0.02631 | 0.02631 | 0.02631 | 0.02631 | 0.02631 | 0.02631 | 0.02631 | 0.02631 | 0.02631 | 0.02631 | 0.02631 | 0.02631 | 0.02631 | 0.02631 | 0.02631 | 0.02631 | 0.02631
0 | 2015 | 0 | 0 | 2015 |  |  | 0.3317 | Sherburne:3 | 0.3317 | 0.3317 | 0.3317 | 0.3317 | 0.3317 | 0.3317 | 0.3317 | 0.3317 | 0.3317 | 0.3317 | 0.3317 | 0.3317 | 0.3317 | 0.3317 | 0.3317 | 0.03317 | 0.03317 | 0.03317 | 0.03317 | 0.03317 | 0.03317 | 0.03317 | 0.03317 | 0.03317 | 0.03317 | 0.03317 | 0.03317 | 0.03317 | 0.03317 | 0.03317 | 0.03317 | 0.03317 | 0.03317 | 0.03317 | 0.03317 | 0.03317 | 0.03317 | 0.03317 | 0.03317 | 0.03317 | 0.03317 | 0.03317 | 0.03317 | 0.03317 | 0.03317 | 0.03317 | 0.03317 | 0.03317 | 0.03317 | 0.03317 | 0.03317 | 0.03317 | 0.03317 | 0.03317
0 | 0 | 0 |  | 0 |  |  | 0 | Spirit Mound:1 | 0 | 0 | 0 | 0 | 0 | 0 | 0 | 0 | 0 | 0 | 0 | 0 | 0 | 0 | 0 | 0 | 0 | 0 | 0 | 0 | 0 | 0 | 0 | 0 | 0 | 0 | 0 | 0 | 0 | 0 | 0 | 0 | 0 | 0 | 0 | 0 | 0 | 0 | 0 | 0 | 0 | 0 | 0 | 0 | 0 | 0 | 0 | 0 | 0 | 0 | 0 | 0 | 0 | 0
0 | 0 | 0 |  | 0 |  |  | 0 | Spirit Mound:2 | 0 | 0 | 0 | 0 | 0 | 0 | 0 | 0 | 0 | 0 | 0 | 0 | 0 | 0 | 0 | 0 | 0 | 0 | 0 | 0 | 0 | 0 | 0 | 0 | 0 | 0 | 0 | 0 | 0 | 0 | 0 | 0 | 0 | 0 | 0 | 0 | 0 | 0 | 0 | 0 | 0 | 0 | 0 | 0 | 0 | 0 | 0 | 0 | 0 | 0 | 0 | 0 | 0 | 0
0 | 0 | 0 |  | 0 | 2013 | 0.94821 | 0.1664 | Mansfield:1 | 0.1664 | 0.1664 | 0.1664 | 0.1664 | 0.1664 | 0.1664 | 0.1664 | 0.1664 | 0.1664 | 0.1664 | 0.1664 | 0.1664 | 0.1664 | 0.15778 | 0.15778 | 0.15778 | 0.15778 | 0.15778 | 0.15778 | 0.15778 | 0.15778 | 0.15778 | 0.15778 | 0.15778 | 0.15778 | 0.15778 | 0.15778 | 0.15778 | 0.15778 | 0.15778 | 0.15778 | 0.15778 | 0.15778 | 0.15778 | 0.15778 | 0.15778 | 0.15778 | 0.15778 | 0.15778 | 0.15778 | 0.15778 | 0.15778 | 0.15778 | 0.15778 | 0.15778 | 0.15778 | 0.15778 | 0.15778 | 0.15778 | 0.15778 | 0.15778 | 0.15778 | 0.15778 | 0.15778
0 | 0 | 0 |  | 0 | 2013 | 0.94821 | 0.2266 | Mansfield:2 | 0.2266 | 0.2266 | 0.2266 | 0.2266 | 0.2266 | 0.2266 | 0.2266 | 0.2266 | 0.2266 | 0.2266 | 0.2266 | 0.2266 | 0.2266 | 0.21486 | 0.21486 | 0.21486 | 0.21486 | 0.21486 | 0.21486 | 0.21486 | 0.21486 | 0.21486 | 0.21486 | 0.21486 | 0.21486 | 0.21486 | 0.21486 | 0.21486 | 0.21486 | 0.21486 | 0.21486 | 0.21486 | 0.21486 | 0.21486 | 0.21486 | 0.21486 | 0.21486 | 0.21486 | 0.21486 | 0.21486 | 0.21486 | 0.21486 | 0.21486 | 0.21486 | 0.21486 | 0.21486 | 0.21486 | 0.21486 | 0.21486 | 0.21486 | 0.21486 | 0.21486 | 0.21486 | 0.21486
0 | 0 | 0 |  | 0 | 2013 | 0.94821 | 0.2324 | Mansfield:3 | 0.2324 | 0.2324 | 0.2324 | 0.2324 | 0.2324 | 0.2324 | 0.2324 | 0.2324 | 0.2324 | 0.2324 | 0.2324 | 0.2324 | 0.2324 | 0.22036 | 0.22036 | 0.22036 | 0.22036 | 0.22036 | 0.22036 | 0.22036 | 0.22036 | 0.22036 | 0.22036 | 0.22036 | 0.22036 | 0.22036 | 0.22036 | 0.22036 | 0.22036 | 0.22036 | 0.22036 | 0.22036 | 0.22036 | 0.22036 | 0.22036 | 0.22036 | 0.22036 | 0.22036 | 0.22036 | 0.22036 | 0.22036 | 0.22036 | 0.22036 | 0.22036 | 0.22036 | 0.22036 | 0.22036 | 0.22036 | 0.22036 | 0.22036 | 0.22036 | 0.22036 | 0.22036 | 0.22036
0 | 2016 | 0 | 0 | 2016 |  |  | 0.5512 | Sooner:1 | 0.5512 | 0.5512 | 0.5512 | 0.5512 | 0.5512 | 0.5512 | 0.5512 | 0.5512 | 0.5512 | 0.5512 | 0.5512 | 0.5512 | 0.5512 | 0.5512 | 0.5512 | 0.5512 | 0.05512 | 0.05512 | 0.05512 | 0.05512 | 0.05512 | 0.05512 | 0.05512 | 0.05512 | 0.05512 | 0.05512 | 0.05512 | 0.05512 | 0.05512 | 0.05512 | 0.05512 | 0.05512 | 0.05512 | 0.05512 | 0.05512 | 0.05512 | 0.05512 | 0.05512 | 0.05512 | 0.05512 | 0.05512 | 0.05512 | 0.05512 | 0.05512 | 0.05512 | 0.05512 | 0.05512 | 0.05512 | 0.05512 | 0.05512 | 0.05512 | 0.05512 | 0.05512 | 0.05512
0 | 2016 | 0 | 0 | 2016 |  |  | 0.5581 | Sooner:2 | 0.5581 | 0.5581 | 0.5581 | 0.5581 | 0.5581 | 0.5581 | 0.5581 | 0.5581 | 0.5581 | 0.5581 | 0.5581 | 0.5581 | 0.5581 | 0.5581 | 0.5581 | 0.5581 | 0.05581 | 0.05581 | 0.05581 | 0.05581 | 0.05581 | 0.05581 | 0.05581 | 0.05581 | 0.05581 | 0.05581 | 0.05581 | 0.05581 | 0.05581 | 0.05581 | 0.05581 | 0.05581 | 0.05581 | 0.05581 | 0.05581 | 0.05581 | 0.05581 | 0.05581 | 0.05581 | 0.05581 | 0.05581 | 0.05581 | 0.05581 | 0.05581 | 0.05581 | 0.05581 | 0.05581 | 0.05581 | 0.05581 | 0.05581 | 0.05581 | 0.05581 | 0.05581 | 0.05581
0 | 2016 | 0 | 0 | 2016 |  |  | 0.7084 | Nebraska City - OPPD:1 | 0.7084 | 0.7084 | 0.7084 | 0.7084 | 0.7084 | 0.7084 | 0.7084 | 0.7084 | 0.7084 | 0.7084 | 0.7084 | 0.7084 | 0.7084 | 0.7084 | 0.7084 | 0.7084 | 0.07084 | 0.07084 | 0.07084 | 0.07084 | 0.07084 | 0.07084 | 0.07084 | 0.07084 | 0.07084 | 0.07084 | 0.07084 | 0.07084 | 0.07084 | 0.07084 | 0.07084 | 0.07084 | 0.07084 | 0.07084 | 0.07084 | 0.07084 | 0.07084 | 0.07084 | 0.07084 | 0.07084 | 0.07084 | 0.07084 | 0.07084 | 0.07084 | 0.07084 | 0.07084 | 0.07084 | 0.07084 | 0.07084 | 0.07084 | 0.07084 | 0.07084 | 0.07084 | 0.07084
0 | 2017 | 0 |  | 2017 |  |  | 0.035145 | Big Stone:1 | 0.7029 | 0.7029 | 0.7029 | 0.7029 | 0.7029 | 0.7029 | 0.7029 | 0.7029 | 0.7029 | 0.7029 | 0.7029 | 0.035145 | 0.035145 | 0.035145 | 0.035145 | 0.035145 | 0.035145 | 0.0035145 | 0.0035145 | 0.0035145 | 0.0035145 | 0.0035145 | 0.0035145 | 0.0035145 | 0.0035145 | 0.0035145 | 0.0035145 | 0.0035145 | 0.0035145 | 0.0035145 | 0.0035145 | 0.0035145 | 0.0035145 | 0.0035145 | 0.0035145 | 0.0035145 | 0.0035145 | 0.0035145 | 0.0035145 | 0.0035145 | 0.0035145 | 0.0035145 | 0.0035145 | 0.0035145 | 0.0035145 | 0.0035145 | 0.0035145 | 0.0035145 | 0.0035145 | 0.0035145 | 0.0035145 | 0.0035145 | 0.0035145 | 0.0035145
0 | 0 | 0 |  | 0 | 2013 | 0.93371 | 0.0932 | Gibson:1 | 0.0932 | 0.0932 | 0.0932 | 0.0932 | 0.0932 | 0.0932 | 0.0932 | 0.0932 | 0.0932 | 0.0932 | 0.0932 | 0.0932 | 0.0932 | 0.087022 | 0.087022 | 0.087022 | 0.087022 | 0.087022 | 0.087022 | 0.087022 | 0.087022 | 0.087022 | 0.087022 | 0.087022 | 0.087022 | 0.087022 | 0.087022 | 0.087022 | 0.087022 | 0.087022 | 0.087022 | 0.087022 | 0.087022 | 0.087022 | 0.087022 | 0.087022 | 0.087022 | 0.087022 | 0.087022 | 0.087022 | 0.087022 | 0.087022 | 0.087022 | 0.087022 | 0.087022 | 0.087022 | 0.087022 | 0.087022 | 0.087022 | 0.087022 | 0.087022 | 0.087022 | 0.087022 | 0.087022
0 | 0 | 0 |  | 0 | 2013 | 0.93371 | 0.0964 | Gibson:2 | 0.0964 | 0.0964 | 0.0964 | 0.0964 | 0.0964 | 0.0964 | 0.0964 | 0.0964 | 0.0964 | 0.0964 | 0.0964 | 0.0964 | 0.0964 | 0.09001 | 0.09001 | 0.09001 | 0.09001 | 0.09001 | 0.09001 | 0.09001 | 0.09001 | 0.09001 | 0.09001 | 0.09001 | 0.09001 | 0.09001 | 0.09001 | 0.09001 | 0.09001 | 0.09001 | 0.09001 | 0.09001 | 0.09001 | 0.09001 | 0.09001 | 0.09001 | 0.09001 | 0.09001 | 0.09001 | 0.09001 | 0.09001 | 0.09001 | 0.09001 | 0.09001 | 0.09001 | 0.09001 | 0.09001 | 0.09001 | 0.09001 | 0.09001 | 0.09001 | 0.09001 | 0.09001 | 0.09001
0 | 0 | 0 |  | 0 | 2013 | 0.93371 | 0.1229 | Gibson:3 | 0.1229 | 0.1229 | 0.1229 | 0.1229 | 0.1229 | 0.1229 | 0.1229 | 0.1229 | 0.1229 | 0.1229 | 0.1229 | 0.1229 | 0.1229 | 0.11475 | 0.11475 | 0.11475 | 0.11475 | 0.11475 | 0.11475 | 0.11475 | 0.11475 | 0.11475 | 0.11475 | 0.11475 | 0.11475 | 0.11475 | 0.11475 | 0.11475 | 0.11475 | 0.11475 | 0.11475 | 0.11475 | 0.11475 | 0.11475 | 0.11475 | 0.11475 | 0.11475 | 0.11475 | 0.11475 | 0.11475 | 0.11475 | 0.11475 | 0.11475 | 0.11475 | 0.11475 | 0.11475 | 0.11475 | 0.11475 | 0.11475 | 0.11475 | 0.11475 | 0.11475 | 0.11475 | 0.11475
0 | 0 | 0 |  | 0 | 2013 | 0.93371 | 0.2035 | Gibson:4 | 0.2035 | 0.2035 | 0.2035 | 0.2035 | 0.2035 | 0.2035 | 0.2035 | 0.2035 | 0.2035 | 0.2035 | 0.2035 | 0.2035 | 0.2035 | 0.19001 | 0.19001 | 0.19001 | 0.19001 | 0.19001 | 0.19001 | 0.19001 | 0.19001 | 0.19001 | 0.19001 | 0.19001 | 0.19001 | 0.19001 | 0.19001 | 0.19001 | 0.19001 | 0.19001 | 0.19001 | 0.19001 | 0.19001 | 0.19001 | 0.19001 | 0.19001 | 0.19001 | 0.19001 | 0.19001 | 0.19001 | 0.19001 | 0.19001 | 0.19001 | 0.19001 | 0.19001 | 0.19001 | 0.19001 | 0.19001 | 0.19001 | 0.19001 | 0.19001 | 0.19001 | 0.19001 | 0.19001
0 | 0 | 0 | 2016 | 0 | 2013 | 0.93371 | 0.7235 | Gibson:5 | 0.7235 | 0.7235 | 0.7235 | 0.7235 | 0.7235 | 0.7235 | 0.7235 | 0.7235 | 0.7235 | 0.7235 | 0.7235 | 0.7235 | 0.7235 | 0.67554 | 0.67554 | 0.67554 | 0.013511 | 0.013511 | 0.013511 | 0.013511 | 0.013511 | 0.013511 | 0.013511 | 0.013511 | 0.013511 | 0.013511 | 0.013511 | 0.013511 | 0.013511 | 0.013511 | 0.013511 | 0.013511 | 0.013511 | 0.013511 | 0.013511 | 0.013511 | 0.013511 | 0.013511 | 0.013511 | 0.013511 | 0.013511 | 0.013511 | 0.013511 | 0.013511 | 0.013511 | 0.013511 | 0.013511 | 0.013511 | 0.013511 | 0.013511 | 0.013511 | 0.013511 | 0.013511 | 0.013511
[7 empty] | 1.393 | Fort Myers:ST1 | 1.393 | 1.393 | 1.393 | 1.393 | 1.393 | 1.393 | 1.393 | 1.393 | 1.393 | 1.393 | 1.393 | 1.393 | 1.393 | 1.393 | 1.393 | 1.393 | 1.393 | 1.393 | 1.393 | 1.393 | 1.393 | 1.393 | 1.393 | 1.393 | 1.393 | 1.393 | 1.393 | 1.393 | 1.393 | 1.393 | 1.393 | 1.393 | 1.393 | 1.393 | 1.393 | 1.393 | 1.393 | 1.393 | 1.393 | 1.393 | 1.393 | 1.393 | 1.393 | 1.393 | 1.393 | 1.393 | 1.393 | 1.393 | 1.393 | 1.393 | 1.393 | 1.393 | 1.393 | 1.393
0 | 0 | 0 | 0 | 0 |  |  | 0.75 | Fort Myers:G10 | 0.75 | 0.75 | 0.75 | 0.75 | 0.75 | 0.75 | 0.75 | 0.75 | 0.75 | 0.75 | 0.75 | 0.75 | 0.75 | 0.75 | 0.75 | 0.75 | 0.75 | 0.75 | 0.75 | 0.75 | 0.75 | 0.75 | 0.75 | 0.75 | 0.75 | 0.75 | 0.75 | 0.75 | 0.75 | 0.75 | 0.75 | 0.75 | 0.75 | 0.75 | 0.75 | 0.75 | 0.75 | 0.75 | 0.75 | 0.75 | 0.75 | 0.75 | 0.75 | 0.75 | 0.75 | 0.75 | 0.75 | 0.75 | 0.75 | 0.75 | 0.75 | 0.75 | 0.75 | 0.75
0 | 0 | 0 | 0 | 0 |  |  | 0.75 | Fort Myers:11 | 0.75 | 0.75 | 0.75 | 0.75 | 0.75 | 0.75 | 0.75 | 0.75 | 0.75 | 0.75 | 0.75 | 0.75 | 0.75 | 0.75 | 0.75 | 0.75 | 0.75 | 0.75 | 0.75 | 0.75 | 0.75 | 0.75 | 0.75 | 0.75 | 0.75 | 0.75 | 0.75 | 0.75 | 0.75 | 0.75 | 0.75 | 0.75 | 0.75 | 0.75 | 0.75 | 0.75 | 0.75 | 0.75 | 0.75 | 0.75 | 0.75 | 0.75 | 0.75 | 0.75 | 0.75 | 0.75 | 0.75 | 0.75 | 0.75 | 0.75 | 0.75 | 0.75 | 0.75 | 0.75
0 | 0 | 0 | 0 | 0 |  |  | 0.75 | Fort Myers:12 | 0.75 | 0.75 | 0.75 | 0.75 | 0.75 | 0.75 | 0.75 | 0.75 | 0.75 | 0.75 | 0.75 | 0.75 | 0.75 | 0.75 | 0.75 | 0.75 | 0.75 | 0.75 | 0.75 | 0.75 | 0.75 | 0.75 | 0.75 | 0.75 | 0.75 | 0.75 | 0.75 | 0.75 | 0.75 | 0.75 | 0.75 | 0.75 | 0.75 | 0.75 | 0.75 | 0.75 | 0.75 | 0.75 | 0.75 | 0.75 | 0.75 | 0.75 | 0.75 | 0.75 | 0.75 | 0.75 | 0.75 | 0.75 | 0.75 | 0.75 | 0.75 | 0.75 | 0.75 | 0.75
[7 empty] | 1.414 | Fort Myers:ST2 | 1.414 | 1.414 | 1.414 | 1.414 | 1.414 | 1.414 | 1.414 | 1.414 | 1.414 | 1.414 | 1.414 | 1.414 | 1.414 | 1.414 | 1.414 | 1.414 | 1.414 | 1.414 | 1.414 | 1.414 | 1.414 | 1.414 | 1.414 | 1.414 | 1.414 | 1.414 | 1.414 | 1.414 | 1.414 | 1.414 | 1.414 | 1.414 | 1.414 | 1.414 | 1.414 | 1.414 | 1.414 | 1.414 | 1.414 | 1.414 | 1.414 | 1.414 | 1.414 | 1.414 | 1.414 | 1.414 | 1.414 | 1.414 | 1.414 | 1.414 | 1.414 | 1.414 | 1.414 | 1.414
0 | 0 | 0 | 0 | 0 |  |  | 0.75 | Fort Myers:GT1 | 0.75 | 0.75 | 0.75 | 0.75 | 0.75 | 0.75 | 0.75 | 0.75 | 0.75 | 0.75 | 0.75 | 0.75 | 0.75 | 0.75 | 0.75 | 0.75 | 0.75 | 0.75 | 0.75 | 0.75 | 0.75 | 0.75 | 0.75 | 0.75 | 0.75 | 0.75 | 0.75 | 0.75 | 0.75 | 0.75 | 0.75 | 0.75 | 0.75 | 0.75 | 0.75 | 0.75 | 0.75 | 0.75 | 0.75 | 0.75 | 0.75 | 0.75 | 0.75 | 0.75 | 0.75 | 0.75 | 0.75 | 0.75 | 0.75 | 0.75 | 0.75 | 0.75 | 0.75 | 0.75
0 | 0 | 0 | 0 | 0 |  |  | 0.75 | Fort Myers:GT2 | 0.75 | 0.75 | 0.75 | 0.75 | 0.75 | 0.75 | 0.75 | 0.75 | 0.75 | 0.75 | 0.75 | 0.75 | 0.75 | 0.75 | 0.75 | 0.75 | 0.75 | 0.75 | 0.75 | 0.75 | 0.75 | 0.75 | 0.75 | 0.75 | 0.75 | 0.75 | 0.75 | 0.75 | 0.75 | 0.75 | 0.75 | 0.75 | 0.75 | 0.75 | 0.75 | 0.75 | 0.75 | 0.75 | 0.75 | 0.75 | 0.75 | 0.75 | 0.75 | 0.75 | 0.75 | 0.75 | 0.75 | 0.75 | 0.75 | 0.75 | 0.75 | 0.75 | 0.75 | 0.75
0 | 0 | 0 | 0 | 0 |  |  | 0.75 | Fort Myers:3 | 0.75 | 0.75 | 0.75 | 0.75 | 0.75 | 0.75 | 0.75 | 0.75 | 0.75 | 0.75 | 0.75 | 0.75 | 0.75 | 0.75 | 0.75 | 0.75 | 0.75 | 0.75 | 0.75 | 0.75 | 0.75 | 0.75 | 0.75 | 0.75 | 0.75 | 0.75 | 0.75 | 0.75 | 0.75 | 0.75 | 0.75 | 0.75 | 0.75 | 0.75 | 0.75 | 0.75 | 0.75 | 0.75 | 0.75 | 0.75 | 0.75 | 0.75 | 0.75 | 0.75 | 0.75 | 0.75 | 0.75 | 0.75 | 0.75 | 0.75 | 0.75 | 0.75 | 0.75 | 0.75
0 | 0 | 0 | 0 | 0 |  |  | 0.75 | Fort Myers:4 | 0.75 | 0.75 | 0.75 | 0.75 | 0.75 | 0.75 | 0.75 | 0.75 | 0.75 | 0.75 | 0.75 | 0.75 | 0.75 | 0.75 | 0.75 | 0.75 | 0.75 | 0.75 | 0.75 | 0.75 | 0.75 | 0.75 | 0.75 | 0.75 | 0.75 | 0.75 | 0.75 | 0.75 | 0.75 | 0.75 | 0.75 | 0.75 | 0.75 | 0.75 | 0.75 | 0.75 | 0.75 | 0.75 | 0.75 | 0.75 | 0.75 | 0.75 | 0.75 | 0.75 | 0.75 | 0.75 | 0.75 | 0.75 | 0.75 | 0.75 | 0.75 | 0.75 | 0.75 | 0.75
0 | 0 | 0 | 0 | 0 |  |  | 0.75 | Fort Myers:5 | 0.75 | 0.75 | 0.75 | 0.75 | 0.75 | 0.75 | 0.75 | 0.75 | 0.75 | 0.75 | 0.75 | 0.75 | 0.75 | 0.75 | 0.75 | 0.75 | 0.75 | 0.75 | 0.75 | 0.75 | 0.75 | 0.75 | 0.75 | 0.75 | 0.75 | 0.75 | 0.75 | 0.75 | 0.75 | 0.75 | 0.75 | 0.75 | 0.75 | 0.75 | 0.75 | 0.75 | 0.75 | 0.75 | 0.75 | 0.75 | 0.75 | 0.75 | 0.75 | 0.75 | 0.75 | 0.75 | 0.75 | 0.75 | 0.75 | 0.75 | 0.75 | 0.75 | 0.75 | 0.75
0 | 0 | 0 | 0 | 0 |  |  | 0.75 | Fort Myers:6 | 0.75 | 0.75 | 0.75 | 0.75 | 0.75 | 0.75 | 0.75 | 0.75 | 0.75 | 0.75 | 0.75 | 0.75 | 0.75 | 0.75 | 0.75 | 0.75 | 0.75 | 0.75 | 0.75 | 0.75 | 0.75 | 0.75 | 0.75 | 0.75 | 0.75 | 0.75 | 0.75 | 0.75 | 0.75 | 0.75 | 0.75 | 0.75 | 0.75 | 0.75 | 0.75 | 0.75 | 0.75 | 0.75 | 0.75 | 0.75 | 0.75 | 0.75 | 0.75 | 0.75 | 0.75 | 0.75 | 0.75 | 0.75 | 0.75 | 0.75 | 0.75 | 0.75 | 0.75 | 0.75
0 | 0 | 0 | 0 | 0 |  |  | 0.75 | Fort Myers:7 | 0.75 | 0.75 | 0.75 | 0.75 | 0.75 | 0.75 | 0.75 | 0.75 | 0.75 | 0.75 | 0.75 | 0.75 | 0.75 | 0.75 | 0.75 | 0.75 | 0.75 | 0.75 | 0.75 | 0.75 | 0.75 | 0.75 | 0.75 | 0.75 | 0.75 | 0.75 | 0.75 | 0.75 | 0.75 | 0.75 | 0.75 | 0.75 | 0.75 | 0.75 | 0.75 | 0.75 | 0.75 | 0.75 | 0.75 | 0.75 | 0.75 | 0.75 | 0.75 | 0.75 | 0.75 | 0.75 | 0.75 | 0.75 | 0.75 | 0.75 | 0.75 | 0.75 | 0.75 | 0.75
0 | 0 | 0 | 0 | 0 |  |  | 0.75 | Fort Myers:8 | 0.75 | 0.75 | 0.75 | 0.75 | 0.75 | 0.75 | 0.75 | 0.75 | 0.75 | 0.75 | 0.75 | 0.75 | 0.75 | 0.75 | 0.75 | 0.75 | 0.75 | 0.75 | 0.75 | 0.75 | 0.75 | 0.75 | 0.75 | 0.75 | 0.75 | 0.75 | 0.75 | 0.75 | 0.75 | 0.75 | 0.75 | 0.75 | 0.75 | 0.75 | 0.75 | 0.75 | 0.75 | 0.75 | 0.75 | 0.75 | 0.75 | 0.75 | 0.75 | 0.75 | 0.75 | 0.75 | 0.75 | 0.75 | 0.75 | 0.75 | 0.75 | 0.75 | 0.75 | 0.75
0 | 0 | 0 | 0 | 0 |  |  | 0.75 | Fort Myers:9 | 0.75 | 0.75 | 0.75 | 0.75 | 0.75 | 0.75 | 0.75 | 0.75 | 0.75 | 0.75 | 0.75 | 0.75 | 0.75 | 0.75 | 0.75 | 0.75 | 0.75 | 0.75 | 0.75 | 0.75 | 0.75 | 0.75 | 0.75 | 0.75 | 0.75 | 0.75 | 0.75 | 0.75 | 0.75 | 0.75 | 0.75 | 0.75 | 0.75 | 0.75 | 0.75 | 0.75 | 0.75 | 0.75 | 0.75 | 0.75 | 0.75 | 0.75 | 0.75 | 0.75 | 0.75 | 0.75 | 0.75 | 0.75 | 0.75 | 0.75 | 0.75 | 0.75 | 0.75 | 0.75
0 | 0 | 0 | 2017 | 0 |  |  | 0.848 | McIntosh (SAEP):1 | 0.848 | 0.848 | 0.848 | 0.848 | 0.848 | 0.848 | 0.848 | 0.848 | 0.848 | 0.848 | 0.848 | 0.848 | 0.848 | 0.848 | 0.848 | 0.848 | 0.848 | 0.01696 | 0.01696 | 0.01696 | 0.01696 | 0.01696 | 0.01696 | 0.01696 | 0.01696 | 0.01696 | 0.01696 | 0.01696 | 0.01696 | 0.01696 | 0.01696 | 0.01696 | 0.01696 | 0.01696 | 0.01696 | 0.01696 | 0.01696 | 0.01696 | 0.01696 | 0.01696 | 0.01696 | 0.01696 | 0.01696 | 0.01696 | 0.01696 | 0.01696 | 0.01696 | 0.01696 | 0.01696 | 0.01696 | 0.01696 | 0.01696 | 0.01696 | 0.01696
0 | 0 | 0 | 0 | 0 |  |  | 0.75 | Shrewsbury:ALL | 0.75 | 0.75 | 0.75 | 0.75 | 0.75 | 0.75 | 0.75 | 0.75 | 0.75 | 0.75 | 0.75 | 0.75 | 0.75 | 0.75 | 0.75 | 0.75 | 0.75 | 0.75 | 0.75 | 0.75 | 0.75 | 0.75 | 0.75 | 0.75 | 0.75 | 0.75 | 0.75 | 0.75 | 0.75 | 0.75 | 0.75 | 0.75 | 0.75 | 0.75 | 0.75 | 0.75 | 0.75 | 0.75 | 0.75 | 0.75 | 0.75 | 0.75 | 0.75 | 0.75 | 0.75 | 0.75 | 0.75 | 0.75 | 0.75 | 0.75 | 0.75 | 0.75 | 0.75 | 0.75
0 | 0 | 0 | 2017 | 0 | 2013 | 0.93353 | 0.6138 | Brown (SIGE):1 | 0.6138 | 0.6138 | 0.6138 | 0.6138 | 0.6138 | 0.6138 | 0.6138 | 0.6138 | 0.6138 | 0.6138 | 0.6138 | 0.6138 | 0.6138 | 0.573 | 0.573 | 0.573 | 0.573 | 0.01146 | 0.01146 | 0.01146 | 0.01146 | 0.01146 | 0.01146 | 0.01146 | 0.01146 | 0.01146 | 0.01146 | 0.01146 | 0.01146 | 0.01146 | 0.01146 | 0.01146 | 0.01146 | 0.01146 | 0.01146 | 0.01146 | 0.01146 | 0.01146 | 0.01146 | 0.01146 | 0.01146 | 0.01146 | 0.01146 | 0.01146 | 0.01146 | 0.01146 | 0.01146 | 0.01146 | 0.01146 | 0.01146 | 0.01146 | 0.01146 | 0.01146 | 0.01146
0 | 0 | 0 | 2017 | 0 | 2013 | 0.93353 | 0.4114 | Brown (SIGE):2 | 0.4114 | 0.4114 | 0.4114 | 0.4114 | 0.4114 | 0.4114 | 0.4114 | 0.4114 | 0.4114 | 0.4114 | 0.4114 | 0.4114 | 0.4114 | 0.38406 | 0.38406 | 0.38406 | 0.38406 | 0.0076811 | 0.0076811 | 0.0076811 | 0.0076811 | 0.0076811 | 0.0076811 | 0.0076811 | 0.0076811 | 0.0076811 | 0.0076811 | 0.0076811 | 0.0076811 | 0.0076811 | 0.0076811 | 0.0076811 | 0.0076811 | 0.0076811 | 0.0076811 | 0.0076811 | 0.0076811 | 0.0076811 | 0.0076811 | 0.0076811 | 0.0076811 | 0.0076811 | 0.0076811 | 0.0076811 | 0.0076811 | 0.0076811 | 0.0076811 | 0.0076811 | 0.0076811 | 0.0076811 | 0.0076811 | 0.0076811 | 0.0076811 | 0.0076811
0 | 2016 | 0 | 0 | 2016 |  |  | 0.456 | Flint Creek (SOEP):1 | 0.456 | 0.456 | 0.456 | 0.456 | 0.456 | 0.456 | 0.456 | 0.456 | 0.456 | 0.456 | 0.456 | 0.456 | 0.456 | 0.456 | 0.456 | 0.456 | 0.0456 | 0.0456 | 0.0456 | 0.0456 | 0.0456 | 0.0456 | 0.0456 | 0.0456 | 0.0456 | 0.0456 | 0.0456 | 0.0456 | 0.0456 | 0.0456 | 0.0456 | 0.0456 | 0.0456 | 0.0456 | 0.0456 | 0.0456 | 0.0456 | 0.0456 | 0.0456 | 0.0456 | 0.0456 | 0.0456 | 0.0456 | 0.0456 | 0.0456 | 0.0456 | 0.0456 | 0.0456 | 0.0456 | 0.0456 | 0.0456 | 0.0456 | 0.0456 | 0.0456
0 | 2016 | 0 | 0 | 2016 |  |  | 0.4819 | Welsh (SWEP):1 | 0.4819 | 0.4819 | 0.4819 | 0.4819 | 0.4819 | 0.4819 | 0.4819 | 0.4819 | 0.4819 | 0.4819 | 0.4819 | 0.4819 | 0.4819 | 0.4819 | 0.4819 | 0.4819 | 0.04819 | 0.04819 | 0.04819 | 0.04819 | 0.04819 | 0.04819 | 0.04819 | 0.04819 | 0.04819 | 0.04819 | 0.04819 | 0.04819 | 0.04819 | 0.04819 | 0.04819 | 0.04819 | 0.04819 | 0.04819 | 0.04819 | 0.04819 | 0.04819 | 0.04819 | 0.04819 | 0.04819 | 0.04819 | 0.04819 | 0.04819 | 0.04819 | 0.04819 | 0.04819 | 0.04819 | 0.04819 | 0.04819 | 0.04819 | 0.04819 | 0.04819 | 0.04819 | 0.04819
0 | 2016 | 0 |  | 2016 |  |  | 0.024455 | Welsh (SWEP):2 | 0.4891 | 0.4891 | 0.4891 | 0.4891 | 0.4891 | 0.4891 | 0.4891 | 0.4891 | 0.4891 | 0.4891 | 0.4891 | 0.4891 | 0.4891 | 0.024455 | 0.024455 | 0.024455 | 0.0024455 | 0.0024455 | 0.0024455 | 0.0024455 | 0.0024455 | 0.0024455 | 0.0024455 | 0.0024455 | 0.0024455 | 0.0024455 | 0.0024455 | 0.0024455 | 0.0024455 | 0.0024455 | 0.0024455 | 0.0024455 | 0.0024455 | 0.0024455 | 0.0024455 | 0.0024455 | 0.0024455 | 0.0024455 | 0.0024455 | 0.0024455 | 0.0024455 | 0.0024455 | 0.0024455 | 0.0024455 | 0.0024455 | 0.0024455 | 0.0024455 | 0.0024455 | 0.0024455 | 0.0024455 | 0.0024455 | 0.0024455 | 0.0024455 | 0.0024455
0 | 2016 | 0 | 0 | 2016 |  |  | 0.4966 | Welsh (SWEP):3 | 0.4966 | 0.4966 | 0.4966 | 0.4966 | 0.4966 | 0.4966 | 0.4966 | 0.4966 | 0.4966 | 0.4966 | 0.4966 | 0.4966 | 0.4966 | 0.4966 | 0.4966 | 0.4966 | 0.04966 | 0.04966 | 0.04966 | 0.04966 | 0.04966 | 0.04966 | 0.04966 | 0.04966 | 0.04966 | 0.04966 | 0.04966 | 0.04966 | 0.04966 | 0.04966 | 0.04966 | 0.04966 | 0.04966 | 0.04966 | 0.04966 | 0.04966 | 0.04966 | 0.04966 | 0.04966 | 0.04966 | 0.04966 | 0.04966 | 0.04966 | 0.04966 | 0.04966 | 0.04966 | 0.04966 | 0.04966 | 0.04966 | 0.04966 | 0.04966 | 0.04966 | 0.04966 | 0.04966
0 | 2016 | 0 | 0 | 2016 |  |  | 0.6564 | Rush Island:1 | 0.6564 | 0.6564 | 0.6564 | 0.6564 | 0.6564 | 0.6564 | 0.6564 | 0.6564 | 0.6564 | 0.6564 | 0.6564 | 0.6564 | 0.6564 | 0.6564 | 0.6564 | 0.6564 | 0.06564 | 0.06564 | 0.06564 | 0.06564 | 0.06564 | 0.06564 | 0.06564 | 0.06564 | 0.06564 | 0.06564 | 0.06564 | 0.06564 | 0.06564 | 0.06564 | 0.06564 | 0.06564 | 0.06564 | 0.06564 | 0.06564 | 0.06564 | 0.06564 | 0.06564 | 0.06564 | 0.06564 | 0.06564 | 0.06564 | 0.06564 | 0.06564 | 0.06564 | 0.06564 | 0.06564 | 0.06564 | 0.06564 | 0.06564 | 0.06564 | 0.06564 | 0.06564 | 0.06564
0 | 2016 | 0 | 0 | 2016 |  |  | 0.6557 | Rush Island:2 | 0.6557 | 0.6557 | 0.6557 | 0.6557 | 0.6557 | 0.6557 | 0.6557 | 0.6557 | 0.6557 | 0.6557 | 0.6557 | 0.6557 | 0.6557 | 0.6557 | 0.6557 | 0.6557 | 0.06557 | 0.06557 | 0.06557 | 0.06557 | 0.06557 | 0.06557 | 0.06557 | 0.06557 | 0.06557 | 0.06557 | 0.06557 | 0.06557 | 0.06557 | 0.06557 | 0.06557 | 0.06557 | 0.06557 | 0.06557 | 0.06557 | 0.06557 | 0.06557 | 0.06557 | 0.06557 | 0.06557 | 0.06557 | 0.06557 | 0.06557 | 0.06557 | 0.06557 | 0.06557 | 0.06557 | 0.06557 | 0.06557 | 0.06557 | 0.06557 | 0.06557 | 0.06557 | 0.06557
0 | 0 | 0 |  | 0 |  |  | 0.237 | New Haven Harbor:1 | 0.237 | 0.237 | 0.237 | 0.237 | 0.237 | 0.237 | 0.237 | 0.237 | 0.237 | 0.237 | 0.237 | 0.237 | 0.237 | 0.237 | 0.237 | 0.237 | 0.237 | 0.237 | 0.237 | 0.237 | 0.237 | 0.237 | 0.237 | 0.237 | 0.237 | 0.237 | 0.237 | 0.237 | 0.237 | 0.237 | 0.237 | 0.237 | 0.237 | 0.237 | 0.237 | 0.237 | 0.237 | 0.237 | 0.237 | 0.237 | 0.237 | 0.237 | 0.237 | 0.237 | 0.237 | 0.237 | 0.237 | 0.237 | 0.237 | 0.237 | 0.237 | 0.237 | 0.237 | 0.237
0 | 2015 | 0 | 0 | 2015 |  |  | 0.6334 | Rockport (INMI):1 | 0.6334 | 0.6334 | 0.6334 | 0.6334 | 0.6334 | 0.6334 | 0.6334 | 0.6334 | 0.6334 | 0.6334 | 0.6334 | 0.6334 | 0.6334 | 0.6334 | 0.6334 | 0.06334 | 0.06334 | 0.06334 | 0.06334 | 0.06334 | 0.06334 | 0.06334 | 0.06334 | 0.06334 | 0.06334 | 0.06334 | 0.06334 | 0.06334 | 0.06334 | 0.06334 | 0.06334 | 0.06334 | 0.06334 | 0.06334 | 0.06334 | 0.06334 | 0.06334 | 0.06334 | 0.06334 | 0.06334 | 0.06334 | 0.06334 | 0.06334 | 0.06334 | 0.06334 | 0.06334 | 0.06334 | 0.06334 | 0.06334 | 0.06334 | 0.06334 | 0.06334 | 0.06334 | 0.06334
0 | 2015 | 0 | 0 | 2015 |  |  | 0.6381 | Rockport (INMI):2 | 0.6381 | 0.6381 | 0.6381 | 0.6381 | 0.6381 | 0.6381 | 0.6381 | 0.6381 | 0.6381 | 0.6381 | 0.6381 | 0.6381 | 0.6381 | 0.6381 | 0.6381 | 0.06381 | 0.06381 | 0.06381 | 0.06381 | 0.06381 | 0.06381 | 0.06381 | 0.06381 | 0.06381 | 0.06381 | 0.06381 | 0.06381 | 0.06381 | 0.06381 | 0.06381 | 0.06381 | 0.06381 | 0.06381 | 0.06381 | 0.06381 | 0.06381 | 0.06381 | 0.06381 | 0.06381 | 0.06381 | 0.06381 | 0.06381 | 0.06381 | 0.06381 | 0.06381 | 0.06381 | 0.06381 | 0.06381 | 0.06381 | 0.06381 | 0.06381 | 0.06381 | 0.06381 | 0.06381
0 | 0 | 0 | 0 | 0 |  |  | 0.875 | Port Everglades:ST1 | 0.875 | 0.875 | 0.875 | 0.875 | 0.875 | 0.875 | 0.875 | 0.875 | 0.875 | 0.875 | 0.875 | 0.875 | 0.875 | 0.875 | 0.875 | 0.875 | 0.875 | 0.875 | 0.875 | 0.875 | 0.875 | 0.875 | 0.875 | 0.875 | 0.875 | 0.875 | 0.875 | 0.875 | 0.875 | 0.875 | 0.875 | 0.875 | 0.875 | 0.875 | 0.875 | 0.875 | 0.875 | 0.875 | 0.875 | 0.875 | 0.875 | 0.875 | 0.875 | 0.875 | 0.875 | 0.875 | 0.875 | 0.875 | 0.875 | 0.875 | 0.875 | 0.875 | 0.875 | 0.875
0 | 0 | 0 | 0 | 0 |  |  | 0.87 | Port Everglades:ST2 | 0.87 | 0.87 | 0.87 | 0.87 | 0.87 | 0.87 | 0.87 | 0.87 | 0.87 | 0.87 | 0.87 | 0.87 | 0.87 | 0.87 | 0.87 | 0.87 | 0.87 | 0.87 | 0.87 | 0.87 | 0.87 | 0.87 | 0.87 | 0.87 | 0.87 | 0.87 | 0.87 | 0.87 | 0.87 | 0.87 | 0.87 | 0.87 | 0.87 | 0.87 | 0.87 | 0.87 | 0.87 | 0.87 | 0.87 | 0.87 | 0.87 | 0.87 | 0.87 | 0.87 | 0.87 | 0.87 | 0.87 | 0.87 | 0.87 | 0.87 | 0.87 | 0.87 | 0.87 | 0.87
0 | 0 | 0 | 0 | 0 |  |  | 0.581 | Port Everglades:ST3 | 0.581 | 0.581 | 0.581 | 0.581 | 0.581 | 0.581 | 0.581 | 0.581 | 0.581 | 0.581 | 0.581 | 0.581 | 0.581 | 0.581 | 0.581 | 0.581 | 0.581 | 0.581 | 0.581 | 0.581 | 0.581 | 0.581 | 0.581 | 0.581 | 0.581 | 0.581 | 0.581 | 0.581 | 0.581 | 0.581 | 0.581 | 0.581 | 0.581 | 0.581 | 0.581 | 0.581 | 0.581 | 0.581 | 0.581 | 0.581 | 0.581 | 0.581 | 0.581 | 0.581 | 0.581 | 0.581 | 0.581 | 0.581 | 0.581 | 0.581 | 0.581 | 0.581 | 0.581 | 0.581
0 | 0 | 0 | 0 | 0 |  |  | 0.683 | Port Everglades:ST4 | 0.683 | 0.683 | 0.683 | 0.683 | 0.683 | 0.683 | 0.683 | 0.683 | 0.683 | 0.683 | 0.683 | 0.683 | 0.683 | 0.683 | 0.683 | 0.683 | 0.683 | 0.683 | 0.683 | 0.683 | 0.683 | 0.683 | 0.683 | 0.683 | 0.683 | 0.683 | 0.683 | 0.683 | 0.683 | 0.683 | 0.683 | 0.683 | 0.683 | 0.683 | 0.683 | 0.683 | 0.683 | 0.683 | 0.683 | 0.683 | 0.683 | 0.683 | 0.683 | 0.683 | 0.683 | 0.683 | 0.683 | 0.683 | 0.683 | 0.683 | 0.683 | 0.683 | 0.683 | 0.683
0 | 2016 | 0 |  | 2016 |  |  | 0.0195 | Pleasant Prairie:1 | 0.0195 | 0.0195 | 0.0195 | 0.0195 | 0.0195 | 0.0195 | 0.0195 | 0.0195 | 0.0195 | 0.0195 | 0.0195 | 0.0195 | 0.0195 | 0.0195 | 0.0195 | 0.0195 | 0.00195 | 0.00195 | 0.00195 | 0.00195 | 0.00195 | 0.00195 | 0.00195 | 0.00195 | 0.00195 | 0.00195 | 0.00195 | 0.00195 | 0.00195 | 0.00195 | 0.00195 | 0.00195 | 0.00195 | 0.00195 | 0.00195 | 0.00195 | 0.00195 | 0.00195 | 0.00195 | 0.00195 | 0.00195 | 0.00195 | 0.00195 | 0.00195 | 0.00195 | 0.00195 | 0.00195 | 0.00195 | 0.00195 | 0.00195 | 0.00195 | 0.00195 | 0.00195 | 0.00195
0 | 2016 | 0 |  | 2016 |  |  | 0.0283 | Pleasant Prairie:2 | 0.0283 | 0.0283 | 0.0283 | 0.0283 | 0.0283 | 0.0283 | 0.0283 | 0.0283 | 0.0283 | 0.0283 | 0.0283 | 0.0283 | 0.0283 | 0.0283 | 0.0283 | 0.0283 | 0.00283 | 0.00283 | 0.00283 | 0.00283 | 0.00283 | 0.00283 | 0.00283 | 0.00283 | 0.00283 | 0.00283 | 0.00283 | 0.00283 | 0.00283 | 0.00283 | 0.00283 | 0.00283 | 0.00283 | 0.00283 | 0.00283 | 0.00283 | 0.00283 | 0.00283 | 0.00283 | 0.00283 | 0.00283 | 0.00283 | 0.00283 | 0.00283 | 0.00283 | 0.00283 | 0.00283 | 0.00283 | 0.00283 | 0.00283 | 0.00283 | 0.00283 | 0.00283 | 0.00283
0 | 0 | 0 | 0 | 0 |  |  | 0.766 | Riviera:3 | 0.766 | 0.766 | 0.766 | 0.766 | 0.766 | 0.766 | 0.766 | 0.766 | 0.766 | 0.766 | 0.766 | 0.766 | 0.766 | 0.766 | 0.766 | 0.766 | 0.766 | 0.766 | 0.766 | 0.766 | 0.766 | 0.766 | 0.766 | 0.766 | 0.766 | 0.766 | 0.766 | 0.766 | 0.766 | 0.766 | 0.766 | 0.766 | 0.766 | 0.766 | 0.766 | 0.766 | 0.766 | 0.766 | 0.766 | 0.766 | 0.766 | 0.766 | 0.766 | 0.766 | 0.766 | 0.766 | 0.766 | 0.766 | 0.766 | 0.766 | 0.766 | 0.766 | 0.766 | 0.766
[7 empty] | 0.492 | Riviera:4 | 0.492 | 0.492 | 0.492 | 0.492 | 0.492 | 0.492 | 0.492 | 0.492 | 0.492 | 0.492 | 0.492 | 0.492 | 0.492 | 0.492 | 0.492 | 0.492 | 0.492 | 0.492 | 0.492 | 0.492 | 0.492 | 0.492 | 0.492 | 0.492 | 0.492 | 0.492 | 0.492 | 0.492 | 0.492 | 0.492 | 0.492 | 0.492 | 0.492 | 0.492 | 0.492 | 0.492 | 0.492 | 0.492 | 0.492 | 0.492 | 0.492 | 0.492 | 0.492 | 0.492 | 0.492 | 0.492 | 0.492 | 0.492 | 0.492 | 0.492 | 0.492 | 0.492 | 0.492 | 0.492
0 | 2017 | 0 | 0 | 2017 |  |  | 0.4552 | Rodemacher - CELE:2 | 0.4552 | 0.4552 | 0.4552 | 0.4552 | 0.4552 | 0.4552 | 0.4552 | 0.4552 | 0.4552 | 0.4552 | 0.4552 | 0.4552 | 0.4552 | 0.4552 | 0.4552 | 0.4552 | 0.4552 | 0.04552 | 0.04552 | 0.04552 | 0.04552 | 0.04552 | 0.04552 | 0.04552 | 0.04552 | 0.04552 | 0.04552 | 0.04552 | 0.04552 | 0.04552 | 0.04552 | 0.04552 | 0.04552 | 0.04552 | 0.04552 | 0.04552 | 0.04552 | 0.04552 | 0.04552 | 0.04552 | 0.04552 | 0.04552 | 0.04552 | 0.04552 | 0.04552 | 0.04552 | 0.04552 | 0.04552 | 0.04552 | 0.04552 | 0.04552 | 0.04552 | 0.04552 | 0.04552
[7 empty] | 0.75 | Portland (FL):1 | 0.75 | 0.75 | 0.75 | 0.75 | 0.75 | 0.75 | 0.75 | 0.75 | 0.75 | 0.75 | 0.75 | 0.75 | 0.75 | 0.75 | 0.75 | 0.75 | 0.75 | 0.75 | 0.75 | 0.75 | 0.75 | 0.75 | 0.75 | 0.75 | 0.75 | 0.75 | 0.75 | 0.75 | 0.75 | 0.75 | 0.75 | 0.75 | 0.75 | 0.75 | 0.75 | 0.75 | 0.75 | 0.75 | 0.75 | 0.75 | 0.75 | 0.75 | 0.75 | 0.75 | 0.75 | 0.75 | 0.75 | 0.75 | 0.75 | 0.75 | 0.75 | 0.75 | 0.75 | 0.75
2015 | 2015 | 2015 | 0 | 2017 |  |  | 0.551 | Harrington:1 | 0.551 | 0.551 | 0.551 | 0.551 | 0.551 | 0.551 | 0.551 | 0.551 | 0.551 | 0.551 | 0.551 | 0.551 | 0.551 | 0.551 | 0.551 | 0.3857 | 0.3857 | 0.03857 | 0.03857 | 0.03857 | 0.03857 | 0.03857 | 0.03857 | 0.03857 | 0.03857 | 0.03857 | 0.03857 | 0.03857 | 0.03857 | 0.03857 | 0.03857 | 0.03857 | 0.03857 | 0.03857 | 0.03857 | 0.03857 | 0.03857 | 0.03857 | 0.03857 | 0.03857 | 0.03857 | 0.03857 | 0.03857 | 0.03857 | 0.03857 | 0.03857 | 0.03857 | 0.03857 | 0.03857 | 0.03857 | 0.03857 | 0.03857 | 0.03857 | 0.03857
2015 | 2015 | 2015 | 0 | 2017 |  |  | 0.5826 | Harrington:2 | 0.5826 | 0.5826 | 0.5826 | 0.5826 | 0.5826 | 0.5826 | 0.5826 | 0.5826 | 0.5826 | 0.5826 | 0.5826 | 0.5826 | 0.5826 | 0.5826 | 0.5826 | 0.40782 | 0.40782 | 0.040782 | 0.040782 | 0.040782 | 0.040782 | 0.040782 | 0.040782 | 0.040782 | 0.040782 | 0.040782 | 0.040782 | 0.040782 | 0.040782 | 0.040782 | 0.040782 | 0.040782 | 0.040782 | 0.040782 | 0.040782 | 0.040782 | 0.040782 | 0.040782 | 0.040782 | 0.040782 | 0.040782 | 0.040782 | 0.040782 | 0.040782 | 0.040782 | 0.040782 | 0.040782 | 0.040782 | 0.040782 | 0.040782 | 0.040782 | 0.040782 | 0.040782 | 0.040782
2015 | 2015 | 2015 | 0 | 2017 |  |  | 0.5417 | Harrington:3 | 0.5417 | 0.5417 | 0.5417 | 0.5417 | 0.5417 | 0.5417 | 0.5417 | 0.5417 | 0.5417 | 0.5417 | 0.5417 | 0.5417 | 0.5417 | 0.5417 | 0.5417 | 0.37919 | 0.37919 | 0.037919 | 0.037919 | 0.037919 | 0.037919 | 0.037919 | 0.037919 | 0.037919 | 0.037919 | 0.037919 | 0.037919 | 0.037919 | 0.037919 | 0.037919 | 0.037919 | 0.037919 | 0.037919 | 0.037919 | 0.037919 | 0.037919 | 0.037919 | 0.037919 | 0.037919 | 0.037919 | 0.037919 | 0.037919 | 0.037919 | 0.037919 | 0.037919 | 0.037919 | 0.037919 | 0.037919 | 0.037919 | 0.037919 | 0.037919 | 0.037919 | 0.037919 | 0.037919
0 | 2016 | 0 | 0 | 2016 |  |  | 0.6306 | Tolk:1 | 0.6306 | 0.6306 | 0.6306 | 0.6306 | 0.6306 | 0.6306 | 0.6306 | 0.6306 | 0.6306 | 0.6306 | 0.6306 | 0.6306 | 0.6306 | 0.6306 | 0.6306 | 0.6306 | 0.06306 | 0.06306 | 0.06306 | 0.06306 | 0.06306 | 0.06306 | 0.06306 | 0.06306 | 0.06306 | 0.06306 | 0.06306 | 0.06306 | 0.06306 | 0.06306 | 0.06306 | 0.06306 | 0.06306 | 0.06306 | 0.06306 | 0.06306 | 0.06306 | 0.06306 | 0.06306 | 0.06306 | 0.06306 | 0.06306 | 0.06306 | 0.06306 | 0.06306 | 0.06306 | 0.06306 | 0.06306 | 0.06306 | 0.06306 | 0.06306 | 0.06306 | 0.06306 | 0.06306
0 | 2016 | 0 | 0 | 2016 |  |  | 0.5943 | Tolk:2 | 0.5943 | 0.5943 | 0.5943 | 0.5943 | 0.5943 | 0.5943 | 0.5943 | 0.5943 | 0.5943 | 0.5943 | 0.5943 | 0.5943 | 0.5943 | 0.5943 | 0.5943 | 0.5943 | 0.05943 | 0.05943 | 0.05943 | 0.05943 | 0.05943 | 0.05943 | 0.05943 | 0.05943 | 0.05943 | 0.05943 | 0.05943 | 0.05943 | 0.05943 | 0.05943 | 0.05943 | 0.05943 | 0.05943 | 0.05943 | 0.05943 | 0.05943 | 0.05943 | 0.05943 | 0.05943 | 0.05943 | 0.05943 | 0.05943 | 0.05943 | 0.05943 | 0.05943 | 0.05943 | 0.05943 | 0.05943 | 0.05943 | 0.05943 | 0.05943 | 0.05943 | 0.05943 | 0.05943
2015 | 2015 | 2015 | 0 | 2017 |  |  | 0.5849 | Southwest:ST1 | 0.5849 | 0.5849 | 0.5849 | 0.5849 | 0.5849 | 0.5849 | 0.5849 | 0.5849 | 0.5849 | 0.5849 | 0.5849 | 0.5849 | 0.5849 | 0.5849 | 0.5849 | 0.40943 | 0.40943 | 0.040943 | 0.040943 | 0.040943 | 0.040943 | 0.040943 | 0.040943 | 0.040943 | 0.040943 | 0.040943 | 0.040943 | 0.040943 | 0.040943 | 0.040943 | 0.040943 | 0.040943 | 0.040943 | 0.040943 | 0.040943 | 0.040943 | 0.040943 | 0.040943 | 0.040943 | 0.040943 | 0.040943 | 0.040943 | 0.040943 | 0.040943 | 0.040943 | 0.040943 | 0.040943 | 0.040943 | 0.040943 | 0.040943 | 0.040943 | 0.040943 | 0.040943 | 0.040943
0 | 0 | 0 | 0 | 0 |  |  | 1.1 | Sanford (FPL):3 | 1.1 | 1.1 | 1.1 | 1.1 | 1.1 | 1.1 | 1.1 | 1.1 | 1.1 | 1.1 | 1.1 | 1.1 | 1.1 | 1.1 | 1.1 | 1.1 | 1.1 | 1.1 | 1.1 | 1.1 | 1.1 | 1.1 | 1.1 | 1.1 | 1.1 | 1.1 | 1.1 | 1.1 | 1.1 | 1.1 | 1.1 | 1.1 | 1.1 | 1.1 | 1.1 | 1.1 | 1.1 | 1.1 | 1.1 | 1.1 | 1.1 | 1.1 | 1.1 | 1.1 | 1.1 | 1.1 | 1.1 | 1.1 | 1.1 | 1.1 | 1.1 | 1.1 | 1.1 | 1.1
[7 empty] | 1.03 | Sanford (FPL):4 | 1.03 | 1.03 | 1.03 | 1.03 | 1.03 | 1.03 | 1.03 | 1.03 | 1.03 | 1.03 | 1.03 | 1.03 | 1.03 | 1.03 | 1.03 | 1.03 | 1.03 | 1.03 | 1.03 | 1.03 | 1.03 | 1.03 | 1.03 | 1.03 | 1.03 | 1.03 | 1.03 | 1.03 | 1.03 | 1.03 | 1.03 | 1.03 | 1.03 | 1.03 | 1.03 | 1.03 | 1.03 | 1.03 | 1.03 | 1.03 | 1.03 | 1.03 | 1.03 | 1.03 | 1.03 | 1.03 | 1.03 | 1.03 | 1.03 | 1.03 | 1.03 | 1.03 | 1.03 | 1.03
0 | 0 | 0 | 0 | 0 |  |  | 1.074 | Sanford (FPL):5 | 1.074 | 1.074 | 1.074 | 1.074 | 1.074 | 1.074 | 1.074 | 1.074 | 1.074 | 1.074 | 1.074 | 1.074 | 1.074 | 1.074 | 1.074 | 1.074 | 1.074 | 1.074 | 1.074 | 1.074 | 1.074 | 1.074 | 1.074 | 1.074 | 1.074 | 1.074 | 1.074 | 1.074 | 1.074 | 1.074 | 1.074 | 1.074 | 1.074 | 1.074 | 1.074 | 1.074 | 1.074 | 1.074 | 1.074 | 1.074 | 1.074 | 1.074 | 1.074 | 1.074 | 1.074 | 1.074 | 1.074 | 1.074 | 1.074 | 1.074 | 1.074 | 1.074 | 1.074 | 1.074
0 | 0 | 0 | 0 | 0 |  |  | 0.899 | Turkey Point:ST1 | 0.899 | 0.899 | 0.899 | 0.899 | 0.899 | 0.899 | 0.899 | 0.899 | 0.899 | 0.899 | 0.899 | 0.899 | 0.899 | 0.899 | 0.899 | 0.899 | 0.899 | 0.899 | 0.899 | 0.899 | 0.899 | 0.899 | 0.899 | 0.899 | 0.899 | 0.899 | 0.899 | 0.899 | 0.899 | 0.899 | 0.899 | 0.899 | 0.899 | 0.899 | 0.899 | 0.899 | 0.899 | 0.899 | 0.899 | 0.899 | 0.899 | 0.899 | 0.899 | 0.899 | 0.899 | 0.899 | 0.899 | 0.899 | 0.899 | 0.899 | 0.899 | 0.899 | 0.899 | 0.899
[7 empty] | 0.75 | Turkey Point:IC | 0.75 | 0.75 | 0.75 | 0.75 | 0.75 | 0.75 | 0.75 | 0.75 | 0.75 | 0.75 | 0.75 | 0.75 | 0.75 | 0.75 | 0.75 | 0.75 | 0.75 | 0.75 | 0.75 | 0.75 | 0.75 | 0.75 | 0.75 | 0.75 | 0.75 | 0.75 | 0.75 | 0.75 | 0.75 | 0.75 | 0.75 | 0.75 | 0.75 | 0.75 | 0.75 | 0.75 | 0.75 | 0.75 | 0.75 | 0.75 | 0.75 | 0.75 | 0.75 | 0.75 | 0.75 | 0.75 | 0.75 | 0.75 | 0.75 | 0.75 | 0.75 | 0.75 | 0.75 | 0.75
0 | 0 | 0 | 0 | 0 |  |  | 0.858 | Turkey Point:ST2 | 0.858 | 0.858 | 0.858 | 0.858 | 0.858 | 0.858 | 0.858 | 0.858 | 0.858 | 0.858 | 0.858 | 0.858 | 0.858 | 0.858 | 0.858 | 0.858 | 0.858 | 0.858 | 0.858 | 0.858 | 0.858 | 0.858 | 0.858 | 0.858 | 0.858 | 0.858 | 0.858 | 0.858 | 0.858 | 0.858 | 0.858 | 0.858 | 0.858 | 0.858 | 0.858 | 0.858 | 0.858 | 0.858 | 0.858 | 0.858 | 0.858 | 0.858 | 0.858 | 0.858 | 0.858 | 0.858 | 0.858 | 0.858 | 0.858 | 0.858 | 0.858 | 0.858 | 0.858 | 0.858
0 | 0 | 0 | 2017 | 0 | 2013 | 0.93179 | 0.3574 | Merom:1 | 0.3574 | 0.3574 | 0.3574 | 0.3574 | 0.3574 | 0.3574 | 0.3574 | 0.3574 | 0.3574 | 0.3574 | 0.3574 | 0.3574 | 0.3574 | 0.33302 | 0.33302 | 0.33302 | 0.33302 | 0.0066604 | 0.0066604 | 0.0066604 | 0.0066604 | 0.0066604 | 0.0066604 | 0.0066604 | 0.0066604 | 0.0066604 | 0.0066604 | 0.0066604 | 0.0066604 | 0.0066604 | 0.0066604 | 0.0066604 | 0.0066604 | 0.0066604 | 0.0066604 | 0.0066604 | 0.0066604 | 0.0066604 | 0.0066604 | 0.0066604 | 0.0066604 | 0.0066604 | 0.0066604 | 0.0066604 | 0.0066604 | 0.0066604 | 0.0066604 | 0.0066604 | 0.0066604 | 0.0066604 | 0.0066604 | 0.0066604 | 0.0066604 | 0.0066604
0 | 0 | 0 | 2017 | 0 | 2013 | 0.93179 | 0.4081 | Merom:2 | 0.4081 | 0.4081 | 0.4081 | 0.4081 | 0.4081 | 0.4081 | 0.4081 | 0.4081 | 0.4081 | 0.4081 | 0.4081 | 0.4081 | 0.4081 | 0.38026 | 0.38026 | 0.38026 | 0.38026 | 0.0076052 | 0.0076052 | 0.0076052 | 0.0076052 | 0.0076052 | 0.0076052 | 0.0076052 | 0.0076052 | 0.0076052 | 0.0076052 | 0.0076052 | 0.0076052 | 0.0076052 | 0.0076052 | 0.0076052 | 0.0076052 | 0.0076052 | 0.0076052 | 0.0076052 | 0.0076052 | 0.0076052 | 0.0076052 | 0.0076052 | 0.0076052 | 0.0076052 | 0.0076052 | 0.0076052 | 0.0076052 | 0.0076052 | 0.0076052 | 0.0076052 | 0.0076052 | 0.0076052 | 0.0076052 | 0.0076052 | 0.0076052 | 0.0076052
2017 | 2017 | 2017 | 0 | 2021 |  |  | 1.6 | Jasper 2:1 | 1.6 | 1.6 | 1.6 | 1.6 | 1.6 | 1.6 | 1.6 | 1.6 | 1.6 | 1.6 | 1.6 | 1.6 | 1.6 | 1.6 | 1.6 | 1.6 | 1.6 | 1.12 | 1.12 | 1.12 | 1.12 | 0.112 | 0.112 | 0.112 | 0.112 | 0.112 | 0.112 | 0.112 | 0.112 | 0.112 | 0.112 | 0.112 | 0.112 | 0.112 | 0.112 | 0.112 | 0.112 | 0.112 | 0.112 | 0.112 | 0.112 | 0.112 | 0.112 | 0.112 | 0.112 | 0.112 | 0.112 | 0.112 | 0.112 | 0.112 | 0.112 | 0.112 | 0.112 | 0.112
2017 | 2017 | 2017 | 0 | 2020 |  |  | 1.6 | Pearl:1 | 1.6 | 1.6 | 1.6 | 1.6 | 1.6 | 1.6 | 1.6 | 1.6 | 1.6 | 1.6 | 1.6 | 1.6 | 1.6 | 1.6 | 1.6 | 1.6 | 1.6 | 1.12 | 1.12 | 1.12 | 0.112 | 0.112 | 0.112 | 0.112 | 0.112 | 0.112 | 0.112 | 0.112 | 0.112 | 0.112 | 0.112 | 0.112 | 0.112 | 0.112 | 0.112 | 0.112 | 0.112 | 0.112 | 0.112 | 0.112 | 0.112 | 0.112 | 0.112 | 0.112 | 0.112 | 0.112 | 0.112 | 0.112 | 0.112 | 0.112 | 0.112 | 0.112 | 0.112 | 0.112
0 | 0 | 0 |  | 0 |  |  | 0.0473 | Winyah:1 | 0.0473 | 0.0473 | 0.0473 | 0.0473 | 0.0473 | 0.0473 | 0.0473 | 0.0473 | 0.0473 | 0.0473 | 0.0473 | 0.0473 | 0.0473 | 0.0473 | 0.0473 | 0.0473 | 0.0473 | 0.0473 | 0.0473 | 0.0473 | 0.0473 | 0.0473 | 0.0473 | 0.0473 | 0.0473 | 0.0473 | 0.0473 | 0.0473 | 0.0473 | 0.0473 | 0.0473 | 0.0473 | 0.0473 | 0.0473 | 0.0473 | 0.0473 | 0.0473 | 0.0473 | 0.0473 | 0.0473 | 0.0473 | 0.0473 | 0.0473 | 0.0473 | 0.0473 | 0.0473 | 0.0473 | 0.0473 | 0.0473 | 0.0473 | 0.0473 | 0.0473 | 0.0473 | 0.0473
0 | 0 | 0 |  | 0 |  |  | 0.0558 | Winyah:2 | 0.0558 | 0.0558 | 0.0558 | 0.0558 | 0.0558 | 0.0558 | 0.0558 | 0.0558 | 0.0558 | 0.0558 | 0.0558 | 0.0558 | 0.0558 | 0.0558 | 0.0558 | 0.0558 | 0.0558 | 0.0558 | 0.0558 | 0.0558 | 0.0558 | 0.0558 | 0.0558 | 0.0558 | 0.0558 | 0.0558 | 0.0558 | 0.0558 | 0.0558 | 0.0558 | 0.0558 | 0.0558 | 0.0558 | 0.0558 | 0.0558 | 0.0558 | 0.0558 | 0.0558 | 0.0558 | 0.0558 | 0.0558 | 0.0558 | 0.0558 | 0.0558 | 0.0558 | 0.0558 | 0.0558 | 0.0558 | 0.0558 | 0.0558 | 0.0558 | 0.0558 | 0.0558 | 0.0558
0 | 0 | 0 | 2017 | 0 |  |  | 0.3037 | Winyah:3 | 0.3037 | 0.3037 | 0.3037 | 0.3037 | 0.3037 | 0.3037 | 0.3037 | 0.3037 | 0.3037 | 0.3037 | 0.3037 | 0.3037 | 0.3037 | 0.3037 | 0.3037 | 0.3037 | 0.3037 | 0.006074 | 0.006074 | 0.006074 | 0.006074 | 0.006074 | 0.006074 | 0.006074 | 0.006074 | 0.006074 | 0.006074 | 0.006074 | 0.006074 | 0.006074 | 0.006074 | 0.006074 | 0.006074 | 0.006074 | 0.006074 | 0.006074 | 0.006074 | 0.006074 | 0.006074 | 0.006074 | 0.006074 | 0.006074 | 0.006074 | 0.006074 | 0.006074 | 0.006074 | 0.006074 | 0.006074 | 0.006074 | 0.006074 | 0.006074 | 0.006074 | 0.006074 | 0.006074
0 | 0 | 0 |  | 0 |  |  | 0.2068 | Winyah:4 | 0.2068 | 0.2068 | 0.2068 | 0.2068 | 0.2068 | 0.2068 | 0.2068 | 0.2068 | 0.2068 | 0.2068 | 0.2068 | 0.2068 | 0.2068 | 0.2068 | 0.2068 | 0.2068 | 0.2068 | 0.2068 | 0.2068 | 0.2068 | 0.2068 | 0.2068 | 0.2068 | 0.2068 | 0.2068 | 0.2068 | 0.2068 | 0.2068 | 0.2068 | 0.2068 | 0.2068 | 0.2068 | 0.2068 | 0.2068 | 0.2068 | 0.2068 | 0.2068 | 0.2068 | 0.2068 | 0.2068 | 0.2068 | 0.2068 | 0.2068 | 0.2068 | 0.2068 | 0.2068 | 0.2068 | 0.2068 | 0.2068 | 0.2068 | 0.2068 | 0.2068 | 0.2068 | 0.2068
0 | 0 | 0 |  | 0 |  |  | 0.2831 | Mayo:1 | 0.2831 | 0.2831 | 0.2831 | 0.2831 | 0.2831 | 0.2831 | 0.2831 | 0.2831 | 0.2831 | 0.2831 | 0.2831 | 0.2831 | 0.2831 | 0.2831 | 0.2831 | 0.2831 | 0.2831 | 0.2831 | 0.2831 | 0.2831 | 0.2831 | 0.2831 | 0.2831 | 0.2831 | 0.2831 | 0.2831 | 0.2831 | 0.2831 | 0.2831 | 0.2831 | 0.2831 | 0.2831 | 0.2831 | 0.2831 | 0.2831 | 0.2831 | 0.2831 | 0.2831 | 0.2831 | 0.2831 | 0.2831 | 0.2831 | 0.2831 | 0.2831 | 0.2831 | 0.2831 | 0.2831 | 0.2831 | 0.2831 | 0.2831 | 0.2831 | 0.2831 | 0.2831 | 0.2831
0 | 0 | 0 | 0 | 0 |  |  | 0.75 | Germantown:1 | 0.75 | 0.75 | 0.75 | 0.75 | 0.75 | 0.75 | 0.75 | 0.75 | 0.75 | 0.75 | 0.75 | 0.75 | 0.75 | 0.75 | 0.75 | 0.75 | 0.75 | 0.75 | 0.75 | 0.75 | 0.75 | 0.75 | 0.75 | 0.75 | 0.75 | 0.75 | 0.75 | 0.75 | 0.75 | 0.75 | 0.75 | 0.75 | 0.75 | 0.75 | 0.75 | 0.75 | 0.75 | 0.75 | 0.75 | 0.75 | 0.75 | 0.75 | 0.75 | 0.75 | 0.75 | 0.75 | 0.75 | 0.75 | 0.75 | 0.75 | 0.75 | 0.75 | 0.75 | 0.75
0 | 0 | 0 | 0 | 0 |  |  | 0.75 | Germantown:2 | 0.75 | 0.75 | 0.75 | 0.75 | 0.75 | 0.75 | 0.75 | 0.75 | 0.75 | 0.75 | 0.75 | 0.75 | 0.75 | 0.75 | 0.75 | 0.75 | 0.75 | 0.75 | 0.75 | 0.75 | 0.75 | 0.75 | 0.75 | 0.75 | 0.75 | 0.75 | 0.75 | 0.75 | 0.75 | 0.75 | 0.75 | 0.75 | 0.75 | 0.75 | 0.75 | 0.75 | 0.75 | 0.75 | 0.75 | 0.75 | 0.75 | 0.75 | 0.75 | 0.75 | 0.75 | 0.75 | 0.75 | 0.75 | 0.75 | 0.75 | 0.75 | 0.75 | 0.75 | 0.75
0 | 0 | 0 | 0 | 0 |  |  | 0.75 | Germantown:3 | 0.75 | 0.75 | 0.75 | 0.75 | 0.75 | 0.75 | 0.75 | 0.75 | 0.75 | 0.75 | 0.75 | 0.75 | 0.75 | 0.75 | 0.75 | 0.75 | 0.75 | 0.75 | 0.75 | 0.75 | 0.75 | 0.75 | 0.75 | 0.75 | 0.75 | 0.75 | 0.75 | 0.75 | 0.75 | 0.75 | 0.75 | 0.75 | 0.75 | 0.75 | 0.75 | 0.75 | 0.75 | 0.75 | 0.75 | 0.75 | 0.75 | 0.75 | 0.75 | 0.75 | 0.75 | 0.75 | 0.75 | 0.75 | 0.75 | 0.75 | 0.75 | 0.75 | 0.75 | 0.75
0 | 0 | 0 | 0 | 0 |  |  | 0.75 | Germantown:4 | 0.75 | 0.75 | 0.75 | 0.75 | 0.75 | 0.75 | 0.75 | 0.75 | 0.75 | 0.75 | 0.75 | 0.75 | 0.75 | 0.75 | 0.75 | 0.75 | 0.75 | 0.75 | 0.75 | 0.75 | 0.75 | 0.75 | 0.75 | 0.75 | 0.75 | 0.75 | 0.75 | 0.75 | 0.75 | 0.75 | 0.75 | 0.75 | 0.75 | 0.75 | 0.75 | 0.75 | 0.75 | 0.75 | 0.75 | 0.75 | 0.75 | 0.75 | 0.75 | 0.75 | 0.75 | 0.75 | 0.75 | 0.75 | 0.75 | 0.75 | 0.75 | 0.75 | 0.75 | 0.75
0 | 2016 | 0 | 0 | 2016 |  |  | 0.5673 | Ottumwa - IES:1 | 0.5673 | 0.5673 | 0.5673 | 0.5673 | 0.5673 | 0.5673 | 0.5673 | 0.5673 | 0.5673 | 0.5673 | 0.5673 | 0.5673 | 0.5673 | 0.5673 | 0.5673 | 0.5673 | 0.05673 | 0.05673 | 0.05673 | 0.05673 | 0.05673 | 0.05673 | 0.05673 | 0.05673 | 0.05673 | 0.05673 | 0.05673 | 0.05673 | 0.05673 | 0.05673 | 0.05673 | 0.05673 | 0.05673 | 0.05673 | 0.05673 | 0.05673 | 0.05673 | 0.05673 | 0.05673 | 0.05673 | 0.05673 | 0.05673 | 0.05673 | 0.05673 | 0.05673 | 0.05673 | 0.05673 | 0.05673 | 0.05673 | 0.05673 | 0.05673 | 0.05673 | 0.05673 | 0.05673
0 | 2015 | 0 | 0 | 2015 |  |  | 0.5847 | Scherer:1 | 0.5847 | 0.5847 | 0.5847 | 0.5847 | 0.5847 | 0.5847 | 0.5847 | 0.5847 | 0.5847 | 0.5847 | 0.5847 | 0.5847 | 0.5847 | 0.5847 | 0.5847 | 0.05847 | 0.05847 | 0.05847 | 0.05847 | 0.05847 | 0.05847 | 0.05847 | 0.05847 | 0.05847 | 0.05847 | 0.05847 | 0.05847 | 0.05847 | 0.05847 | 0.05847 | 0.05847 | 0.05847 | 0.05847 | 0.05847 | 0.05847 | 0.05847 | 0.05847 | 0.05847 | 0.05847 | 0.05847 | 0.05847 | 0.05847 | 0.05847 | 0.05847 | 0.05847 | 0.05847 | 0.05847 | 0.05847 | 0.05847 | 0.05847 | 0.05847 | 0.05847 | 0.05847 | 0.05847
0 | 2015 | 0 | 0 | 2015 |  |  | 0.5657 | Scherer:2 | 0.5657 | 0.5657 | 0.5657 | 0.5657 | 0.5657 | 0.5657 | 0.5657 | 0.5657 | 0.5657 | 0.5657 | 0.5657 | 0.5657 | 0.5657 | 0.5657 | 0.5657 | 0.05657 | 0.05657 | 0.05657 | 0.05657 | 0.05657 | 0.05657 | 0.05657 | 0.05657 | 0.05657 | 0.05657 | 0.05657 | 0.05657 | 0.05657 | 0.05657 | 0.05657 | 0.05657 | 0.05657 | 0.05657 | 0.05657 | 0.05657 | 0.05657 | 0.05657 | 0.05657 | 0.05657 | 0.05657 | 0.05657 | 0.05657 | 0.05657 | 0.05657 | 0.05657 | 0.05657 | 0.05657 | 0.05657 | 0.05657 | 0.05657 | 0.05657 | 0.05657 | 0.05657 | 0.05657
0 | 2015 | 0 |  | 2015 |  |  | 0.029015 | Scherer:3 | 0.5803 | 0.5803 | 0.5803 | 0.5803 | 0.5803 | 0.5803 | 0.5803 | 0.5803 | 0.5803 | 0.5803 | 0.5803 | 0.5803 | 0.029015 | 0.029015 | 0.029015 | 0.0029015 | 0.0029015 | 0.0029015 | 0.0029015 | 0.0029015 | 0.0029015 | 0.0029015 | 0.0029015 | 0.0029015 | 0.0029015 | 0.0029015 | 0.0029015 | 0.0029015 | 0.0029015 | 0.0029015 | 0.0029015 | 0.0029015 | 0.0029015 | 0.0029015 | 0.0029015 | 0.0029015 | 0.0029015 | 0.0029015 | 0.0029015 | 0.0029015 | 0.0029015 | 0.0029015 | 0.0029015 | 0.0029015 | 0.0029015 | 0.0029015 | 0.0029015 | 0.0029015 | 0.0029015 | 0.0029015 | 0.0029015 | 0.0029015 | 0.0029015 | 0.0029015
0 | 2015 | 0 |  | 2015 |  |  | 0.02812 | Scherer:4 | 0.5624 | 0.5624 | 0.5624 | 0.5624 | 0.5624 | 0.5624 | 0.5624 | 0.5624 | 0.5624 | 0.5624 | 0.5624 | 0.5624 | 0.5624 | 0.02812 | 0.02812 | 0.002812 | 0.002812 | 0.002812 | 0.002812 | 0.002812 | 0.002812 | 0.002812 | 0.002812 | 0.002812 | 0.002812 | 0.002812 | 0.002812 | 0.002812 | 0.002812 | 0.002812 | 0.002812 | 0.002812 | 0.002812 | 0.002812 | 0.002812 | 0.002812 | 0.002812 | 0.002812 | 0.002812 | 0.002812 | 0.002812 | 0.002812 | 0.002812 | 0.002812 | 0.002812 | 0.002812 | 0.002812 | 0.002812 | 0.002812 | 0.002812 | 0.002812 | 0.002812 | 0.002812 | 0.002812
0 | 0 | 0 | 0 | 0 |  |  | 0.75 | Wilson (GPCO):IC1 | 0.75 | 0.75 | 0.75 | 0.75 | 0.75 | 0.75 | 0.75 | 0.75 | 0.75 | 0.75 | 0.75 | 0.75 | 0.75 | 0.75 | 0.75 | 0.75 | 0.75 | 0.75 | 0.75 | 0.75 | 0.75 | 0.75 | 0.75 | 0.75 | 0.75 | 0.75 | 0.75 | 0.75 | 0.75 | 0.75 | 0.75 | 0.75 | 0.75 | 0.75 | 0.75 | 0.75 | 0.75 | 0.75 | 0.75 | 0.75 | 0.75 | 0.75 | 0.75 | 0.75 | 0.75 | 0.75 | 0.75 | 0.75 | 0.75 | 0.75 | 0.75 | 0.75 | 0.75 | 0.75
0 | 0 | 0 | 0 | 0 |  |  | 0.75 | Wilson (GPCO):5A | 0.75 | 0.75 | 0.75 | 0.75 | 0.75 | 0.75 | 0.75 | 0.75 | 0.75 | 0.75 | 0.75 | 0.75 | 0.75 | 0.75 | 0.75 | 0.75 | 0.75 | 0.75 | 0.75 | 0.75 | 0.75 | 0.75 | 0.75 | 0.75 | 0.75 | 0.75 | 0.75 | 0.75 | 0.75 | 0.75 | 0.75 | 0.75 | 0.75 | 0.75 | 0.75 | 0.75 | 0.75 | 0.75 | 0.75 | 0.75 | 0.75 | 0.75 | 0.75 | 0.75 | 0.75 | 0.75 | 0.75 | 0.75 | 0.75 | 0.75 | 0.75 | 0.75 | 0.75 | 0.75
0 | 0 | 0 | 0 | 0 |  |  | 0.75 | Wilson (GPCO):5B | 0.75 | 0.75 | 0.75 | 0.75 | 0.75 | 0.75 | 0.75 | 0.75 | 0.75 | 0.75 | 0.75 | 0.75 | 0.75 | 0.75 | 0.75 | 0.75 | 0.75 | 0.75 | 0.75 | 0.75 | 0.75 | 0.75 | 0.75 | 0.75 | 0.75 | 0.75 | 0.75 | 0.75 | 0.75 | 0.75 | 0.75 | 0.75 | 0.75 | 0.75 | 0.75 | 0.75 | 0.75 | 0.75 | 0.75 | 0.75 | 0.75 | 0.75 | 0.75 | 0.75 | 0.75 | 0.75 | 0.75 | 0.75 | 0.75 | 0.75 | 0.75 | 0.75 | 0.75 | 0.75
0 | 0 | 0 | 0 | 0 |  |  | 0.75 | Wilson (GPCO):5C | 0.75 | 0.75 | 0.75 | 0.75 | 0.75 | 0.75 | 0.75 | 0.75 | 0.75 | 0.75 | 0.75 | 0.75 | 0.75 | 0.75 | 0.75 | 0.75 | 0.75 | 0.75 | 0.75 | 0.75 | 0.75 | 0.75 | 0.75 | 0.75 | 0.75 | 0.75 | 0.75 | 0.75 | 0.75 | 0.75 | 0.75 | 0.75 | 0.75 | 0.75 | 0.75 | 0.75 | 0.75 | 0.75 | 0.75 | 0.75 | 0.75 | 0.75 | 0.75 | 0.75 | 0.75 | 0.75 | 0.75 | 0.75 | 0.75 | 0.75 | 0.75 | 0.75 | 0.75 | 0.75
0 | 0 | 0 | 0 | 0 |  |  | 0.75 | Wilson (GPCO):5D | 0.75 | 0.75 | 0.75 | 0.75 | 0.75 | 0.75 | 0.75 | 0.75 | 0.75 | 0.75 | 0.75 | 0.75 | 0.75 | 0.75 | 0.75 | 0.75 | 0.75 | 0.75 | 0.75 | 0.75 | 0.75 | 0.75 | 0.75 | 0.75 | 0.75 | 0.75 | 0.75 | 0.75 | 0.75 | 0.75 | 0.75 | 0.75 | 0.75 | 0.75 | 0.75 | 0.75 | 0.75 | 0.75 | 0.75 | 0.75 | 0.75 | 0.75 | 0.75 | 0.75 | 0.75 | 0.75 | 0.75 | 0.75 | 0.75 | 0.75 | 0.75 | 0.75 | 0.75 | 0.75
0 | 0 | 0 | 0 | 0 |  |  | 0.75 | Wilson (GPCO):5E | 0.75 | 0.75 | 0.75 | 0.75 | 0.75 | 0.75 | 0.75 | 0.75 | 0.75 | 0.75 | 0.75 | 0.75 | 0.75 | 0.75 | 0.75 | 0.75 | 0.75 | 0.75 | 0.75 | 0.75 | 0.75 | 0.75 | 0.75 | 0.75 | 0.75 | 0.75 | 0.75 | 0.75 | 0.75 | 0.75 | 0.75 | 0.75 | 0.75 | 0.75 | 0.75 | 0.75 | 0.75 | 0.75 | 0.75 | 0.75 | 0.75 | 0.75 | 0.75 | 0.75 | 0.75 | 0.75 | 0.75 | 0.75 | 0.75 | 0.75 | 0.75 | 0.75 | 0.75 | 0.75
0 | 0 | 0 | 0 | 0 |  |  | 0.75 | Wilson (GPCO):5F | 0.75 | 0.75 | 0.75 | 0.75 | 0.75 | 0.75 | 0.75 | 0.75 | 0.75 | 0.75 | 0.75 | 0.75 | 0.75 | 0.75 | 0.75 | 0.75 | 0.75 | 0.75 | 0.75 | 0.75 | 0.75 | 0.75 | 0.75 | 0.75 | 0.75 | 0.75 | 0.75 | 0.75 | 0.75 | 0.75 | 0.75 | 0.75 | 0.75 | 0.75 | 0.75 | 0.75 | 0.75 | 0.75 | 0.75 | 0.75 | 0.75 | 0.75 | 0.75 | 0.75 | 0.75 | 0.75 | 0.75 | 0.75 | 0.75 | 0.75 | 0.75 | 0.75 | 0.75 | 0.75
0 | 0 | 0 |  | 0 | 2013 | 0.90799 | 0.0647 | Mountaineer:1 | 0.0647 | 0.0647 | 0.0647 | 0.0647 | 0.0647 | 0.0647 | 0.0647 | 0.0647 | 0.0647 | 0.0647 | 0.0647 | 0.0647 | 0.0647 | 0.058747 | 0.058747 | 0.058747 | 0.058747 | 0.058747 | 0.058747 | 0.058747 | 0.058747 | 0.058747 | 0.058747 | 0.058747 | 0.058747 | 0.058747 | 0.058747 | 0.058747 | 0.058747 | 0.058747 | 0.058747 | 0.058747 | 0.058747 | 0.058747 | 0.058747 | 0.058747 | 0.058747 | 0.058747 | 0.058747 | 0.058747 | 0.058747 | 0.058747 | 0.058747 | 0.058747 | 0.058747 | 0.058747 | 0.058747 | 0.058747 | 0.058747 | 0.058747 | 0.058747 | 0.058747 | 0.058747 | 0.058747
0 | 0 | 0 | 0 | 0 |  |  | 0.75 | Bayboro:P1 | 0.75 | 0.75 | 0.75 | 0.75 | 0.75 | 0.75 | 0.75 | 0.75 | 0.75 | 0.75 | 0.75 | 0.75 | 0.75 | 0.75 | 0.75 | 0.75 | 0.75 | 0.75 | 0.75 | 0.75 | 0.75 | 0.75 | 0.75 | 0.75 | 0.75 | 0.75 | 0.75 | 0.75 | 0.75 | 0.75 | 0.75 | 0.75 | 0.75 | 0.75 | 0.75 | 0.75 | 0.75 | 0.75 | 0.75 | 0.75 | 0.75 | 0.75 | 0.75 | 0.75 | 0.75 | 0.75 | 0.75 | 0.75 | 0.75 | 0.75 | 0.75 | 0.75 | 0.75 | 0.75
0 | 0 | 0 | 0 | 0 |  |  | 0.75 | Bayboro:P2 | 0.75 | 0.75 | 0.75 | 0.75 | 0.75 | 0.75 | 0.75 | 0.75 | 0.75 | 0.75 | 0.75 | 0.75 | 0.75 | 0.75 | 0.75 | 0.75 | 0.75 | 0.75 | 0.75 | 0.75 | 0.75 | 0.75 | 0.75 | 0.75 | 0.75 | 0.75 | 0.75 | 0.75 | 0.75 | 0.75 | 0.75 | 0.75 | 0.75 | 0.75 | 0.75 | 0.75 | 0.75 | 0.75 | 0.75 | 0.75 | 0.75 | 0.75 | 0.75 | 0.75 | 0.75 | 0.75 | 0.75 | 0.75 | 0.75 | 0.75 | 0.75 | 0.75 | 0.75 | 0.75
0 | 0 | 0 | 0 | 0 |  |  | 0.75 | Bayboro:P3 | 0.75 | 0.75 | 0.75 | 0.75 | 0.75 | 0.75 | 0.75 | 0.75 | 0.75 | 0.75 | 0.75 | 0.75 | 0.75 | 0.75 | 0.75 | 0.75 | 0.75 | 0.75 | 0.75 | 0.75 | 0.75 | 0.75 | 0.75 | 0.75 | 0.75 | 0.75 | 0.75 | 0.75 | 0.75 | 0.75 | 0.75 | 0.75 | 0.75 | 0.75 | 0.75 | 0.75 | 0.75 | 0.75 | 0.75 | 0.75 | 0.75 | 0.75 | 0.75 | 0.75 | 0.75 | 0.75 | 0.75 | 0.75 | 0.75 | 0.75 | 0.75 | 0.75 | 0.75 | 0.75
0 | 0 | 0 | 0 | 0 |  |  | 0.75 | Bayboro:P4 | 0.75 | 0.75 | 0.75 | 0.75 | 0.75 | 0.75 | 0.75 | 0.75 | 0.75 | 0.75 | 0.75 | 0.75 | 0.75 | 0.75 | 0.75 | 0.75 | 0.75 | 0.75 | 0.75 | 0.75 | 0.75 | 0.75 | 0.75 | 0.75 | 0.75 | 0.75 | 0.75 | 0.75 | 0.75 | 0.75 | 0.75 | 0.75 | 0.75 | 0.75 | 0.75 | 0.75 | 0.75 | 0.75 | 0.75 | 0.75 | 0.75 | 0.75 | 0.75 | 0.75 | 0.75 | 0.75 | 0.75 | 0.75 | 0.75 | 0.75 | 0.75 | 0.75 | 0.75 | 0.75
0 | 0 | 0 | 2017 | 0 |  |  | 1.5013 | Crystal River:1 | 1.5013 | 1.5013 | 1.5013 | 1.5013 | 1.5013 | 1.5013 | 1.5013 | 1.5013 | 1.5013 | 1.5013 | 1.5013 | 1.5013 | 1.5013 | 1.5013 | 1.5013 | 1.5013 | 1.5013 | 0.030026 | 0.030026 | 0.030026 | 0.030026 | 0.030026 | 0.030026 | 0.030026 | 0.030026 | 0.030026 | 0.030026 | 0.030026 | 0.030026 | 0.030026 | 0.030026 | 0.030026 | 0.030026 | 0.030026 | 0.030026 | 0.030026 | 0.030026 | 0.030026 | 0.030026 | 0.030026 | 0.030026 | 0.030026 | 0.030026 | 0.030026 | 0.030026 | 0.030026 | 0.030026 | 0.030026 | 0.030026 | 0.030026 | 0.030026 | 0.030026 | 0.030026 | 0.030026
0 | 0 | 0 | 2017 | 0 |  |  | 1.4988 | Crystal River:2 | 1.4988 | 1.4988 | 1.4988 | 1.4988 | 1.4988 | 1.4988 | 1.4988 | 1.4988 | 1.4988 | 1.4988 | 1.4988 | 1.4988 | 1.4988 | 1.4988 | 1.4988 | 1.4988 | 1.4988 | 0.029976 | 0.029976 | 0.029976 | 0.029976 | 0.029976 | 0.029976 | 0.029976 | 0.029976 | 0.029976 | 0.029976 | 0.029976 | 0.029976 | 0.029976 | 0.029976 | 0.029976 | 0.029976 | 0.029976 | 0.029976 | 0.029976 | 0.029976 | 0.029976 | 0.029976 | 0.029976 | 0.029976 | 0.029976 | 0.029976 | 0.029976 | 0.029976 | 0.029976 | 0.029976 | 0.029976 | 0.029976 | 0.029976 | 0.029976 | 0.029976 | 0.029976 | 0.029976
0 | 0 | 0 |  | 0 |  |  | 0.050255 | Crystal River:4 | 1.0051 | 1.0051 | 1.0051 | 1.0051 | 1.0051 | 1.0051 | 1.0051 | 1.0051 | 1.0051 | 1.0051 | 0.050255 | 0.050255 | 0.050255 | 0.050255 | 0.050255 | 0.050255 | 0.050255 | 0.050255 | 0.050255 | 0.050255 | 0.050255 | 0.050255 | 0.050255 | 0.050255 | 0.050255 | 0.050255 | 0.050255 | 0.050255 | 0.050255 | 0.050255 | 0.050255 | 0.050255 | 0.050255 | 0.050255 | 0.050255 | 0.050255 | 0.050255 | 0.050255 | 0.050255 | 0.050255 | 0.050255 | 0.050255 | 0.050255 | 0.050255 | 0.050255 | 0.050255 | 0.050255 | 0.050255 | 0.050255 | 0.050255 | 0.050255 | 0.050255 | 0.050255 | 0.050255
0 | 0 | 0 | 2015 | 0 |  |  | 0.8457 | Crystal River:5 | 0.8457 | 0.8457 | 0.8457 | 0.8457 | 0.8457 | 0.8457 | 0.8457 | 0.8457 | 0.8457 | 0.8457 | 0.8457 | 0.8457 | 0.8457 | 0.8457 | 0.8457 | 0.016914 | 0.016914 | 0.016914 | 0.016914 | 0.016914 | 0.016914 | 0.016914 | 0.016914 | 0.016914 | 0.016914 | 0.016914 | 0.016914 | 0.016914 | 0.016914 | 0.016914 | 0.016914 | 0.016914 | 0.016914 | 0.016914 | 0.016914 | 0.016914 | 0.016914 | 0.016914 | 0.016914 | 0.016914 | 0.016914 | 0.016914 | 0.016914 | 0.016914 | 0.016914 | 0.016914 | 0.016914 | 0.016914 | 0.016914 | 0.016914 | 0.016914 | 0.016914 | 0.016914 | 0.016914
0 | 0 | 0 | 0 | 0 |  |  | 0.75 | G.E. Turner:P1 | 0.75 | 0.75 | 0.75 | 0.75 | 0.75 | 0.75 | 0.75 | 0.75 | 0.75 | 0.75 | 0.75 | 0.75 | 0.75 | 0.75 | 0.75 | 0.75 | 0.75 | 0.75 | 0.75 | 0.75 | 0.75 | 0.75 | 0.75 | 0.75 | 0.75 | 0.75 | 0.75 | 0.75 | 0.75 | 0.75 | 0.75 | 0.75 | 0.75 | 0.75 | 0.75 | 0.75 | 0.75 | 0.75 | 0.75 | 0.75 | 0.75 | 0.75 | 0.75 | 0.75 | 0.75 | 0.75 | 0.75 | 0.75 | 0.75 | 0.75 | 0.75 | 0.75 | 0.75 | 0.75
0 | 0 | 0 | 0 | 0 |  |  | 0.75 | G.E. Turner:P2 | 0.75 | 0.75 | 0.75 | 0.75 | 0.75 | 0.75 | 0.75 | 0.75 | 0.75 | 0.75 | 0.75 | 0.75 | 0.75 | 0.75 | 0.75 | 0.75 | 0.75 | 0.75 | 0.75 | 0.75 | 0.75 | 0.75 | 0.75 | 0.75 | 0.75 | 0.75 | 0.75 | 0.75 | 0.75 | 0.75 | 0.75 | 0.75 | 0.75 | 0.75 | 0.75 | 0.75 | 0.75 | 0.75 | 0.75 | 0.75 | 0.75 | 0.75 | 0.75 | 0.75 | 0.75 | 0.75 | 0.75 | 0.75 | 0.75 | 0.75 | 0.75 | 0.75 | 0.75 | 0.75
0 | 0 | 0 | 0 | 0 |  |  | 0.75 | G.E. Turner:P3 | 0.75 | 0.75 | 0.75 | 0.75 | 0.75 | 0.75 | 0.75 | 0.75 | 0.75 | 0.75 | 0.75 | 0.75 | 0.75 | 0.75 | 0.75 | 0.75 | 0.75 | 0.75 | 0.75 | 0.75 | 0.75 | 0.75 | 0.75 | 0.75 | 0.75 | 0.75 | 0.75 | 0.75 | 0.75 | 0.75 | 0.75 | 0.75 | 0.75 | 0.75 | 0.75 | 0.75 | 0.75 | 0.75 | 0.75 | 0.75 | 0.75 | 0.75 | 0.75 | 0.75 | 0.75 | 0.75 | 0.75 | 0.75 | 0.75 | 0.75 | 0.75 | 0.75 | 0.75 | 0.75
0 | 0 | 0 | 0 | 0 |  |  | 0.75 | G.E. Turner:P4 | 0.75 | 0.75 | 0.75 | 0.75 | 0.75 | 0.75 | 0.75 | 0.75 | 0.75 | 0.75 | 0.75 | 0.75 | 0.75 | 0.75 | 0.75 | 0.75 | 0.75 | 0.75 | 0.75 | 0.75 | 0.75 | 0.75 | 0.75 | 0.75 | 0.75 | 0.75 | 0.75 | 0.75 | 0.75 | 0.75 | 0.75 | 0.75 | 0.75 | 0.75 | 0.75 | 0.75 | 0.75 | 0.75 | 0.75 | 0.75 | 0.75 | 0.75 | 0.75 | 0.75 | 0.75 | 0.75 | 0.75 | 0.75 | 0.75 | 0.75 | 0.75 | 0.75 | 0.75 | 0.75
[7 empty] | 1.312 | P.L. Bartow:1 | 1.312 | 1.312 | 1.312 | 1.312 | 1.312 | 1.312 | 1.312 | 1.312 | 1.312 | 1.312 | 1.312 | 1.312 | 1.312 | 1.312 | 1.312 | 1.312 | 1.312 | 1.312 | 1.312 | 1.312 | 1.312 | 1.312 | 1.312 | 1.312 | 1.312 | 1.312 | 1.312 | 1.312 | 1.312 | 1.312 | 1.312 | 1.312 | 1.312 | 1.312 | 1.312 | 1.312 | 1.312 | 1.312 | 1.312 | 1.312 | 1.312 | 1.312 | 1.312 | 1.312 | 1.312 | 1.312 | 1.312 | 1.312 | 1.312 | 1.312 | 1.312 | 1.312 | 1.312 | 1.312
0 | 0 | 0 | 0 | 0 |  |  | 0.75 | P.L. Bartow:P1 | 0.75 | 0.75 | 0.75 | 0.75 | 0.75 | 0.75 | 0.75 | 0.75 | 0.75 | 0.75 | 0.75 | 0.75 | 0.75 | 0.75 | 0.75 | 0.75 | 0.75 | 0.75 | 0.75 | 0.75 | 0.75 | 0.75 | 0.75 | 0.75 | 0.75 | 0.75 | 0.75 | 0.75 | 0.75 | 0.75 | 0.75 | 0.75 | 0.75 | 0.75 | 0.75 | 0.75 | 0.75 | 0.75 | 0.75 | 0.75 | 0.75 | 0.75 | 0.75 | 0.75 | 0.75 | 0.75 | 0.75 | 0.75 | 0.75 | 0.75 | 0.75 | 0.75 | 0.75 | 0.75
0 | 0 | 0 | 0 | 0 |  |  | 0.75 | P.L. Bartow:P2 | 0.75 | 0.75 | 0.75 | 0.75 | 0.75 | 0.75 | 0.75 | 0.75 | 0.75 | 0.75 | 0.75 | 0.75 | 0.75 | 0.75 | 0.75 | 0.75 | 0.75 | 0.75 | 0.75 | 0.75 | 0.75 | 0.75 | 0.75 | 0.75 | 0.75 | 0.75 | 0.75 | 0.75 | 0.75 | 0.75 | 0.75 | 0.75 | 0.75 | 0.75 | 0.75 | 0.75 | 0.75 | 0.75 | 0.75 | 0.75 | 0.75 | 0.75 | 0.75 | 0.75 | 0.75 | 0.75 | 0.75 | 0.75 | 0.75 | 0.75 | 0.75 | 0.75 | 0.75 | 0.75
[7 empty] | 1.335 | P.L. Bartow:2 | 1.335 | 1.335 | 1.335 | 1.335 | 1.335 | 1.335 | 1.335 | 1.335 | 1.335 | 1.335 | 1.335 | 1.335 | 1.335 | 1.335 | 1.335 | 1.335 | 1.335 | 1.335 | 1.335 | 1.335 | 1.335 | 1.335 | 1.335 | 1.335 | 1.335 | 1.335 | 1.335 | 1.335 | 1.335 | 1.335 | 1.335 | 1.335 | 1.335 | 1.335 | 1.335 | 1.335 | 1.335 | 1.335 | 1.335 | 1.335 | 1.335 | 1.335 | 1.335 | 1.335 | 1.335 | 1.335 | 1.335 | 1.335 | 1.335 | 1.335 | 1.335 | 1.335 | 1.335 | 1.335
[7 empty] | 1.325 | P.L. Bartow:3 | 1.325 | 1.325 | 1.325 | 1.325 | 1.325 | 1.325 | 1.325 | 1.325 | 1.325 | 1.325 | 1.325 | 1.325 | 1.325 | 1.325 | 1.325 | 1.325 | 1.325 | 1.325 | 1.325 | 1.325 | 1.325 | 1.325 | 1.325 | 1.325 | 1.325 | 1.325 | 1.325 | 1.325 | 1.325 | 1.325 | 1.325 | 1.325 | 1.325 | 1.325 | 1.325 | 1.325 | 1.325 | 1.325 | 1.325 | 1.325 | 1.325 | 1.325 | 1.325 | 1.325 | 1.325 | 1.325 | 1.325 | 1.325 | 1.325 | 1.325 | 1.325 | 1.325 | 1.325 | 1.325
[7 empty] | 0.75 | Port St. Joe:P1 | 0.75 | 0.75 | 0.75 | 0.75 | 0.75 | 0.75 | 0.75 | 0.75 | 0.75 | 0.75 | 0.75 | 0.75 | 0.75 | 0.75 | 0.75 | 0.75 | 0.75 | 0.75 | 0.75 | 0.75 | 0.75 | 0.75 | 0.75 | 0.75 | 0.75 | 0.75 | 0.75 | 0.75 | 0.75 | 0.75 | 0.75 | 0.75 | 0.75 | 0.75 | 0.75 | 0.75 | 0.75 | 0.75 | 0.75 | 0.75 | 0.75 | 0.75 | 0.75 | 0.75 | 0.75 | 0.75 | 0.75 | 0.75 | 0.75 | 0.75 | 0.75 | 0.75 | 0.75 | 0.75
0 | 0 | 0 | 0 | 0 |  |  | 0.75 | Sixth Street Mi:1 | 0.75 | 0.75 | 0.75 | 0.75 | 0.75 | 0.75 | 0.75 | 0.75 | 0.75 | 0.75 | 0.75 | 0.75 | 0.75 | 0.75 | 0.75 | 0.75 | 0.75 | 0.75 | 0.75 | 0.75 | 0.75 | 0.75 | 0.75 | 0.75 | 0.75 | 0.75 | 0.75 | 0.75 | 0.75 | 0.75 | 0.75 | 0.75 | 0.75 | 0.75 | 0.75 | 0.75 | 0.75 | 0.75 | 0.75 | 0.75 | 0.75 | 0.75 | 0.75 | 0.75 | 0.75 | 0.75 | 0.75 | 0.75 | 0.75 | 0.75 | 0.75 | 0.75 | 0.75 | 0.75
0 | 0 | 0 | 0 | 0 |  |  | 0.75 | Detour:ALL | 0.75 | 0.75 | 0.75 | 0.75 | 0.75 | 0.75 | 0.75 | 0.75 | 0.75 | 0.75 | 0.75 | 0.75 | 0.75 | 0.75 | 0.75 | 0.75 | 0.75 | 0.75 | 0.75 | 0.75 | 0.75 | 0.75 | 0.75 | 0.75 | 0.75 | 0.75 | 0.75 | 0.75 | 0.75 | 0.75 | 0.75 | 0.75 | 0.75 | 0.75 | 0.75 | 0.75 | 0.75 | 0.75 | 0.75 | 0.75 | 0.75 | 0.75 | 0.75 | 0.75 | 0.75 | 0.75 | 0.75 | 0.75 | 0.75 | 0.75 | 0.75 | 0.75 | 0.75 | 0.75
0 | 0 | 0 | 0 | 0 |  |  | 0.75 | Rio Pinar:P1 | 0.75 | 0.75 | 0.75 | 0.75 | 0.75 | 0.75 | 0.75 | 0.75 | 0.75 | 0.75 | 0.75 | 0.75 | 0.75 | 0.75 | 0.75 | 0.75 | 0.75 | 0.75 | 0.75 | 0.75 | 0.75 | 0.75 | 0.75 | 0.75 | 0.75 | 0.75 | 0.75 | 0.75 | 0.75 | 0.75 | 0.75 | 0.75 | 0.75 | 0.75 | 0.75 | 0.75 | 0.75 | 0.75 | 0.75 | 0.75 | 0.75 | 0.75 | 0.75 | 0.75 | 0.75 | 0.75 | 0.75 | 0.75 | 0.75 | 0.75 | 0.75 | 0.75 | 0.75 | 0.75
0 | 0 | 0 |  | 0 |  |  | 0 | Rokeby:D1 | 0 | 0 | 0 | 0 | 0 | 0 | 0 | 0 | 0 | 0 | 0 | 0 | 0 | 0 | 0 | 0 | 0 | 0 | 0 | 0 | 0 | 0 | 0 | 0 | 0 | 0 | 0 | 0 | 0 | 0 | 0 | 0 | 0 | 0 | 0 | 0 | 0 | 0 | 0 | 0 | 0 | 0 | 0 | 0 | 0 | 0 | 0 | 0 | 0 | 0 | 0 | 0 | 0 | 0
0 | 0 | 0 | 0 | 0 |  |  | 0.302 | Suwannee River:1 | 0.302 | 0.302 | 0.302 | 0.302 | 0.302 | 0.302 | 0.302 | 0.302 | 0.302 | 0.302 | 0.302 | 0.302 | 0.302 | 0.302 | 0.302 | 0.302 | 0.302 | 0.302 | 0.302 | 0.302 | 0.302 | 0.302 | 0.302 | 0.302 | 0.302 | 0.302 | 0.302 | 0.302 | 0.302 | 0.302 | 0.302 | 0.302 | 0.302 | 0.302 | 0.302 | 0.302 | 0.302 | 0.302 | 0.302 | 0.302 | 0.302 | 0.302 | 0.302 | 0.302 | 0.302 | 0.302 | 0.302 | 0.302 | 0.302 | 0.302 | 0.302 | 0.302 | 0.302 | 0.302
[7 empty] | 0.5 | Suwannee River:P2 | 0.5 | 0.5 | 0.5 | 0.5 | 0.5 | 0.5 | 0.5 | 0.5 | 0.5 | 0.5 | 0.5 | 0.5 | 0.5 | 0.5 | 0.5 | 0.5 | 0.5 | 0.5 | 0.5 | 0.5 | 0.5 | 0.5 | 0.5 | 0.5 | 0.5 | 0.5 | 0.5 | 0.5 | 0.5 | 0.5 | 0.5 | 0.5 | 0.5 | 0.5 | 0.5 | 0.5 | 0.5 | 0.5 | 0.5 | 0.5 | 0.5 | 0.5 | 0.5 | 0.5 | 0.5 | 0.5 | 0.5 | 0.5 | 0.5 | 0.5 | 0.5 | 0.5 | 0.5 | 0.5
[7 empty] | 0.5 | Suwannee River:P3 | 0.5 | 0.5 | 0.5 | 0.5 | 0.5 | 0.5 | 0.5 | 0.5 | 0.5 | 0.5 | 0.5 | 0.5 | 0.5 | 0.5 | 0.5 | 0.5 | 0.5 | 0.5 | 0.5 | 0.5 | 0.5 | 0.5 | 0.5 | 0.5 | 0.5 | 0.5 | 0.5 | 0.5 | 0.5 | 0.5 | 0.5 | 0.5 | 0.5 | 0.5 | 0.5 | 0.5 | 0.5 | 0.5 | 0.5 | 0.5 | 0.5 | 0.5 | 0.5 | 0.5 | 0.5 | 0.5 | 0.5 | 0.5 | 0.5 | 0.5 | 0.5 | 0.5 | 0.5 | 0.5
[7 empty] | 0.991 | Suwannee River:2 | 0.991 | 0.991 | 0.991 | 0.991 | 0.991 | 0.991 | 0.991 | 0.991 | 0.991 | 0.991 | 0.991 | 0.991 | 0.991 | 0.991 | 0.991 | 0.991 | 0.991 | 0.991 | 0.991 | 0.991 | 0.991 | 0.991 | 0.991 | 0.991 | 0.991 | 0.991 | 0.991 | 0.991 | 0.991 | 0.991 | 0.991 | 0.991 | 0.991 | 0.991 | 0.991 | 0.991 | 0.991 | 0.991 | 0.991 | 0.991 | 0.991 | 0.991 | 0.991 | 0.991 | 0.991 | 0.991 | 0.991 | 0.991 | 0.991 | 0.991 | 0.991 | 0.991 | 0.991 | 0.991
0 | 0 | 0 | 0 | 0 |  |  | 0.314 | Suwannee River:3 | 0.314 | 0.314 | 0.314 | 0.314 | 0.314 | 0.314 | 0.314 | 0.314 | 0.314 | 0.314 | 0.314 | 0.314 | 0.314 | 0.314 | 0.314 | 0.314 | 0.314 | 0.314 | 0.314 | 0.314 | 0.314 | 0.314 | 0.314 | 0.314 | 0.314 | 0.314 | 0.314 | 0.314 | 0.314 | 0.314 | 0.314 | 0.314 | 0.314 | 0.314 | 0.314 | 0.314 | 0.314 | 0.314 | 0.314 | 0.314 | 0.314 | 0.314 | 0.314 | 0.314 | 0.314 | 0.314 | 0.314 | 0.314 | 0.314 | 0.314 | 0.314 | 0.314 | 0.314 | 0.314
0 | 0 | 0 | 0 | 0 |  |  | 0.5 | Tangier:ALL | 0.5 | 0.5 | 0.5 | 0.5 | 0.5 | 0.5 | 0.5 | 0.5 | 0.5 | 0.5 | 0.5 | 0.5 | 0.5 | 0.5 | 0.5 | 0.5 | 0.5 | 0.5 | 0.5 | 0.5 | 0.5 | 0.5 | 0.5 | 0.5 | 0.5 | 0.5 | 0.5 | 0.5 | 0.5 | 0.5 | 0.5 | 0.5 | 0.5 | 0.5 | 0.5 | 0.5 | 0.5 | 0.5 | 0.5 | 0.5 | 0.5 | 0.5 | 0.5 | 0.5 | 0.5 | 0.5 | 0.5 | 0.5 | 0.5 | 0.5 | 0.5 | 0.5 | 0.5 | 0.5
0 | 0 | 0 | 0 | 0 |  |  | 0.5 | Smith Island:ALL | 0.5 | 0.5 | 0.5 | 0.5 | 0.5 | 0.5 | 0.5 | 0.5 | 0.5 | 0.5 | 0.5 | 0.5 | 0.5 | 0.5 | 0.5 | 0.5 | 0.5 | 0.5 | 0.5 | 0.5 | 0.5 | 0.5 | 0.5 | 0.5 | 0.5 | 0.5 | 0.5 | 0.5 | 0.5 | 0.5 | 0.5 | 0.5 | 0.5 | 0.5 | 0.5 | 0.5 | 0.5 | 0.5 | 0.5 | 0.5 | 0.5 | 0.5 | 0.5 | 0.5 | 0.5 | 0.5 | 0.5 | 0.5 | 0.5 | 0.5 | 0.5 | 0.5 | 0.5 | 0.5
0 | 0 | 0 | 2017 | 0 |  |  | 1.3854 | Crist:4 | 1.3854 | 1.3854 | 1.3854 | 1.3854 | 1.3854 | 1.3854 | 1.3854 | 1.3854 | 1.3854 | 1.3854 | 1.3854 | 1.3854 | 1.3854 | 1.3854 | 1.3854 | 1.3854 | 1.3854 | 0.027708 | 0.027708 | 0.027708 | 0.027708 | 0.027708 | 0.027708 | 0.027708 | 0.027708 | 0.027708 | 0.027708 | 0.027708 | 0.027708 | 0.027708 | 0.027708 | 0.027708 | 0.027708 | 0.027708 | 0.027708 | 0.027708 | 0.027708 | 0.027708 | 0.027708 | 0.027708 | 0.027708 | 0.027708 | 0.027708 | 0.027708 | 0.027708 | 0.027708 | 0.027708 | 0.027708 | 0.027708 | 0.027708 | 0.027708 | 0.027708 | 0.027708 | 0.027708
0 | 0 | 0 | 2017 | 0 |  |  | 1.45 | Crist:5 | 1.45 | 1.45 | 1.45 | 1.45 | 1.45 | 1.45 | 1.45 | 1.45 | 1.45 | 1.45 | 1.45 | 1.45 | 1.45 | 1.45 | 1.45 | 1.45 | 1.45 | 0.029 | 0.029 | 0.029 | 0.029 | 0.029 | 0.029 | 0.029 | 0.029 | 0.029 | 0.029 | 0.029 | 0.029 | 0.029 | 0.029 | 0.029 | 0.029 | 0.029 | 0.029 | 0.029 | 0.029 | 0.029 | 0.029 | 0.029 | 0.029 | 0.029 | 0.029 | 0.029 | 0.029 | 0.029 | 0.029 | 0.029 | 0.029 | 0.029 | 0.029 | 0.029 | 0.029 | 0.029
0 | 0 | 0 |  | 0 |  |  | 0.073555 | Crist:6 | 1.4711 | 1.4711 | 1.4711 | 1.4711 | 1.4711 | 1.4711 | 1.4711 | 1.4711 | 1.4711 | 1.4711 | 0.073555 | 0.073555 | 0.073555 | 0.073555 | 0.073555 | 0.073555 | 0.073555 | 0.073555 | 0.073555 | 0.073555 | 0.073555 | 0.073555 | 0.073555 | 0.073555 | 0.073555 | 0.073555 | 0.073555 | 0.073555 | 0.073555 | 0.073555 | 0.073555 | 0.073555 | 0.073555 | 0.073555 | 0.073555 | 0.073555 | 0.073555 | 0.073555 | 0.073555 | 0.073555 | 0.073555 | 0.073555 | 0.073555 | 0.073555 | 0.073555 | 0.073555 | 0.073555 | 0.073555 | 0.073555 | 0.073555 | 0.073555 | 0.073555 | 0.073555 | 0.073555
0 | 0 | 0 |  | 0 |  |  | 0.076505 | Crist:7 | 1.5301 | 1.5301 | 1.5301 | 1.5301 | 1.5301 | 1.5301 | 1.5301 | 1.5301 | 1.5301 | 1.5301 | 0.076505 | 0.076505 | 0.076505 | 0.076505 | 0.076505 | 0.076505 | 0.076505 | 0.076505 | 0.076505 | 0.076505 | 0.076505 | 0.076505 | 0.076505 | 0.076505 | 0.076505 | 0.076505 | 0.076505 | 0.076505 | 0.076505 | 0.076505 | 0.076505 | 0.076505 | 0.076505 | 0.076505 | 0.076505 | 0.076505 | 0.076505 | 0.076505 | 0.076505 | 0.076505 | 0.076505 | 0.076505 | 0.076505 | 0.076505 | 0.076505 | 0.076505 | 0.076505 | 0.076505 | 0.076505 | 0.076505 | 0.076505 | 0.076505 | 0.076505 | 0.076505
0 | 0 | 0 | 2017 | 0 |  |  | 0.9353 | Scholz:1 | 0.9353 | 0.9353 | 0.9353 | 0.9353 | 0.9353 | 0.9353 | 0.9353 | 0.9353 | 0.9353 | 0.9353 | 0.9353 | 0.9353 | 0.9353 | 0.9353 | 0.9353 | 0.9353 | 0.9353 | 0.018706 | 0.018706 | 0.018706 | 0.018706 | 0.018706 | 0.018706 | 0.018706 | 0.018706 | 0.018706 | 0.018706 | 0.018706 | 0.018706 | 0.018706 | 0.018706 | 0.018706 | 0.018706 | 0.018706 | 0.018706 | 0.018706 | 0.018706 | 0.018706 | 0.018706 | 0.018706 | 0.018706 | 0.018706 | 0.018706 | 0.018706 | 0.018706 | 0.018706 | 0.018706 | 0.018706 | 0.018706 | 0.018706 | 0.018706 | 0.018706 | 0.018706 | 0.018706
0 | 0 | 0 | 2017 | 0 |  |  | 1.3454 | Scholz:2 | 1.3454 | 1.3454 | 1.3454 | 1.3454 | 1.3454 | 1.3454 | 1.3454 | 1.3454 | 1.3454 | 1.3454 | 1.3454 | 1.3454 | 1.3454 | 1.3454 | 1.3454 | 1.3454 | 1.3454 | 0.026908 | 0.026908 | 0.026908 | 0.026908 | 0.026908 | 0.026908 | 0.026908 | 0.026908 | 0.026908 | 0.026908 | 0.026908 | 0.026908 | 0.026908 | 0.026908 | 0.026908 | 0.026908 | 0.026908 | 0.026908 | 0.026908 | 0.026908 | 0.026908 | 0.026908 | 0.026908 | 0.026908 | 0.026908 | 0.026908 | 0.026908 | 0.026908 | 0.026908 | 0.026908 | 0.026908 | 0.026908 | 0.026908 | 0.026908 | 0.026908 | 0.026908 | 0.026908
2016 | 2016 | 2016 | 0 | 2018 |  |  | 1.4647 | Lansing Smith (GUPC):1 | 1.4647 | 1.4647 | 1.4647 | 1.4647 | 1.4647 | 1.4647 | 1.4647 | 1.4647 | 1.4647 | 1.4647 | 1.4647 | 1.4647 | 1.4647 | 1.4647 | 1.4647 | 1.4647 | 1.0253 | 1.0253 | 0.10253 | 0.10253 | 0.10253 | 0.10253 | 0.10253 | 0.10253 | 0.10253 | 0.10253 | 0.10253 | 0.10253 | 0.10253 | 0.10253 | 0.10253 | 0.10253 | 0.10253 | 0.10253 | 0.10253 | 0.10253 | 0.10253 | 0.10253 | 0.10253 | 0.10253 | 0.10253 | 0.10253 | 0.10253 | 0.10253 | 0.10253 | 0.10253 | 0.10253 | 0.10253 | 0.10253 | 0.10253 | 0.10253 | 0.10253 | 0.10253 | 0.10253
0 | 0 | 0 | 0 | 0 |  |  | 0.75 | Lansing Smith (GUPC):GT | 0.75 | 0.75 | 0.75 | 0.75 | 0.75 | 0.75 | 0.75 | 0.75 | 0.75 | 0.75 | 0.75 | 0.75 | 0.75 | 0.75 | 0.75 | 0.75 | 0.75 | 0.75 | 0.75 | 0.75 | 0.75 | 0.75 | 0.75 | 0.75 | 0.75 | 0.75 | 0.75 | 0.75 | 0.75 | 0.75 | 0.75 | 0.75 | 0.75 | 0.75 | 0.75 | 0.75 | 0.75 | 0.75 | 0.75 | 0.75 | 0.75 | 0.75 | 0.75 | 0.75 | 0.75 | 0.75 | 0.75 | 0.75 | 0.75 | 0.75 | 0.75 | 0.75 | 0.75 | 0.75
2015 | 2015 | 2015 | 0 | 2017 |  |  | 1.4896 | Lansing Smith (GUPC):2 | 1.4896 | 1.4896 | 1.4896 | 1.4896 | 1.4896 | 1.4896 | 1.4896 | 1.4896 | 1.4896 | 1.4896 | 1.4896 | 1.4896 | 1.4896 | 1.4896 | 1.4896 | 1.0427 | 1.0427 | 0.10427 | 0.10427 | 0.10427 | 0.10427 | 0.10427 | 0.10427 | 0.10427 | 0.10427 | 0.10427 | 0.10427 | 0.10427 | 0.10427 | 0.10427 | 0.10427 | 0.10427 | 0.10427 | 0.10427 | 0.10427 | 0.10427 | 0.10427 | 0.10427 | 0.10427 | 0.10427 | 0.10427 | 0.10427 | 0.10427 | 0.10427 | 0.10427 | 0.10427 | 0.10427 | 0.10427 | 0.10427 | 0.10427 | 0.10427 | 0.10427 | 0.10427 | 0.10427
[7 empty] | 0.16 | Big Bend:GT1 | 0.16 | 0.16 | 0.16 | 0.16 | 0.16 | 0.16 | 0.16 | 0.16 | 0.16 | 0.16 | 0.16 | 0.16 | 0.16 | 0.16 | 0.16 | 0.16 | 0.16 | 0.16 | 0.16 | 0.16 | 0.16 | 0.16 | 0.16 | 0.16 | 0.16 | 0.16 | 0.16 | 0.16 | 0.16 | 0.16 | 0.16 | 0.16 | 0.16 | 0.16 | 0.16 | 0.16 | 0.16 | 0.16 | 0.16 | 0.16 | 0.16 | 0.16 | 0.16 | 0.16 | 0.16 | 0.16 | 0.16 | 0.16 | 0.16 | 0.16 | 0.16 | 0.16 | 0.16 | 0.16
0 | 0 | 0 |  | 0 |  |  | 0.1486 | Big Bend:1 | 0.1486 | 0.1486 | 0.1486 | 0.1486 | 0.1486 | 0.1486 | 0.1486 | 0.1486 | 0.1486 | 0.1486 | 0.1486 | 0.1486 | 0.1486 | 0.1486 | 0.1486 | 0.1486 | 0.1486 | 0.1486 | 0.1486 | 0.1486 | 0.1486 | 0.1486 | 0.1486 | 0.1486 | 0.1486 | 0.1486 | 0.1486 | 0.1486 | 0.1486 | 0.1486 | 0.1486 | 0.1486 | 0.1486 | 0.1486 | 0.1486 | 0.1486 | 0.1486 | 0.1486 | 0.1486 | 0.1486 | 0.1486 | 0.1486 | 0.1486 | 0.1486 | 0.1486 | 0.1486 | 0.1486 | 0.1486 | 0.1486 | 0.1486 | 0.1486 | 0.1486 | 0.1486 | 0.1486
0 | 0 | 0 |  | 0 |  |  | 0.1365 | Big Bend:ST2 | 0.1365 | 0.1365 | 0.1365 | 0.1365 | 0.1365 | 0.1365 | 0.1365 | 0.1365 | 0.1365 | 0.1365 | 0.1365 | 0.1365 | 0.1365 | 0.1365 | 0.1365 | 0.1365 | 0.1365 | 0.1365 | 0.1365 | 0.1365 | 0.1365 | 0.1365 | 0.1365 | 0.1365 | 0.1365 | 0.1365 | 0.1365 | 0.1365 | 0.1365 | 0.1365 | 0.1365 | 0.1365 | 0.1365 | 0.1365 | 0.1365 | 0.1365 | 0.1365 | 0.1365 | 0.1365 | 0.1365 | 0.1365 | 0.1365 | 0.1365 | 0.1365 | 0.1365 | 0.1365 | 0.1365 | 0.1365 | 0.1365 | 0.1365 | 0.1365 | 0.1365 | 0.1365 | 0.1365
0 | 0 | 0 |  | 0 |  |  | 0.1295 | Big Bend:ST3 | 0.1295 | 0.1295 | 0.1295 | 0.1295 | 0.1295 | 0.1295 | 0.1295 | 0.1295 | 0.1295 | 0.1295 | 0.1295 | 0.1295 | 0.1295 | 0.1295 | 0.1295 | 0.1295 | 0.1295 | 0.1295 | 0.1295 | 0.1295 | 0.1295 | 0.1295 | 0.1295 | 0.1295 | 0.1295 | 0.1295 | 0.1295 | 0.1295 | 0.1295 | 0.1295 | 0.1295 | 0.1295 | 0.1295 | 0.1295 | 0.1295 | 0.1295 | 0.1295 | 0.1295 | 0.1295 | 0.1295 | 0.1295 | 0.1295 | 0.1295 | 0.1295 | 0.1295 | 0.1295 | 0.1295 | 0.1295 | 0.1295 | 0.1295 | 0.1295 | 0.1295 | 0.1295 | 0.1295
0 | 0 | 0 |  | 0 |  |  | 0.2848 | Big Bend:ST4 | 0.2848 | 0.2848 | 0.2848 | 0.2848 | 0.2848 | 0.2848 | 0.2848 | 0.2848 | 0.2848 | 0.2848 | 0.2848 | 0.2848 | 0.2848 | 0.2848 | 0.2848 | 0.2848 | 0.2848 | 0.2848 | 0.2848 | 0.2848 | 0.2848 | 0.2848 | 0.2848 | 0.2848 | 0.2848 | 0.2848 | 0.2848 | 0.2848 | 0.2848 | 0.2848 | 0.2848 | 0.2848 | 0.2848 | 0.2848 | 0.2848 | 0.2848 | 0.2848 | 0.2848 | 0.2848 | 0.2848 | 0.2848 | 0.2848 | 0.2848 | 0.2848 | 0.2848 | 0.2848 | 0.2848 | 0.2848 | 0.2848 | 0.2848 | 0.2848 | 0.2848 | 0.2848 | 0.2848
[7 empty] | 0.17 | Big Bend:GT2 | 0.17 | 0.17 | 0.17 | 0.17 | 0.17 | 0.17 | 0.17 | 0.17 | 0.17 | 0.17 | 0.17 | 0.17 | 0.17 | 0.17 | 0.17 | 0.17 | 0.17 | 0.17 | 0.17 | 0.17 | 0.17 | 0.17 | 0.17 | 0.17 | 0.17 | 0.17 | 0.17 | 0.17 | 0.17 | 0.17 | 0.17 | 0.17 | 0.17 | 0.17 | 0.17 | 0.17 | 0.17 | 0.17 | 0.17 | 0.17 | 0.17 | 0.17 | 0.17 | 0.17 | 0.17 | 0.17 | 0.17 | 0.17 | 0.17 | 0.17 | 0.17 | 0.17 | 0.17 | 0.17
[7 empty] | 0.3 | Big Bend:GT3 | 0.3 | 0.3 | 0.3 | 0.3 | 0.3 | 0.3 | 0.3 | 0.3 | 0.3 | 0.3 | 0.3 | 0.3 | 0.3 | 0.3 | 0.3 | 0.3 | 0.3 | 0.3 | 0.3 | 0.3 | 0.3 | 0.3 | 0.3 | 0.3 | 0.3 | 0.3 | 0.3 | 0.3 | 0.3 | 0.3 | 0.3 | 0.3 | 0.3 | 0.3 | 0.3 | 0.3 | 0.3 | 0.3 | 0.3 | 0.3 | 0.3 | 0.3 | 0.3 | 0.3 | 0.3 | 0.3 | 0.3 | 0.3 | 0.3 | 0.3 | 0.3 | 0.3 | 0.3 | 0.3
[7 empty] | 2.024 | Gannon:1 | 2.024 | 2.024 | 2.024 | 2.024 | 2.024 | 2.024 | 2.024 | 2.024 | 2.024 | 2.024 | 2.024 | 2.024 | 2.024 | 2.024 | 2.024 | 2.024 | 2.024 | 2.024 | 2.024 | 2.024 | 2.024 | 2.024 | 2.024 | 2.024 | 2.024 | 2.024 | 2.024 | 2.024 | 2.024 | 2.024 | 2.024 | 2.024 | 2.024 | 2.024 | 2.024 | 2.024 | 2.024 | 2.024 | 2.024 | 2.024 | 2.024 | 2.024 | 2.024 | 2.024 | 2.024 | 2.024 | 2.024 | 2.024 | 2.024 | 2.024 | 2.024 | 2.024 | 2.024 | 2.024
[7 empty] | 0.75 | Gannon:GT1 | 0.75 | 0.75 | 0.75 | 0.75 | 0.75 | 0.75 | 0.75 | 0.75 | 0.75 | 0.75 | 0.75 | 0.75 | 0.75 | 0.75 | 0.75 | 0.75 | 0.75 | 0.75 | 0.75 | 0.75 | 0.75 | 0.75 | 0.75 | 0.75 | 0.75 | 0.75 | 0.75 | 0.75 | 0.75 | 0.75 | 0.75 | 0.75 | 0.75 | 0.75 | 0.75 | 0.75 | 0.75 | 0.75 | 0.75 | 0.75 | 0.75 | 0.75 | 0.75 | 0.75 | 0.75 | 0.75 | 0.75 | 0.75 | 0.75 | 0.75 | 0.75 | 0.75 | 0.75 | 0.75
[7 empty] | 1.952 | Gannon:2 | 1.952 | 1.952 | 1.952 | 1.952 | 1.952 | 1.952 | 1.952 | 1.952 | 1.952 | 1.952 | 1.952 | 1.952 | 1.952 | 1.952 | 1.952 | 1.952 | 1.952 | 1.952 | 1.952 | 1.952 | 1.952 | 1.952 | 1.952 | 1.952 | 1.952 | 1.952 | 1.952 | 1.952 | 1.952 | 1.952 | 1.952 | 1.952 | 1.952 | 1.952 | 1.952 | 1.952 | 1.952 | 1.952 | 1.952 | 1.952 | 1.952 | 1.952 | 1.952 | 1.952 | 1.952 | 1.952 | 1.952 | 1.952 | 1.952 | 1.952 | 1.952 | 1.952 | 1.952 | 1.952
[7 empty] | 1.619 | Gannon:3 | 1.619 | 1.619 | 1.619 | 1.619 | 1.619 | 1.619 | 1.619 | 1.619 | 1.619 | 1.619 | 1.619 | 1.619 | 1.619 | 1.619 | 1.619 | 1.619 | 1.619 | 1.619 | 1.619 | 1.619 | 1.619 | 1.619 | 1.619 | 1.619 | 1.619 | 1.619 | 1.619 | 1.619 | 1.619 | 1.619 | 1.619 | 1.619 | 1.619 | 1.619 | 1.619 | 1.619 | 1.619 | 1.619 | 1.619 | 1.619 | 1.619 | 1.619 | 1.619 | 1.619 | 1.619 | 1.619 | 1.619 | 1.619 | 1.619 | 1.619 | 1.619 | 1.619 | 1.619 | 1.619
[7 empty] | 1.602 | Gannon:4 | 1.602 | 1.602 | 1.602 | 1.602 | 1.602 | 1.602 | 1.602 | 1.602 | 1.602 | 1.602 | 1.602 | 1.602 | 1.602 | 1.602 | 1.602 | 1.602 | 1.602 | 1.602 | 1.602 | 1.602 | 1.602 | 1.602 | 1.602 | 1.602 | 1.602 | 1.602 | 1.602 | 1.602 | 1.602 | 1.602 | 1.602 | 1.602 | 1.602 | 1.602 | 1.602 | 1.602 | 1.602 | 1.602 | 1.602 | 1.602 | 1.602 | 1.602 | 1.602 | 1.602 | 1.602 | 1.602 | 1.602 | 1.602 | 1.602 | 1.602 | 1.602 | 1.602 | 1.602 | 1.602
[7 empty] | 2.073 | Gannon:5 | 2.073 | 2.073 | 2.073 | 2.073 | 2.073 | 2.073 | 2.073 | 2.073 | 2.073 | 2.073 | 2.073 | 2.073 | 2.073 | 2.073 | 2.073 | 2.073 | 2.073 | 2.073 | 2.073 | 2.073 | 2.073 | 2.073 | 2.073 | 2.073 | 2.073 | 2.073 | 2.073 | 2.073 | 2.073 | 2.073 | 2.073 | 2.073 | 2.073 | 2.073 | 2.073 | 2.073 | 2.073 | 2.073 | 2.073 | 2.073 | 2.073 | 2.073 | 2.073 | 2.073 | 2.073 | 2.073 | 2.073 | 2.073 | 2.073 | 2.073 | 2.073 | 2.073 | 2.073 | 2.073
[7 empty] | 1.861 | Gannon:6 | 1.861 | 1.861 | 1.861 | 1.861 | 1.861 | 1.861 | 1.861 | 1.861 | 1.861 | 1.861 | 1.861 | 1.861 | 1.861 | 1.861 | 1.861 | 1.861 | 1.861 | 1.861 | 1.861 | 1.861 | 1.861 | 1.861 | 1.861 | 1.861 | 1.861 | 1.861 | 1.861 | 1.861 | 1.861 | 1.861 | 1.861 | 1.861 | 1.861 | 1.861 | 1.861 | 1.861 | 1.861 | 1.861 | 1.861 | 1.861 | 1.861 | 1.861 | 1.861 | 1.861 | 1.861 | 1.861 | 1.861 | 1.861 | 1.861 | 1.861 | 1.861 | 1.861 | 1.861 | 1.861
0 | 0 | 0 | 0 | 0 |  |  | 0.75 | Ames-Gt:GT1 | 0.75 | 0.75 | 0.75 | 0.75 | 0.75 | 0.75 | 0.75 | 0.75 | 0.75 | 0.75 | 0.75 | 0.75 | 0.75 | 0.75 | 0.75 | 0.75 | 0.75 | 0.75 | 0.75 | 0.75 | 0.75 | 0.75 | 0.75 | 0.75 | 0.75 | 0.75 | 0.75 | 0.75 | 0.75 | 0.75 | 0.75 | 0.75 | 0.75 | 0.75 | 0.75 | 0.75 | 0.75 | 0.75 | 0.75 | 0.75 | 0.75 | 0.75 | 0.75 | 0.75 | 0.75 | 0.75 | 0.75 | 0.75 | 0.75 | 0.75 | 0.75 | 0.75 | 0.75 | 0.75
0 | 0 | 0 | 2017 | 0 |  |  | 0.3662 | Antelope Valley (BEPC):1 | 0.3662 | 0.3662 | 0.3662 | 0.3662 | 0.3662 | 0.3662 | 0.3662 | 0.3662 | 0.3662 | 0.3662 | 0.3662 | 0.3662 | 0.3662 | 0.3662 | 0.3662 | 0.3662 | 0.3662 | 0.007324 | 0.007324 | 0.007324 | 0.007324 | 0.007324 | 0.007324 | 0.007324 | 0.007324 | 0.007324 | 0.007324 | 0.007324 | 0.007324 | 0.007324 | 0.007324 | 0.007324 | 0.007324 | 0.007324 | 0.007324 | 0.007324 | 0.007324 | 0.007324 | 0.007324 | 0.007324 | 0.007324 | 0.007324 | 0.007324 | 0.007324 | 0.007324 | 0.007324 | 0.007324 | 0.007324 | 0.007324 | 0.007324 | 0.007324 | 0.007324 | 0.007324 | 0.007324
0 | 0 | 0 | 2017 | 0 |  |  | 0.3887 | Antelope Valley (BEPC):2 | 0.3887 | 0.3887 | 0.3887 | 0.3887 | 0.3887 | 0.3887 | 0.3887 | 0.3887 | 0.3887 | 0.3887 | 0.3887 | 0.3887 | 0.3887 | 0.3887 | 0.3887 | 0.3887 | 0.3887 | 0.007774 | 0.007774 | 0.007774 | 0.007774 | 0.007774 | 0.007774 | 0.007774 | 0.007774 | 0.007774 | 0.007774 | 0.007774 | 0.007774 | 0.007774 | 0.007774 | 0.007774 | 0.007774 | 0.007774 | 0.007774 | 0.007774 | 0.007774 | 0.007774 | 0.007774 | 0.007774 | 0.007774 | 0.007774 | 0.007774 | 0.007774 | 0.007774 | 0.007774 | 0.007774 | 0.007774 | 0.007774 | 0.007774 | 0.007774 | 0.007774 | 0.007774 | 0.007774
[7 empty] | 0.845 | Hookers Point:1 | 0.845 | 0.845 | 0.845 | 0.845 | 0.845 | 0.845 | 0.845 | 0.845 | 0.845 | 0.845 | 0.845 | 0.845 | 0.845 | 0.845 | 0.845 | 0.845 | 0.845 | 0.845 | 0.845 | 0.845 | 0.845 | 0.845 | 0.845 | 0.845 | 0.845 | 0.845 | 0.845 | 0.845 | 0.845 | 0.845 | 0.845 | 0.845 | 0.845 | 0.845 | 0.845 | 0.845 | 0.845 | 0.845 | 0.845 | 0.845 | 0.845 | 0.845 | 0.845 | 0.845 | 0.845 | 0.845 | 0.845 | 0.845 | 0.845 | 0.845 | 0.845 | 0.845 | 0.845 | 0.845
[7 empty] | 0.879 | Hookers Point:2 | 0.879 | 0.879 | 0.879 | 0.879 | 0.879 | 0.879 | 0.879 | 0.879 | 0.879 | 0.879 | 0.879 | 0.879 | 0.879 | 0.879 | 0.879 | 0.879 | 0.879 | 0.879 | 0.879 | 0.879 | 0.879 | 0.879 | 0.879 | 0.879 | 0.879 | 0.879 | 0.879 | 0.879 | 0.879 | 0.879 | 0.879 | 0.879 | 0.879 | 0.879 | 0.879 | 0.879 | 0.879 | 0.879 | 0.879 | 0.879 | 0.879 | 0.879 | 0.879 | 0.879 | 0.879 | 0.879 | 0.879 | 0.879 | 0.879 | 0.879 | 0.879 | 0.879 | 0.879 | 0.879
[7 empty] | 0.859 | Hookers Point:3 | 0.859 | 0.859 | 0.859 | 0.859 | 0.859 | 0.859 | 0.859 | 0.859 | 0.859 | 0.859 | 0.859 | 0.859 | 0.859 | 0.859 | 0.859 | 0.859 | 0.859 | 0.859 | 0.859 | 0.859 | 0.859 | 0.859 | 0.859 | 0.859 | 0.859 | 0.859 | 0.859 | 0.859 | 0.859 | 0.859 | 0.859 | 0.859 | 0.859 | 0.859 | 0.859 | 0.859 | 0.859 | 0.859 | 0.859 | 0.859 | 0.859 | 0.859 | 0.859 | 0.859 | 0.859 | 0.859 | 0.859 | 0.859 | 0.859 | 0.859 | 0.859 | 0.859 | 0.859 | 0.859
[7 empty] | 0.833 | Hookers Point:4 | 0.833 | 0.833 | 0.833 | 0.833 | 0.833 | 0.833 | 0.833 | 0.833 | 0.833 | 0.833 | 0.833 | 0.833 | 0.833 | 0.833 | 0.833 | 0.833 | 0.833 | 0.833 | 0.833 | 0.833 | 0.833 | 0.833 | 0.833 | 0.833 | 0.833 | 0.833 | 0.833 | 0.833 | 0.833 | 0.833 | 0.833 | 0.833 | 0.833 | 0.833 | 0.833 | 0.833 | 0.833 | 0.833 | 0.833 | 0.833 | 0.833 | 0.833 | 0.833 | 0.833 | 0.833 | 0.833 | 0.833 | 0.833 | 0.833 | 0.833 | 0.833 | 0.833 | 0.833 | 0.833
[7 empty] | 0.878 | Hookers Point:5 | 0.878 | 0.878 | 0.878 | 0.878 | 0.878 | 0.878 | 0.878 | 0.878 | 0.878 | 0.878 | 0.878 | 0.878 | 0.878 | 0.878 | 0.878 | 0.878 | 0.878 | 0.878 | 0.878 | 0.878 | 0.878 | 0.878 | 0.878 | 0.878 | 0.878 | 0.878 | 0.878 | 0.878 | 0.878 | 0.878 | 0.878 | 0.878 | 0.878 | 0.878 | 0.878 | 0.878 | 0.878 | 0.878 | 0.878 | 0.878 | 0.878 | 0.878 | 0.878 | 0.878 | 0.878 | 0.878 | 0.878 | 0.878 | 0.878 | 0.878 | 0.878 | 0.878 | 0.878 | 0.878
0 | 0 | 0 |  | 0 |  |  | 0 | Hardwick:1 | 0 | 0 | 0 | 0 | 0 | 0 | 0 | 0 | 0 | 0 | 0 | 0 | 0 | 0 | 0 | 0 | 0 | 0 | 0 | 0 | 0 | 0 | 0 | 0 | 0 | 0 | 0 | 0 | 0 | 0 | 0 | 0 | 0 | 0 | 0 | 0 | 0 | 0 | 0 | 0 | 0 | 0 | 0 | 0 | 0 | 0 | 0 | 0 | 0 | 0 | 0 | 0 | 0 | 0
0 | 0 | 0 |  | 0 |  |  | 0 | Vergennes 9:ALL | 0 | 0 | 0 | 0 | 0 | 0 | 0 | 0 | 0 | 0 | 0 | 0 | 0 | 0 | 0 | 0 | 0 | 0 | 0 | 0 | 0 | 0 | 0 | 0 | 0 | 0 | 0 | 0 | 0 | 0 | 0 | 0 | 0 | 0 | 0 | 0 | 0 | 0 | 0 | 0 | 0 | 0 | 0 | 0 | 0 | 0 | 0 | 0 | 0 | 0 | 0 | 0 | 0 | 0
0 | 0 | 0 | 0 | 0 |  |  | 0.5 | North Plant:10 | 0.5 | 0.5 | 0.5 | 0.5 | 0.5 | 0.5 | 0.5 | 0.5 | 0.5 | 0.5 | 0.5 | 0.5 | 0.5 | 0.5 | 0.5 | 0.5 | 0.5 | 0.5 | 0.5 | 0.5 | 0.5 | 0.5 | 0.5 | 0.5 | 0.5 | 0.5 | 0.5 | 0.5 | 0.5 | 0.5 | 0.5 | 0.5 | 0.5 | 0.5 | 0.5 | 0.5 | 0.5 | 0.5 | 0.5 | 0.5 | 0.5 | 0.5 | 0.5 | 0.5 | 0.5 | 0.5 | 0.5 | 0.5 | 0.5 | 0.5 | 0.5 | 0.5 | 0.5 | 0.5
0 | 0 | 0 | 0 | 0 |  |  | 0.75 | Unionville - ASEC:1 | 0.75 | 0.75 | 0.75 | 0.75 | 0.75 | 0.75 | 0.75 | 0.75 | 0.75 | 0.75 | 0.75 | 0.75 | 0.75 | 0.75 | 0.75 | 0.75 | 0.75 | 0.75 | 0.75 | 0.75 | 0.75 | 0.75 | 0.75 | 0.75 | 0.75 | 0.75 | 0.75 | 0.75 | 0.75 | 0.75 | 0.75 | 0.75 | 0.75 | 0.75 | 0.75 | 0.75 | 0.75 | 0.75 | 0.75 | 0.75 | 0.75 | 0.75 | 0.75 | 0.75 | 0.75 | 0.75 | 0.75 | 0.75 | 0.75 | 0.75 | 0.75 | 0.75 | 0.75 | 0.75
0 | 0 | 0 | 0 | 0 |  |  | 0.75 | Unionville - ASEC:2 | 0.75 | 0.75 | 0.75 | 0.75 | 0.75 | 0.75 | 0.75 | 0.75 | 0.75 | 0.75 | 0.75 | 0.75 | 0.75 | 0.75 | 0.75 | 0.75 | 0.75 | 0.75 | 0.75 | 0.75 | 0.75 | 0.75 | 0.75 | 0.75 | 0.75 | 0.75 | 0.75 | 0.75 | 0.75 | 0.75 | 0.75 | 0.75 | 0.75 | 0.75 | 0.75 | 0.75 | 0.75 | 0.75 | 0.75 | 0.75 | 0.75 | 0.75 | 0.75 | 0.75 | 0.75 | 0.75 | 0.75 | 0.75 | 0.75 | 0.75 | 0.75 | 0.75 | 0.75 | 0.75
0 | 0 | 0 |  | 0 |  |  | 0 | Block Island:ALL | 0 | 0 | 0 | 0 | 0 | 0 | 0 | 0 | 0 | 0 | 0 | 0 | 0 | 0 | 0 | 0 | 0 | 0 | 0 | 0 | 0 | 0 | 0 | 0 | 0 | 0 | 0 | 0 | 0 | 0 | 0 | 0 | 0 | 0 | 0 | 0 | 0 | 0 | 0 | 0 | 0 | 0 | 0 | 0 | 0 | 0 | 0 | 0 | 0 | 0 | 0 | 0 | 0 | 0
[7 empty] | 0.75 | Henry D King:DT | 0.75 | 0.75 | 0.75 | 0.75 | 0.75 | 0.75 | 0.75 | 0.75 | 0.75 | 0.75 | 0.75 | 0.75 | 0.75 | 0.75 | 0.75 | 0.75 | 0.75 | 0.75 | 0.75 | 0.75 | 0.75 | 0.75 | 0.75 | 0.75 | 0.75 | 0.75 | 0.75 | 0.75 | 0.75 | 0.75 | 0.75 | 0.75 | 0.75 | 0.75 | 0.75 | 0.75 | 0.75 | 0.75 | 0.75 | 0.75 | 0.75 | 0.75 | 0.75 | 0.75 | 0.75 | 0.75 | 0.75 | 0.75 | 0.75 | 0.75 | 0.75 | 0.75 | 0.75 | 0.75
[7 empty] | 0.75 | Cudjoe:ALL | 0.75 | 0.75 | 0.75 | 0.75 | 0.75 | 0.75 | 0.75 | 0.75 | 0.75 | 0.75 | 0.75 | 0.75 | 0.75 | 0.75 | 0.75 | 0.75 | 0.75 | 0.75 | 0.75 | 0.75 | 0.75 | 0.75 | 0.75 | 0.75 | 0.75 | 0.75 | 0.75 | 0.75 | 0.75 | 0.75 | 0.75 | 0.75 | 0.75 | 0.75 | 0.75 | 0.75 | 0.75 | 0.75 | 0.75 | 0.75 | 0.75 | 0.75 | 0.75 | 0.75 | 0.75 | 0.75 | 0.75 | 0.75 | 0.75 | 0.75 | 0.75 | 0.75 | 0.75 | 0.75
[7 empty] | 0.75 | Key West:GT1 | 0.75 | 0.75 | 0.75 | 0.75 | 0.75 | 0.75 | 0.75 | 0.75 | 0.75 | 0.75 | 0.75 | 0.75 | 0.75 | 0.75 | 0.75 | 0.75 | 0.75 | 0.75 | 0.75 | 0.75 | 0.75 | 0.75 | 0.75 | 0.75 | 0.75 | 0.75 | 0.75 | 0.75 | 0.75 | 0.75 | 0.75 | 0.75 | 0.75 | 0.75 | 0.75 | 0.75 | 0.75 | 0.75 | 0.75 | 0.75 | 0.75 | 0.75 | 0.75 | 0.75 | 0.75 | 0.75 | 0.75 | 0.75 | 0.75 | 0.75 | 0.75 | 0.75 | 0.75 | 0.75
[7 empty] | 0.75 | Stock Island:GT1 | 0.75 | 0.75 | 0.75 | 0.75 | 0.75 | 0.75 | 0.75 | 0.75 | 0.75 | 0.75 | 0.75 | 0.75 | 0.75 | 0.75 | 0.75 | 0.75 | 0.75 | 0.75 | 0.75 | 0.75 | 0.75 | 0.75 | 0.75 | 0.75 | 0.75 | 0.75 | 0.75 | 0.75 | 0.75 | 0.75 | 0.75 | 0.75 | 0.75 | 0.75 | 0.75 | 0.75 | 0.75 | 0.75 | 0.75 | 0.75 | 0.75 | 0.75 | 0.75 | 0.75 | 0.75 | 0.75 | 0.75 | 0.75 | 0.75 | 0.75 | 0.75 | 0.75 | 0.75 | 0.75
[7 empty] | 0.5 | Stock Island:GT2 | 0.5 | 0.5 | 0.5 | 0.5 | 0.5 | 0.5 | 0.5 | 0.5 | 0.5 | 0.5 | 0.5 | 0.5 | 0.5 | 0.5 | 0.5 | 0.5 | 0.5 | 0.5 | 0.5 | 0.5 | 0.5 | 0.5 | 0.5 | 0.5 | 0.5 | 0.5 | 0.5 | 0.5 | 0.5 | 0.5 | 0.5 | 0.5 | 0.5 | 0.5 | 0.5 | 0.5 | 0.5 | 0.5 | 0.5 | 0.5 | 0.5 | 0.5 | 0.5 | 0.5 | 0.5 | 0.5 | 0.5 | 0.5 | 0.5 | 0.5 | 0.5 | 0.5 | 0.5 | 0.5
[7 empty] | 0.5 | Stock Island:GT3 | 0.5 | 0.5 | 0.5 | 0.5 | 0.5 | 0.5 | 0.5 | 0.5 | 0.5 | 0.5 | 0.5 | 0.5 | 0.5 | 0.5 | 0.5 | 0.5 | 0.5 | 0.5 | 0.5 | 0.5 | 0.5 | 0.5 | 0.5 | 0.5 | 0.5 | 0.5 | 0.5 | 0.5 | 0.5 | 0.5 | 0.5 | 0.5 | 0.5 | 0.5 | 0.5 | 0.5 | 0.5 | 0.5 | 0.5 | 0.5 | 0.5 | 0.5 | 0.5 | 0.5 | 0.5 | 0.5 | 0.5 | 0.5 | 0.5 | 0.5 | 0.5 | 0.5 | 0.5 | 0.5
[7 empty] | 0.165 | Stock Island:IC | 0.165 | 0.165 | 0.165 | 0.165 | 0.165 | 0.165 | 0.165 | 0.165 | 0.165 | 0.165 | 0.165 | 0.165 | 0.165 | 0.165 | 0.165 | 0.165 | 0.165 | 0.165 | 0.165 | 0.165 | 0.165 | 0.165 | 0.165 | 0.165 | 0.165 | 0.165 | 0.165 | 0.165 | 0.165 | 0.165 | 0.165 | 0.165 | 0.165 | 0.165 | 0.165 | 0.165 | 0.165 | 0.165 | 0.165 | 0.165 | 0.165 | 0.165 | 0.165 | 0.165 | 0.165 | 0.165 | 0.165 | 0.165 | 0.165 | 0.165 | 0.165 | 0.165 | 0.165 | 0.165
0 | 0 | 0 | 0 | 0 |  |  | 0.75 | Commercial Street:2 | 0.75 | 0.75 | 0.75 | 0.75 | 0.75 | 0.75 | 0.75 | 0.75 | 0.75 | 0.75 | 0.75 | 0.75 | 0.75 | 0.75 | 0.75 | 0.75 | 0.75 | 0.75 | 0.75 | 0.75 | 0.75 | 0.75 | 0.75 | 0.75 | 0.75 | 0.75 | 0.75 | 0.75 | 0.75 | 0.75 | 0.75 | 0.75 | 0.75 | 0.75 | 0.75 | 0.75 | 0.75 | 0.75 | 0.75 | 0.75 | 0.75 | 0.75 | 0.75 | 0.75 | 0.75 | 0.75 | 0.75 | 0.75 | 0.75 | 0.75 | 0.75 | 0.75 | 0.75 | 0.75
0 | 0 | 0 | 0 | 0 |  |  | 0.75 | Wilkins Station:ALL | 0.75 | 0.75 | 0.75 | 0.75 | 0.75 | 0.75 | 0.75 | 0.75 | 0.75 | 0.75 | 0.75 | 0.75 | 0.75 | 0.75 | 0.75 | 0.75 | 0.75 | 0.75 | 0.75 | 0.75 | 0.75 | 0.75 | 0.75 | 0.75 | 0.75 | 0.75 | 0.75 | 0.75 | 0.75 | 0.75 | 0.75 | 0.75 | 0.75 | 0.75 | 0.75 | 0.75 | 0.75 | 0.75 | 0.75 | 0.75 | 0.75 | 0.75 | 0.75 | 0.75 | 0.75 | 0.75 | 0.75 | 0.75 | 0.75 | 0.75 | 0.75 | 0.75 | 0.75 | 0.75
[7 empty] | 0.5 | South Norwalk:ALL | 0.5 | 0.5 | 0.5 | 0.5 | 0.5 | 0.5 | 0.5 | 0.5 | 0.5 | 0.5 | 0.5 | 0.5 | 0.5 | 0.5 | 0.5 | 0.5 | 0.5 | 0.5 | 0.5 | 0.5 | 0.5 | 0.5 | 0.5 | 0.5 | 0.5 | 0.5 | 0.5 | 0.5 | 0.5 | 0.5 | 0.5 | 0.5 | 0.5 | 0.5 | 0.5 | 0.5 | 0.5 | 0.5 | 0.5 | 0.5 | 0.5 | 0.5 | 0.5 | 0.5 | 0.5 | 0.5 | 0.5 | 0.5 | 0.5 | 0.5 | 0.5 | 0.5 | 0.5 | 0.5
0 | 0 | 0 | 2017 | 0 |  |  | 0.7933 | Deerhaven:2 | 0.7933 | 0.7933 | 0.7933 | 0.7933 | 0.7933 | 0.7933 | 0.7933 | 0.7933 | 0.7933 | 0.7933 | 0.7933 | 0.7933 | 0.7933 | 0.7933 | 0.7933 | 0.7933 | 0.7933 | 0.015866 | 0.015866 | 0.015866 | 0.015866 | 0.015866 | 0.015866 | 0.015866 | 0.015866 | 0.015866 | 0.015866 | 0.015866 | 0.015866 | 0.015866 | 0.015866 | 0.015866 | 0.015866 | 0.015866 | 0.015866 | 0.015866 | 0.015866 | 0.015866 | 0.015866 | 0.015866 | 0.015866 | 0.015866 | 0.015866 | 0.015866 | 0.015866 | 0.015866 | 0.015866 | 0.015866 | 0.015866 | 0.015866 | 0.015866 | 0.015866 | 0.015866 | 0.015866
0 | 0 | 0 |  | 0 | 2013 | 0.93042 | 0.1854 | Green:1 | 0.1854 | 0.1854 | 0.1854 | 0.1854 | 0.1854 | 0.1854 | 0.1854 | 0.1854 | 0.1854 | 0.1854 | 0.1854 | 0.1854 | 0.1854 | 0.1725 | 0.1725 | 0.1725 | 0.1725 | 0.1725 | 0.1725 | 0.1725 | 0.1725 | 0.1725 | 0.1725 | 0.1725 | 0.1725 | 0.1725 | 0.1725 | 0.1725 | 0.1725 | 0.1725 | 0.1725 | 0.1725 | 0.1725 | 0.1725 | 0.1725 | 0.1725 | 0.1725 | 0.1725 | 0.1725 | 0.1725 | 0.1725 | 0.1725 | 0.1725 | 0.1725 | 0.1725 | 0.1725 | 0.1725 | 0.1725 | 0.1725 | 0.1725 | 0.1725 | 0.1725 | 0.1725 | 0.1725
0 | 0 | 0 |  | 0 | 2013 | 0.93042 | 0.1654 | Green:2 | 0.1654 | 0.1654 | 0.1654 | 0.1654 | 0.1654 | 0.1654 | 0.1654 | 0.1654 | 0.1654 | 0.1654 | 0.1654 | 0.1654 | 0.1654 | 0.15389 | 0.15389 | 0.15389 | 0.15389 | 0.15389 | 0.15389 | 0.15389 | 0.15389 | 0.15389 | 0.15389 | 0.15389 | 0.15389 | 0.15389 | 0.15389 | 0.15389 | 0.15389 | 0.15389 | 0.15389 | 0.15389 | 0.15389 | 0.15389 | 0.15389 | 0.15389 | 0.15389 | 0.15389 | 0.15389 | 0.15389 | 0.15389 | 0.15389 | 0.15389 | 0.15389 | 0.15389 | 0.15389 | 0.15389 | 0.15389 | 0.15389 | 0.15389 | 0.15389 | 0.15389 | 0.15389 | 0.15389
0 | 2015 | 0 | 0 | 2015 |  |  | 0.461 | Independence:1 | 0.461 | 0.461 | 0.461 | 0.461 | 0.461 | 0.461 | 0.461 | 0.461 | 0.461 | 0.461 | 0.461 | 0.461 | 0.461 | 0.461 | 0.461 | 0.0461 | 0.0461 | 0.0461 | 0.0461 | 0.0461 | 0.0461 | 0.0461 | 0.0461 | 0.0461 | 0.0461 | 0.0461 | 0.0461 | 0.0461 | 0.0461 | 0.0461 | 0.0461 | 0.0461 | 0.0461 | 0.0461 | 0.0461 | 0.0461 | 0.0461 | 0.0461 | 0.0461 | 0.0461 | 0.0461 | 0.0461 | 0.0461 | 0.0461 | 0.0461 | 0.0461 | 0.0461 | 0.0461 | 0.0461 | 0.0461 | 0.0461 | 0.0461 | 0.0461 | 0.0461
0 | 2015 | 0 | 0 | 2015 |  |  | 0.4693 | Independence:2 | 0.4693 | 0.4693 | 0.4693 | 0.4693 | 0.4693 | 0.4693 | 0.4693 | 0.4693 | 0.4693 | 0.4693 | 0.4693 | 0.4693 | 0.4693 | 0.4693 | 0.4693 | 0.04693 | 0.04693 | 0.04693 | 0.04693 | 0.04693 | 0.04693 | 0.04693 | 0.04693 | 0.04693 | 0.04693 | 0.04693 | 0.04693 | 0.04693 | 0.04693 | 0.04693 | 0.04693 | 0.04693 | 0.04693 | 0.04693 | 0.04693 | 0.04693 | 0.04693 | 0.04693 | 0.04693 | 0.04693 | 0.04693 | 0.04693 | 0.04693 | 0.04693 | 0.04693 | 0.04693 | 0.04693 | 0.04693 | 0.04693 | 0.04693 | 0.04693 | 0.04693 | 0.04693 | 0.04693
0 | 0 | 0 | 0 | 0 |  |  | 0.75 | Mexico:GT1 | 0.75 | 0.75 | 0.75 | 0.75 | 0.75 | 0.75 | 0.75 | 0.75 | 0.75 | 0.75 | 0.75 | 0.75 | 0.75 | 0.75 | 0.75 | 0.75 | 0.75 | 0.75 | 0.75 | 0.75 | 0.75 | 0.75 | 0.75 | 0.75 | 0.75 | 0.75 | 0.75 | 0.75 | 0.75 | 0.75 | 0.75 | 0.75 | 0.75 | 0.75 | 0.75 | 0.75 | 0.75 | 0.75 | 0.75 | 0.75 | 0.75 | 0.75 | 0.75 | 0.75 | 0.75 | 0.75 | 0.75 | 0.75 | 0.75 | 0.75 | 0.75 | 0.75 | 0.75 | 0.75
[7 empty] | 0.75 | Moberly:1 | 0.75 | 0.75 | 0.75 | 0.75 | 0.75 | 0.75 | 0.75 | 0.75 | 0.75 | 0.75 | 0.75 | 0.75 | 0.75 | 0.75 | 0.75 | 0.75 | 0.75 | 0.75 | 0.75 | 0.75 | 0.75 | 0.75 | 0.75 | 0.75 | 0.75 | 0.75 | 0.75 | 0.75 | 0.75 | 0.75 | 0.75 | 0.75 | 0.75 | 0.75 | 0.75 | 0.75 | 0.75 | 0.75 | 0.75 | 0.75 | 0.75 | 0.75 | 0.75 | 0.75 | 0.75 | 0.75 | 0.75 | 0.75 | 0.75 | 0.75 | 0.75 | 0.75 | 0.75 | 0.75
0 | 0 | 0 | 0 | 0 |  |  | 0.75 | Moreau (AUEP):1 | 0.75 | 0.75 | 0.75 | 0.75 | 0.75 | 0.75 | 0.75 | 0.75 | 0.75 | 0.75 | 0.75 | 0.75 | 0.75 | 0.75 | 0.75 | 0.75 | 0.75 | 0.75 | 0.75 | 0.75 | 0.75 | 0.75 | 0.75 | 0.75 | 0.75 | 0.75 | 0.75 | 0.75 | 0.75 | 0.75 | 0.75 | 0.75 | 0.75 | 0.75 | 0.75 | 0.75 | 0.75 | 0.75 | 0.75 | 0.75 | 0.75 | 0.75 | 0.75 | 0.75 | 0.75 | 0.75 | 0.75 | 0.75 | 0.75 | 0.75 | 0.75 | 0.75 | 0.75 | 0.75
[7 empty] | 0.013 | J.D. Kennedy:10 | 0.013 | 0.013 | 0.013 | 0.013 | 0.013 | 0.013 | 0.013 | 0.013 | 0.013 | 0.013 | 0.013 | 0.013 | 0.013 | 0.013 | 0.013 | 0.013 | 0.013 | 0.013 | 0.013 | 0.013 | 0.013 | 0.013 | 0.013 | 0.013 | 0.013 | 0.013 | 0.013 | 0.013 | 0.013 | 0.013 | 0.013 | 0.013 | 0.013 | 0.013 | 0.013 | 0.013 | 0.013 | 0.013 | 0.013 | 0.013 | 0.013 | 0.013 | 0.013 | 0.013 | 0.013 | 0.013 | 0.013 | 0.013 | 0.013 | 0.013 | 0.013 | 0.013 | 0.013 | 0.013
0 | 0 | 0 | 0 | 0 |  |  | 0.75 | J.D. Kennedy:GT3 | 0.75 | 0.75 | 0.75 | 0.75 | 0.75 | 0.75 | 0.75 | 0.75 | 0.75 | 0.75 | 0.75 | 0.75 | 0.75 | 0.75 | 0.75 | 0.75 | 0.75 | 0.75 | 0.75 | 0.75 | 0.75 | 0.75 | 0.75 | 0.75 | 0.75 | 0.75 | 0.75 | 0.75 | 0.75 | 0.75 | 0.75 | 0.75 | 0.75 | 0.75 | 0.75 | 0.75 | 0.75 | 0.75 | 0.75 | 0.75 | 0.75 | 0.75 | 0.75 | 0.75 | 0.75 | 0.75 | 0.75 | 0.75 | 0.75 | 0.75 | 0.75 | 0.75 | 0.75 | 0.75
0 | 0 | 0 | 0 | 0 |  |  | 0.75 | J.D. Kennedy:GT4 | 0.75 | 0.75 | 0.75 | 0.75 | 0.75 | 0.75 | 0.75 | 0.75 | 0.75 | 0.75 | 0.75 | 0.75 | 0.75 | 0.75 | 0.75 | 0.75 | 0.75 | 0.75 | 0.75 | 0.75 | 0.75 | 0.75 | 0.75 | 0.75 | 0.75 | 0.75 | 0.75 | 0.75 | 0.75 | 0.75 | 0.75 | 0.75 | 0.75 | 0.75 | 0.75 | 0.75 | 0.75 | 0.75 | 0.75 | 0.75 | 0.75 | 0.75 | 0.75 | 0.75 | 0.75 | 0.75 | 0.75 | 0.75 | 0.75 | 0.75 | 0.75 | 0.75 | 0.75 | 0.75
0 | 0 | 0 | 0 | 0 |  |  | 0.75 | J.D. Kennedy:GT5 | 0.75 | 0.75 | 0.75 | 0.75 | 0.75 | 0.75 | 0.75 | 0.75 | 0.75 | 0.75 | 0.75 | 0.75 | 0.75 | 0.75 | 0.75 | 0.75 | 0.75 | 0.75 | 0.75 | 0.75 | 0.75 | 0.75 | 0.75 | 0.75 | 0.75 | 0.75 | 0.75 | 0.75 | 0.75 | 0.75 | 0.75 | 0.75 | 0.75 | 0.75 | 0.75 | 0.75 | 0.75 | 0.75 | 0.75 | 0.75 | 0.75 | 0.75 | 0.75 | 0.75 | 0.75 | 0.75 | 0.75 | 0.75 | 0.75 | 0.75 | 0.75 | 0.75 | 0.75 | 0.75
0 | 2016 | 0 |  | 2016 |  |  | 0.0975 | Louisa:1 | 0.0975 | 0.0975 | 0.0975 | 0.0975 | 0.0975 | 0.0975 | 0.0975 | 0.0975 | 0.0975 | 0.0975 | 0.0975 | 0.0975 | 0.0975 | 0.0975 | 0.0975 | 0.0975 | 0.00975 | 0.00975 | 0.00975 | 0.00975 | 0.00975 | 0.00975 | 0.00975 | 0.00975 | 0.00975 | 0.00975 | 0.00975 | 0.00975 | 0.00975 | 0.00975 | 0.00975 | 0.00975 | 0.00975 | 0.00975 | 0.00975 | 0.00975 | 0.00975 | 0.00975 | 0.00975 | 0.00975 | 0.00975 | 0.00975 | 0.00975 | 0.00975 | 0.00975 | 0.00975 | 0.00975 | 0.00975 | 0.00975 | 0.00975 | 0.00975 | 0.00975 | 0.00975 | 0.00975
2015 | 2015 | 2015 |  | 2017 |  |  | 0.1533 | Northside:1 | 0.1533 | 0.1533 | 0.1533 | 0.1533 | 0.1533 | 0.1533 | 0.1533 | 0.1533 | 0.1533 | 0.1533 | 0.1533 | 0.1533 | 0.1533 | 0.1533 | 0.1533 | 0.10731 | 0.10731 | 0.010731 | 0.010731 | 0.010731 | 0.010731 | 0.010731 | 0.010731 | 0.010731 | 0.010731 | 0.010731 | 0.010731 | 0.010731 | 0.010731 | 0.010731 | 0.010731 | 0.010731 | 0.010731 | 0.010731 | 0.010731 | 0.010731 | 0.010731 | 0.010731 | 0.010731 | 0.010731 | 0.010731 | 0.010731 | 0.010731 | 0.010731 | 0.010731 | 0.010731 | 0.010731 | 0.010731 | 0.010731 | 0.010731 | 0.010731 | 0.010731 | 0.010731 | 0.010731
0 | 0 | 0 | 0 | 0 |  |  | 0.866 | Northside:ST3 | 0.866 | 0.866 | 0.866 | 0.866 | 0.866 | 0.866 | 0.866 | 0.866 | 0.866 | 0.866 | 0.866 | 0.866 | 0.866 | 0.866 | 0.866 | 0.866 | 0.866 | 0.866 | 0.866 | 0.866 | 0.866 | 0.866 | 0.866 | 0.866 | 0.866 | 0.866 | 0.866 | 0.866 | 0.866 | 0.866 | 0.866 | 0.866 | 0.866 | 0.866 | 0.866 | 0.866 | 0.866 | 0.866 | 0.866 | 0.866 | 0.866 | 0.866 | 0.866 | 0.866 | 0.866 | 0.866 | 0.866 | 0.866 | 0.866 | 0.866 | 0.866 | 0.866 | 0.866 | 0.866
0 | 0 | 0 | 0 | 0 |  |  | 0.329 | Northside:GT3 | 0.329 | 0.329 | 0.329 | 0.329 | 0.329 | 0.329 | 0.329 | 0.329 | 0.329 | 0.329 | 0.329 | 0.329 | 0.329 | 0.329 | 0.329 | 0.329 | 0.329 | 0.329 | 0.329 | 0.329 | 0.329 | 0.329 | 0.329 | 0.329 | 0.329 | 0.329 | 0.329 | 0.329 | 0.329 | 0.329 | 0.329 | 0.329 | 0.329 | 0.329 | 0.329 | 0.329 | 0.329 | 0.329 | 0.329 | 0.329 | 0.329 | 0.329 | 0.329 | 0.329 | 0.329 | 0.329 | 0.329 | 0.329 | 0.329 | 0.329 | 0.329 | 0.329 | 0.329 | 0.329
[7 empty] | 0.75 | Northside:4 | 0.75 | 0.75 | 0.75 | 0.75 | 0.75 | 0.75 | 0.75 | 0.75 | 0.75 | 0.75 | 0.75 | 0.75 | 0.75 | 0.75 | 0.75 | 0.75 | 0.75 | 0.75 | 0.75 | 0.75 | 0.75 | 0.75 | 0.75 | 0.75 | 0.75 | 0.75 | 0.75 | 0.75 | 0.75 | 0.75 | 0.75 | 0.75 | 0.75 | 0.75 | 0.75 | 0.75 | 0.75 | 0.75 | 0.75 | 0.75 | 0.75 | 0.75 | 0.75 | 0.75 | 0.75 | 0.75 | 0.75 | 0.75 | 0.75 | 0.75 | 0.75 | 0.75 | 0.75 | 0.75
[7 empty] | 0.75 | Northside:5 | 0.75 | 0.75 | 0.75 | 0.75 | 0.75 | 0.75 | 0.75 | 0.75 | 0.75 | 0.75 | 0.75 | 0.75 | 0.75 | 0.75 | 0.75 | 0.75 | 0.75 | 0.75 | 0.75 | 0.75 | 0.75 | 0.75 | 0.75 | 0.75 | 0.75 | 0.75 | 0.75 | 0.75 | 0.75 | 0.75 | 0.75 | 0.75 | 0.75 | 0.75 | 0.75 | 0.75 | 0.75 | 0.75 | 0.75 | 0.75 | 0.75 | 0.75 | 0.75 | 0.75 | 0.75 | 0.75 | 0.75 | 0.75 | 0.75 | 0.75 | 0.75 | 0.75 | 0.75 | 0.75
[7 empty] | 0.75 | Northside:6 | 0.75 | 0.75 | 0.75 | 0.75 | 0.75 | 0.75 | 0.75 | 0.75 | 0.75 | 0.75 | 0.75 | 0.75 | 0.75 | 0.75 | 0.75 | 0.75 | 0.75 | 0.75 | 0.75 | 0.75 | 0.75 | 0.75 | 0.75 | 0.75 | 0.75 | 0.75 | 0.75 | 0.75 | 0.75 | 0.75 | 0.75 | 0.75 | 0.75 | 0.75 | 0.75 | 0.75 | 0.75 | 0.75 | 0.75 | 0.75 | 0.75 | 0.75 | 0.75 | 0.75 | 0.75 | 0.75 | 0.75 | 0.75 | 0.75 | 0.75 | 0.75 | 0.75 | 0.75 | 0.75
[7 empty] | 0.565 | Southside:4 | 0.565 | 0.565 | 0.565 | 0.565 | 0.565 | 0.565 | 0.565 | 0.565 | 0.565 | 0.565 | 0.565 | 0.565 | 0.565 | 0.565 | 0.565 | 0.565 | 0.565 | 0.565 | 0.565 | 0.565 | 0.565 | 0.565 | 0.565 | 0.565 | 0.565 | 0.565 | 0.565 | 0.565 | 0.565 | 0.565 | 0.565 | 0.565 | 0.565 | 0.565 | 0.565 | 0.565 | 0.565 | 0.565 | 0.565 | 0.565 | 0.565 | 0.565 | 0.565 | 0.565 | 0.565 | 0.565 | 0.565 | 0.565 | 0.565 | 0.565 | 0.565 | 0.565 | 0.565 | 0.565
[7 empty] | 0.696 | Southside:5 | 0.696 | 0.696 | 0.696 | 0.696 | 0.696 | 0.696 | 0.696 | 0.696 | 0.696 | 0.696 | 0.696 | 0.696 | 0.696 | 0.696 | 0.696 | 0.696 | 0.696 | 0.696 | 0.696 | 0.696 | 0.696 | 0.696 | 0.696 | 0.696 | 0.696 | 0.696 | 0.696 | 0.696 | 0.696 | 0.696 | 0.696 | 0.696 | 0.696 | 0.696 | 0.696 | 0.696 | 0.696 | 0.696 | 0.696 | 0.696 | 0.696 | 0.696 | 0.696 | 0.696 | 0.696 | 0.696 | 0.696 | 0.696 | 0.696 | 0.696 | 0.696 | 0.696 | 0.696 | 0.696
0 | 0 | 0 | 2017 | 0 | 2013 | 0.93057 | 2.758 | Warrick:1 | 2.758 | 2.758 | 2.758 | 2.758 | 2.758 | 2.758 | 2.758 | 2.758 | 2.758 | 2.758 | 2.758 | 2.758 | 2.758 | 2.5665 | 2.5665 | 2.5665 | 2.5665 | 0.05133 | 0.05133 | 0.05133 | 0.05133 | 0.05133 | 0.05133 | 0.05133 | 0.05133 | 0.05133 | 0.05133 | 0.05133 | 0.05133 | 0.05133 | 0.05133 | 0.05133 | 0.05133 | 0.05133 | 0.05133 | 0.05133 | 0.05133 | 0.05133 | 0.05133 | 0.05133 | 0.05133 | 0.05133 | 0.05133 | 0.05133 | 0.05133 | 0.05133 | 0.05133 | 0.05133 | 0.05133 | 0.05133 | 0.05133 | 0.05133 | 0.05133 | 0.05133
0 | 0 | 0 |  | 0 | 2013 | 0.93057 | 0.282 | Warrick:2 | 0.282 | 0.282 | 0.282 | 0.282 | 0.282 | 0.282 | 0.282 | 0.282 | 0.282 | 0.282 | 0.282 | 0.282 | 0.282 | 0.26242 | 0.26242 | 0.26242 | 0.26242 | 0.26242 | 0.26242 | 0.26242 | 0.26242 | 0.26242 | 0.26242 | 0.26242 | 0.26242 | 0.26242 | 0.26242 | 0.26242 | 0.26242 | 0.26242 | 0.26242 | 0.26242 | 0.26242 | 0.26242 | 0.26242 | 0.26242 | 0.26242 | 0.26242 | 0.26242 | 0.26242 | 0.26242 | 0.26242 | 0.26242 | 0.26242 | 0.26242 | 0.26242 | 0.26242 | 0.26242 | 0.26242 | 0.26242 | 0.26242 | 0.26242 | 0.26242 | 0.26242
0 | 0 | 0 |  | 0 | 2013 | 0.93057 | 0.0805 | Warrick:3 | 0.0805 | 0.0805 | 0.0805 | 0.0805 | 0.0805 | 0.0805 | 0.0805 | 0.0805 | 0.0805 | 0.0805 | 0.0805 | 0.0805 | 0.0805 | 0.074911 | 0.074911 | 0.074911 | 0.074911 | 0.074911 | 0.074911 | 0.074911 | 0.074911 | 0.074911 | 0.074911 | 0.074911 | 0.074911 | 0.074911 | 0.074911 | 0.074911 | 0.074911 | 0.074911 | 0.074911 | 0.074911 | 0.074911 | 0.074911 | 0.074911 | 0.074911 | 0.074911 | 0.074911 | 0.074911 | 0.074911 | 0.074911 | 0.074911 | 0.074911 | 0.074911 | 0.074911 | 0.074911 | 0.074911 | 0.074911 | 0.074911 | 0.074911 | 0.074911 | 0.074911 | 0.074911 | 0.074911
0 | 0 | 0 |  | 0 | 2013 | 0.93057 | 0.1274 | Warrick:4 | 0.1274 | 0.1274 | 0.1274 | 0.1274 | 0.1274 | 0.1274 | 0.1274 | 0.1274 | 0.1274 | 0.1274 | 0.1274 | 0.1274 | 0.1274 | 0.11855 | 0.11855 | 0.11855 | 0.11855 | 0.11855 | 0.11855 | 0.11855 | 0.11855 | 0.11855 | 0.11855 | 0.11855 | 0.11855 | 0.11855 | 0.11855 | 0.11855 | 0.11855 | 0.11855 | 0.11855 | 0.11855 | 0.11855 | 0.11855 | 0.11855 | 0.11855 | 0.11855 | 0.11855 | 0.11855 | 0.11855 | 0.11855 | 0.11855 | 0.11855 | 0.11855 | 0.11855 | 0.11855 | 0.11855 | 0.11855 | 0.11855 | 0.11855 | 0.11855 | 0.11855 | 0.11855 | 0.11855
0 | 0 | 0 | 0 | 0 |  |  | 0.75 | Tom G Smith:GT1 | 0.75 | 0.75 | 0.75 | 0.75 | 0.75 | 0.75 | 0.75 | 0.75 | 0.75 | 0.75 | 0.75 | 0.75 | 0.75 | 0.75 | 0.75 | 0.75 | 0.75 | 0.75 | 0.75 | 0.75 | 0.75 | 0.75 | 0.75 | 0.75 | 0.75 | 0.75 | 0.75 | 0.75 | 0.75 | 0.75 | 0.75 | 0.75 | 0.75 | 0.75 | 0.75 | 0.75 | 0.75 | 0.75 | 0.75 | 0.75 | 0.75 | 0.75 | 0.75 | 0.75 | 0.75 | 0.75 | 0.75 | 0.75 | 0.75 | 0.75 | 0.75 | 0.75 | 0.75 | 0.75
0 | 0 | 0 |  | 0 |  |  | 0.001 | Tom G Smith:MU | 0.001 | 0.001 | 0.001 | 0.001 | 0.001 | 0.001 | 0.001 | 0.001 | 0.001 | 0.001 | 0.001 | 0.001 | 0.001 | 0.001 | 0.001 | 0.001 | 0.001 | 0.001 | 0.001 | 0.001 | 0.001 | 0.001 | 0.001 | 0.001 | 0.001 | 0.001 | 0.001 | 0.001 | 0.001 | 0.001 | 0.001 | 0.001 | 0.001 | 0.001 | 0.001 | 0.001 | 0.001 | 0.001 | 0.001 | 0.001 | 0.001 | 0.001 | 0.001 | 0.001 | 0.001 | 0.001 | 0.001 | 0.001 | 0.001 | 0.001 | 0.001 | 0.001 | 0.001 | 0.001
0 | 0 | 0 | 0 | 0 |  |  | 0.75 | Rock Lake:1 | 0.75 | 0.75 | 0.75 | 0.75 | 0.75 | 0.75 | 0.75 | 0.75 | 0.75 | 0.75 | 0.75 | 0.75 | 0.75 | 0.75 | 0.75 | 0.75 | 0.75 | 0.75 | 0.75 | 0.75 | 0.75 | 0.75 | 0.75 | 0.75 | 0.75 | 0.75 | 0.75 | 0.75 | 0.75 | 0.75 | 0.75 | 0.75 | 0.75 | 0.75 | 0.75 | 0.75 | 0.75 | 0.75 | 0.75 | 0.75 | 0.75 | 0.75 | 0.75 | 0.75 | 0.75 | 0.75 | 0.75 | 0.75 | 0.75 | 0.75 | 0.75 | 0.75 | 0.75 | 0.75
0 | 0 | 0 | 2017 | 0 |  |  | 0.3872 | McIntosh (LALW):3 | 0.3872 | 0.3872 | 0.3872 | 0.3872 | 0.3872 | 0.3872 | 0.3872 | 0.3872 | 0.3872 | 0.3872 | 0.3872 | 0.3872 | 0.3872 | 0.3872 | 0.3872 | 0.3872 | 0.3872 | 0.007744 | 0.007744 | 0.007744 | 0.007744 | 0.007744 | 0.007744 | 0.007744 | 0.007744 | 0.007744 | 0.007744 | 0.007744 | 0.007744 | 0.007744 | 0.007744 | 0.007744 | 0.007744 | 0.007744 | 0.007744 | 0.007744 | 0.007744 | 0.007744 | 0.007744 | 0.007744 | 0.007744 | 0.007744 | 0.007744 | 0.007744 | 0.007744 | 0.007744 | 0.007744 | 0.007744 | 0.007744 | 0.007744 | 0.007744 | 0.007744 | 0.007744 | 0.007744
0 | 0 | 0 | 0 | 0 |  |  | 0.75 | McIntosh (LALW):IC | 0.75 | 0.75 | 0.75 | 0.75 | 0.75 | 0.75 | 0.75 | 0.75 | 0.75 | 0.75 | 0.75 | 0.75 | 0.75 | 0.75 | 0.75 | 0.75 | 0.75 | 0.75 | 0.75 | 0.75 | 0.75 | 0.75 | 0.75 | 0.75 | 0.75 | 0.75 | 0.75 | 0.75 | 0.75 | 0.75 | 0.75 | 0.75 | 0.75 | 0.75 | 0.75 | 0.75 | 0.75 | 0.75 | 0.75 | 0.75 | 0.75 | 0.75 | 0.75 | 0.75 | 0.75 | 0.75 | 0.75 | 0.75 | 0.75 | 0.75 | 0.75 | 0.75 | 0.75 | 0.75
2015 | 2015 | 2015 | 0 | 2017 |  |  | 0.6086 | Sikeston:1 | 0.6086 | 0.6086 | 0.6086 | 0.6086 | 0.6086 | 0.6086 | 0.6086 | 0.6086 | 0.6086 | 0.6086 | 0.6086 | 0.6086 | 0.6086 | 0.6086 | 0.6086 | 0.42602 | 0.42602 | 0.042602 | 0.042602 | 0.042602 | 0.042602 | 0.042602 | 0.042602 | 0.042602 | 0.042602 | 0.042602 | 0.042602 | 0.042602 | 0.042602 | 0.042602 | 0.042602 | 0.042602 | 0.042602 | 0.042602 | 0.042602 | 0.042602 | 0.042602 | 0.042602 | 0.042602 | 0.042602 | 0.042602 | 0.042602 | 0.042602 | 0.042602 | 0.042602 | 0.042602 | 0.042602 | 0.042602 | 0.042602 | 0.042602 | 0.042602 | 0.042602 | 0.042602 | 0.042602
0 | 2017 | 0 | 0 | 2017 |  |  | 0.5699 | Hugo (WEFA):1 | 0.5699 | 0.5699 | 0.5699 | 0.5699 | 0.5699 | 0.5699 | 0.5699 | 0.5699 | 0.5699 | 0.5699 | 0.5699 | 0.5699 | 0.5699 | 0.5699 | 0.5699 | 0.5699 | 0.5699 | 0.05699 | 0.05699 | 0.05699 | 0.05699 | 0.05699 | 0.05699 | 0.05699 | 0.05699 | 0.05699 | 0.05699 | 0.05699 | 0.05699 | 0.05699 | 0.05699 | 0.05699 | 0.05699 | 0.05699 | 0.05699 | 0.05699 | 0.05699 | 0.05699 | 0.05699 | 0.05699 | 0.05699 | 0.05699 | 0.05699 | 0.05699 | 0.05699 | 0.05699 | 0.05699 | 0.05699 | 0.05699 | 0.05699 | 0.05699 | 0.05699 | 0.05699 | 0.05699
0 | 0 | 0 | 0 | 0 |  |  | 0.75 | West Station:1 | 0.75 | 0.75 | 0.75 | 0.75 | 0.75 | 0.75 | 0.75 | 0.75 | 0.75 | 0.75 | 0.75 | 0.75 | 0.75 | 0.75 | 0.75 | 0.75 | 0.75 | 0.75 | 0.75 | 0.75 | 0.75 | 0.75 | 0.75 | 0.75 | 0.75 | 0.75 | 0.75 | 0.75 | 0.75 | 0.75 | 0.75 | 0.75 | 0.75 | 0.75 | 0.75 | 0.75 | 0.75 | 0.75 | 0.75 | 0.75 | 0.75 | 0.75 | 0.75 | 0.75 | 0.75 | 0.75 | 0.75 | 0.75 | 0.75 | 0.75 | 0.75 | 0.75 | 0.75 | 0.75
[7 empty] | 0.75 | Smith Street:ALL | 0.75 | 0.75 | 0.75 | 0.75 | 0.75 | 0.75 | 0.75 | 0.75 | 0.75 | 0.75 | 0.75 | 0.75 | 0.75 | 0.75 | 0.75 | 0.75 | 0.75 | 0.75 | 0.75 | 0.75 | 0.75 | 0.75 | 0.75 | 0.75 | 0.75 | 0.75 | 0.75 | 0.75 | 0.75 | 0.75 | 0.75 | 0.75 | 0.75 | 0.75 | 0.75 | 0.75 | 0.75 | 0.75 | 0.75 | 0.75 | 0.75 | 0.75 | 0.75 | 0.75 | 0.75 | 0.75 | 0.75 | 0.75 | 0.75 | 0.75 | 0.75 | 0.75 | 0.75 | 0.75
0 | 0 | 0 | 2017 | 0 | 2013 | 0.93003 | 0.44 | Wilson (WKEC):ST1 | 0.44 | 0.44 | 0.44 | 0.44 | 0.44 | 0.44 | 0.44 | 0.44 | 0.44 | 0.44 | 0.44 | 0.44 | 0.44 | 0.40922 | 0.40922 | 0.40922 | 0.40922 | 0.0081843 | 0.0081843 | 0.0081843 | 0.0081843 | 0.0081843 | 0.0081843 | 0.0081843 | 0.0081843 | 0.0081843 | 0.0081843 | 0.0081843 | 0.0081843 | 0.0081843 | 0.0081843 | 0.0081843 | 0.0081843 | 0.0081843 | 0.0081843 | 0.0081843 | 0.0081843 | 0.0081843 | 0.0081843 | 0.0081843 | 0.0081843 | 0.0081843 | 0.0081843 | 0.0081843 | 0.0081843 | 0.0081843 | 0.0081843 | 0.0081843 | 0.0081843 | 0.0081843 | 0.0081843 | 0.0081843 | 0.0081843 | 0.0081843
0 | 0 | 0 | 0 | 0 |  |  | 0.75 | St. Bonifacius:1 | 0.75 | 0.75 | 0.75 | 0.75 | 0.75 | 0.75 | 0.75 | 0.75 | 0.75 | 0.75 | 0.75 | 0.75 | 0.75 | 0.75 | 0.75 | 0.75 | 0.75 | 0.75 | 0.75 | 0.75 | 0.75 | 0.75 | 0.75 | 0.75 | 0.75 | 0.75 | 0.75 | 0.75 | 0.75 | 0.75 | 0.75 | 0.75 | 0.75 | 0.75 | 0.75 | 0.75 | 0.75 | 0.75 | 0.75 | 0.75 | 0.75 | 0.75 | 0.75 | 0.75 | 0.75 | 0.75 | 0.75 | 0.75 | 0.75 | 0.75 | 0.75 | 0.75 | 0.75 | 0.75
[7 empty] | 0.75 | Wauchula:ALL | 0.75 | 0.75 | 0.75 | 0.75 | 0.75 | 0.75 | 0.75 | 0.75 | 0.75 | 0.75 | 0.75 | 0.75 | 0.75 | 0.75 | 0.75 | 0.75 | 0.75 | 0.75 | 0.75 | 0.75 | 0.75 | 0.75 | 0.75 | 0.75 | 0.75 | 0.75 | 0.75 | 0.75 | 0.75 | 0.75 | 0.75 | 0.75 | 0.75 | 0.75 | 0.75 | 0.75 | 0.75 | 0.75 | 0.75 | 0.75 | 0.75 | 0.75 | 0.75 | 0.75 | 0.75 | 0.75 | 0.75 | 0.75 | 0.75 | 0.75 | 0.75 | 0.75 | 0.75 | 0.75
[7 empty] | 0.5 | Marathon:ALL | 0.5 | 0.5 | 0.5 | 0.5 | 0.5 | 0.5 | 0.5 | 0.5 | 0.5 | 0.5 | 0.5 | 0.5 | 0.5 | 0.5 | 0.5 | 0.5 | 0.5 | 0.5 | 0.5 | 0.5 | 0.5 | 0.5 | 0.5 | 0.5 | 0.5 | 0.5 | 0.5 | 0.5 | 0.5 | 0.5 | 0.5 | 0.5 | 0.5 | 0.5 | 0.5 | 0.5 | 0.5 | 0.5 | 0.5 | 0.5 | 0.5 | 0.5 | 0.5 | 0.5 | 0.5 | 0.5 | 0.5 | 0.5 | 0.5 | 0.5 | 0.5 | 0.5 | 0.5 | 0.5
0 | 0 | 0 | 0 | 0 |  |  | 0.75 | Trenton Peaking:ALL | 0.75 | 0.75 | 0.75 | 0.75 | 0.75 | 0.75 | 0.75 | 0.75 | 0.75 | 0.75 | 0.75 | 0.75 | 0.75 | 0.75 | 0.75 | 0.75 | 0.75 | 0.75 | 0.75 | 0.75 | 0.75 | 0.75 | 0.75 | 0.75 | 0.75 | 0.75 | 0.75 | 0.75 | 0.75 | 0.75 | 0.75 | 0.75 | 0.75 | 0.75 | 0.75 | 0.75 | 0.75 | 0.75 | 0.75 | 0.75 | 0.75 | 0.75 | 0.75 | 0.75 | 0.75 | 0.75 | 0.75 | 0.75 | 0.75 | 0.75 | 0.75 | 0.75 | 0.75 | 0.75
[7 empty] | 2.117 | Arkwright:ST1 | 2.117 | 2.117 | 2.117 | 2.117 | 2.117 | 2.117 | 2.117 | 2.117 | 2.117 | 2.117 | 2.117 | 2.117 | 2.117 | 2.117 | 2.117 | 2.117 | 2.117 | 2.117 | 2.117 | 2.117 | 2.117 | 2.117 | 2.117 | 2.117 | 2.117 | 2.117 | 2.117 | 2.117 | 2.117 | 2.117 | 2.117 | 2.117 | 2.117 | 2.117 | 2.117 | 2.117 | 2.117 | 2.117 | 2.117 | 2.117 | 2.117 | 2.117 | 2.117 | 2.117 | 2.117 | 2.117 | 2.117 | 2.117 | 2.117 | 2.117 | 2.117 | 2.117 | 2.117 | 2.117
[7 empty] | 2.117 | Arkwright:ST2 | 2.117 | 2.117 | 2.117 | 2.117 | 2.117 | 2.117 | 2.117 | 2.117 | 2.117 | 2.117 | 2.117 | 2.117 | 2.117 | 2.117 | 2.117 | 2.117 | 2.117 | 2.117 | 2.117 | 2.117 | 2.117 | 2.117 | 2.117 | 2.117 | 2.117 | 2.117 | 2.117 | 2.117 | 2.117 | 2.117 | 2.117 | 2.117 | 2.117 | 2.117 | 2.117 | 2.117 | 2.117 | 2.117 | 2.117 | 2.117 | 2.117 | 2.117 | 2.117 | 2.117 | 2.117 | 2.117 | 2.117 | 2.117 | 2.117 | 2.117 | 2.117 | 2.117 | 2.117 | 2.117
[7 empty] | 2.117 | Arkwright:3 | 2.117 | 2.117 | 2.117 | 2.117 | 2.117 | 2.117 | 2.117 | 2.117 | 2.117 | 2.117 | 2.117 | 2.117 | 2.117 | 2.117 | 2.117 | 2.117 | 2.117 | 2.117 | 2.117 | 2.117 | 2.117 | 2.117 | 2.117 | 2.117 | 2.117 | 2.117 | 2.117 | 2.117 | 2.117 | 2.117 | 2.117 | 2.117 | 2.117 | 2.117 | 2.117 | 2.117 | 2.117 | 2.117 | 2.117 | 2.117 | 2.117 | 2.117 | 2.117 | 2.117 | 2.117 | 2.117 | 2.117 | 2.117 | 2.117 | 2.117 | 2.117 | 2.117 | 2.117 | 2.117
[7 empty] | 2.117 | Arkwright:4 | 2.117 | 2.117 | 2.117 | 2.117 | 2.117 | 2.117 | 2.117 | 2.117 | 2.117 | 2.117 | 2.117 | 2.117 | 2.117 | 2.117 | 2.117 | 2.117 | 2.117 | 2.117 | 2.117 | 2.117 | 2.117 | 2.117 | 2.117 | 2.117 | 2.117 | 2.117 | 2.117 | 2.117 | 2.117 | 2.117 | 2.117 | 2.117 | 2.117 | 2.117 | 2.117 | 2.117 | 2.117 | 2.117 | 2.117 | 2.117 | 2.117 | 2.117 | 2.117 | 2.117 | 2.117 | 2.117 | 2.117 | 2.117 | 2.117 | 2.117 | 2.117 | 2.117 | 2.117 | 2.117
2017 | 2017 | 2017 | 0 | 2019 |  |  | 2.1491 | Gadsden:1 | 2.1491 | 2.1491 | 2.1491 | 2.1491 | 2.1491 | 2.1491 | 2.1491 | 2.1491 | 2.1491 | 2.1491 | 2.1491 | 2.1491 | 2.1491 | 2.1491 | 2.1491 | 2.1491 | 2.1491 | 1.5044 | 1.5044 | 0.15044 | 0.15044 | 0.15044 | 0.15044 | 0.15044 | 0.15044 | 0.15044 | 0.15044 | 0.15044 | 0.15044 | 0.15044 | 0.15044 | 0.15044 | 0.15044 | 0.15044 | 0.15044 | 0.15044 | 0.15044 | 0.15044 | 0.15044 | 0.15044 | 0.15044 | 0.15044 | 0.15044 | 0.15044 | 0.15044 | 0.15044 | 0.15044 | 0.15044 | 0.15044 | 0.15044 | 0.15044 | 0.15044 | 0.15044 | 0.15044
2017 | 2017 | 2017 | 0 | 2019 |  |  | 2.0307 | Gadsden:2 | 2.0307 | 2.0307 | 2.0307 | 2.0307 | 2.0307 | 2.0307 | 2.0307 | 2.0307 | 2.0307 | 2.0307 | 2.0307 | 2.0307 | 2.0307 | 2.0307 | 2.0307 | 2.0307 | 2.0307 | 1.4215 | 1.4215 | 0.14215 | 0.14215 | 0.14215 | 0.14215 | 0.14215 | 0.14215 | 0.14215 | 0.14215 | 0.14215 | 0.14215 | 0.14215 | 0.14215 | 0.14215 | 0.14215 | 0.14215 | 0.14215 | 0.14215 | 0.14215 | 0.14215 | 0.14215 | 0.14215 | 0.14215 | 0.14215 | 0.14215 | 0.14215 | 0.14215 | 0.14215 | 0.14215 | 0.14215 | 0.14215 | 0.14215 | 0.14215 | 0.14215 | 0.14215 | 0.14215
0 | 0 | 0 | 0 | 0 |  |  | 0.5 | Chanute 3:12 | 0.5 | 0.5 | 0.5 | 0.5 | 0.5 | 0.5 | 0.5 | 0.5 | 0.5 | 0.5 | 0.5 | 0.5 | 0.5 | 0.5 | 0.5 | 0.5 | 0.5 | 0.5 | 0.5 | 0.5 | 0.5 | 0.5 | 0.5 | 0.5 | 0.5 | 0.5 | 0.5 | 0.5 | 0.5 | 0.5 | 0.5 | 0.5 | 0.5 | 0.5 | 0.5 | 0.5 | 0.5 | 0.5 | 0.5 | 0.5 | 0.5 | 0.5 | 0.5 | 0.5 | 0.5 | 0.5 | 0.5 | 0.5 | 0.5 | 0.5 | 0.5 | 0.5 | 0.5 | 0.5
0 | 0 | 0 |  | 0 |  |  | 0.08211 | Bowen:1 | 1.6422 | 1.6422 | 1.6422 | 1.6422 | 1.6422 | 1.6422 | 1.6422 | 1.6422 | 1.6422 | 1.6422 | 0.08211 | 0.08211 | 0.08211 | 0.08211 | 0.08211 | 0.08211 | 0.08211 | 0.08211 | 0.08211 | 0.08211 | 0.08211 | 0.08211 | 0.08211 | 0.08211 | 0.08211 | 0.08211 | 0.08211 | 0.08211 | 0.08211 | 0.08211 | 0.08211 | 0.08211 | 0.08211 | 0.08211 | 0.08211 | 0.08211 | 0.08211 | 0.08211 | 0.08211 | 0.08211 | 0.08211 | 0.08211 | 0.08211 | 0.08211 | 0.08211 | 0.08211 | 0.08211 | 0.08211 | 0.08211 | 0.08211 | 0.08211 | 0.08211 | 0.08211 | 0.08211
0 | 0 | 0 | 2015 | 0 |  |  | 0.352 | Bowen:2 | 0.352 | 0.352 | 0.352 | 0.352 | 0.352 | 0.352 | 0.352 | 0.352 | 0.352 | 0.352 | 0.352 | 0.352 | 0.352 | 0.352 | 0.352 | 0.00704 | 0.00704 | 0.00704 | 0.00704 | 0.00704 | 0.00704 | 0.00704 | 0.00704 | 0.00704 | 0.00704 | 0.00704 | 0.00704 | 0.00704 | 0.00704 | 0.00704 | 0.00704 | 0.00704 | 0.00704 | 0.00704 | 0.00704 | 0.00704 | 0.00704 | 0.00704 | 0.00704 | 0.00704 | 0.00704 | 0.00704 | 0.00704 | 0.00704 | 0.00704 | 0.00704 | 0.00704 | 0.00704 | 0.00704 | 0.00704 | 0.00704 | 0.00704 | 0.00704 | 0.00704
0 | 0 | 0 |  | 0 |  |  | 0.1047 | Bowen:3 | 0.1047 | 0.1047 | 0.1047 | 0.1047 | 0.1047 | 0.1047 | 0.1047 | 0.1047 | 0.1047 | 0.1047 | 0.1047 | 0.1047 | 0.1047 | 0.1047 | 0.1047 | 0.1047 | 0.1047 | 0.1047 | 0.1047 | 0.1047 | 0.1047 | 0.1047 | 0.1047 | 0.1047 | 0.1047 | 0.1047 | 0.1047 | 0.1047 | 0.1047 | 0.1047 | 0.1047 | 0.1047 | 0.1047 | 0.1047 | 0.1047 | 0.1047 | 0.1047 | 0.1047 | 0.1047 | 0.1047 | 0.1047 | 0.1047 | 0.1047 | 0.1047 | 0.1047 | 0.1047 | 0.1047 | 0.1047 | 0.1047 | 0.1047 | 0.1047 | 0.1047 | 0.1047 | 0.1047
0 | 0 | 0 |  | 0 |  |  | 0.0788 | Bowen:4 | 0.0788 | 0.0788 | 0.0788 | 0.0788 | 0.0788 | 0.0788 | 0.0788 | 0.0788 | 0.0788 | 0.0788 | 0.0788 | 0.0788 | 0.0788 | 0.0788 | 0.0788 | 0.0788 | 0.0788 | 0.0788 | 0.0788 | 0.0788 | 0.0788 | 0.0788 | 0.0788 | 0.0788 | 0.0788 | 0.0788 | 0.0788 | 0.0788 | 0.0788 | 0.0788 | 0.0788 | 0.0788 | 0.0788 | 0.0788 | 0.0788 | 0.0788 | 0.0788 | 0.0788 | 0.0788 | 0.0788 | 0.0788 | 0.0788 | 0.0788 | 0.0788 | 0.0788 | 0.0788 | 0.0788 | 0.0788 | 0.0788 | 0.0788 | 0.0788 | 0.0788 | 0.0788 | 0.0788
0 | 0 | 0 | 0 | 0 |  |  | 0.75 | Bowen:6 | 0.75 | 0.75 | 0.75 | 0.75 | 0.75 | 0.75 | 0.75 | 0.75 | 0.75 | 0.75 | 0.75 | 0.75 | 0.75 | 0.75 | 0.75 | 0.75 | 0.75 | 0.75 | 0.75 | 0.75 | 0.75 | 0.75 | 0.75 | 0.75 | 0.75 | 0.75 | 0.75 | 0.75 | 0.75 | 0.75 | 0.75 | 0.75 | 0.75 | 0.75 | 0.75 | 0.75 | 0.75 | 0.75 | 0.75 | 0.75 | 0.75 | 0.75 | 0.75 | 0.75 | 0.75 | 0.75 | 0.75 | 0.75 | 0.75 | 0.75 | 0.75 | 0.75 | 0.75 | 0.75
0 | 0 | 0 |  | 0 |  |  | 0.0816 | Hammond (GPCO):1 | 0.0816 | 0.0816 | 0.0816 | 0.0816 | 0.0816 | 0.0816 | 0.0816 | 0.0816 | 0.0816 | 0.0816 | 0.0816 | 0.0816 | 0.0816 | 0.0816 | 0.0816 | 0.0816 | 0.0816 | 0.0816 | 0.0816 | 0.0816 | 0.0816 | 0.0816 | 0.0816 | 0.0816 | 0.0816 | 0.0816 | 0.0816 | 0.0816 | 0.0816 | 0.0816 | 0.0816 | 0.0816 | 0.0816 | 0.0816 | 0.0816 | 0.0816 | 0.0816 | 0.0816 | 0.0816 | 0.0816 | 0.0816 | 0.0816 | 0.0816 | 0.0816 | 0.0816 | 0.0816 | 0.0816 | 0.0816 | 0.0816 | 0.0816 | 0.0816 | 0.0816 | 0.0816 | 0.0816
0 | 0 | 0 |  | 0 |  |  | 0.0423 | Hammond (GPCO):2 | 0.0423 | 0.0423 | 0.0423 | 0.0423 | 0.0423 | 0.0423 | 0.0423 | 0.0423 | 0.0423 | 0.0423 | 0.0423 | 0.0423 | 0.0423 | 0.0423 | 0.0423 | 0.0423 | 0.0423 | 0.0423 | 0.0423 | 0.0423 | 0.0423 | 0.0423 | 0.0423 | 0.0423 | 0.0423 | 0.0423 | 0.0423 | 0.0423 | 0.0423 | 0.0423 | 0.0423 | 0.0423 | 0.0423 | 0.0423 | 0.0423 | 0.0423 | 0.0423 | 0.0423 | 0.0423 | 0.0423 | 0.0423 | 0.0423 | 0.0423 | 0.0423 | 0.0423 | 0.0423 | 0.0423 | 0.0423 | 0.0423 | 0.0423 | 0.0423 | 0.0423 | 0.0423 | 0.0423
0 | 0 | 0 |  | 0 |  |  | 0.0425 | Hammond (GPCO):3 | 0.0425 | 0.0425 | 0.0425 | 0.0425 | 0.0425 | 0.0425 | 0.0425 | 0.0425 | 0.0425 | 0.0425 | 0.0425 | 0.0425 | 0.0425 | 0.0425 | 0.0425 | 0.0425 | 0.0425 | 0.0425 | 0.0425 | 0.0425 | 0.0425 | 0.0425 | 0.0425 | 0.0425 | 0.0425 | 0.0425 | 0.0425 | 0.0425 | 0.0425 | 0.0425 | 0.0425 | 0.0425 | 0.0425 | 0.0425 | 0.0425 | 0.0425 | 0.0425 | 0.0425 | 0.0425 | 0.0425 | 0.0425 | 0.0425 | 0.0425 | 0.0425 | 0.0425 | 0.0425 | 0.0425 | 0.0425 | 0.0425 | 0.0425 | 0.0425 | 0.0425 | 0.0425 | 0.0425
0 | 0 | 0 |  | 0 |  |  | 0.0453 | Hammond (GPCO):4 | 0.0453 | 0.0453 | 0.0453 | 0.0453 | 0.0453 | 0.0453 | 0.0453 | 0.0453 | 0.0453 | 0.0453 | 0.0453 | 0.0453 | 0.0453 | 0.0453 | 0.0453 | 0.0453 | 0.0453 | 0.0453 | 0.0453 | 0.0453 | 0.0453 | 0.0453 | 0.0453 | 0.0453 | 0.0453 | 0.0453 | 0.0453 | 0.0453 | 0.0453 | 0.0453 | 0.0453 | 0.0453 | 0.0453 | 0.0453 | 0.0453 | 0.0453 | 0.0453 | 0.0453 | 0.0453 | 0.0453 | 0.0453 | 0.0453 | 0.0453 | 0.0453 | 0.0453 | 0.0453 | 0.0453 | 0.0453 | 0.0453 | 0.0453 | 0.0453 | 0.0453 | 0.0453 | 0.0453
0 | 0 | 0 | 2017 | 0 |  |  | 1.9066 | Harlee Branch:1 | 1.9066 | 1.9066 | 1.9066 | 1.9066 | 1.9066 | 1.9066 | 1.9066 | 1.9066 | 1.9066 | 1.9066 | 1.9066 | 1.9066 | 1.9066 | 1.9066 | 1.9066 | 1.9066 | 1.9066 | 0.038132 | 0.038132 | 0.038132 | 0.038132 | 0.038132 | 0.038132 | 0.038132 | 0.038132 | 0.038132 | 0.038132 | 0.038132 | 0.038132 | 0.038132 | 0.038132 | 0.038132 | 0.038132 | 0.038132 | 0.038132 | 0.038132 | 0.038132 | 0.038132 | 0.038132 | 0.038132 | 0.038132 | 0.038132 | 0.038132 | 0.038132 | 0.038132 | 0.038132 | 0.038132 | 0.038132 | 0.038132 | 0.038132 | 0.038132 | 0.038132 | 0.038132 | 0.038132
0 | 0 | 0 | 2017 | 0 |  |  | 1.8728 | Harlee Branch:2 | 1.8728 | 1.8728 | 1.8728 | 1.8728 | 1.8728 | 1.8728 | 1.8728 | 1.8728 | 1.8728 | 1.8728 | 1.8728 | 1.8728 | 1.8728 | 1.8728 | 1.8728 | 1.8728 | 1.8728 | 0.037456 | 0.037456 | 0.037456 | 0.037456 | 0.037456 | 0.037456 | 0.037456 | 0.037456 | 0.037456 | 0.037456 | 0.037456 | 0.037456 | 0.037456 | 0.037456 | 0.037456 | 0.037456 | 0.037456 | 0.037456 | 0.037456 | 0.037456 | 0.037456 | 0.037456 | 0.037456 | 0.037456 | 0.037456 | 0.037456 | 0.037456 | 0.037456 | 0.037456 | 0.037456 | 0.037456 | 0.037456 | 0.037456 | 0.037456 | 0.037456 | 0.037456 | 0.037456
0 | 0 | 0 | 2016 | 0 |  |  | 1.8749 | Harlee Branch:3 | 1.8749 | 1.8749 | 1.8749 | 1.8749 | 1.8749 | 1.8749 | 1.8749 | 1.8749 | 1.8749 | 1.8749 | 1.8749 | 1.8749 | 1.8749 | 1.8749 | 1.8749 | 1.8749 | 0.037498 | 0.037498 | 0.037498 | 0.037498 | 0.037498 | 0.037498 | 0.037498 | 0.037498 | 0.037498 | 0.037498 | 0.037498 | 0.037498 | 0.037498 | 0.037498 | 0.037498 | 0.037498 | 0.037498 | 0.037498 | 0.037498 | 0.037498 | 0.037498 | 0.037498 | 0.037498 | 0.037498 | 0.037498 | 0.037498 | 0.037498 | 0.037498 | 0.037498 | 0.037498 | 0.037498 | 0.037498 | 0.037498 | 0.037498 | 0.037498 | 0.037498 | 0.037498 | 0.037498
0 | 0 | 0 | 2017 | 0 |  |  | 1.9045 | Harlee Branch:4 | 1.9045 | 1.9045 | 1.9045 | 1.9045 | 1.9045 | 1.9045 | 1.9045 | 1.9045 | 1.9045 | 1.9045 | 1.9045 | 1.9045 | 1.9045 | 1.9045 | 1.9045 | 1.9045 | 1.9045 | 0.03809 | 0.03809 | 0.03809 | 0.03809 | 0.03809 | 0.03809 | 0.03809 | 0.03809 | 0.03809 | 0.03809 | 0.03809 | 0.03809 | 0.03809 | 0.03809 | 0.03809 | 0.03809 | 0.03809 | 0.03809 | 0.03809 | 0.03809 | 0.03809 | 0.03809 | 0.03809 | 0.03809 | 0.03809 | 0.03809 | 0.03809 | 0.03809 | 0.03809 | 0.03809 | 0.03809 | 0.03809 | 0.03809 | 0.03809 | 0.03809 | 0.03809 | 0.03809
0 | 0 | 0 | 2017 | 0 |  |  | 1.508 | McDonough:1 | 1.508 | 1.508 | 1.508 | 1.508 | 1.508 | 1.508 | 1.508 | 1.508 | 1.508 | 1.508 | 1.508 | 1.508 | 1.508 | 1.508 | 1.508 | 1.508 | 1.508 | 0.03016 | 0.03016 | 0.03016 | 0.03016 | 0.03016 | 0.03016 | 0.03016 | 0.03016 | 0.03016 | 0.03016 | 0.03016 | 0.03016 | 0.03016 | 0.03016 | 0.03016 | 0.03016 | 0.03016 | 0.03016 | 0.03016 | 0.03016 | 0.03016 | 0.03016 | 0.03016 | 0.03016 | 0.03016 | 0.03016 | 0.03016 | 0.03016 | 0.03016 | 0.03016 | 0.03016 | 0.03016 | 0.03016 | 0.03016 | 0.03016 | 0.03016 | 0.03016
0 | 0 | 0 | 2017 | 0 |  |  | 1.4887 | McDonough:2 | 1.4887 | 1.4887 | 1.4887 | 1.4887 | 1.4887 | 1.4887 | 1.4887 | 1.4887 | 1.4887 | 1.4887 | 1.4887 | 1.4887 | 1.4887 | 1.4887 | 1.4887 | 1.4887 | 1.4887 | 0.029774 | 0.029774 | 0.029774 | 0.029774 | 0.029774 | 0.029774 | 0.029774 | 0.029774 | 0.029774 | 0.029774 | 0.029774 | 0.029774 | 0.029774 | 0.029774 | 0.029774 | 0.029774 | 0.029774 | 0.029774 | 0.029774 | 0.029774 | 0.029774 | 0.029774 | 0.029774 | 0.029774 | 0.029774 | 0.029774 | 0.029774 | 0.029774 | 0.029774 | 0.029774 | 0.029774 | 0.029774 | 0.029774 | 0.029774 | 0.029774 | 0.029774 | 0.029774
0 | 0 | 0 | 0 | 0 |  |  | 0.75 | Gladstone - UPP:1 | 0.75 | 0.75 | 0.75 | 0.75 | 0.75 | 0.75 | 0.75 | 0.75 | 0.75 | 0.75 | 0.75 | 0.75 | 0.75 | 0.75 | 0.75 | 0.75 | 0.75 | 0.75 | 0.75 | 0.75 | 0.75 | 0.75 | 0.75 | 0.75 | 0.75 | 0.75 | 0.75 | 0.75 | 0.75 | 0.75 | 0.75 | 0.75 | 0.75 | 0.75 | 0.75 | 0.75 | 0.75 | 0.75 | 0.75 | 0.75 | 0.75 | 0.75 | 0.75 | 0.75 | 0.75 | 0.75 | 0.75 | 0.75 | 0.75 | 0.75 | 0.75 | 0.75 | 0.75 | 0.75
[7 empty] | 0.5 | Stock Island D 1-2:ALL | 0.5 | 0.5 | 0.5 | 0.5 | 0.5 | 0.5 | 0.5 | 0.5 | 0.5 | 0.5 | 0.5 | 0.5 | 0.5 | 0.5 | 0.5 | 0.5 | 0.5 | 0.5 | 0.5 | 0.5 | 0.5 | 0.5 | 0.5 | 0.5 | 0.5 | 0.5 | 0.5 | 0.5 | 0.5 | 0.5 | 0.5 | 0.5 | 0.5 | 0.5 | 0.5 | 0.5 | 0.5 | 0.5 | 0.5 | 0.5 | 0.5 | 0.5 | 0.5 | 0.5 | 0.5 | 0.5 | 0.5 | 0.5 | 0.5 | 0.5 | 0.5 | 0.5 | 0.5 | 0.5
[7 empty] | 0.5 | Pleasant Hill (MIDAM):1 | 0.5 | 0.5 | 0.5 | 0.5 | 0.5 | 0.5 | 0.5 | 0.5 | 0.5 | 0.5 | 0.5 | 0.5 | 0.5 | 0.5 | 0.5 | 0.5 | 0.5 | 0.5 | 0.5 | 0.5 | 0.5 | 0.5 | 0.5 | 0.5 | 0.5 | 0.5 | 0.5 | 0.5 | 0.5 | 0.5 | 0.5 | 0.5 | 0.5 | 0.5 | 0.5 | 0.5 | 0.5 | 0.5 | 0.5 | 0.5 | 0.5 | 0.5 | 0.5 | 0.5 | 0.5 | 0.5 | 0.5 | 0.5 | 0.5 | 0.5 | 0.5 | 0.5 | 0.5 | 0.5
[7 empty] | 0.5 | Pleasant Hill (MIDAM):2 | 0.5 | 0.5 | 0.5 | 0.5 | 0.5 | 0.5 | 0.5 | 0.5 | 0.5 | 0.5 | 0.5 | 0.5 | 0.5 | 0.5 | 0.5 | 0.5 | 0.5 | 0.5 | 0.5 | 0.5 | 0.5 | 0.5 | 0.5 | 0.5 | 0.5 | 0.5 | 0.5 | 0.5 | 0.5 | 0.5 | 0.5 | 0.5 | 0.5 | 0.5 | 0.5 | 0.5 | 0.5 | 0.5 | 0.5 | 0.5 | 0.5 | 0.5 | 0.5 | 0.5 | 0.5 | 0.5 | 0.5 | 0.5 | 0.5 | 0.5 | 0.5 | 0.5 | 0.5 | 0.5
[7 empty] | 0.5 | Brookhaven (WADING RIVER):1 | 0.5 | 0.5 | 0.5 | 0.5 | 0.5 | 0.5 | 0.5 | 0.5 | 0.5 | 0.5 | 0.5 | 0.5 | 0.5 | 0.5 | 0.5 | 0.5 | 0.5 | 0.5 | 0.5 | 0.5 | 0.5 | 0.5 | 0.5 | 0.5 | 0.5 | 0.5 | 0.5 | 0.5 | 0.5 | 0.5 | 0.5 | 0.5 | 0.5 | 0.5 | 0.5 | 0.5 | 0.5 | 0.5 | 0.5 | 0.5 | 0.5 | 0.5 | 0.5 | 0.5 | 0.5 | 0.5 | 0.5 | 0.5 | 0.5 | 0.5 | 0.5 | 0.5 | 0.5 | 0.5
[7 empty] | 0.5 | Brookhaven (WADING RIVER):2 | 0.5 | 0.5 | 0.5 | 0.5 | 0.5 | 0.5 | 0.5 | 0.5 | 0.5 | 0.5 | 0.5 | 0.5 | 0.5 | 0.5 | 0.5 | 0.5 | 0.5 | 0.5 | 0.5 | 0.5 | 0.5 | 0.5 | 0.5 | 0.5 | 0.5 | 0.5 | 0.5 | 0.5 | 0.5 | 0.5 | 0.5 | 0.5 | 0.5 | 0.5 | 0.5 | 0.5 | 0.5 | 0.5 | 0.5 | 0.5 | 0.5 | 0.5 | 0.5 | 0.5 | 0.5 | 0.5 | 0.5 | 0.5 | 0.5 | 0.5 | 0.5 | 0.5 | 0.5 | 0.5
[7 empty] | 0.5 | Brookhaven (WADING RIVER):3 | 0.5 | 0.5 | 0.5 | 0.5 | 0.5 | 0.5 | 0.5 | 0.5 | 0.5 | 0.5 | 0.5 | 0.5 | 0.5 | 0.5 | 0.5 | 0.5 | 0.5 | 0.5 | 0.5 | 0.5 | 0.5 | 0.5 | 0.5 | 0.5 | 0.5 | 0.5 | 0.5 | 0.5 | 0.5 | 0.5 | 0.5 | 0.5 | 0.5 | 0.5 | 0.5 | 0.5 | 0.5 | 0.5 | 0.5 | 0.5 | 0.5 | 0.5 | 0.5 | 0.5 | 0.5 | 0.5 | 0.5 | 0.5 | 0.5 | 0.5 | 0.5 | 0.5 | 0.5 | 0.5
0 | 0 | 0 | 0 | 0 |  |  | 2.654 | McManus:1 | 2.654 | 2.654 | 2.654 | 2.654 | 2.654 | 2.654 | 2.654 | 2.654 | 2.654 | 2.654 | 2.654 | 2.654 | 2.654 | 2.654 | 2.654 | 2.654 | 2.654 | 2.654 | 2.654 | 2.654 | 2.654 | 2.654 | 2.654 | 2.654 | 2.654 | 2.654 | 2.654 | 2.654 | 2.654 | 2.654 | 2.654 | 2.654 | 2.654 | 2.654 | 2.654 | 2.654 | 2.654 | 2.654 | 2.654 | 2.654 | 2.654 | 2.654 | 2.654 | 2.654 | 2.654 | 2.654 | 2.654 | 2.654 | 2.654 | 2.654 | 2.654 | 2.654 | 2.654 | 2.654
0 | 0 | 0 | 0 | 0 |  |  | 0.75 | McManus:IC1 | 0.75 | 0.75 | 0.75 | 0.75 | 0.75 | 0.75 | 0.75 | 0.75 | 0.75 | 0.75 | 0.75 | 0.75 | 0.75 | 0.75 | 0.75 | 0.75 | 0.75 | 0.75 | 0.75 | 0.75 | 0.75 | 0.75 | 0.75 | 0.75 | 0.75 | 0.75 | 0.75 | 0.75 | 0.75 | 0.75 | 0.75 | 0.75 | 0.75 | 0.75 | 0.75 | 0.75 | 0.75 | 0.75 | 0.75 | 0.75 | 0.75 | 0.75 | 0.75 | 0.75 | 0.75 | 0.75 | 0.75 | 0.75 | 0.75 | 0.75 | 0.75 | 0.75 | 0.75 | 0.75
0 | 0 | 0 | 0 | 0 |  |  | 2.596 | McManus:2 | 2.596 | 2.596 | 2.596 | 2.596 | 2.596 | 2.596 | 2.596 | 2.596 | 2.596 | 2.596 | 2.596 | 2.596 | 2.596 | 2.596 | 2.596 | 2.596 | 2.596 | 2.596 | 2.596 | 2.596 | 2.596 | 2.596 | 2.596 | 2.596 | 2.596 | 2.596 | 2.596 | 2.596 | 2.596 | 2.596 | 2.596 | 2.596 | 2.596 | 2.596 | 2.596 | 2.596 | 2.596 | 2.596 | 2.596 | 2.596 | 2.596 | 2.596 | 2.596 | 2.596 | 2.596 | 2.596 | 2.596 | 2.596 | 2.596 | 2.596 | 2.596 | 2.596 | 2.596 | 2.596
0 | 0 | 0 | 0 | 0 |  |  | 0.75 | McManus:3A | 0.75 | 0.75 | 0.75 | 0.75 | 0.75 | 0.75 | 0.75 | 0.75 | 0.75 | 0.75 | 0.75 | 0.75 | 0.75 | 0.75 | 0.75 | 0.75 | 0.75 | 0.75 | 0.75 | 0.75 | 0.75 | 0.75 | 0.75 | 0.75 | 0.75 | 0.75 | 0.75 | 0.75 | 0.75 | 0.75 | 0.75 | 0.75 | 0.75 | 0.75 | 0.75 | 0.75 | 0.75 | 0.75 | 0.75 | 0.75 | 0.75 | 0.75 | 0.75 | 0.75 | 0.75 | 0.75 | 0.75 | 0.75 | 0.75 | 0.75 | 0.75 | 0.75 | 0.75 | 0.75
0 | 0 | 0 | 0 | 0 |  |  | 0.75 | McManus:3B | 0.75 | 0.75 | 0.75 | 0.75 | 0.75 | 0.75 | 0.75 | 0.75 | 0.75 | 0.75 | 0.75 | 0.75 | 0.75 | 0.75 | 0.75 | 0.75 | 0.75 | 0.75 | 0.75 | 0.75 | 0.75 | 0.75 | 0.75 | 0.75 | 0.75 | 0.75 | 0.75 | 0.75 | 0.75 | 0.75 | 0.75 | 0.75 | 0.75 | 0.75 | 0.75 | 0.75 | 0.75 | 0.75 | 0.75 | 0.75 | 0.75 | 0.75 | 0.75 | 0.75 | 0.75 | 0.75 | 0.75 | 0.75 | 0.75 | 0.75 | 0.75 | 0.75 | 0.75 | 0.75
0 | 0 | 0 | 0 | 0 |  |  | 0.75 | McManus:3C | 0.75 | 0.75 | 0.75 | 0.75 | 0.75 | 0.75 | 0.75 | 0.75 | 0.75 | 0.75 | 0.75 | 0.75 | 0.75 | 0.75 | 0.75 | 0.75 | 0.75 | 0.75 | 0.75 | 0.75 | 0.75 | 0.75 | 0.75 | 0.75 | 0.75 | 0.75 | 0.75 | 0.75 | 0.75 | 0.75 | 0.75 | 0.75 | 0.75 | 0.75 | 0.75 | 0.75 | 0.75 | 0.75 | 0.75 | 0.75 | 0.75 | 0.75 | 0.75 | 0.75 | 0.75 | 0.75 | 0.75 | 0.75 | 0.75 | 0.75 | 0.75 | 0.75 | 0.75 | 0.75
0 | 0 | 0 | 0 | 0 |  |  | 0.75 | McManus:4A | 0.75 | 0.75 | 0.75 | 0.75 | 0.75 | 0.75 | 0.75 | 0.75 | 0.75 | 0.75 | 0.75 | 0.75 | 0.75 | 0.75 | 0.75 | 0.75 | 0.75 | 0.75 | 0.75 | 0.75 | 0.75 | 0.75 | 0.75 | 0.75 | 0.75 | 0.75 | 0.75 | 0.75 | 0.75 | 0.75 | 0.75 | 0.75 | 0.75 | 0.75 | 0.75 | 0.75 | 0.75 | 0.75 | 0.75 | 0.75 | 0.75 | 0.75 | 0.75 | 0.75 | 0.75 | 0.75 | 0.75 | 0.75 | 0.75 | 0.75 | 0.75 | 0.75 | 0.75 | 0.75
0 | 0 | 0 | 0 | 0 |  |  | 0.75 | McManus:4B | 0.75 | 0.75 | 0.75 | 0.75 | 0.75 | 0.75 | 0.75 | 0.75 | 0.75 | 0.75 | 0.75 | 0.75 | 0.75 | 0.75 | 0.75 | 0.75 | 0.75 | 0.75 | 0.75 | 0.75 | 0.75 | 0.75 | 0.75 | 0.75 | 0.75 | 0.75 | 0.75 | 0.75 | 0.75 | 0.75 | 0.75 | 0.75 | 0.75 | 0.75 | 0.75 | 0.75 | 0.75 | 0.75 | 0.75 | 0.75 | 0.75 | 0.75 | 0.75 | 0.75 | 0.75 | 0.75 | 0.75 | 0.75 | 0.75 | 0.75 | 0.75 | 0.75 | 0.75 | 0.75
0 | 0 | 0 | 0 | 0 |  |  | 0.75 | McManus:4C | 0.75 | 0.75 | 0.75 | 0.75 | 0.75 | 0.75 | 0.75 | 0.75 | 0.75 | 0.75 | 0.75 | 0.75 | 0.75 | 0.75 | 0.75 | 0.75 | 0.75 | 0.75 | 0.75 | 0.75 | 0.75 | 0.75 | 0.75 | 0.75 | 0.75 | 0.75 | 0.75 | 0.75 | 0.75 | 0.75 | 0.75 | 0.75 | 0.75 | 0.75 | 0.75 | 0.75 | 0.75 | 0.75 | 0.75 | 0.75 | 0.75 | 0.75 | 0.75 | 0.75 | 0.75 | 0.75 | 0.75 | 0.75 | 0.75 | 0.75 | 0.75 | 0.75 | 0.75 | 0.75
0 | 0 | 0 | 0 | 0 |  |  | 0.75 | McManus:4D | 0.75 | 0.75 | 0.75 | 0.75 | 0.75 | 0.75 | 0.75 | 0.75 | 0.75 | 0.75 | 0.75 | 0.75 | 0.75 | 0.75 | 0.75 | 0.75 | 0.75 | 0.75 | 0.75 | 0.75 | 0.75 | 0.75 | 0.75 | 0.75 | 0.75 | 0.75 | 0.75 | 0.75 | 0.75 | 0.75 | 0.75 | 0.75 | 0.75 | 0.75 | 0.75 | 0.75 | 0.75 | 0.75 | 0.75 | 0.75 | 0.75 | 0.75 | 0.75 | 0.75 | 0.75 | 0.75 | 0.75 | 0.75 | 0.75 | 0.75 | 0.75 | 0.75 | 0.75 | 0.75
0 | 0 | 0 | 0 | 0 |  |  | 0.75 | McManus:4E | 0.75 | 0.75 | 0.75 | 0.75 | 0.75 | 0.75 | 0.75 | 0.75 | 0.75 | 0.75 | 0.75 | 0.75 | 0.75 | 0.75 | 0.75 | 0.75 | 0.75 | 0.75 | 0.75 | 0.75 | 0.75 | 0.75 | 0.75 | 0.75 | 0.75 | 0.75 | 0.75 | 0.75 | 0.75 | 0.75 | 0.75 | 0.75 | 0.75 | 0.75 | 0.75 | 0.75 | 0.75 | 0.75 | 0.75 | 0.75 | 0.75 | 0.75 | 0.75 | 0.75 | 0.75 | 0.75 | 0.75 | 0.75 | 0.75 | 0.75 | 0.75 | 0.75 | 0.75 | 0.75
0 | 0 | 0 | 0 | 0 |  |  | 0.75 | McManus:4F | 0.75 | 0.75 | 0.75 | 0.75 | 0.75 | 0.75 | 0.75 | 0.75 | 0.75 | 0.75 | 0.75 | 0.75 | 0.75 | 0.75 | 0.75 | 0.75 | 0.75 | 0.75 | 0.75 | 0.75 | 0.75 | 0.75 | 0.75 | 0.75 | 0.75 | 0.75 | 0.75 | 0.75 | 0.75 | 0.75 | 0.75 | 0.75 | 0.75 | 0.75 | 0.75 | 0.75 | 0.75 | 0.75 | 0.75 | 0.75 | 0.75 | 0.75 | 0.75 | 0.75 | 0.75 | 0.75 | 0.75 | 0.75 | 0.75 | 0.75 | 0.75 | 0.75 | 0.75 | 0.75
[7 empty] | 0.515 | Mason City Gt (Lime Creek):1 | 0.515 | 0.515 | 0.515 | 0.515 | 0.515 | 0.515 | 0.515 | 0.515 | 0.515 | 0.515 | 0.515 | 0.515 | 0.515 | 0.515 | 0.515 | 0.515 | 0.515 | 0.515 | 0.515 | 0.515 | 0.515 | 0.515 | 0.515 | 0.515 | 0.515 | 0.515 | 0.515 | 0.515 | 0.515 | 0.515 | 0.515 | 0.515 | 0.515 | 0.515 | 0.515 | 0.515 | 0.515 | 0.515 | 0.515 | 0.515 | 0.515 | 0.515 | 0.515 | 0.515 | 0.515 | 0.515 | 0.515 | 0.515 | 0.515 | 0.515 | 0.515 | 0.515 | 0.515 | 0.515
[7 empty] | 0.515 | Mason City Gt (Lime Creek):2 | 0.515 | 0.515 | 0.515 | 0.515 | 0.515 | 0.515 | 0.515 | 0.515 | 0.515 | 0.515 | 0.515 | 0.515 | 0.515 | 0.515 | 0.515 | 0.515 | 0.515 | 0.515 | 0.515 | 0.515 | 0.515 | 0.515 | 0.515 | 0.515 | 0.515 | 0.515 | 0.515 | 0.515 | 0.515 | 0.515 | 0.515 | 0.515 | 0.515 | 0.515 | 0.515 | 0.515 | 0.515 | 0.515 | 0.515 | 0.515 | 0.515 | 0.515 | 0.515 | 0.515 | 0.515 | 0.515 | 0.515 | 0.515 | 0.515 | 0.515 | 0.515 | 0.515 | 0.515 | 0.515
0 | 0 | 0 |  | 0 |  |  | 0.1329 | Cope:ST1 | 0.1329 | 0.1329 | 0.1329 | 0.1329 | 0.1329 | 0.1329 | 0.1329 | 0.1329 | 0.1329 | 0.1329 | 0.1329 | 0.1329 | 0.1329 | 0.1329 | 0.1329 | 0.1329 | 0.1329 | 0.1329 | 0.1329 | 0.1329 | 0.1329 | 0.1329 | 0.1329 | 0.1329 | 0.1329 | 0.1329 | 0.1329 | 0.1329 | 0.1329 | 0.1329 | 0.1329 | 0.1329 | 0.1329 | 0.1329 | 0.1329 | 0.1329 | 0.1329 | 0.1329 | 0.1329 | 0.1329 | 0.1329 | 0.1329 | 0.1329 | 0.1329 | 0.1329 | 0.1329 | 0.1329 | 0.1329 | 0.1329 | 0.1329 | 0.1329 | 0.1329 | 0.1329 | 0.1329
0 | 0 | 0 |  | 0 |  |  | 0.0578 | Clover:1 | 0.0578 | 0.0578 | 0.0578 | 0.0578 | 0.0578 | 0.0578 | 0.0578 | 0.0578 | 0.0578 | 0.0578 | 0.0578 | 0.0578 | 0.0578 | 0.0578 | 0.0578 | 0.0578 | 0.0578 | 0.0578 | 0.0578 | 0.0578 | 0.0578 | 0.0578 | 0.0578 | 0.0578 | 0.0578 | 0.0578 | 0.0578 | 0.0578 | 0.0578 | 0.0578 | 0.0578 | 0.0578 | 0.0578 | 0.0578 | 0.0578 | 0.0578 | 0.0578 | 0.0578 | 0.0578 | 0.0578 | 0.0578 | 0.0578 | 0.0578 | 0.0578 | 0.0578 | 0.0578 | 0.0578 | 0.0578 | 0.0578 | 0.0578 | 0.0578 | 0.0578 | 0.0578 | 0.0578
0 | 0 | 0 |  | 0 |  |  | 0.0662 | Clover:2 | 0.0662 | 0.0662 | 0.0662 | 0.0662 | 0.0662 | 0.0662 | 0.0662 | 0.0662 | 0.0662 | 0.0662 | 0.0662 | 0.0662 | 0.0662 | 0.0662 | 0.0662 | 0.0662 | 0.0662 | 0.0662 | 0.0662 | 0.0662 | 0.0662 | 0.0662 | 0.0662 | 0.0662 | 0.0662 | 0.0662 | 0.0662 | 0.0662 | 0.0662 | 0.0662 | 0.0662 | 0.0662 | 0.0662 | 0.0662 | 0.0662 | 0.0662 | 0.0662 | 0.0662 | 0.0662 | 0.0662 | 0.0662 | 0.0662 | 0.0662 | 0.0662 | 0.0662 | 0.0662 | 0.0662 | 0.0662 | 0.0662 | 0.0662 | 0.0662 | 0.0662 | 0.0662 | 0.0662
0 | 0 | 0 |  | 0 |  |  | 0 | Watertown:1 | 0 | 0 | 0 | 0 | 0 | 0 | 0 | 0 | 0 | 0 | 0 | 0 | 0 | 0 | 0 | 0 | 0 | 0 | 0 | 0 | 0 | 0 | 0 | 0 | 0 | 0 | 0 | 0 | 0 | 0 | 0 | 0 | 0 | 0 | 0 | 0 | 0 | 0 | 0 | 0 | 0 | 0 | 0 | 0 | 0 | 0 | 0 | 0 | 0 | 0 | 0 | 0 | 0 | 0
[7 empty] | 1.6 | Mitchell (GPCO):1 | 1.6 | 1.6 | 1.6 | 1.6 | 1.6 | 1.6 | 1.6 | 1.6 | 1.6 | 1.6 | 1.6 | 1.6 | 1.6 | 1.6 | 1.6 | 1.6 | 1.6 | 1.6 | 1.6 | 1.6 | 1.6 | 1.6 | 1.6 | 1.6 | 1.6 | 1.6 | 1.6 | 1.6 | 1.6 | 1.6 | 1.6 | 1.6 | 1.6 | 1.6 | 1.6 | 1.6 | 1.6 | 1.6 | 1.6 | 1.6 | 1.6 | 1.6 | 1.6 | 1.6 | 1.6 | 1.6 | 1.6 | 1.6 | 1.6 | 1.6 | 1.6 | 1.6 | 1.6 | 1.6
[7 empty] | 1.6 | Mitchell (GPCO):2 | 1.6 | 1.6 | 1.6 | 1.6 | 1.6 | 1.6 | 1.6 | 1.6 | 1.6 | 1.6 | 1.6 | 1.6 | 1.6 | 1.6 | 1.6 | 1.6 | 1.6 | 1.6 | 1.6 | 1.6 | 1.6 | 1.6 | 1.6 | 1.6 | 1.6 | 1.6 | 1.6 | 1.6 | 1.6 | 1.6 | 1.6 | 1.6 | 1.6 | 1.6 | 1.6 | 1.6 | 1.6 | 1.6 | 1.6 | 1.6 | 1.6 | 1.6 | 1.6 | 1.6 | 1.6 | 1.6 | 1.6 | 1.6 | 1.6 | 1.6 | 1.6 | 1.6 | 1.6 | 1.6
0 | 0 | 0 | 2017 | 0 |  |  | 1.4711 | Mitchell (GPCO):3 | 1.4711 | 1.4711 | 1.4711 | 1.4711 | 1.4711 | 1.4711 | 1.4711 | 1.4711 | 1.4711 | 1.4711 | 1.4711 | 1.4711 | 1.4711 | 1.4711 | 1.4711 | 1.4711 | 1.4711 | 0.029422 | 0.029422 | 0.029422 | 0.029422 | 0.029422 | 0.029422 | 0.029422 | 0.029422 | 0.029422 | 0.029422 | 0.029422 | 0.029422 | 0.029422 | 0.029422 | 0.029422 | 0.029422 | 0.029422 | 0.029422 | 0.029422 | 0.029422 | 0.029422 | 0.029422 | 0.029422 | 0.029422 | 0.029422 | 0.029422 | 0.029422 | 0.029422 | 0.029422 | 0.029422 | 0.029422 | 0.029422 | 0.029422 | 0.029422 | 0.029422 | 0.029422 | 0.029422
0 | 0 | 0 | 0 | 0 |  |  | 0.75 | Mitchell (GPCO):4A | 0.75 | 0.75 | 0.75 | 0.75 | 0.75 | 0.75 | 0.75 | 0.75 | 0.75 | 0.75 | 0.75 | 0.75 | 0.75 | 0.75 | 0.75 | 0.75 | 0.75 | 0.75 | 0.75 | 0.75 | 0.75 | 0.75 | 0.75 | 0.75 | 0.75 | 0.75 | 0.75 | 0.75 | 0.75 | 0.75 | 0.75 | 0.75 | 0.75 | 0.75 | 0.75 | 0.75 | 0.75 | 0.75 | 0.75 | 0.75 | 0.75 | 0.75 | 0.75 | 0.75 | 0.75 | 0.75 | 0.75 | 0.75 | 0.75 | 0.75 | 0.75 | 0.75 | 0.75 | 0.75
0 | 0 | 0 | 0 | 0 |  |  | 0.75 | Mitchell (GPCO):4B | 0.75 | 0.75 | 0.75 | 0.75 | 0.75 | 0.75 | 0.75 | 0.75 | 0.75 | 0.75 | 0.75 | 0.75 | 0.75 | 0.75 | 0.75 | 0.75 | 0.75 | 0.75 | 0.75 | 0.75 | 0.75 | 0.75 | 0.75 | 0.75 | 0.75 | 0.75 | 0.75 | 0.75 | 0.75 | 0.75 | 0.75 | 0.75 | 0.75 | 0.75 | 0.75 | 0.75 | 0.75 | 0.75 | 0.75 | 0.75 | 0.75 | 0.75 | 0.75 | 0.75 | 0.75 | 0.75 | 0.75 | 0.75 | 0.75 | 0.75 | 0.75 | 0.75 | 0.75 | 0.75
[7 empty] | 0.75 | Mitchell (GPCO):4C | 0.75 | 0.75 | 0.75 | 0.75 | 0.75 | 0.75 | 0.75 | 0.75 | 0.75 | 0.75 | 0.75 | 0.75 | 0.75 | 0.75 | 0.75 | 0.75 | 0.75 | 0.75 | 0.75 | 0.75 | 0.75 | 0.75 | 0.75 | 0.75 | 0.75 | 0.75 | 0.75 | 0.75 | 0.75 | 0.75 | 0.75 | 0.75 | 0.75 | 0.75 | 0.75 | 0.75 | 0.75 | 0.75 | 0.75 | 0.75 | 0.75 | 0.75 | 0.75 | 0.75 | 0.75 | 0.75 | 0.75 | 0.75 | 0.75 | 0.75 | 0.75 | 0.75 | 0.75 | 0.75
0 | 0 | 0 |  | 0 |  |  | 0.113 | Yates:1 | 0.113 | 0.113 | 0.113 | 0.113 | 0.113 | 0.113 | 0.113 | 0.113 | 0.113 | 0.113 | 0.113 | 0.113 | 0.113 | 0.113 | 0.113 | 0.113 | 0.113 | 0.113 | 0.113 | 0.113 | 0.113 | 0.113 | 0.113 | 0.113 | 0.113 | 0.113 | 0.113 | 0.113 | 0.113 | 0.113 | 0.113 | 0.113 | 0.113 | 0.113 | 0.113 | 0.113 | 0.113 | 0.113 | 0.113 | 0.113 | 0.113 | 0.113 | 0.113 | 0.113 | 0.113 | 0.113 | 0.113 | 0.113 | 0.113 | 0.113 | 0.113 | 0.113 | 0.113 | 0.113
0 | 0 | 0 | 2017 | 0 |  |  | 2.205 | Yates:2 | 2.205 | 2.205 | 2.205 | 2.205 | 2.205 | 2.205 | 2.205 | 2.205 | 2.205 | 2.205 | 2.205 | 2.205 | 2.205 | 2.205 | 2.205 | 2.205 | 2.205 | 0.0441 | 0.0441 | 0.0441 | 0.0441 | 0.0441 | 0.0441 | 0.0441 | 0.0441 | 0.0441 | 0.0441 | 0.0441 | 0.0441 | 0.0441 | 0.0441 | 0.0441 | 0.0441 | 0.0441 | 0.0441 | 0.0441 | 0.0441 | 0.0441 | 0.0441 | 0.0441 | 0.0441 | 0.0441 | 0.0441 | 0.0441 | 0.0441 | 0.0441 | 0.0441 | 0.0441 | 0.0441 | 0.0441 | 0.0441 | 0.0441 | 0.0441 | 0.0441
0 | 0 | 0 | 2017 | 0 |  |  | 2.212 | Yates:3 | 2.212 | 2.212 | 2.212 | 2.212 | 2.212 | 2.212 | 2.212 | 2.212 | 2.212 | 2.212 | 2.212 | 2.212 | 2.212 | 2.212 | 2.212 | 2.212 | 2.212 | 0.04424 | 0.04424 | 0.04424 | 0.04424 | 0.04424 | 0.04424 | 0.04424 | 0.04424 | 0.04424 | 0.04424 | 0.04424 | 0.04424 | 0.04424 | 0.04424 | 0.04424 | 0.04424 | 0.04424 | 0.04424 | 0.04424 | 0.04424 | 0.04424 | 0.04424 | 0.04424 | 0.04424 | 0.04424 | 0.04424 | 0.04424 | 0.04424 | 0.04424 | 0.04424 | 0.04424 | 0.04424 | 0.04424 | 0.04424 | 0.04424 | 0.04424 | 0.04424
0 | 0 | 0 | 2017 | 0 |  |  | 2.1497 | Yates:4 | 2.1497 | 2.1497 | 2.1497 | 2.1497 | 2.1497 | 2.1497 | 2.1497 | 2.1497 | 2.1497 | 2.1497 | 2.1497 | 2.1497 | 2.1497 | 2.1497 | 2.1497 | 2.1497 | 2.1497 | 0.042994 | 0.042994 | 0.042994 | 0.042994 | 0.042994 | 0.042994 | 0.042994 | 0.042994 | 0.042994 | 0.042994 | 0.042994 | 0.042994 | 0.042994 | 0.042994 | 0.042994 | 0.042994 | 0.042994 | 0.042994 | 0.042994 | 0.042994 | 0.042994 | 0.042994 | 0.042994 | 0.042994 | 0.042994 | 0.042994 | 0.042994 | 0.042994 | 0.042994 | 0.042994 | 0.042994 | 0.042994 | 0.042994 | 0.042994 | 0.042994 | 0.042994 | 0.042994
0 | 0 | 0 | 2017 | 0 |  |  | 2.1568 | Yates:5 | 2.1568 | 2.1568 | 2.1568 | 2.1568 | 2.1568 | 2.1568 | 2.1568 | 2.1568 | 2.1568 | 2.1568 | 2.1568 | 2.1568 | 2.1568 | 2.1568 | 2.1568 | 2.1568 | 2.1568 | 0.043136 | 0.043136 | 0.043136 | 0.043136 | 0.043136 | 0.043136 | 0.043136 | 0.043136 | 0.043136 | 0.043136 | 0.043136 | 0.043136 | 0.043136 | 0.043136 | 0.043136 | 0.043136 | 0.043136 | 0.043136 | 0.043136 | 0.043136 | 0.043136 | 0.043136 | 0.043136 | 0.043136 | 0.043136 | 0.043136 | 0.043136 | 0.043136 | 0.043136 | 0.043136 | 0.043136 | 0.043136 | 0.043136 | 0.043136 | 0.043136 | 0.043136 | 0.043136
0 | 0 | 0 | 2017 | 0 |  |  | 2.0997 | Yates:6 | 2.0997 | 2.0997 | 2.0997 | 2.0997 | 2.0997 | 2.0997 | 2.0997 | 2.0997 | 2.0997 | 2.0997 | 2.0997 | 2.0997 | 2.0997 | 2.0997 | 2.0997 | 2.0997 | 2.0997 | 0.041994 | 0.041994 | 0.041994 | 0.041994 | 0.041994 | 0.041994 | 0.041994 | 0.041994 | 0.041994 | 0.041994 | 0.041994 | 0.041994 | 0.041994 | 0.041994 | 0.041994 | 0.041994 | 0.041994 | 0.041994 | 0.041994 | 0.041994 | 0.041994 | 0.041994 | 0.041994 | 0.041994 | 0.041994 | 0.041994 | 0.041994 | 0.041994 | 0.041994 | 0.041994 | 0.041994 | 0.041994 | 0.041994 | 0.041994 | 0.041994 | 0.041994 | 0.041994
0 | 0 | 0 | 2017 | 0 |  |  | 1.9561 | Yates:7 | 1.9561 | 1.9561 | 1.9561 | 1.9561 | 1.9561 | 1.9561 | 1.9561 | 1.9561 | 1.9561 | 1.9561 | 1.9561 | 1.9561 | 1.9561 | 1.9561 | 1.9561 | 1.9561 | 1.9561 | 0.039122 | 0.039122 | 0.039122 | 0.039122 | 0.039122 | 0.039122 | 0.039122 | 0.039122 | 0.039122 | 0.039122 | 0.039122 | 0.039122 | 0.039122 | 0.039122 | 0.039122 | 0.039122 | 0.039122 | 0.039122 | 0.039122 | 0.039122 | 0.039122 | 0.039122 | 0.039122 | 0.039122 | 0.039122 | 0.039122 | 0.039122 | 0.039122 | 0.039122 | 0.039122 | 0.039122 | 0.039122 | 0.039122 | 0.039122 | 0.039122 | 0.039122 | 0.039122
0 | 0 | 0 | 2017 | 0 | 2013 | 0.93745 | 3.162 | Richard H. Gorsuch:1 | 3.162 | 3.162 | 3.162 | 3.162 | 3.162 | 3.162 | 3.162 | 3.162 | 3.162 | 3.162 | 3.162 | 3.162 | 3.162 | 2.9642 | 2.9642 | 2.9642 | 2.9642 | 0.059285 | 0.059285 | 0.059285 | 0.059285 | 0.059285 | 0.059285 | 0.059285 | 0.059285 | 0.059285 | 0.059285 | 0.059285 | 0.059285 | 0.059285 | 0.059285 | 0.059285 | 0.059285 | 0.059285 | 0.059285 | 0.059285 | 0.059285 | 0.059285 | 0.059285 | 0.059285 | 0.059285 | 0.059285 | 0.059285 | 0.059285 | 0.059285 | 0.059285 | 0.059285 | 0.059285 | 0.059285 | 0.059285 | 0.059285 | 0.059285 | 0.059285 | 0.059285
0 | 0 | 0 | 2017 | 0 | 2013 | 0.93745 | 3.159 | Richard H. Gorsuch:2 | 3.159 | 3.159 | 3.159 | 3.159 | 3.159 | 3.159 | 3.159 | 3.159 | 3.159 | 3.159 | 3.159 | 3.159 | 3.159 | 2.9614 | 2.9614 | 2.9614 | 2.9614 | 0.059228 | 0.059228 | 0.059228 | 0.059228 | 0.059228 | 0.059228 | 0.059228 | 0.059228 | 0.059228 | 0.059228 | 0.059228 | 0.059228 | 0.059228 | 0.059228 | 0.059228 | 0.059228 | 0.059228 | 0.059228 | 0.059228 | 0.059228 | 0.059228 | 0.059228 | 0.059228 | 0.059228 | 0.059228 | 0.059228 | 0.059228 | 0.059228 | 0.059228 | 0.059228 | 0.059228 | 0.059228 | 0.059228 | 0.059228 | 0.059228 | 0.059228 | 0.059228
0 | 0 | 0 | 2017 | 0 | 2013 | 0.93745 | 3.147 | Richard H. Gorsuch:3 | 3.147 | 3.147 | 3.147 | 3.147 | 3.147 | 3.147 | 3.147 | 3.147 | 3.147 | 3.147 | 3.147 | 3.147 | 3.147 | 2.9502 | 2.9502 | 2.9502 | 2.9502 | 0.059003 | 0.059003 | 0.059003 | 0.059003 | 0.059003 | 0.059003 | 0.059003 | 0.059003 | 0.059003 | 0.059003 | 0.059003 | 0.059003 | 0.059003 | 0.059003 | 0.059003 | 0.059003 | 0.059003 | 0.059003 | 0.059003 | 0.059003 | 0.059003 | 0.059003 | 0.059003 | 0.059003 | 0.059003 | 0.059003 | 0.059003 | 0.059003 | 0.059003 | 0.059003 | 0.059003 | 0.059003 | 0.059003 | 0.059003 | 0.059003 | 0.059003 | 0.059003
0 | 0 | 0 | 2017 | 0 | 2013 | 0.93745 | 3.152 | Richard H. Gorsuch:4 | 3.152 | 3.152 | 3.152 | 3.152 | 3.152 | 3.152 | 3.152 | 3.152 | 3.152 | 3.152 | 3.152 | 3.152 | 3.152 | 2.9549 | 2.9549 | 2.9549 | 2.9549 | 0.059097 | 0.059097 | 0.059097 | 0.059097 | 0.059097 | 0.059097 | 0.059097 | 0.059097 | 0.059097 | 0.059097 | 0.059097 | 0.059097 | 0.059097 | 0.059097 | 0.059097 | 0.059097 | 0.059097 | 0.059097 | 0.059097 | 0.059097 | 0.059097 | 0.059097 | 0.059097 | 0.059097 | 0.059097 | 0.059097 | 0.059097 | 0.059097 | 0.059097 | 0.059097 | 0.059097 | 0.059097 | 0.059097 | 0.059097 | 0.059097 | 0.059097 | 0.059097
0 | 0 | 0 | 2017 | 0 |  |  | 1.2526 | Plant Kraft (Port Wentworth):ST1 | 1.2526 | 1.2526 | 1.2526 | 1.2526 | 1.2526 | 1.2526 | 1.2526 | 1.2526 | 1.2526 | 1.2526 | 1.2526 | 1.2526 | 1.2526 | 1.2526 | 1.2526 | 1.2526 | 1.2526 | 0.025052 | 0.025052 | 0.025052 | 0.025052 | 0.025052 | 0.025052 | 0.025052 | 0.025052 | 0.025052 | 0.025052 | 0.025052 | 0.025052 | 0.025052 | 0.025052 | 0.025052 | 0.025052 | 0.025052 | 0.025052 | 0.025052 | 0.025052 | 0.025052 | 0.025052 | 0.025052 | 0.025052 | 0.025052 | 0.025052 | 0.025052 | 0.025052 | 0.025052 | 0.025052 | 0.025052 | 0.025052 | 0.025052 | 0.025052 | 0.025052 | 0.025052 | 0.025052
0 | 0 | 0 | 2017 | 0 |  |  | 1.2545 | Plant Kraft (Port Wentworth):2 | 1.2545 | 1.2545 | 1.2545 | 1.2545 | 1.2545 | 1.2545 | 1.2545 | 1.2545 | 1.2545 | 1.2545 | 1.2545 | 1.2545 | 1.2545 | 1.2545 | 1.2545 | 1.2545 | 1.2545 | 0.02509 | 0.02509 | 0.02509 | 0.02509 | 0.02509 | 0.02509 | 0.02509 | 0.02509 | 0.02509 | 0.02509 | 0.02509 | 0.02509 | 0.02509 | 0.02509 | 0.02509 | 0.02509 | 0.02509 | 0.02509 | 0.02509 | 0.02509 | 0.02509 | 0.02509 | 0.02509 | 0.02509 | 0.02509 | 0.02509 | 0.02509 | 0.02509 | 0.02509 | 0.02509 | 0.02509 | 0.02509 | 0.02509 | 0.02509 | 0.02509 | 0.02509 | 0.02509
0 | 0 | 0 | 2017 | 0 |  |  | 1.2447 | Plant Kraft (Port Wentworth):3 | 1.2447 | 1.2447 | 1.2447 | 1.2447 | 1.2447 | 1.2447 | 1.2447 | 1.2447 | 1.2447 | 1.2447 | 1.2447 | 1.2447 | 1.2447 | 1.2447 | 1.2447 | 1.2447 | 1.2447 | 0.024894 | 0.024894 | 0.024894 | 0.024894 | 0.024894 | 0.024894 | 0.024894 | 0.024894 | 0.024894 | 0.024894 | 0.024894 | 0.024894 | 0.024894 | 0.024894 | 0.024894 | 0.024894 | 0.024894 | 0.024894 | 0.024894 | 0.024894 | 0.024894 | 0.024894 | 0.024894 | 0.024894 | 0.024894 | 0.024894 | 0.024894 | 0.024894 | 0.024894 | 0.024894 | 0.024894 | 0.024894 | 0.024894 | 0.024894 | 0.024894 | 0.024894 | 0.024894
0 | 0 | 0 |  | 0 |  |  | 0 | Florence:ALL | 0 | 0 | 0 | 0 | 0 | 0 | 0 | 0 | 0 | 0 | 0 | 0 | 0 | 0 | 0 | 0 | 0 | 0 | 0 | 0 | 0 | 0 | 0 | 0 | 0 | 0 | 0 | 0 | 0 | 0 | 0 | 0 | 0 | 0 | 0 | 0 | 0 | 0 | 0 | 0 | 0 | 0 | 0 | 0 | 0 | 0 | 0 | 0 | 0 | 0 | 0 | 0 | 0 | 0
0 | 2016 | 0 | 0 | 2016 |  |  | 0.574 | George Neal South:4 | 0.574 | 0.574 | 0.574 | 0.574 | 0.574 | 0.574 | 0.574 | 0.574 | 0.574 | 0.574 | 0.574 | 0.574 | 0.574 | 0.574 | 0.574 | 0.574 | 0.0574 | 0.0574 | 0.0574 | 0.0574 | 0.0574 | 0.0574 | 0.0574 | 0.0574 | 0.0574 | 0.0574 | 0.0574 | 0.0574 | 0.0574 | 0.0574 | 0.0574 | 0.0574 | 0.0574 | 0.0574 | 0.0574 | 0.0574 | 0.0574 | 0.0574 | 0.0574 | 0.0574 | 0.0574 | 0.0574 | 0.0574 | 0.0574 | 0.0574 | 0.0574 | 0.0574 | 0.0574 | 0.0574 | 0.0574 | 0.0574 | 0.0574 | 0.0574 | 0.0574
0 | 0 | 0 | 0 | 0 |  |  | 0.5 | Alliant:1 | 0.5 | 0.5 | 0.5 | 0.5 | 0.5 | 0.5 | 0.5 | 0.5 | 0.5 | 0.5 | 0.5 | 0.5 | 0.5 | 0.5 | 0.5 | 0.5 | 0.5 | 0.5 | 0.5 | 0.5 | 0.5 | 0.5 | 0.5 | 0.5 | 0.5 | 0.5 | 0.5 | 0.5 | 0.5 | 0.5 | 0.5 | 0.5 | 0.5 | 0.5 | 0.5 | 0.5 | 0.5 | 0.5 | 0.5 | 0.5 | 0.5 | 0.5 | 0.5 | 0.5 | 0.5 | 0.5 | 0.5 | 0.5 | 0.5 | 0.5 | 0.5 | 0.5 | 0.5 | 0.5
0 | 0 | 0 | 0 | 0 |  |  | 0.5 | United Hospital 1:ALL | 0.5 | 0.5 | 0.5 | 0.5 | 0.5 | 0.5 | 0.5 | 0.5 | 0.5 | 0.5 | 0.5 | 0.5 | 0.5 | 0.5 | 0.5 | 0.5 | 0.5 | 0.5 | 0.5 | 0.5 | 0.5 | 0.5 | 0.5 | 0.5 | 0.5 | 0.5 | 0.5 | 0.5 | 0.5 | 0.5 | 0.5 | 0.5 | 0.5 | 0.5 | 0.5 | 0.5 | 0.5 | 0.5 | 0.5 | 0.5 | 0.5 | 0.5 | 0.5 | 0.5 | 0.5 | 0.5 | 0.5 | 0.5 | 0.5 | 0.5 | 0.5 | 0.5 | 0.5 | 0.5
0 | 0 | 0 | 0 | 0 |  |  | 0.75 | Front Street (CMLP):ALL | 0.75 | 0.75 | 0.75 | 0.75 | 0.75 | 0.75 | 0.75 | 0.75 | 0.75 | 0.75 | 0.75 | 0.75 | 0.75 | 0.75 | 0.75 | 0.75 | 0.75 | 0.75 | 0.75 | 0.75 | 0.75 | 0.75 | 0.75 | 0.75 | 0.75 | 0.75 | 0.75 | 0.75 | 0.75 | 0.75 | 0.75 | 0.75 | 0.75 | 0.75 | 0.75 | 0.75 | 0.75 | 0.75 | 0.75 | 0.75 | 0.75 | 0.75 | 0.75 | 0.75 | 0.75 | 0.75 | 0.75 | 0.75 | 0.75 | 0.75 | 0.75 | 0.75 | 0.75 | 0.75
0 | 0 | 0 | 0 | 0 |  |  | 0.5 | Saginaw Station:ALL | 0.5 | 0.5 | 0.5 | 0.5 | 0.5 | 0.5 | 0.5 | 0.5 | 0.5 | 0.5 | 0.5 | 0.5 | 0.5 | 0.5 | 0.5 | 0.5 | 0.5 | 0.5 | 0.5 | 0.5 | 0.5 | 0.5 | 0.5 | 0.5 | 0.5 | 0.5 | 0.5 | 0.5 | 0.5 | 0.5 | 0.5 | 0.5 | 0.5 | 0.5 | 0.5 | 0.5 | 0.5 | 0.5 | 0.5 | 0.5 | 0.5 | 0.5 | 0.5 | 0.5 | 0.5 | 0.5 | 0.5 | 0.5 | 0.5 | 0.5 | 0.5 | 0.5 | 0.5 | 0.5
0 | 0 | 0 | 0 | 0 |  |  | 0.5 | Henry Station:ALL | 0.5 | 0.5 | 0.5 | 0.5 | 0.5 | 0.5 | 0.5 | 0.5 | 0.5 | 0.5 | 0.5 | 0.5 | 0.5 | 0.5 | 0.5 | 0.5 | 0.5 | 0.5 | 0.5 | 0.5 | 0.5 | 0.5 | 0.5 | 0.5 | 0.5 | 0.5 | 0.5 | 0.5 | 0.5 | 0.5 | 0.5 | 0.5 | 0.5 | 0.5 | 0.5 | 0.5 | 0.5 | 0.5 | 0.5 | 0.5 | 0.5 | 0.5 | 0.5 | 0.5 | 0.5 | 0.5 | 0.5 | 0.5 | 0.5 | 0.5 | 0.5 | 0.5 | 0.5 | 0.5
0 | 0 | 0 | 0 | 0 |  |  | 0.5 | Salisbury (City Of):ALL | 0.5 | 0.5 | 0.5 | 0.5 | 0.5 | 0.5 | 0.5 | 0.5 | 0.5 | 0.5 | 0.5 | 0.5 | 0.5 | 0.5 | 0.5 | 0.5 | 0.5 | 0.5 | 0.5 | 0.5 | 0.5 | 0.5 | 0.5 | 0.5 | 0.5 | 0.5 | 0.5 | 0.5 | 0.5 | 0.5 | 0.5 | 0.5 | 0.5 | 0.5 | 0.5 | 0.5 | 0.5 | 0.5 | 0.5 | 0.5 | 0.5 | 0.5 | 0.5 | 0.5 | 0.5 | 0.5 | 0.5 | 0.5 | 0.5 | 0.5 | 0.5 | 0.5 | 0.5 | 0.5
0 | 0 | 0 | 0 | 0 |  |  | 0.5 | Shelbina Power #1:ALL | 0.5 | 0.5 | 0.5 | 0.5 | 0.5 | 0.5 | 0.5 | 0.5 | 0.5 | 0.5 | 0.5 | 0.5 | 0.5 | 0.5 | 0.5 | 0.5 | 0.5 | 0.5 | 0.5 | 0.5 | 0.5 | 0.5 | 0.5 | 0.5 | 0.5 | 0.5 | 0.5 | 0.5 | 0.5 | 0.5 | 0.5 | 0.5 | 0.5 | 0.5 | 0.5 | 0.5 | 0.5 | 0.5 | 0.5 | 0.5 | 0.5 | 0.5 | 0.5 | 0.5 | 0.5 | 0.5 | 0.5 | 0.5 | 0.5 | 0.5 | 0.5 | 0.5 | 0.5 | 0.5
0 | 0 | 0 | 0 | 0 |  |  | 0.5 | Shelbina Power #2:ALL | 0.5 | 0.5 | 0.5 | 0.5 | 0.5 | 0.5 | 0.5 | 0.5 | 0.5 | 0.5 | 0.5 | 0.5 | 0.5 | 0.5 | 0.5 | 0.5 | 0.5 | 0.5 | 0.5 | 0.5 | 0.5 | 0.5 | 0.5 | 0.5 | 0.5 | 0.5 | 0.5 | 0.5 | 0.5 | 0.5 | 0.5 | 0.5 | 0.5 | 0.5 | 0.5 | 0.5 | 0.5 | 0.5 | 0.5 | 0.5 | 0.5 | 0.5 | 0.5 | 0.5 | 0.5 | 0.5 | 0.5 | 0.5 | 0.5 | 0.5 | 0.5 | 0.5 | 0.5 | 0.5
0 | 0 | 0 | 0 | 0 |  |  | 0.5 | Lakefield Utilities:ALL | 0.5 | 0.5 | 0.5 | 0.5 | 0.5 | 0.5 | 0.5 | 0.5 | 0.5 | 0.5 | 0.5 | 0.5 | 0.5 | 0.5 | 0.5 | 0.5 | 0.5 | 0.5 | 0.5 | 0.5 | 0.5 | 0.5 | 0.5 | 0.5 | 0.5 | 0.5 | 0.5 | 0.5 | 0.5 | 0.5 | 0.5 | 0.5 | 0.5 | 0.5 | 0.5 | 0.5 | 0.5 | 0.5 | 0.5 | 0.5 | 0.5 | 0.5 | 0.5 | 0.5 | 0.5 | 0.5 | 0.5 | 0.5 | 0.5 | 0.5 | 0.5 | 0.5 | 0.5 | 0.5
[7 empty] | 0.5 | ED Generators:ALL | 0.5 | 0.5 | 0.5 | 0.5 | 0.5 | 0.5 | 0.5 | 0.5 | 0.5 | 0.5 | 0.5 | 0.5 | 0.5 | 0.5 | 0.5 | 0.5 | 0.5 | 0.5 | 0.5 | 0.5 | 0.5 | 0.5 | 0.5 | 0.5 | 0.5 | 0.5 | 0.5 | 0.5 | 0.5 | 0.5 | 0.5 | 0.5 | 0.5 | 0.5 | 0.5 | 0.5 | 0.5 | 0.5 | 0.5 | 0.5 | 0.5 | 0.5 | 0.5 | 0.5 | 0.5 | 0.5 | 0.5 | 0.5 | 0.5 | 0.5 | 0.5 | 0.5 | 0.5 | 0.5
[7 empty] | 0.5 | Oxford (City Of):ALL | 0.5 | 0.5 | 0.5 | 0.5 | 0.5 | 0.5 | 0.5 | 0.5 | 0.5 | 0.5 | 0.5 | 0.5 | 0.5 | 0.5 | 0.5 | 0.5 | 0.5 | 0.5 | 0.5 | 0.5 | 0.5 | 0.5 | 0.5 | 0.5 | 0.5 | 0.5 | 0.5 | 0.5 | 0.5 | 0.5 | 0.5 | 0.5 | 0.5 | 0.5 | 0.5 | 0.5 | 0.5 | 0.5 | 0.5 | 0.5 | 0.5 | 0.5 | 0.5 | 0.5 | 0.5 | 0.5 | 0.5 | 0.5 | 0.5 | 0.5 | 0.5 | 0.5 | 0.5 | 0.5
0 | 0 | 0 | 0 | 0 |  |  | 0.5 | Church Street Plant:ALL | 0.5 | 0.5 | 0.5 | 0.5 | 0.5 | 0.5 | 0.5 | 0.5 | 0.5 | 0.5 | 0.5 | 0.5 | 0.5 | 0.5 | 0.5 | 0.5 | 0.5 | 0.5 | 0.5 | 0.5 | 0.5 | 0.5 | 0.5 | 0.5 | 0.5 | 0.5 | 0.5 | 0.5 | 0.5 | 0.5 | 0.5 | 0.5 | 0.5 | 0.5 | 0.5 | 0.5 | 0.5 | 0.5 | 0.5 | 0.5 | 0.5 | 0.5 | 0.5 | 0.5 | 0.5 | 0.5 | 0.5 | 0.5 | 0.5 | 0.5 | 0.5 | 0.5 | 0.5 | 0.5
0 | 0 | 0 | 0 | 0 |  |  | 0.5 | Godwin Drive Plant:ALL | 0.5 | 0.5 | 0.5 | 0.5 | 0.5 | 0.5 | 0.5 | 0.5 | 0.5 | 0.5 | 0.5 | 0.5 | 0.5 | 0.5 | 0.5 | 0.5 | 0.5 | 0.5 | 0.5 | 0.5 | 0.5 | 0.5 | 0.5 | 0.5 | 0.5 | 0.5 | 0.5 | 0.5 | 0.5 | 0.5 | 0.5 | 0.5 | 0.5 | 0.5 | 0.5 | 0.5 | 0.5 | 0.5 | 0.5 | 0.5 | 0.5 | 0.5 | 0.5 | 0.5 | 0.5 | 0.5 | 0.5 | 0.5 | 0.5 | 0.5 | 0.5 | 0.5 | 0.5 | 0.5
0 | 0 | 0 | 0 | 0 |  |  | 0.5 | VMEA-1 Credit Gen.:ALL | 0.5 | 0.5 | 0.5 | 0.5 | 0.5 | 0.5 | 0.5 | 0.5 | 0.5 | 0.5 | 0.5 | 0.5 | 0.5 | 0.5 | 0.5 | 0.5 | 0.5 | 0.5 | 0.5 | 0.5 | 0.5 | 0.5 | 0.5 | 0.5 | 0.5 | 0.5 | 0.5 | 0.5 | 0.5 | 0.5 | 0.5 | 0.5 | 0.5 | 0.5 | 0.5 | 0.5 | 0.5 | 0.5 | 0.5 | 0.5 | 0.5 | 0.5 | 0.5 | 0.5 | 0.5 | 0.5 | 0.5 | 0.5 | 0.5 | 0.5 | 0.5 | 0.5 | 0.5 | 0.5
0 | 0 | 0 | 0 | 0 |  |  | 0.5 | V.M.E.A. #1:ALL | 0.5 | 0.5 | 0.5 | 0.5 | 0.5 | 0.5 | 0.5 | 0.5 | 0.5 | 0.5 | 0.5 | 0.5 | 0.5 | 0.5 | 0.5 | 0.5 | 0.5 | 0.5 | 0.5 | 0.5 | 0.5 | 0.5 | 0.5 | 0.5 | 0.5 | 0.5 | 0.5 | 0.5 | 0.5 | 0.5 | 0.5 | 0.5 | 0.5 | 0.5 | 0.5 | 0.5 | 0.5 | 0.5 | 0.5 | 0.5 | 0.5 | 0.5 | 0.5 | 0.5 | 0.5 | 0.5 | 0.5 | 0.5 | 0.5 | 0.5 | 0.5 | 0.5 | 0.5 | 0.5
0 | 0 | 0 | 0 | 0 |  |  | 0.5 | United Health Care:ALL | 0.5 | 0.5 | 0.5 | 0.5 | 0.5 | 0.5 | 0.5 | 0.5 | 0.5 | 0.5 | 0.5 | 0.5 | 0.5 | 0.5 | 0.5 | 0.5 | 0.5 | 0.5 | 0.5 | 0.5 | 0.5 | 0.5 | 0.5 | 0.5 | 0.5 | 0.5 | 0.5 | 0.5 | 0.5 | 0.5 | 0.5 | 0.5 | 0.5 | 0.5 | 0.5 | 0.5 | 0.5 | 0.5 | 0.5 | 0.5 | 0.5 | 0.5 | 0.5 | 0.5 | 0.5 | 0.5 | 0.5 | 0.5 | 0.5 | 0.5 | 0.5 | 0.5 | 0.5 | 0.5
[7 empty] | 0.5 | City Of Marceline:ALL | 0.5 | 0.5 | 0.5 | 0.5 | 0.5 | 0.5 | 0.5 | 0.5 | 0.5 | 0.5 | 0.5 | 0.5 | 0.5 | 0.5 | 0.5 | 0.5 | 0.5 | 0.5 | 0.5 | 0.5 | 0.5 | 0.5 | 0.5 | 0.5 | 0.5 | 0.5 | 0.5 | 0.5 | 0.5 | 0.5 | 0.5 | 0.5 | 0.5 | 0.5 | 0.5 | 0.5 | 0.5 | 0.5 | 0.5 | 0.5 | 0.5 | 0.5 | 0.5 | 0.5 | 0.5 | 0.5 | 0.5 | 0.5 | 0.5 | 0.5 | 0.5 | 0.5 | 0.5 | 0.5
0 | 0 | 0 | 0 | 0 |  |  | 0.5 | Nort Road Peak Plant:ALL | 0.5 | 0.5 | 0.5 | 0.5 | 0.5 | 0.5 | 0.5 | 0.5 | 0.5 | 0.5 | 0.5 | 0.5 | 0.5 | 0.5 | 0.5 | 0.5 | 0.5 | 0.5 | 0.5 | 0.5 | 0.5 | 0.5 | 0.5 | 0.5 | 0.5 | 0.5 | 0.5 | 0.5 | 0.5 | 0.5 | 0.5 | 0.5 | 0.5 | 0.5 | 0.5 | 0.5 | 0.5 | 0.5 | 0.5 | 0.5 | 0.5 | 0.5 | 0.5 | 0.5 | 0.5 | 0.5 | 0.5 | 0.5 | 0.5 | 0.5 | 0.5 | 0.5 | 0.5 | 0.5
[7 empty] | 0.5 | Sebring Phillips:25 | 0.5 | 0.5 | 0.5 | 0.5 | 0.5 | 0.5 | 0.5 | 0.5 | 0.5 | 0.5 | 0.5 | 0.5 | 0.5 | 0.5 | 0.5 | 0.5 | 0.5 | 0.5 | 0.5 | 0.5 | 0.5 | 0.5 | 0.5 | 0.5 | 0.5 | 0.5 | 0.5 | 0.5 | 0.5 | 0.5 | 0.5 | 0.5 | 0.5 | 0.5 | 0.5 | 0.5 | 0.5 | 0.5 | 0.5 | 0.5 | 0.5 | 0.5 | 0.5 | 0.5 | 0.5 | 0.5 | 0.5 | 0.5 | 0.5 | 0.5 | 0.5 | 0.5 | 0.5 | 0.5
0 | 0 | 0 |  | 0 |  |  | 0 | City Light & Water:ALL | 0 | 0 | 0 | 0 | 0 | 0 | 0 | 0 | 0 | 0 | 0 | 0 | 0 | 0 | 0 | 0 | 0 | 0 | 0 | 0 | 0 | 0 | 0 | 0 | 0 | 0 | 0 | 0 | 0 | 0 | 0 | 0 | 0 | 0 | 0 | 0 | 0 | 0 | 0 | 0 | 0 | 0 | 0 | 0 | 0 | 0 | 0 | 0 | 0 | 0 | 0 | 0 | 0 | 0
0 | 0 | 0 | 0 | 0 |  |  | 0.5 | Fergus Control Center:1 | 0.5 | 0.5 | 0.5 | 0.5 | 0.5 | 0.5 | 0.5 | 0.5 | 0.5 | 0.5 | 0.5 | 0.5 | 0.5 | 0.5 | 0.5 | 0.5 | 0.5 | 0.5 | 0.5 | 0.5 | 0.5 | 0.5 | 0.5 | 0.5 | 0.5 | 0.5 | 0.5 | 0.5 | 0.5 | 0.5 | 0.5 | 0.5 | 0.5 | 0.5 | 0.5 | 0.5 | 0.5 | 0.5 | 0.5 | 0.5 | 0.5 | 0.5 | 0.5 | 0.5 | 0.5 | 0.5 | 0.5 | 0.5 | 0.5 | 0.5 | 0.5 | 0.5 | 0.5 | 0.5
0 | 0 | 0 | 2017 | 0 |  |  | 1.6 | Crisp:1 | 1.6 | 1.6 | 1.6 | 1.6 | 1.6 | 1.6 | 1.6 | 1.6 | 1.6 | 1.6 | 1.6 | 1.6 | 1.6 | 1.6 | 1.6 | 1.6 | 1.6 | 0.032 | 0.032 | 0.032 | 0.032 | 0.032 | 0.032 | 0.032 | 0.032 | 0.032 | 0.032 | 0.032 | 0.032 | 0.032 | 0.032 | 0.032 | 0.032 | 0.032 | 0.032 | 0.032 | 0.032 | 0.032 | 0.032 | 0.032 | 0.032 | 0.032 | 0.032 | 0.032 | 0.032 | 0.032 | 0.032 | 0.032 | 0.032 | 0.032 | 0.032 | 0.032 | 0.032 | 0.032
0 | 0 | 0 |  | 0 |  |  | 0.1338 | North Branch Project:1 | 0.1338 | 0.1338 | 0.1338 | 0.1338 | 0.1338 | 0.1338 | 0.1338 | 0.1338 | 0.1338 | 0.1338 | 0.1338 | 0.1338 | 0.1338 | 0.1338 | 0.1338 | 0.1338 | 0.1338 | 0.1338 | 0.1338 | 0.1338 | 0.1338 | 0.1338 | 0.1338 | 0.1338 | 0.1338 | 0.1338 | 0.1338 | 0.1338 | 0.1338 | 0.1338 | 0.1338 | 0.1338 | 0.1338 | 0.1338 | 0.1338 | 0.1338 | 0.1338 | 0.1338 | 0.1338 | 0.1338 | 0.1338 | 0.1338 | 0.1338 | 0.1338 | 0.1338 | 0.1338 | 0.1338 | 0.1338 | 0.1338 | 0.1338 | 0.1338 | 0.1338 | 0.1338 | 0.1338
0 | 0 | 0 |  | 0 |  |  | 0 | Ponca City Repower:CCDT | 0 | 0 | 0 | 0 | 0 | 0 | 0 | 0 | 0 | 0 | 0 | 0 | 0 | 0 | 0 | 0 | 0 | 0 | 0 | 0 | 0 | 0 | 0 | 0 | 0 | 0 | 0 | 0 | 0 | 0 | 0 | 0 | 0 | 0 | 0 | 0 | 0 | 0 | 0 | 0 | 0 | 0 | 0 | 0 | 0 | 0 | 0 | 0 | 0 | 0 | 0 | 0 | 0 | 0
0 | 0 | 0 | 2017 | 0 |  |  | 1.6 | Milwaukee County:1 | 1.6 | 1.6 | 1.6 | 1.6 | 1.6 | 1.6 | 1.6 | 1.6 | 1.6 | 1.6 | 1.6 | 1.6 | 1.6 | 1.6 | 1.6 | 1.6 | 1.6 | 0.032 | 0.032 | 0.032 | 0.032 | 0.032 | 0.032 | 0.032 | 0.032 | 0.032 | 0.032 | 0.032 | 0.032 | 0.032 | 0.032 | 0.032 | 0.032 | 0.032 | 0.032 | 0.032 | 0.032 | 0.032 | 0.032 | 0.032 | 0.032 | 0.032 | 0.032 | 0.032 | 0.032 | 0.032 | 0.032 | 0.032 | 0.032 | 0.032 | 0.032 | 0.032 | 0.032 | 0.032
0 | 0 | 0 | 0 | 0 |  |  | 0.5 | State Farm Diesel:1 | 0.5 | 0.5 | 0.5 | 0.5 | 0.5 | 0.5 | 0.5 | 0.5 | 0.5 | 0.5 | 0.5 | 0.5 | 0.5 | 0.5 | 0.5 | 0.5 | 0.5 | 0.5 | 0.5 | 0.5 | 0.5 | 0.5 | 0.5 | 0.5 | 0.5 | 0.5 | 0.5 | 0.5 | 0.5 | 0.5 | 0.5 | 0.5 | 0.5 | 0.5 | 0.5 | 0.5 | 0.5 | 0.5 | 0.5 | 0.5 | 0.5 | 0.5 | 0.5 | 0.5 | 0.5 | 0.5 | 0.5 | 0.5 | 0.5 | 0.5 | 0.5 | 0.5 | 0.5 | 0.5
[7 empty] | 0.5 | Bowling Green (BOWLG):ALL | 0.5 | 0.5 | 0.5 | 0.5 | 0.5 | 0.5 | 0.5 | 0.5 | 0.5 | 0.5 | 0.5 | 0.5 | 0.5 | 0.5 | 0.5 | 0.5 | 0.5 | 0.5 | 0.5 | 0.5 | 0.5 | 0.5 | 0.5 | 0.5 | 0.5 | 0.5 | 0.5 | 0.5 | 0.5 | 0.5 | 0.5 | 0.5 | 0.5 | 0.5 | 0.5 | 0.5 | 0.5 | 0.5 | 0.5 | 0.5 | 0.5 | 0.5 | 0.5 | 0.5 | 0.5 | 0.5 | 0.5 | 0.5 | 0.5 | 0.5 | 0.5 | 0.5 | 0.5 | 0.5
0 | 0 | 0 | 0 | 0 |  |  | 0.5 | Engle:1-16 | 0.5 | 0.5 | 0.5 | 0.5 | 0.5 | 0.5 | 0.5 | 0.5 | 0.5 | 0.5 | 0.5 | 0.5 | 0.5 | 0.5 | 0.5 | 0.5 | 0.5 | 0.5 | 0.5 | 0.5 | 0.5 | 0.5 | 0.5 | 0.5 | 0.5 | 0.5 | 0.5 | 0.5 | 0.5 | 0.5 | 0.5 | 0.5 | 0.5 | 0.5 | 0.5 | 0.5 | 0.5 | 0.5 | 0.5 | 0.5 | 0.5 | 0.5 | 0.5 | 0.5 | 0.5 | 0.5 | 0.5 | 0.5 | 0.5 | 0.5 | 0.5 | 0.5 | 0.5 | 0.5
0 | 0 | 0 | 0 | 0 |  |  | 0.5 | Jackson (JMED):12 | 0.5 | 0.5 | 0.5 | 0.5 | 0.5 | 0.5 | 0.5 | 0.5 | 0.5 | 0.5 | 0.5 | 0.5 | 0.5 | 0.5 | 0.5 | 0.5 | 0.5 | 0.5 | 0.5 | 0.5 | 0.5 | 0.5 | 0.5 | 0.5 | 0.5 | 0.5 | 0.5 | 0.5 | 0.5 | 0.5 | 0.5 | 0.5 | 0.5 | 0.5 | 0.5 | 0.5 | 0.5 | 0.5 | 0.5 | 0.5 | 0.5 | 0.5 | 0.5 | 0.5 | 0.5 | 0.5 | 0.5 | 0.5 | 0.5 | 0.5 | 0.5 | 0.5 | 0.5 | 0.5
0 | 0 | 0 | 0 | 0 |  |  | 0.5 | Napoleon 2:13 | 0.5 | 0.5 | 0.5 | 0.5 | 0.5 | 0.5 | 0.5 | 0.5 | 0.5 | 0.5 | 0.5 | 0.5 | 0.5 | 0.5 | 0.5 | 0.5 | 0.5 | 0.5 | 0.5 | 0.5 | 0.5 | 0.5 | 0.5 | 0.5 | 0.5 | 0.5 | 0.5 | 0.5 | 0.5 | 0.5 | 0.5 | 0.5 | 0.5 | 0.5 | 0.5 | 0.5 | 0.5 | 0.5 | 0.5 | 0.5 | 0.5 | 0.5 | 0.5 | 0.5 | 0.5 | 0.5 | 0.5 | 0.5 | 0.5 | 0.5 | 0.5 | 0.5 | 0.5 | 0.5
0 | 0 | 0 | 0 | 0 |  |  | 0.5 | Niles (NILESW):13 | 0.5 | 0.5 | 0.5 | 0.5 | 0.5 | 0.5 | 0.5 | 0.5 | 0.5 | 0.5 | 0.5 | 0.5 | 0.5 | 0.5 | 0.5 | 0.5 | 0.5 | 0.5 | 0.5 | 0.5 | 0.5 | 0.5 | 0.5 | 0.5 | 0.5 | 0.5 | 0.5 | 0.5 | 0.5 | 0.5 | 0.5 | 0.5 | 0.5 | 0.5 | 0.5 | 0.5 | 0.5 | 0.5 | 0.5 | 0.5 | 0.5 | 0.5 | 0.5 | 0.5 | 0.5 | 0.5 | 0.5 | 0.5 | 0.5 | 0.5 | 0.5 | 0.5 | 0.5 | 0.5
0 | 0 | 0 | 0 | 0 |  |  | 0.5 | Wadsworth:13 | 0.5 | 0.5 | 0.5 | 0.5 | 0.5 | 0.5 | 0.5 | 0.5 | 0.5 | 0.5 | 0.5 | 0.5 | 0.5 | 0.5 | 0.5 | 0.5 | 0.5 | 0.5 | 0.5 | 0.5 | 0.5 | 0.5 | 0.5 | 0.5 | 0.5 | 0.5 | 0.5 | 0.5 | 0.5 | 0.5 | 0.5 | 0.5 | 0.5 | 0.5 | 0.5 | 0.5 | 0.5 | 0.5 | 0.5 | 0.5 | 0.5 | 0.5 | 0.5 | 0.5 | 0.5 | 0.5 | 0.5 | 0.5 | 0.5 | 0.5 | 0.5 | 0.5 | 0.5 | 0.5
0 | 0 | 0 | 0 | 0 |  |  | 0.5 | Panora:ALL | 0.5 | 0.5 | 0.5 | 0.5 | 0.5 | 0.5 | 0.5 | 0.5 | 0.5 | 0.5 | 0.5 | 0.5 | 0.5 | 0.5 | 0.5 | 0.5 | 0.5 | 0.5 | 0.5 | 0.5 | 0.5 | 0.5 | 0.5 | 0.5 | 0.5 | 0.5 | 0.5 | 0.5 | 0.5 | 0.5 | 0.5 | 0.5 | 0.5 | 0.5 | 0.5 | 0.5 | 0.5 | 0.5 | 0.5 | 0.5 | 0.5 | 0.5 | 0.5 | 0.5 | 0.5 | 0.5 | 0.5 | 0.5 | 0.5 | 0.5 | 0.5 | 0.5 | 0.5 | 0.5
0 | 0 | 0 | 0 | 0 |  |  | 0.5 | Oneida Casino:ALL | 0.5 | 0.5 | 0.5 | 0.5 | 0.5 | 0.5 | 0.5 | 0.5 | 0.5 | 0.5 | 0.5 | 0.5 | 0.5 | 0.5 | 0.5 | 0.5 | 0.5 | 0.5 | 0.5 | 0.5 | 0.5 | 0.5 | 0.5 | 0.5 | 0.5 | 0.5 | 0.5 | 0.5 | 0.5 | 0.5 | 0.5 | 0.5 | 0.5 | 0.5 | 0.5 | 0.5 | 0.5 | 0.5 | 0.5 | 0.5 | 0.5 | 0.5 | 0.5 | 0.5 | 0.5 | 0.5 | 0.5 | 0.5 | 0.5 | 0.5 | 0.5 | 0.5 | 0.5 | 0.5
0 | 0 | 0 | 0 | 0 |  |  | 0.5 | Prospect (PROS):1 | 0.5 | 0.5 | 0.5 | 0.5 | 0.5 | 0.5 | 0.5 | 0.5 | 0.5 | 0.5 | 0.5 | 0.5 | 0.5 | 0.5 | 0.5 | 0.5 | 0.5 | 0.5 | 0.5 | 0.5 | 0.5 | 0.5 | 0.5 | 0.5 | 0.5 | 0.5 | 0.5 | 0.5 | 0.5 | 0.5 | 0.5 | 0.5 | 0.5 | 0.5 | 0.5 | 0.5 | 0.5 | 0.5 | 0.5 | 0.5 | 0.5 | 0.5 | 0.5 | 0.5 | 0.5 | 0.5 | 0.5 | 0.5 | 0.5 | 0.5 | 0.5 | 0.5 | 0.5 | 0.5
[7 empty] | 0.65 | Savannah River Plant:1 | 1.6 | 1.6 | 1.6 | 1.6 | 1.6 | 1.6 | 1.6 | 1.6 | 1.6 | 1.6 | 1.6 | 1.6 | 1.6 | 0.65 | 0.65 | 0.65 | 0.65 | 0.65 | 0.65 | 0.65 | 0.65 | 0.65 | 0.65 | 0.65 | 0.65 | 0.65 | 0.65 | 0.65 | 0.65 | 0.65 | 0.65 | 0.65 | 0.65 | 0.65 | 0.65 | 0.65 | 0.65 | 0.65 | 0.65 | 0.65 | 0.65 | 0.65 | 0.65 | 0.65 | 0.65 | 0.65 | 0.65 | 0.65 | 0.65 | 0.65 | 0.65 | 0.65 | 0.65 | 0.65
0 | 0 | 0 | 0 | 0 |  |  | 0.75 | Nimeca Diesels:DSL | 0.75 | 0.75 | 0.75 | 0.75 | 0.75 | 0.75 | 0.75 | 0.75 | 0.75 | 0.75 | 0.75 | 0.75 | 0.75 | 0.75 | 0.75 | 0.75 | 0.75 | 0.75 | 0.75 | 0.75 | 0.75 | 0.75 | 0.75 | 0.75 | 0.75 | 0.75 | 0.75 | 0.75 | 0.75 | 0.75 | 0.75 | 0.75 | 0.75 | 0.75 | 0.75 | 0.75 | 0.75 | 0.75 | 0.75 | 0.75 | 0.75 | 0.75 | 0.75 | 0.75 | 0.75 | 0.75 | 0.75 | 0.75 | 0.75 | 0.75 | 0.75 | 0.75 | 0.75 | 0.75
0 | 0 | 0 | 0 | 0 |  |  | 0.5 | Meridian Naval Air Station:ALL | 0.5 | 0.5 | 0.5 | 0.5 | 0.5 | 0.5 | 0.5 | 0.5 | 0.5 | 0.5 | 0.5 | 0.5 | 0.5 | 0.5 | 0.5 | 0.5 | 0.5 | 0.5 | 0.5 | 0.5 | 0.5 | 0.5 | 0.5 | 0.5 | 0.5 | 0.5 | 0.5 | 0.5 | 0.5 | 0.5 | 0.5 | 0.5 | 0.5 | 0.5 | 0.5 | 0.5 | 0.5 | 0.5 | 0.5 | 0.5 | 0.5 | 0.5 | 0.5 | 0.5 | 0.5 | 0.5 | 0.5 | 0.5 | 0.5 | 0.5 | 0.5 | 0.5 | 0.5 | 0.5
0 | 0 | 0 | 2017 | 0 |  |  | 0.5 | Cogen South:GEN1 | 0.5 | 0.5 | 0.5 | 0.5 | 0.5 | 0.5 | 0.5 | 0.5 | 0.5 | 0.5 | 0.5 | 0.5 | 0.5 | 0.5 | 0.5 | 0.5 | 0.5 | 0.01 | 0.01 | 0.01 | 0.01 | 0.01 | 0.01 | 0.01 | 0.01 | 0.01 | 0.01 | 0.01 | 0.01 | 0.01 | 0.01 | 0.01 | 0.01 | 0.01 | 0.01 | 0.01 | 0.01 | 0.01 | 0.01 | 0.01 | 0.01 | 0.01 | 0.01 | 0.01 | 0.01 | 0.01 | 0.01 | 0.01 | 0.01 | 0.01 | 0.01 | 0.01 | 0.01 | 0.01
0 | 0 | 0 | 0 | 0 |  |  | 0.5 | Erie Energy Center:ALL | 0.5 | 0.5 | 0.5 | 0.5 | 0.5 | 0.5 | 0.5 | 0.5 | 0.5 | 0.5 | 0.5 | 0.5 | 0.5 | 0.5 | 0.5 | 0.5 | 0.5 | 0.5 | 0.5 | 0.5 | 0.5 | 0.5 | 0.5 | 0.5 | 0.5 | 0.5 | 0.5 | 0.5 | 0.5 | 0.5 | 0.5 | 0.5 | 0.5 | 0.5 | 0.5 | 0.5 | 0.5 | 0.5 | 0.5 | 0.5 | 0.5 | 0.5 | 0.5 | 0.5 | 0.5 | 0.5 | 0.5 | 0.5 | 0.5 | 0.5 | 0.5 | 0.5 | 0.5 | 0.5
0 | 0 | 0 | 0 | 0 |  |  | 0.5 | Versailles Peaking:ALL | 0.5 | 0.5 | 0.5 | 0.5 | 0.5 | 0.5 | 0.5 | 0.5 | 0.5 | 0.5 | 0.5 | 0.5 | 0.5 | 0.5 | 0.5 | 0.5 | 0.5 | 0.5 | 0.5 | 0.5 | 0.5 | 0.5 | 0.5 | 0.5 | 0.5 | 0.5 | 0.5 | 0.5 | 0.5 | 0.5 | 0.5 | 0.5 | 0.5 | 0.5 | 0.5 | 0.5 | 0.5 | 0.5 | 0.5 | 0.5 | 0.5 | 0.5 | 0.5 | 0.5 | 0.5 | 0.5 | 0.5 | 0.5 | 0.5 | 0.5 | 0.5 | 0.5 | 0.5 | 0.5
0 | 0 | 0 | 0 | 0 |  |  | 0.5 | Napoleon Peaking:1 | 0.5 | 0.5 | 0.5 | 0.5 | 0.5 | 0.5 | 0.5 | 0.5 | 0.5 | 0.5 | 0.5 | 0.5 | 0.5 | 0.5 | 0.5 | 0.5 | 0.5 | 0.5 | 0.5 | 0.5 | 0.5 | 0.5 | 0.5 | 0.5 | 0.5 | 0.5 | 0.5 | 0.5 | 0.5 | 0.5 | 0.5 | 0.5 | 0.5 | 0.5 | 0.5 | 0.5 | 0.5 | 0.5 | 0.5 | 0.5 | 0.5 | 0.5 | 0.5 | 0.5 | 0.5 | 0.5 | 0.5 | 0.5 | 0.5 | 0.5 | 0.5 | 0.5 | 0.5 | 0.5
0 | 0 | 0 | 0 | 0 |  |  | 0.5 | Dover Peaking:ALL | 0.5 | 0.5 | 0.5 | 0.5 | 0.5 | 0.5 | 0.5 | 0.5 | 0.5 | 0.5 | 0.5 | 0.5 | 0.5 | 0.5 | 0.5 | 0.5 | 0.5 | 0.5 | 0.5 | 0.5 | 0.5 | 0.5 | 0.5 | 0.5 | 0.5 | 0.5 | 0.5 | 0.5 | 0.5 | 0.5 | 0.5 | 0.5 | 0.5 | 0.5 | 0.5 | 0.5 | 0.5 | 0.5 | 0.5 | 0.5 | 0.5 | 0.5 | 0.5 | 0.5 | 0.5 | 0.5 | 0.5 | 0.5 | 0.5 | 0.5 | 0.5 | 0.5 | 0.5 | 0.5
0 | 0 | 0 | 0 | 0 |  |  | 0.5 | Orrville Peaking:ALL | 0.5 | 0.5 | 0.5 | 0.5 | 0.5 | 0.5 | 0.5 | 0.5 | 0.5 | 0.5 | 0.5 | 0.5 | 0.5 | 0.5 | 0.5 | 0.5 | 0.5 | 0.5 | 0.5 | 0.5 | 0.5 | 0.5 | 0.5 | 0.5 | 0.5 | 0.5 | 0.5 | 0.5 | 0.5 | 0.5 | 0.5 | 0.5 | 0.5 | 0.5 | 0.5 | 0.5 | 0.5 | 0.5 | 0.5 | 0.5 | 0.5 | 0.5 | 0.5 | 0.5 | 0.5 | 0.5 | 0.5 | 0.5 | 0.5 | 0.5 | 0.5 | 0.5 | 0.5 | 0.5
0 | 0 | 0 | 0 | 0 |  |  | 0.5 | Bryan Peaking:ALL | 0.5 | 0.5 | 0.5 | 0.5 | 0.5 | 0.5 | 0.5 | 0.5 | 0.5 | 0.5 | 0.5 | 0.5 | 0.5 | 0.5 | 0.5 | 0.5 | 0.5 | 0.5 | 0.5 | 0.5 | 0.5 | 0.5 | 0.5 | 0.5 | 0.5 | 0.5 | 0.5 | 0.5 | 0.5 | 0.5 | 0.5 | 0.5 | 0.5 | 0.5 | 0.5 | 0.5 | 0.5 | 0.5 | 0.5 | 0.5 | 0.5 | 0.5 | 0.5 | 0.5 | 0.5 | 0.5 | 0.5 | 0.5 | 0.5 | 0.5 | 0.5 | 0.5 | 0.5 | 0.5
0 | 0 | 0 | 0 | 0 |  |  | 0.5 | Jackson Center Peaking:1 | 0.5 | 0.5 | 0.5 | 0.5 | 0.5 | 0.5 | 0.5 | 0.5 | 0.5 | 0.5 | 0.5 | 0.5 | 0.5 | 0.5 | 0.5 | 0.5 | 0.5 | 0.5 | 0.5 | 0.5 | 0.5 | 0.5 | 0.5 | 0.5 | 0.5 | 0.5 | 0.5 | 0.5 | 0.5 | 0.5 | 0.5 | 0.5 | 0.5 | 0.5 | 0.5 | 0.5 | 0.5 | 0.5 | 0.5 | 0.5 | 0.5 | 0.5 | 0.5 | 0.5 | 0.5 | 0.5 | 0.5 | 0.5 | 0.5 | 0.5 | 0.5 | 0.5 | 0.5 | 0.5
0 | 0 | 0 | 0 | 0 |  |  | 0.5 | Arcanum Peaking:1 | 0.5 | 0.5 | 0.5 | 0.5 | 0.5 | 0.5 | 0.5 | 0.5 | 0.5 | 0.5 | 0.5 | 0.5 | 0.5 | 0.5 | 0.5 | 0.5 | 0.5 | 0.5 | 0.5 | 0.5 | 0.5 | 0.5 | 0.5 | 0.5 | 0.5 | 0.5 | 0.5 | 0.5 | 0.5 | 0.5 | 0.5 | 0.5 | 0.5 | 0.5 | 0.5 | 0.5 | 0.5 | 0.5 | 0.5 | 0.5 | 0.5 | 0.5 | 0.5 | 0.5 | 0.5 | 0.5 | 0.5 | 0.5 | 0.5 | 0.5 | 0.5 | 0.5 | 0.5 | 0.5
0 | 0 | 0 | 0 | 0 |  |  | 0.5 | Argyle - AMEWD:ALL | 0.5 | 0.5 | 0.5 | 0.5 | 0.5 | 0.5 | 0.5 | 0.5 | 0.5 | 0.5 | 0.5 | 0.5 | 0.5 | 0.5 | 0.5 | 0.5 | 0.5 | 0.5 | 0.5 | 0.5 | 0.5 | 0.5 | 0.5 | 0.5 | 0.5 | 0.5 | 0.5 | 0.5 | 0.5 | 0.5 | 0.5 | 0.5 | 0.5 | 0.5 | 0.5 | 0.5 | 0.5 | 0.5 | 0.5 | 0.5 | 0.5 | 0.5 | 0.5 | 0.5 | 0.5 | 0.5 | 0.5 | 0.5 | 0.5 | 0.5 | 0.5 | 0.5 | 0.5 | 0.5
0 | 0 | 0 |  | 0 |  |  | 0.2426 | Pirkey:1 | 0.2426 | 0.2426 | 0.2426 | 0.2426 | 0.2426 | 0.2426 | 0.2426 | 0.2426 | 0.2426 | 0.2426 | 0.2426 | 0.2426 | 0.2426 | 0.2426 | 0.2426 | 0.2426 | 0.2426 | 0.2426 | 0.2426 | 0.2426 | 0.2426 | 0.2426 | 0.2426 | 0.2426 | 0.2426 | 0.2426 | 0.2426 | 0.2426 | 0.2426 | 0.2426 | 0.2426 | 0.2426 | 0.2426 | 0.2426 | 0.2426 | 0.2426 | 0.2426 | 0.2426 | 0.2426 | 0.2426 | 0.2426 | 0.2426 | 0.2426 | 0.2426 | 0.2426 | 0.2426 | 0.2426 | 0.2426 | 0.2426 | 0.2426 | 0.2426 | 0.2426 | 0.2426 | 0.2426
0 | 0 | 0 |  | 0 |  |  | 0.0573 | Gorgas:10 | 0.0573 | 0.0573 | 0.0573 | 0.0573 | 0.0573 | 0.0573 | 0.0573 | 0.0573 | 0.0573 | 0.0573 | 0.0573 | 0.0573 | 0.0573 | 0.0573 | 0.0573 | 0.0573 | 0.0573 | 0.0573 | 0.0573 | 0.0573 | 0.0573 | 0.0573 | 0.0573 | 0.0573 | 0.0573 | 0.0573 | 0.0573 | 0.0573 | 0.0573 | 0.0573 | 0.0573 | 0.0573 | 0.0573 | 0.0573 | 0.0573 | 0.0573 | 0.0573 | 0.0573 | 0.0573 | 0.0573 | 0.0573 | 0.0573 | 0.0573 | 0.0573 | 0.0573 | 0.0573 | 0.0573 | 0.0573 | 0.0573 | 0.0573 | 0.0573 | 0.0573 | 0.0573 | 0.0573
0 | 0 | 0 | 2017 | 0 |  |  | 2.829 | Gorgas:6 | 2.829 | 2.829 | 2.829 | 2.829 | 2.829 | 2.829 | 2.829 | 2.829 | 2.829 | 2.829 | 2.829 | 2.829 | 2.829 | 2.829 | 2.829 | 2.829 | 2.829 | 0.05658 | 0.05658 | 0.05658 | 0.05658 | 0.05658 | 0.05658 | 0.05658 | 0.05658 | 0.05658 | 0.05658 | 0.05658 | 0.05658 | 0.05658 | 0.05658 | 0.05658 | 0.05658 | 0.05658 | 0.05658 | 0.05658 | 0.05658 | 0.05658 | 0.05658 | 0.05658 | 0.05658 | 0.05658 | 0.05658 | 0.05658 | 0.05658 | 0.05658 | 0.05658 | 0.05658 | 0.05658 | 0.05658 | 0.05658 | 0.05658 | 0.05658 | 0.05658
0 | 0 | 0 | 2017 | 0 |  |  | 2.832 | Gorgas:7 | 2.832 | 2.832 | 2.832 | 2.832 | 2.832 | 2.832 | 2.832 | 2.832 | 2.832 | 2.832 | 2.832 | 2.832 | 2.832 | 2.832 | 2.832 | 2.832 | 2.832 | 0.05664 | 0.05664 | 0.05664 | 0.05664 | 0.05664 | 0.05664 | 0.05664 | 0.05664 | 0.05664 | 0.05664 | 0.05664 | 0.05664 | 0.05664 | 0.05664 | 0.05664 | 0.05664 | 0.05664 | 0.05664 | 0.05664 | 0.05664 | 0.05664 | 0.05664 | 0.05664 | 0.05664 | 0.05664 | 0.05664 | 0.05664 | 0.05664 | 0.05664 | 0.05664 | 0.05664 | 0.05664 | 0.05664 | 0.05664 | 0.05664 | 0.05664 | 0.05664
0 | 0 | 0 |  | 0 |  |  | 0.1392 | Gorgas:8 | 0.1392 | 0.1392 | 0.1392 | 0.1392 | 0.1392 | 0.1392 | 0.1392 | 0.1392 | 0.1392 | 0.1392 | 0.1392 | 0.1392 | 0.1392 | 0.1392 | 0.1392 | 0.1392 | 0.1392 | 0.1392 | 0.1392 | 0.1392 | 0.1392 | 0.1392 | 0.1392 | 0.1392 | 0.1392 | 0.1392 | 0.1392 | 0.1392 | 0.1392 | 0.1392 | 0.1392 | 0.1392 | 0.1392 | 0.1392 | 0.1392 | 0.1392 | 0.1392 | 0.1392 | 0.1392 | 0.1392 | 0.1392 | 0.1392 | 0.1392 | 0.1392 | 0.1392 | 0.1392 | 0.1392 | 0.1392 | 0.1392 | 0.1392 | 0.1392 | 0.1392 | 0.1392 | 0.1392
0 | 0 | 0 |  | 0 |  |  | 0.1306 | Gorgas:9 | 0.1306 | 0.1306 | 0.1306 | 0.1306 | 0.1306 | 0.1306 | 0.1306 | 0.1306 | 0.1306 | 0.1306 | 0.1306 | 0.1306 | 0.1306 | 0.1306 | 0.1306 | 0.1306 | 0.1306 | 0.1306 | 0.1306 | 0.1306 | 0.1306 | 0.1306 | 0.1306 | 0.1306 | 0.1306 | 0.1306 | 0.1306 | 0.1306 | 0.1306 | 0.1306 | 0.1306 | 0.1306 | 0.1306 | 0.1306 | 0.1306 | 0.1306 | 0.1306 | 0.1306 | 0.1306 | 0.1306 | 0.1306 | 0.1306 | 0.1306 | 0.1306 | 0.1306 | 0.1306 | 0.1306 | 0.1306 | 0.1306 | 0.1306 | 0.1306 | 0.1306 | 0.1306 | 0.1306
0 | 0 | 0 | 0 | 0 |  |  | 1.054 | Newington (PSNH):1 | 1.054 | 1.054 | 1.054 | 1.054 | 1.054 | 1.054 | 1.054 | 1.054 | 1.054 | 1.054 | 1.054 | 1.054 | 1.054 | 1.054 | 1.054 | 1.054 | 1.054 | 1.054 | 1.054 | 1.054 | 1.054 | 1.054 | 1.054 | 1.054 | 1.054 | 1.054 | 1.054 | 1.054 | 1.054 | 1.054 | 1.054 | 1.054 | 1.054 | 1.054 | 1.054 | 1.054 | 1.054 | 1.054 | 1.054 | 1.054 | 1.054 | 1.054 | 1.054 | 1.054 | 1.054 | 1.054 | 1.054 | 1.054 | 1.054 | 1.054 | 1.054 | 1.054 | 1.054 | 1.054
0 | 0 | 0 | 0 | 0 |  |  | 0.819 | Roseton:1 | 0.819 | 0.819 | 0.819 | 0.819 | 0.819 | 0.819 | 0.819 | 0.819 | 0.819 | 0.819 | 0.819 | 0.819 | 0.819 | 0.819 | 0.819 | 0.819 | 0.819 | 0.819 | 0.819 | 0.819 | 0.819 | 0.819 | 0.819 | 0.819 | 0.819 | 0.819 | 0.819 | 0.819 | 0.819 | 0.819 | 0.819 | 0.819 | 0.819 | 0.819 | 0.819 | 0.819 | 0.819 | 0.819 | 0.819 | 0.819 | 0.819 | 0.819 | 0.819 | 0.819 | 0.819 | 0.819 | 0.819 | 0.819 | 0.819 | 0.819 | 0.819 | 0.819 | 0.819 | 0.819
0 | 0 | 0 | 0 | 0 |  |  | 0.827 | Roseton:2 | 0.827 | 0.827 | 0.827 | 0.827 | 0.827 | 0.827 | 0.827 | 0.827 | 0.827 | 0.827 | 0.827 | 0.827 | 0.827 | 0.827 | 0.827 | 0.827 | 0.827 | 0.827 | 0.827 | 0.827 | 0.827 | 0.827 | 0.827 | 0.827 | 0.827 | 0.827 | 0.827 | 0.827 | 0.827 | 0.827 | 0.827 | 0.827 | 0.827 | 0.827 | 0.827 | 0.827 | 0.827 | 0.827 | 0.827 | 0.827 | 0.827 | 0.827 | 0.827 | 0.827 | 0.827 | 0.827 | 0.827 | 0.827 | 0.827 | 0.827 | 0.827 | 0.827 | 0.827 | 0.827
0 | 0 | 0 | 0 | 0 |  |  | 0.75 | Holtsville:1 | 0.75 | 0.75 | 0.75 | 0.75 | 0.75 | 0.75 | 0.75 | 0.75 | 0.75 | 0.75 | 0.75 | 0.75 | 0.75 | 0.75 | 0.75 | 0.75 | 0.75 | 0.75 | 0.75 | 0.75 | 0.75 | 0.75 | 0.75 | 0.75 | 0.75 | 0.75 | 0.75 | 0.75 | 0.75 | 0.75 | 0.75 | 0.75 | 0.75 | 0.75 | 0.75 | 0.75 | 0.75 | 0.75 | 0.75 | 0.75 | 0.75 | 0.75 | 0.75 | 0.75 | 0.75 | 0.75 | 0.75 | 0.75 | 0.75 | 0.75 | 0.75 | 0.75 | 0.75 | 0.75
0 | 0 | 0 | 0 | 0 |  |  | 0.75 | Holtsville:10 | 0.75 | 0.75 | 0.75 | 0.75 | 0.75 | 0.75 | 0.75 | 0.75 | 0.75 | 0.75 | 0.75 | 0.75 | 0.75 | 0.75 | 0.75 | 0.75 | 0.75 | 0.75 | 0.75 | 0.75 | 0.75 | 0.75 | 0.75 | 0.75 | 0.75 | 0.75 | 0.75 | 0.75 | 0.75 | 0.75 | 0.75 | 0.75 | 0.75 | 0.75 | 0.75 | 0.75 | 0.75 | 0.75 | 0.75 | 0.75 | 0.75 | 0.75 | 0.75 | 0.75 | 0.75 | 0.75 | 0.75 | 0.75 | 0.75 | 0.75 | 0.75 | 0.75 | 0.75 | 0.75
0 | 0 | 0 | 0 | 0 |  |  | 0.75 | Holtsville:2 | 0.75 | 0.75 | 0.75 | 0.75 | 0.75 | 0.75 | 0.75 | 0.75 | 0.75 | 0.75 | 0.75 | 0.75 | 0.75 | 0.75 | 0.75 | 0.75 | 0.75 | 0.75 | 0.75 | 0.75 | 0.75 | 0.75 | 0.75 | 0.75 | 0.75 | 0.75 | 0.75 | 0.75 | 0.75 | 0.75 | 0.75 | 0.75 | 0.75 | 0.75 | 0.75 | 0.75 | 0.75 | 0.75 | 0.75 | 0.75 | 0.75 | 0.75 | 0.75 | 0.75 | 0.75 | 0.75 | 0.75 | 0.75 | 0.75 | 0.75 | 0.75 | 0.75 | 0.75 | 0.75
0 | 0 | 0 | 0 | 0 |  |  | 0.75 | Holtsville:3 | 0.75 | 0.75 | 0.75 | 0.75 | 0.75 | 0.75 | 0.75 | 0.75 | 0.75 | 0.75 | 0.75 | 0.75 | 0.75 | 0.75 | 0.75 | 0.75 | 0.75 | 0.75 | 0.75 | 0.75 | 0.75 | 0.75 | 0.75 | 0.75 | 0.75 | 0.75 | 0.75 | 0.75 | 0.75 | 0.75 | 0.75 | 0.75 | 0.75 | 0.75 | 0.75 | 0.75 | 0.75 | 0.75 | 0.75 | 0.75 | 0.75 | 0.75 | 0.75 | 0.75 | 0.75 | 0.75 | 0.75 | 0.75 | 0.75 | 0.75 | 0.75 | 0.75 | 0.75 | 0.75
0 | 0 | 0 | 0 | 0 |  |  | 0.75 | Holtsville:4 | 0.75 | 0.75 | 0.75 | 0.75 | 0.75 | 0.75 | 0.75 | 0.75 | 0.75 | 0.75 | 0.75 | 0.75 | 0.75 | 0.75 | 0.75 | 0.75 | 0.75 | 0.75 | 0.75 | 0.75 | 0.75 | 0.75 | 0.75 | 0.75 | 0.75 | 0.75 | 0.75 | 0.75 | 0.75 | 0.75 | 0.75 | 0.75 | 0.75 | 0.75 | 0.75 | 0.75 | 0.75 | 0.75 | 0.75 | 0.75 | 0.75 | 0.75 | 0.75 | 0.75 | 0.75 | 0.75 | 0.75 | 0.75 | 0.75 | 0.75 | 0.75 | 0.75 | 0.75 | 0.75
0 | 0 | 0 | 0 | 0 |  |  | 0.75 | Holtsville:5 | 0.75 | 0.75 | 0.75 | 0.75 | 0.75 | 0.75 | 0.75 | 0.75 | 0.75 | 0.75 | 0.75 | 0.75 | 0.75 | 0.75 | 0.75 | 0.75 | 0.75 | 0.75 | 0.75 | 0.75 | 0.75 | 0.75 | 0.75 | 0.75 | 0.75 | 0.75 | 0.75 | 0.75 | 0.75 | 0.75 | 0.75 | 0.75 | 0.75 | 0.75 | 0.75 | 0.75 | 0.75 | 0.75 | 0.75 | 0.75 | 0.75 | 0.75 | 0.75 | 0.75 | 0.75 | 0.75 | 0.75 | 0.75 | 0.75 | 0.75 | 0.75 | 0.75 | 0.75 | 0.75
0 | 0 | 0 | 0 | 0 |  |  | 0.75 | Holtsville:6 | 0.75 | 0.75 | 0.75 | 0.75 | 0.75 | 0.75 | 0.75 | 0.75 | 0.75 | 0.75 | 0.75 | 0.75 | 0.75 | 0.75 | 0.75 | 0.75 | 0.75 | 0.75 | 0.75 | 0.75 | 0.75 | 0.75 | 0.75 | 0.75 | 0.75 | 0.75 | 0.75 | 0.75 | 0.75 | 0.75 | 0.75 | 0.75 | 0.75 | 0.75 | 0.75 | 0.75 | 0.75 | 0.75 | 0.75 | 0.75 | 0.75 | 0.75 | 0.75 | 0.75 | 0.75 | 0.75 | 0.75 | 0.75 | 0.75 | 0.75 | 0.75 | 0.75 | 0.75 | 0.75
0 | 0 | 0 | 0 | 0 |  |  | 0.75 | Holtsville:7 | 0.75 | 0.75 | 0.75 | 0.75 | 0.75 | 0.75 | 0.75 | 0.75 | 0.75 | 0.75 | 0.75 | 0.75 | 0.75 | 0.75 | 0.75 | 0.75 | 0.75 | 0.75 | 0.75 | 0.75 | 0.75 | 0.75 | 0.75 | 0.75 | 0.75 | 0.75 | 0.75 | 0.75 | 0.75 | 0.75 | 0.75 | 0.75 | 0.75 | 0.75 | 0.75 | 0.75 | 0.75 | 0.75 | 0.75 | 0.75 | 0.75 | 0.75 | 0.75 | 0.75 | 0.75 | 0.75 | 0.75 | 0.75 | 0.75 | 0.75 | 0.75 | 0.75 | 0.75 | 0.75
0 | 0 | 0 | 0 | 0 |  |  | 0.75 | Holtsville:8 | 0.75 | 0.75 | 0.75 | 0.75 | 0.75 | 0.75 | 0.75 | 0.75 | 0.75 | 0.75 | 0.75 | 0.75 | 0.75 | 0.75 | 0.75 | 0.75 | 0.75 | 0.75 | 0.75 | 0.75 | 0.75 | 0.75 | 0.75 | 0.75 | 0.75 | 0.75 | 0.75 | 0.75 | 0.75 | 0.75 | 0.75 | 0.75 | 0.75 | 0.75 | 0.75 | 0.75 | 0.75 | 0.75 | 0.75 | 0.75 | 0.75 | 0.75 | 0.75 | 0.75 | 0.75 | 0.75 | 0.75 | 0.75 | 0.75 | 0.75 | 0.75 | 0.75 | 0.75 | 0.75
0 | 0 | 0 | 0 | 0 |  |  | 0.75 | Holtsville:9 | 0.75 | 0.75 | 0.75 | 0.75 | 0.75 | 0.75 | 0.75 | 0.75 | 0.75 | 0.75 | 0.75 | 0.75 | 0.75 | 0.75 | 0.75 | 0.75 | 0.75 | 0.75 | 0.75 | 0.75 | 0.75 | 0.75 | 0.75 | 0.75 | 0.75 | 0.75 | 0.75 | 0.75 | 0.75 | 0.75 | 0.75 | 0.75 | 0.75 | 0.75 | 0.75 | 0.75 | 0.75 | 0.75 | 0.75 | 0.75 | 0.75 | 0.75 | 0.75 | 0.75 | 0.75 | 0.75 | 0.75 | 0.75 | 0.75 | 0.75 | 0.75 | 0.75 | 0.75 | 0.75
0 | 0 | 0 | 0 | 0 |  |  | 0.75 | Croydon (EXEGEN):11 | 0.75 | 0.75 | 0.75 | 0.75 | 0.75 | 0.75 | 0.75 | 0.75 | 0.75 | 0.75 | 0.75 | 0.75 | 0.75 | 0.75 | 0.75 | 0.75 | 0.75 | 0.75 | 0.75 | 0.75 | 0.75 | 0.75 | 0.75 | 0.75 | 0.75 | 0.75 | 0.75 | 0.75 | 0.75 | 0.75 | 0.75 | 0.75 | 0.75 | 0.75 | 0.75 | 0.75 | 0.75 | 0.75 | 0.75 | 0.75 | 0.75 | 0.75 | 0.75 | 0.75 | 0.75 | 0.75 | 0.75 | 0.75 | 0.75 | 0.75 | 0.75 | 0.75 | 0.75 | 0.75
0 | 0 | 0 | 0 | 0 |  |  | 0.75 | Croydon (EXEGEN):12 | 0.75 | 0.75 | 0.75 | 0.75 | 0.75 | 0.75 | 0.75 | 0.75 | 0.75 | 0.75 | 0.75 | 0.75 | 0.75 | 0.75 | 0.75 | 0.75 | 0.75 | 0.75 | 0.75 | 0.75 | 0.75 | 0.75 | 0.75 | 0.75 | 0.75 | 0.75 | 0.75 | 0.75 | 0.75 | 0.75 | 0.75 | 0.75 | 0.75 | 0.75 | 0.75 | 0.75 | 0.75 | 0.75 | 0.75 | 0.75 | 0.75 | 0.75 | 0.75 | 0.75 | 0.75 | 0.75 | 0.75 | 0.75 | 0.75 | 0.75 | 0.75 | 0.75 | 0.75 | 0.75
0 | 0 | 0 | 0 | 0 |  |  | 0.75 | Croydon (EXEGEN):21 | 0.75 | 0.75 | 0.75 | 0.75 | 0.75 | 0.75 | 0.75 | 0.75 | 0.75 | 0.75 | 0.75 | 0.75 | 0.75 | 0.75 | 0.75 | 0.75 | 0.75 | 0.75 | 0.75 | 0.75 | 0.75 | 0.75 | 0.75 | 0.75 | 0.75 | 0.75 | 0.75 | 0.75 | 0.75 | 0.75 | 0.75 | 0.75 | 0.75 | 0.75 | 0.75 | 0.75 | 0.75 | 0.75 | 0.75 | 0.75 | 0.75 | 0.75 | 0.75 | 0.75 | 0.75 | 0.75 | 0.75 | 0.75 | 0.75 | 0.75 | 0.75 | 0.75 | 0.75 | 0.75
0 | 0 | 0 | 0 | 0 |  |  | 0.75 | Croydon (EXEGEN):22 | 0.75 | 0.75 | 0.75 | 0.75 | 0.75 | 0.75 | 0.75 | 0.75 | 0.75 | 0.75 | 0.75 | 0.75 | 0.75 | 0.75 | 0.75 | 0.75 | 0.75 | 0.75 | 0.75 | 0.75 | 0.75 | 0.75 | 0.75 | 0.75 | 0.75 | 0.75 | 0.75 | 0.75 | 0.75 | 0.75 | 0.75 | 0.75 | 0.75 | 0.75 | 0.75 | 0.75 | 0.75 | 0.75 | 0.75 | 0.75 | 0.75 | 0.75 | 0.75 | 0.75 | 0.75 | 0.75 | 0.75 | 0.75 | 0.75 | 0.75 | 0.75 | 0.75 | 0.75 | 0.75
0 | 0 | 0 | 0 | 0 |  |  | 0.75 | Croydon (EXEGEN):31 | 0.75 | 0.75 | 0.75 | 0.75 | 0.75 | 0.75 | 0.75 | 0.75 | 0.75 | 0.75 | 0.75 | 0.75 | 0.75 | 0.75 | 0.75 | 0.75 | 0.75 | 0.75 | 0.75 | 0.75 | 0.75 | 0.75 | 0.75 | 0.75 | 0.75 | 0.75 | 0.75 | 0.75 | 0.75 | 0.75 | 0.75 | 0.75 | 0.75 | 0.75 | 0.75 | 0.75 | 0.75 | 0.75 | 0.75 | 0.75 | 0.75 | 0.75 | 0.75 | 0.75 | 0.75 | 0.75 | 0.75 | 0.75 | 0.75 | 0.75 | 0.75 | 0.75 | 0.75 | 0.75
0 | 0 | 0 | 0 | 0 |  |  | 0.75 | Croydon (EXEGEN):32 | 0.75 | 0.75 | 0.75 | 0.75 | 0.75 | 0.75 | 0.75 | 0.75 | 0.75 | 0.75 | 0.75 | 0.75 | 0.75 | 0.75 | 0.75 | 0.75 | 0.75 | 0.75 | 0.75 | 0.75 | 0.75 | 0.75 | 0.75 | 0.75 | 0.75 | 0.75 | 0.75 | 0.75 | 0.75 | 0.75 | 0.75 | 0.75 | 0.75 | 0.75 | 0.75 | 0.75 | 0.75 | 0.75 | 0.75 | 0.75 | 0.75 | 0.75 | 0.75 | 0.75 | 0.75 | 0.75 | 0.75 | 0.75 | 0.75 | 0.75 | 0.75 | 0.75 | 0.75 | 0.75
0 | 0 | 0 | 0 | 0 |  |  | 0.75 | Croydon (EXEGEN):41 | 0.75 | 0.75 | 0.75 | 0.75 | 0.75 | 0.75 | 0.75 | 0.75 | 0.75 | 0.75 | 0.75 | 0.75 | 0.75 | 0.75 | 0.75 | 0.75 | 0.75 | 0.75 | 0.75 | 0.75 | 0.75 | 0.75 | 0.75 | 0.75 | 0.75 | 0.75 | 0.75 | 0.75 | 0.75 | 0.75 | 0.75 | 0.75 | 0.75 | 0.75 | 0.75 | 0.75 | 0.75 | 0.75 | 0.75 | 0.75 | 0.75 | 0.75 | 0.75 | 0.75 | 0.75 | 0.75 | 0.75 | 0.75 | 0.75 | 0.75 | 0.75 | 0.75 | 0.75 | 0.75
0 | 0 | 0 | 0 | 0 |  |  | 0.75 | Croydon (EXEGEN):42 | 0.75 | 0.75 | 0.75 | 0.75 | 0.75 | 0.75 | 0.75 | 0.75 | 0.75 | 0.75 | 0.75 | 0.75 | 0.75 | 0.75 | 0.75 | 0.75 | 0.75 | 0.75 | 0.75 | 0.75 | 0.75 | 0.75 | 0.75 | 0.75 | 0.75 | 0.75 | 0.75 | 0.75 | 0.75 | 0.75 | 0.75 | 0.75 | 0.75 | 0.75 | 0.75 | 0.75 | 0.75 | 0.75 | 0.75 | 0.75 | 0.75 | 0.75 | 0.75 | 0.75 | 0.75 | 0.75 | 0.75 | 0.75 | 0.75 | 0.75 | 0.75 | 0.75 | 0.75 | 0.75
0 | 0 | 0 | 0 | 0 |  |  | 0.75 | Factory:1 | 0.75 | 0.75 | 0.75 | 0.75 | 0.75 | 0.75 | 0.75 | 0.75 | 0.75 | 0.75 | 0.75 | 0.75 | 0.75 | 0.75 | 0.75 | 0.75 | 0.75 | 0.75 | 0.75 | 0.75 | 0.75 | 0.75 | 0.75 | 0.75 | 0.75 | 0.75 | 0.75 | 0.75 | 0.75 | 0.75 | 0.75 | 0.75 | 0.75 | 0.75 | 0.75 | 0.75 | 0.75 | 0.75 | 0.75 | 0.75 | 0.75 | 0.75 | 0.75 | 0.75 | 0.75 | 0.75 | 0.75 | 0.75 | 0.75 | 0.75 | 0.75 | 0.75 | 0.75 | 0.75
0 | 0 | 0 | 0 | 0 |  |  | 0.75 | Portage - UPP:1 | 0.75 | 0.75 | 0.75 | 0.75 | 0.75 | 0.75 | 0.75 | 0.75 | 0.75 | 0.75 | 0.75 | 0.75 | 0.75 | 0.75 | 0.75 | 0.75 | 0.75 | 0.75 | 0.75 | 0.75 | 0.75 | 0.75 | 0.75 | 0.75 | 0.75 | 0.75 | 0.75 | 0.75 | 0.75 | 0.75 | 0.75 | 0.75 | 0.75 | 0.75 | 0.75 | 0.75 | 0.75 | 0.75 | 0.75 | 0.75 | 0.75 | 0.75 | 0.75 | 0.75 | 0.75 | 0.75 | 0.75 | 0.75 | 0.75 | 0.75 | 0.75 | 0.75 | 0.75 | 0.75
0 | 2016 | 0 | 0 | 2016 |  |  | 0.6727 | Columbia (WPL):1 | 0.6727 | 0.6727 | 0.6727 | 0.6727 | 0.6727 | 0.6727 | 0.6727 | 0.6727 | 0.6727 | 0.6727 | 0.6727 | 0.6727 | 0.6727 | 0.6727 | 0.6727 | 0.6727 | 0.06727 | 0.06727 | 0.06727 | 0.06727 | 0.06727 | 0.06727 | 0.06727 | 0.06727 | 0.06727 | 0.06727 | 0.06727 | 0.06727 | 0.06727 | 0.06727 | 0.06727 | 0.06727 | 0.06727 | 0.06727 | 0.06727 | 0.06727 | 0.06727 | 0.06727 | 0.06727 | 0.06727 | 0.06727 | 0.06727 | 0.06727 | 0.06727 | 0.06727 | 0.06727 | 0.06727 | 0.06727 | 0.06727 | 0.06727 | 0.06727 | 0.06727 | 0.06727 | 0.06727
0 | 2016 | 0 | 0 | 2016 |  |  | 0.7068 | Columbia (WPL):2 | 0.7068 | 0.7068 | 0.7068 | 0.7068 | 0.7068 | 0.7068 | 0.7068 | 0.7068 | 0.7068 | 0.7068 | 0.7068 | 0.7068 | 0.7068 | 0.7068 | 0.7068 | 0.7068 | 0.07068 | 0.07068 | 0.07068 | 0.07068 | 0.07068 | 0.07068 | 0.07068 | 0.07068 | 0.07068 | 0.07068 | 0.07068 | 0.07068 | 0.07068 | 0.07068 | 0.07068 | 0.07068 | 0.07068 | 0.07068 | 0.07068 | 0.07068 | 0.07068 | 0.07068 | 0.07068 | 0.07068 | 0.07068 | 0.07068 | 0.07068 | 0.07068 | 0.07068 | 0.07068 | 0.07068 | 0.07068 | 0.07068 | 0.07068 | 0.07068 | 0.07068 | 0.07068 | 0.07068
0 | 0 | 0 | 0 | 0 |  |  | 0.75 | Montgomery (IPC):1 | 0.75 | 0.75 | 0.75 | 0.75 | 0.75 | 0.75 | 0.75 | 0.75 | 0.75 | 0.75 | 0.75 | 0.75 | 0.75 | 0.75 | 0.75 | 0.75 | 0.75 | 0.75 | 0.75 | 0.75 | 0.75 | 0.75 | 0.75 | 0.75 | 0.75 | 0.75 | 0.75 | 0.75 | 0.75 | 0.75 | 0.75 | 0.75 | 0.75 | 0.75 | 0.75 | 0.75 | 0.75 | 0.75 | 0.75 | 0.75 | 0.75 | 0.75 | 0.75 | 0.75 | 0.75 | 0.75 | 0.75 | 0.75 | 0.75 | 0.75 | 0.75 | 0.75 | 0.75 | 0.75
0 | 0 | 0 | 0 | 0 |  |  | 0.5 | Blue Lake:1 | 0.5 | 0.5 | 0.5 | 0.5 | 0.5 | 0.5 | 0.5 | 0.5 | 0.5 | 0.5 | 0.5 | 0.5 | 0.5 | 0.5 | 0.5 | 0.5 | 0.5 | 0.5 | 0.5 | 0.5 | 0.5 | 0.5 | 0.5 | 0.5 | 0.5 | 0.5 | 0.5 | 0.5 | 0.5 | 0.5 | 0.5 | 0.5 | 0.5 | 0.5 | 0.5 | 0.5 | 0.5 | 0.5 | 0.5 | 0.5 | 0.5 | 0.5 | 0.5 | 0.5 | 0.5 | 0.5 | 0.5 | 0.5 | 0.5 | 0.5 | 0.5 | 0.5 | 0.5 | 0.5
0 | 0 | 0 | 0 | 0 |  |  | 0.5 | Blue Lake:2 | 0.5 | 0.5 | 0.5 | 0.5 | 0.5 | 0.5 | 0.5 | 0.5 | 0.5 | 0.5 | 0.5 | 0.5 | 0.5 | 0.5 | 0.5 | 0.5 | 0.5 | 0.5 | 0.5 | 0.5 | 0.5 | 0.5 | 0.5 | 0.5 | 0.5 | 0.5 | 0.5 | 0.5 | 0.5 | 0.5 | 0.5 | 0.5 | 0.5 | 0.5 | 0.5 | 0.5 | 0.5 | 0.5 | 0.5 | 0.5 | 0.5 | 0.5 | 0.5 | 0.5 | 0.5 | 0.5 | 0.5 | 0.5 | 0.5 | 0.5 | 0.5 | 0.5 | 0.5 | 0.5
0 | 0 | 0 | 0 | 0 |  |  | 0.5 | Blue Lake:3 | 0.5 | 0.5 | 0.5 | 0.5 | 0.5 | 0.5 | 0.5 | 0.5 | 0.5 | 0.5 | 0.5 | 0.5 | 0.5 | 0.5 | 0.5 | 0.5 | 0.5 | 0.5 | 0.5 | 0.5 | 0.5 | 0.5 | 0.5 | 0.5 | 0.5 | 0.5 | 0.5 | 0.5 | 0.5 | 0.5 | 0.5 | 0.5 | 0.5 | 0.5 | 0.5 | 0.5 | 0.5 | 0.5 | 0.5 | 0.5 | 0.5 | 0.5 | 0.5 | 0.5 | 0.5 | 0.5 | 0.5 | 0.5 | 0.5 | 0.5 | 0.5 | 0.5 | 0.5 | 0.5
0 | 0 | 0 | 0 | 0 |  |  | 0.5 | Blue Lake:5 | 0.5 | 0.5 | 0.5 | 0.5 | 0.5 | 0.5 | 0.5 | 0.5 | 0.5 | 0.5 | 0.5 | 0.5 | 0.5 | 0.5 | 0.5 | 0.5 | 0.5 | 0.5 | 0.5 | 0.5 | 0.5 | 0.5 | 0.5 | 0.5 | 0.5 | 0.5 | 0.5 | 0.5 | 0.5 | 0.5 | 0.5 | 0.5 | 0.5 | 0.5 | 0.5 | 0.5 | 0.5 | 0.5 | 0.5 | 0.5 | 0.5 | 0.5 | 0.5 | 0.5 | 0.5 | 0.5 | 0.5 | 0.5 | 0.5 | 0.5 | 0.5 | 0.5 | 0.5 | 0.5
0 | 0 | 0 |  | 0 |  |  | 0 | Yankton New:4 | 0 | 0 | 0 | 0 | 0 | 0 | 0 | 0 | 0 | 0 | 0 | 0 | 0 | 0 | 0 | 0 | 0 | 0 | 0 | 0 | 0 | 0 | 0 | 0 | 0 | 0 | 0 | 0 | 0 | 0 | 0 | 0 | 0 | 0 | 0 | 0 | 0 | 0 | 0 | 0 | 0 | 0 | 0 | 0 | 0 | 0 | 0 | 0 | 0 | 0 | 0 | 0 | 0 | 0
0 | 0 | 0 | 0 | 0 |  |  | 0.75 | Clifton:2 | 0.75 | 0.75 | 0.75 | 0.75 | 0.75 | 0.75 | 0.75 | 0.75 | 0.75 | 0.75 | 0.75 | 0.75 | 0.75 | 0.75 | 0.75 | 0.75 | 0.75 | 0.75 | 0.75 | 0.75 | 0.75 | 0.75 | 0.75 | 0.75 | 0.75 | 0.75 | 0.75 | 0.75 | 0.75 | 0.75 | 0.75 | 0.75 | 0.75 | 0.75 | 0.75 | 0.75 | 0.75 | 0.75 | 0.75 | 0.75 | 0.75 | 0.75 | 0.75 | 0.75 | 0.75 | 0.75 | 0.75 | 0.75 | 0.75 | 0.75 | 0.75 | 0.75 | 0.75 | 0.75
0 | 2015 | 0 |  | 2015 |  |  | 0.0605 | Belews Creek:1 | 0.0605 | 0.0605 | 0.0605 | 0.0605 | 0.0605 | 0.0605 | 0.0605 | 0.0605 | 0.0605 | 0.0605 | 0.0605 | 0.0605 | 0.0605 | 0.0605 | 0.0605 | 0.00605 | 0.00605 | 0.00605 | 0.00605 | 0.00605 | 0.00605 | 0.00605 | 0.00605 | 0.00605 | 0.00605 | 0.00605 | 0.00605 | 0.00605 | 0.00605 | 0.00605 | 0.00605 | 0.00605 | 0.00605 | 0.00605 | 0.00605 | 0.00605 | 0.00605 | 0.00605 | 0.00605 | 0.00605 | 0.00605 | 0.00605 | 0.00605 | 0.00605 | 0.00605 | 0.00605 | 0.00605 | 0.00605 | 0.00605 | 0.00605 | 0.00605 | 0.00605 | 0.00605 | 0.00605
0 | 2015 | 0 |  | 2015 |  |  | 0.0631 | Belews Creek:2 | 0.0631 | 0.0631 | 0.0631 | 0.0631 | 0.0631 | 0.0631 | 0.0631 | 0.0631 | 0.0631 | 0.0631 | 0.0631 | 0.0631 | 0.0631 | 0.0631 | 0.0631 | 0.00631 | 0.00631 | 0.00631 | 0.00631 | 0.00631 | 0.00631 | 0.00631 | 0.00631 | 0.00631 | 0.00631 | 0.00631 | 0.00631 | 0.00631 | 0.00631 | 0.00631 | 0.00631 | 0.00631 | 0.00631 | 0.00631 | 0.00631 | 0.00631 | 0.00631 | 0.00631 | 0.00631 | 0.00631 | 0.00631 | 0.00631 | 0.00631 | 0.00631 | 0.00631 | 0.00631 | 0.00631 | 0.00631 | 0.00631 | 0.00631 | 0.00631 | 0.00631 | 0.00631 | 0.00631
0 | 0 | 0 | 0 | 0 |  |  | 1.373 | Anclote:1 | 1.373 | 1.373 | 1.373 | 1.373 | 1.373 | 1.373 | 1.373 | 1.373 | 1.373 | 1.373 | 1.373 | 1.373 | 1.373 | 1.373 | 1.373 | 1.373 | 1.373 | 1.373 | 1.373 | 1.373 | 1.373 | 1.373 | 1.373 | 1.373 | 1.373 | 1.373 | 1.373 | 1.373 | 1.373 | 1.373 | 1.373 | 1.373 | 1.373 | 1.373 | 1.373 | 1.373 | 1.373 | 1.373 | 1.373 | 1.373 | 1.373 | 1.373 | 1.373 | 1.373 | 1.373 | 1.373 | 1.373 | 1.373 | 1.373 | 1.373 | 1.373 | 1.373 | 1.373 | 1.373
0 | 0 | 0 | 0 | 0 |  |  | 1.379 | Anclote:2 | 1.379 | 1.379 | 1.379 | 1.379 | 1.379 | 1.379 | 1.379 | 1.379 | 1.379 | 1.379 | 1.379 | 1.379 | 1.379 | 1.379 | 1.379 | 1.379 | 1.379 | 1.379 | 1.379 | 1.379 | 1.379 | 1.379 | 1.379 | 1.379 | 1.379 | 1.379 | 1.379 | 1.379 | 1.379 | 1.379 | 1.379 | 1.379 | 1.379 | 1.379 | 1.379 | 1.379 | 1.379 | 1.379 | 1.379 | 1.379 | 1.379 | 1.379 | 1.379 | 1.379 | 1.379 | 1.379 | 1.379 | 1.379 | 1.379 | 1.379 | 1.379 | 1.379 | 1.379 | 1.379
0 | 0 | 0 | 0 | 0 |  |  | 0.75 | Intercession City:P1 | 0.75 | 0.75 | 0.75 | 0.75 | 0.75 | 0.75 | 0.75 | 0.75 | 0.75 | 0.75 | 0.75 | 0.75 | 0.75 | 0.75 | 0.75 | 0.75 | 0.75 | 0.75 | 0.75 | 0.75 | 0.75 | 0.75 | 0.75 | 0.75 | 0.75 | 0.75 | 0.75 | 0.75 | 0.75 | 0.75 | 0.75 | 0.75 | 0.75 | 0.75 | 0.75 | 0.75 | 0.75 | 0.75 | 0.75 | 0.75 | 0.75 | 0.75 | 0.75 | 0.75 | 0.75 | 0.75 | 0.75 | 0.75 | 0.75 | 0.75 | 0.75 | 0.75 | 0.75 | 0.75
0 | 0 | 0 |  | 0 |  |  | 0.136 | Intercession City:P11 | 0.136 | 0.136 | 0.136 | 0.136 | 0.136 | 0.136 | 0.136 | 0.136 | 0.136 | 0.136 | 0.136 | 0.136 | 0.136 | 0.136 | 0.136 | 0.136 | 0.136 | 0.136 | 0.136 | 0.136 | 0.136 | 0.136 | 0.136 | 0.136 | 0.136 | 0.136 | 0.136 | 0.136 | 0.136 | 0.136 | 0.136 | 0.136 | 0.136 | 0.136 | 0.136 | 0.136 | 0.136 | 0.136 | 0.136 | 0.136 | 0.136 | 0.136 | 0.136 | 0.136 | 0.136 | 0.136 | 0.136 | 0.136 | 0.136 | 0.136 | 0.136 | 0.136 | 0.136 | 0.136
0 | 0 | 0 | 0 | 0 |  |  | 0.75 | Intercession City:P2 | 0.75 | 0.75 | 0.75 | 0.75 | 0.75 | 0.75 | 0.75 | 0.75 | 0.75 | 0.75 | 0.75 | 0.75 | 0.75 | 0.75 | 0.75 | 0.75 | 0.75 | 0.75 | 0.75 | 0.75 | 0.75 | 0.75 | 0.75 | 0.75 | 0.75 | 0.75 | 0.75 | 0.75 | 0.75 | 0.75 | 0.75 | 0.75 | 0.75 | 0.75 | 0.75 | 0.75 | 0.75 | 0.75 | 0.75 | 0.75 | 0.75 | 0.75 | 0.75 | 0.75 | 0.75 | 0.75 | 0.75 | 0.75 | 0.75 | 0.75 | 0.75 | 0.75 | 0.75 | 0.75
0 | 0 | 0 | 0 | 0 |  |  | 0.75 | Intercession City:P3 | 0.75 | 0.75 | 0.75 | 0.75 | 0.75 | 0.75 | 0.75 | 0.75 | 0.75 | 0.75 | 0.75 | 0.75 | 0.75 | 0.75 | 0.75 | 0.75 | 0.75 | 0.75 | 0.75 | 0.75 | 0.75 | 0.75 | 0.75 | 0.75 | 0.75 | 0.75 | 0.75 | 0.75 | 0.75 | 0.75 | 0.75 | 0.75 | 0.75 | 0.75 | 0.75 | 0.75 | 0.75 | 0.75 | 0.75 | 0.75 | 0.75 | 0.75 | 0.75 | 0.75 | 0.75 | 0.75 | 0.75 | 0.75 | 0.75 | 0.75 | 0.75 | 0.75 | 0.75 | 0.75
0 | 0 | 0 | 0 | 0 |  |  | 0.75 | Intercession City:P4 | 0.75 | 0.75 | 0.75 | 0.75 | 0.75 | 0.75 | 0.75 | 0.75 | 0.75 | 0.75 | 0.75 | 0.75 | 0.75 | 0.75 | 0.75 | 0.75 | 0.75 | 0.75 | 0.75 | 0.75 | 0.75 | 0.75 | 0.75 | 0.75 | 0.75 | 0.75 | 0.75 | 0.75 | 0.75 | 0.75 | 0.75 | 0.75 | 0.75 | 0.75 | 0.75 | 0.75 | 0.75 | 0.75 | 0.75 | 0.75 | 0.75 | 0.75 | 0.75 | 0.75 | 0.75 | 0.75 | 0.75 | 0.75 | 0.75 | 0.75 | 0.75 | 0.75 | 0.75 | 0.75
0 | 0 | 0 | 0 | 0 |  |  | 0.75 | Intercession City:P5 | 0.75 | 0.75 | 0.75 | 0.75 | 0.75 | 0.75 | 0.75 | 0.75 | 0.75 | 0.75 | 0.75 | 0.75 | 0.75 | 0.75 | 0.75 | 0.75 | 0.75 | 0.75 | 0.75 | 0.75 | 0.75 | 0.75 | 0.75 | 0.75 | 0.75 | 0.75 | 0.75 | 0.75 | 0.75 | 0.75 | 0.75 | 0.75 | 0.75 | 0.75 | 0.75 | 0.75 | 0.75 | 0.75 | 0.75 | 0.75 | 0.75 | 0.75 | 0.75 | 0.75 | 0.75 | 0.75 | 0.75 | 0.75 | 0.75 | 0.75 | 0.75 | 0.75 | 0.75 | 0.75
0 | 0 | 0 | 0 | 0 |  |  | 0.75 | Intercession City:P6 | 0.75 | 0.75 | 0.75 | 0.75 | 0.75 | 0.75 | 0.75 | 0.75 | 0.75 | 0.75 | 0.75 | 0.75 | 0.75 | 0.75 | 0.75 | 0.75 | 0.75 | 0.75 | 0.75 | 0.75 | 0.75 | 0.75 | 0.75 | 0.75 | 0.75 | 0.75 | 0.75 | 0.75 | 0.75 | 0.75 | 0.75 | 0.75 | 0.75 | 0.75 | 0.75 | 0.75 | 0.75 | 0.75 | 0.75 | 0.75 | 0.75 | 0.75 | 0.75 | 0.75 | 0.75 | 0.75 | 0.75 | 0.75 | 0.75 | 0.75 | 0.75 | 0.75 | 0.75 | 0.75
0 | 0 | 0 | 0 | 0 |  |  | 0.516 | Comanche (PSOK):IC1 | 0.516 | 0.516 | 0.516 | 0.516 | 0.516 | 0.516 | 0.516 | 0.516 | 0.516 | 0.516 | 0.516 | 0.516 | 0.516 | 0.516 | 0.516 | 0.516 | 0.516 | 0.516 | 0.516 | 0.516 | 0.516 | 0.516 | 0.516 | 0.516 | 0.516 | 0.516 | 0.516 | 0.516 | 0.516 | 0.516 | 0.516 | 0.516 | 0.516 | 0.516 | 0.516 | 0.516 | 0.516 | 0.516 | 0.516 | 0.516 | 0.516 | 0.516 | 0.516 | 0.516 | 0.516 | 0.516 | 0.516 | 0.516 | 0.516 | 0.516 | 0.516 | 0.516 | 0.516 | 0.516
0 | 0 | 0 |  | 0 | 2013 | 0.90882 | 0.2909 | Gavin:1 | 0.2909 | 0.2909 | 0.2909 | 0.2909 | 0.2909 | 0.2909 | 0.2909 | 0.2909 | 0.2909 | 0.2909 | 0.2909 | 0.2909 | 0.2909 | 0.26438 | 0.26438 | 0.26438 | 0.26438 | 0.26438 | 0.26438 | 0.26438 | 0.26438 | 0.26438 | 0.26438 | 0.26438 | 0.26438 | 0.26438 | 0.26438 | 0.26438 | 0.26438 | 0.26438 | 0.26438 | 0.26438 | 0.26438 | 0.26438 | 0.26438 | 0.26438 | 0.26438 | 0.26438 | 0.26438 | 0.26438 | 0.26438 | 0.26438 | 0.26438 | 0.26438 | 0.26438 | 0.26438 | 0.26438 | 0.26438 | 0.26438 | 0.26438 | 0.26438 | 0.26438 | 0.26438 | 0.26438
0 | 0 | 0 |  | 0 | 2013 | 0.90882 | 0.2569 | Gavin:2 | 0.2569 | 0.2569 | 0.2569 | 0.2569 | 0.2569 | 0.2569 | 0.2569 | 0.2569 | 0.2569 | 0.2569 | 0.2569 | 0.2569 | 0.2569 | 0.23348 | 0.23348 | 0.23348 | 0.23348 | 0.23348 | 0.23348 | 0.23348 | 0.23348 | 0.23348 | 0.23348 | 0.23348 | 0.23348 | 0.23348 | 0.23348 | 0.23348 | 0.23348 | 0.23348 | 0.23348 | 0.23348 | 0.23348 | 0.23348 | 0.23348 | 0.23348 | 0.23348 | 0.23348 | 0.23348 | 0.23348 | 0.23348 | 0.23348 | 0.23348 | 0.23348 | 0.23348 | 0.23348 | 0.23348 | 0.23348 | 0.23348 | 0.23348 | 0.23348 | 0.23348 | 0.23348 | 0.23348
0 | 0 | 0 | 0 | 0 |  |  | 0.5 | Hopkinton:ALL | 0.5 | 0.5 | 0.5 | 0.5 | 0.5 | 0.5 | 0.5 | 0.5 | 0.5 | 0.5 | 0.5 | 0.5 | 0.5 | 0.5 | 0.5 | 0.5 | 0.5 | 0.5 | 0.5 | 0.5 | 0.5 | 0.5 | 0.5 | 0.5 | 0.5 | 0.5 | 0.5 | 0.5 | 0.5 | 0.5 | 0.5 | 0.5 | 0.5 | 0.5 | 0.5 | 0.5 | 0.5 | 0.5 | 0.5 | 0.5 | 0.5 | 0.5 | 0.5 | 0.5 | 0.5 | 0.5 | 0.5 | 0.5 | 0.5 | 0.5 | 0.5 | 0.5 | 0.5 | 0.5
0 | 0 | 0 | 2017 | 0 |  |  | 0.8335 | Coyote:1 | 0.8335 | 0.8335 | 0.8335 | 0.8335 | 0.8335 | 0.8335 | 0.8335 | 0.8335 | 0.8335 | 0.8335 | 0.8335 | 0.8335 | 0.8335 | 0.8335 | 0.8335 | 0.8335 | 0.8335 | 0.01667 | 0.01667 | 0.01667 | 0.01667 | 0.01667 | 0.01667 | 0.01667 | 0.01667 | 0.01667 | 0.01667 | 0.01667 | 0.01667 | 0.01667 | 0.01667 | 0.01667 | 0.01667 | 0.01667 | 0.01667 | 0.01667 | 0.01667 | 0.01667 | 0.01667 | 0.01667 | 0.01667 | 0.01667 | 0.01667 | 0.01667 | 0.01667 | 0.01667 | 0.01667 | 0.01667 | 0.01667 | 0.01667 | 0.01667 | 0.01667 | 0.01667 | 0.01667
0 | 0 | 0 |  | 0 | 2013 | 0.94229 | 0.11844 | Cheswick:1 | 2.3689 | 2.3689 | 2.3689 | 2.3689 | 2.3689 | 2.3689 | 2.3689 | 2.3689 | 2.3689 | 2.3689 | 0.11844 | 0.11844 | 0.11844 | 0.11161 | 0.11161 | 0.11161 | 0.11161 | 0.11161 | 0.11161 | 0.11161 | 0.11161 | 0.11161 | 0.11161 | 0.11161 | 0.11161 | 0.11161 | 0.11161 | 0.11161 | 0.11161 | 0.11161 | 0.11161 | 0.11161 | 0.11161 | 0.11161 | 0.11161 | 0.11161 | 0.11161 | 0.11161 | 0.11161 | 0.11161 | 0.11161 | 0.11161 | 0.11161 | 0.11161 | 0.11161 | 0.11161 | 0.11161 | 0.11161 | 0.11161 | 0.11161 | 0.11161 | 0.11161 | 0.11161 | 0.11161
2016 | 2016 | 2016 | 0 | 2018 |  |  | 0.4573 | Edwards:1 | 0.4573 | 0.4573 | 0.4573 | 0.4573 | 0.4573 | 0.4573 | 0.4573 | 0.4573 | 0.4573 | 0.4573 | 0.4573 | 0.4573 | 0.4573 | 0.4573 | 0.4573 | 0.4573 | 0.32011 | 0.32011 | 0.032011 | 0.032011 | 0.032011 | 0.032011 | 0.032011 | 0.032011 | 0.032011 | 0.032011 | 0.032011 | 0.032011 | 0.032011 | 0.032011 | 0.032011 | 0.032011 | 0.032011 | 0.032011 | 0.032011 | 0.032011 | 0.032011 | 0.032011 | 0.032011 | 0.032011 | 0.032011 | 0.032011 | 0.032011 | 0.032011 | 0.032011 | 0.032011 | 0.032011 | 0.032011 | 0.032011 | 0.032011 | 0.032011 | 0.032011 | 0.032011 | 0.032011
2015 | 2015 | 2015 | 0 | 2017 |  |  | 0.4573 | Edwards:2 | 0.4573 | 0.4573 | 0.4573 | 0.4573 | 0.4573 | 0.4573 | 0.4573 | 0.4573 | 0.4573 | 0.4573 | 0.4573 | 0.4573 | 0.4573 | 0.4573 | 0.4573 | 0.32011 | 0.32011 | 0.032011 | 0.032011 | 0.032011 | 0.032011 | 0.032011 | 0.032011 | 0.032011 | 0.032011 | 0.032011 | 0.032011 | 0.032011 | 0.032011 | 0.032011 | 0.032011 | 0.032011 | 0.032011 | 0.032011 | 0.032011 | 0.032011 | 0.032011 | 0.032011 | 0.032011 | 0.032011 | 0.032011 | 0.032011 | 0.032011 | 0.032011 | 0.032011 | 0.032011 | 0.032011 | 0.032011 | 0.032011 | 0.032011 | 0.032011 | 0.032011 | 0.032011 | 0.032011
2015 | 2015 | 2015 | 0 | 2017 |  |  | 0.4244 | Edwards:3 | 0.4244 | 0.4244 | 0.4244 | 0.4244 | 0.4244 | 0.4244 | 0.4244 | 0.4244 | 0.4244 | 0.4244 | 0.4244 | 0.4244 | 0.4244 | 0.4244 | 0.4244 | 0.29708 | 0.29708 | 0.029708 | 0.029708 | 0.029708 | 0.029708 | 0.029708 | 0.029708 | 0.029708 | 0.029708 | 0.029708 | 0.029708 | 0.029708 | 0.029708 | 0.029708 | 0.029708 | 0.029708 | 0.029708 | 0.029708 | 0.029708 | 0.029708 | 0.029708 | 0.029708 | 0.029708 | 0.029708 | 0.029708 | 0.029708 | 0.029708 | 0.029708 | 0.029708 | 0.029708 | 0.029708 | 0.029708 | 0.029708 | 0.029708 | 0.029708 | 0.029708 | 0.029708 | 0.029708
2015 | 2015 | 2015 | 0 | 2017 |  |  | 0.5309 | Coffeen:1 | 0.5309 | 0.5309 | 0.5309 | 0.5309 | 0.5309 | 0.5309 | 0.5309 | 0.5309 | 0.5309 | 0.5309 | 0.5309 | 0.5309 | 0.5309 | 0.5309 | 0.5309 | 0.37163 | 0.37163 | 0.037163 | 0.037163 | 0.037163 | 0.037163 | 0.037163 | 0.037163 | 0.037163 | 0.037163 | 0.037163 | 0.037163 | 0.037163 | 0.037163 | 0.037163 | 0.037163 | 0.037163 | 0.037163 | 0.037163 | 0.037163 | 0.037163 | 0.037163 | 0.037163 | 0.037163 | 0.037163 | 0.037163 | 0.037163 | 0.037163 | 0.037163 | 0.037163 | 0.037163 | 0.037163 | 0.037163 | 0.037163 | 0.037163 | 0.037163 | 0.037163 | 0.037163 | 0.037163
0 | 2016 | 0 |  | 2016 |  |  | 0.029115 | Coffeen:2 | 0.5823 | 0.5823 | 0.5823 | 0.5823 | 0.5823 | 0.5823 | 0.5823 | 0.5823 | 0.5823 | 0.5823 | 0.029115 | 0.029115 | 0.029115 | 0.029115 | 0.029115 | 0.029115 | 0.0029115 | 0.0029115 | 0.0029115 | 0.0029115 | 0.0029115 | 0.0029115 | 0.0029115 | 0.0029115 | 0.0029115 | 0.0029115 | 0.0029115 | 0.0029115 | 0.0029115 | 0.0029115 | 0.0029115 | 0.0029115 | 0.0029115 | 0.0029115 | 0.0029115 | 0.0029115 | 0.0029115 | 0.0029115 | 0.0029115 | 0.0029115 | 0.0029115 | 0.0029115 | 0.0029115 | 0.0029115 | 0.0029115 | 0.0029115 | 0.0029115 | 0.0029115 | 0.0029115 | 0.0029115 | 0.0029115 | 0.0029115 | 0.0029115 | 0.0029115
[7 empty] | 4.034 | Grand Tower:3 | 4.034 | 4.034 | 4.034 | 4.034 | 4.034 | 4.034 | 4.034 | 4.034 | 4.034 | 4.034 | 4.034 | 4.034 | 4.034 | 4.034 | 4.034 | 4.034 | 4.034 | 4.034 | 4.034 | 4.034 | 4.034 | 4.034 | 4.034 | 4.034 | 4.034 | 4.034 | 4.034 | 4.034 | 4.034 | 4.034 | 4.034 | 4.034 | 4.034 | 4.034 | 4.034 | 4.034 | 4.034 | 4.034 | 4.034 | 4.034 | 4.034 | 4.034 | 4.034 | 4.034 | 4.034 | 4.034 | 4.034 | 4.034 | 4.034 | 4.034 | 4.034 | 4.034 | 4.034 | 4.034
[7 empty] | 4.055 | Grand Tower:4 | 4.055 | 4.055 | 4.055 | 4.055 | 4.055 | 4.055 | 4.055 | 4.055 | 4.055 | 4.055 | 4.055 | 4.055 | 4.055 | 4.055 | 4.055 | 4.055 | 4.055 | 4.055 | 4.055 | 4.055 | 4.055 | 4.055 | 4.055 | 4.055 | 4.055 | 4.055 | 4.055 | 4.055 | 4.055 | 4.055 | 4.055 | 4.055 | 4.055 | 4.055 | 4.055 | 4.055 | 4.055 | 4.055 | 4.055 | 4.055 | 4.055 | 4.055 | 4.055 | 4.055 | 4.055 | 4.055 | 4.055 | 4.055 | 4.055 | 4.055 | 4.055 | 4.055 | 4.055 | 4.055
0 | 0 | 0 | 0 | 0 |  |  | 0.75 | Hutsonville:D1 | 0.75 | 0.75 | 0.75 | 0.75 | 0.75 | 0.75 | 0.75 | 0.75 | 0.75 | 0.75 | 0.75 | 0.75 | 0.75 | 0.75 | 0.75 | 0.75 | 0.75 | 0.75 | 0.75 | 0.75 | 0.75 | 0.75 | 0.75 | 0.75 | 0.75 | 0.75 | 0.75 | 0.75 | 0.75 | 0.75 | 0.75 | 0.75 | 0.75 | 0.75 | 0.75 | 0.75 | 0.75 | 0.75 | 0.75 | 0.75 | 0.75 | 0.75 | 0.75 | 0.75 | 0.75 | 0.75 | 0.75 | 0.75 | 0.75 | 0.75 | 0.75 | 0.75 | 0.75 | 0.75
2017 | 2017 | 2017 | 0 | 2019 |  |  | 3.529 | Hutsonville:3 | 3.529 | 3.529 | 3.529 | 3.529 | 3.529 | 3.529 | 3.529 | 3.529 | 3.529 | 3.529 | 3.529 | 3.529 | 3.529 | 3.529 | 3.529 | 3.529 | 3.529 | 2.4703 | 2.4703 | 0.24703 | 0.24703 | 0.24703 | 0.24703 | 0.24703 | 0.24703 | 0.24703 | 0.24703 | 0.24703 | 0.24703 | 0.24703 | 0.24703 | 0.24703 | 0.24703 | 0.24703 | 0.24703 | 0.24703 | 0.24703 | 0.24703 | 0.24703 | 0.24703 | 0.24703 | 0.24703 | 0.24703 | 0.24703 | 0.24703 | 0.24703 | 0.24703 | 0.24703 | 0.24703 | 0.24703 | 0.24703 | 0.24703 | 0.24703 | 0.24703
2017 | 2017 | 2017 | 0 | 2019 |  |  | 0.5758 | Hutsonville:4 | 0.5758 | 0.5758 | 0.5758 | 0.5758 | 0.5758 | 0.5758 | 0.5758 | 0.5758 | 0.5758 | 0.5758 | 0.5758 | 0.5758 | 0.5758 | 0.5758 | 0.5758 | 0.5758 | 0.5758 | 0.40306 | 0.40306 | 0.040306 | 0.040306 | 0.040306 | 0.040306 | 0.040306 | 0.040306 | 0.040306 | 0.040306 | 0.040306 | 0.040306 | 0.040306 | 0.040306 | 0.040306 | 0.040306 | 0.040306 | 0.040306 | 0.040306 | 0.040306 | 0.040306 | 0.040306 | 0.040306 | 0.040306 | 0.040306 | 0.040306 | 0.040306 | 0.040306 | 0.040306 | 0.040306 | 0.040306 | 0.040306 | 0.040306 | 0.040306 | 0.040306 | 0.040306 | 0.040306
[7 empty] | 2.349 | Meredosia:1 | 2.349 | 2.349 | 2.349 | 2.349 | 2.349 | 2.349 | 2.349 | 2.349 | 2.349 | 2.349 | 2.349 | 2.349 | 2.349 | 2.349 | 2.349 | 2.349 | 2.349 | 2.349 | 2.349 | 2.349 | 2.349 | 2.349 | 2.349 | 2.349 | 2.349 | 2.349 | 2.349 | 2.349 | 2.349 | 2.349 | 2.349 | 2.349 | 2.349 | 2.349 | 2.349 | 2.349 | 2.349 | 2.349 | 2.349 | 2.349 | 2.349 | 2.349 | 2.349 | 2.349 | 2.349 | 2.349 | 2.349 | 2.349 | 2.349 | 2.349 | 2.349 | 2.349 | 2.349 | 2.349
[7 empty] | 2.306 | Meredosia:2 | 2.306 | 2.306 | 2.306 | 2.306 | 2.306 | 2.306 | 2.306 | 2.306 | 2.306 | 2.306 | 2.306 | 2.306 | 2.306 | 2.306 | 2.306 | 2.306 | 2.306 | 2.306 | 2.306 | 2.306 | 2.306 | 2.306 | 2.306 | 2.306 | 2.306 | 2.306 | 2.306 | 2.306 | 2.306 | 2.306 | 2.306 | 2.306 | 2.306 | 2.306 | 2.306 | 2.306 | 2.306 | 2.306 | 2.306 | 2.306 | 2.306 | 2.306 | 2.306 | 2.306 | 2.306 | 2.306 | 2.306 | 2.306 | 2.306 | 2.306 | 2.306 | 2.306 | 2.306 | 2.306
2015 | 2015 | 2015 | 0 | 2017 |  |  | 0.5951 | Meredosia:3 | 0.5951 | 0.5951 | 0.5951 | 0.5951 | 0.5951 | 0.5951 | 0.5951 | 0.5951 | 0.5951 | 0.5951 | 0.5951 | 0.5951 | 0.5951 | 0.5951 | 0.5951 | 0.41657 | 0.41657 | 0.041657 | 0.041657 | 0.041657 | 0.041657 | 0.041657 | 0.041657 | 0.041657 | 0.041657 | 0.041657 | 0.041657 | 0.041657 | 0.041657 | 0.041657 | 0.041657 | 0.041657 | 0.041657 | 0.041657 | 0.041657 | 0.041657 | 0.041657 | 0.041657 | 0.041657 | 0.041657 | 0.041657 | 0.041657 | 0.041657 | 0.041657 | 0.041657 | 0.041657 | 0.041657 | 0.041657 | 0.041657 | 0.041657 | 0.041657 | 0.041657 | 0.041657 | 0.041657
0 | 0 | 0 |  | 0 |  |  | 0.243 | Meredosia:4 | 0.243 | 0.243 | 0.243 | 0.243 | 0.243 | 0.243 | 0.243 | 0.243 | 0.243 | 0.243 | 0.243 | 0.243 | 0.243 | 0.243 | 0.243 | 0.243 | 0.243 | 0.243 | 0.243 | 0.243 | 0.243 | 0.243 | 0.243 | 0.243 | 0.243 | 0.243 | 0.243 | 0.243 | 0.243 | 0.243 | 0.243 | 0.243 | 0.243 | 0.243 | 0.243 | 0.243 | 0.243 | 0.243 | 0.243 | 0.243 | 0.243 | 0.243 | 0.243 | 0.243 | 0.243 | 0.243 | 0.243 | 0.243 | 0.243 | 0.243 | 0.243 | 0.243 | 0.243 | 0.243
[7 empty] | 0.75 | Bloom:33 | 0.75 | 0.75 | 0.75 | 0.75 | 0.75 | 0.75 | 0.75 | 0.75 | 0.75 | 0.75 | 0.75 | 0.75 | 0.75 | 0.75 | 0.75 | 0.75 | 0.75 | 0.75 | 0.75 | 0.75 | 0.75 | 0.75 | 0.75 | 0.75 | 0.75 | 0.75 | 0.75 | 0.75 | 0.75 | 0.75 | 0.75 | 0.75 | 0.75 | 0.75 | 0.75 | 0.75 | 0.75 | 0.75 | 0.75 | 0.75 | 0.75 | 0.75 | 0.75 | 0.75 | 0.75 | 0.75 | 0.75 | 0.75 | 0.75 | 0.75 | 0.75 | 0.75 | 0.75 | 0.75
[7 empty] | 0.75 | Bloom:341 | 0.75 | 0.75 | 0.75 | 0.75 | 0.75 | 0.75 | 0.75 | 0.75 | 0.75 | 0.75 | 0.75 | 0.75 | 0.75 | 0.75 | 0.75 | 0.75 | 0.75 | 0.75 | 0.75 | 0.75 | 0.75 | 0.75 | 0.75 | 0.75 | 0.75 | 0.75 | 0.75 | 0.75 | 0.75 | 0.75 | 0.75 | 0.75 | 0.75 | 0.75 | 0.75 | 0.75 | 0.75 | 0.75 | 0.75 | 0.75 | 0.75 | 0.75 | 0.75 | 0.75 | 0.75 | 0.75 | 0.75 | 0.75 | 0.75 | 0.75 | 0.75 | 0.75 | 0.75 | 0.75
[7 empty] | 0.75 | Bloom:344 | 0.75 | 0.75 | 0.75 | 0.75 | 0.75 | 0.75 | 0.75 | 0.75 | 0.75 | 0.75 | 0.75 | 0.75 | 0.75 | 0.75 | 0.75 | 0.75 | 0.75 | 0.75 | 0.75 | 0.75 | 0.75 | 0.75 | 0.75 | 0.75 | 0.75 | 0.75 | 0.75 | 0.75 | 0.75 | 0.75 | 0.75 | 0.75 | 0.75 | 0.75 | 0.75 | 0.75 | 0.75 | 0.75 | 0.75 | 0.75 | 0.75 | 0.75 | 0.75 | 0.75 | 0.75 | 0.75 | 0.75 | 0.75 | 0.75 | 0.75 | 0.75 | 0.75 | 0.75 | 0.75
2015 | 2015 | 2015 | 0 | 2017 |  |  | 0.5044 | Crawford (MIDGEN):7 | 0.5044 | 0.5044 | 0.5044 | 0.5044 | 0.5044 | 0.5044 | 0.5044 | 0.5044 | 0.5044 | 0.5044 | 0.5044 | 0.5044 | 0.5044 | 0.5044 | 0.5044 | 0.35308 | 0.35308 | 0.035308 | 0.035308 | 0.035308 | 0.035308 | 0.035308 | 0.035308 | 0.035308 | 0.035308 | 0.035308 | 0.035308 | 0.035308 | 0.035308 | 0.035308 | 0.035308 | 0.035308 | 0.035308 | 0.035308 | 0.035308 | 0.035308 | 0.035308 | 0.035308 | 0.035308 | 0.035308 | 0.035308 | 0.035308 | 0.035308 | 0.035308 | 0.035308 | 0.035308 | 0.035308 | 0.035308 | 0.035308 | 0.035308 | 0.035308 | 0.035308 | 0.035308 | 0.035308
2015 | 2015 | 2015 | 0 | 2017 |  |  | 0.5173 | Crawford (MIDGEN):8 | 0.5173 | 0.5173 | 0.5173 | 0.5173 | 0.5173 | 0.5173 | 0.5173 | 0.5173 | 0.5173 | 0.5173 | 0.5173 | 0.5173 | 0.5173 | 0.5173 | 0.5173 | 0.36211 | 0.36211 | 0.036211 | 0.036211 | 0.036211 | 0.036211 | 0.036211 | 0.036211 | 0.036211 | 0.036211 | 0.036211 | 0.036211 | 0.036211 | 0.036211 | 0.036211 | 0.036211 | 0.036211 | 0.036211 | 0.036211 | 0.036211 | 0.036211 | 0.036211 | 0.036211 | 0.036211 | 0.036211 | 0.036211 | 0.036211 | 0.036211 | 0.036211 | 0.036211 | 0.036211 | 0.036211 | 0.036211 | 0.036211 | 0.036211 | 0.036211 | 0.036211 | 0.036211 | 0.036211
0 | 0 | 0 | 0 | 0 |  |  | 0.75 | Joliet 9:IC | 0.75 | 0.75 | 0.75 | 0.75 | 0.75 | 0.75 | 0.75 | 0.75 | 0.75 | 0.75 | 0.75 | 0.75 | 0.75 | 0.75 | 0.75 | 0.75 | 0.75 | 0.75 | 0.75 | 0.75 | 0.75 | 0.75 | 0.75 | 0.75 | 0.75 | 0.75 | 0.75 | 0.75 | 0.75 | 0.75 | 0.75 | 0.75 | 0.75 | 0.75 | 0.75 | 0.75 | 0.75 | 0.75 | 0.75 | 0.75 | 0.75 | 0.75 | 0.75 | 0.75 | 0.75 | 0.75 | 0.75 | 0.75 | 0.75 | 0.75 | 0.75 | 0.75 | 0.75 | 0.75
2015 | 2015 | 2015 | 0 | 2017 |  |  | 0.4523 | Joliet 9:6 | 0.4523 | 0.4523 | 0.4523 | 0.4523 | 0.4523 | 0.4523 | 0.4523 | 0.4523 | 0.4523 | 0.4523 | 0.4523 | 0.4523 | 0.4523 | 0.4523 | 0.4523 | 0.31661 | 0.31661 | 0.031661 | 0.031661 | 0.031661 | 0.031661 | 0.031661 | 0.031661 | 0.031661 | 0.031661 | 0.031661 | 0.031661 | 0.031661 | 0.031661 | 0.031661 | 0.031661 | 0.031661 | 0.031661 | 0.031661 | 0.031661 | 0.031661 | 0.031661 | 0.031661 | 0.031661 | 0.031661 | 0.031661 | 0.031661 | 0.031661 | 0.031661 | 0.031661 | 0.031661 | 0.031661 | 0.031661 | 0.031661 | 0.031661 | 0.031661 | 0.031661 | 0.031661 | 0.031661
0 | 2016 | 0 | 0 | 2016 |  |  | 0.4497 | Joliet:7 | 0.4497 | 0.4497 | 0.4497 | 0.4497 | 0.4497 | 0.4497 | 0.4497 | 0.4497 | 0.4497 | 0.4497 | 0.4497 | 0.4497 | 0.4497 | 0.4497 | 0.4497 | 0.4497 | 0.04497 | 0.04497 | 0.04497 | 0.04497 | 0.04497 | 0.04497 | 0.04497 | 0.04497 | 0.04497 | 0.04497 | 0.04497 | 0.04497 | 0.04497 | 0.04497 | 0.04497 | 0.04497 | 0.04497 | 0.04497 | 0.04497 | 0.04497 | 0.04497 | 0.04497 | 0.04497 | 0.04497 | 0.04497 | 0.04497 | 0.04497 | 0.04497 | 0.04497 | 0.04497 | 0.04497 | 0.04497 | 0.04497 | 0.04497 | 0.04497 | 0.04497 | 0.04497 | 0.04497
0 | 2016 | 0 | 0 | 2016 |  |  | 0.4498 | Joliet:8 | 0.4498 | 0.4498 | 0.4498 | 0.4498 | 0.4498 | 0.4498 | 0.4498 | 0.4498 | 0.4498 | 0.4498 | 0.4498 | 0.4498 | 0.4498 | 0.4498 | 0.4498 | 0.4498 | 0.04498 | 0.04498 | 0.04498 | 0.04498 | 0.04498 | 0.04498 | 0.04498 | 0.04498 | 0.04498 | 0.04498 | 0.04498 | 0.04498 | 0.04498 | 0.04498 | 0.04498 | 0.04498 | 0.04498 | 0.04498 | 0.04498 | 0.04498 | 0.04498 | 0.04498 | 0.04498 | 0.04498 | 0.04498 | 0.04498 | 0.04498 | 0.04498 | 0.04498 | 0.04498 | 0.04498 | 0.04498 | 0.04498 | 0.04498 | 0.04498 | 0.04498 | 0.04498 | 0.04498
0 | 2016 | 0 | 0 | 2016 |  |  | 0.4427 | Kincaid:1 | 0.4427 | 0.4427 | 0.4427 | 0.4427 | 0.4427 | 0.4427 | 0.4427 | 0.4427 | 0.4427 | 0.4427 | 0.4427 | 0.4427 | 0.4427 | 0.4427 | 0.4427 | 0.4427 | 0.04427 | 0.04427 | 0.04427 | 0.04427 | 0.04427 | 0.04427 | 0.04427 | 0.04427 | 0.04427 | 0.04427 | 0.04427 | 0.04427 | 0.04427 | 0.04427 | 0.04427 | 0.04427 | 0.04427 | 0.04427 | 0.04427 | 0.04427 | 0.04427 | 0.04427 | 0.04427 | 0.04427 | 0.04427 | 0.04427 | 0.04427 | 0.04427 | 0.04427 | 0.04427 | 0.04427 | 0.04427 | 0.04427 | 0.04427 | 0.04427 | 0.04427 | 0.04427 | 0.04427
0 | 2016 | 0 | 0 | 2016 |  |  | 0.4566 | Kincaid:2 | 0.4566 | 0.4566 | 0.4566 | 0.4566 | 0.4566 | 0.4566 | 0.4566 | 0.4566 | 0.4566 | 0.4566 | 0.4566 | 0.4566 | 0.4566 | 0.4566 | 0.4566 | 0.4566 | 0.04566 | 0.04566 | 0.04566 | 0.04566 | 0.04566 | 0.04566 | 0.04566 | 0.04566 | 0.04566 | 0.04566 | 0.04566 | 0.04566 | 0.04566 | 0.04566 | 0.04566 | 0.04566 | 0.04566 | 0.04566 | 0.04566 | 0.04566 | 0.04566 | 0.04566 | 0.04566 | 0.04566 | 0.04566 | 0.04566 | 0.04566 | 0.04566 | 0.04566 | 0.04566 | 0.04566 | 0.04566 | 0.04566 | 0.04566 | 0.04566 | 0.04566 | 0.04566 | 0.04566
0 | 2015 | 0 |  | 2015 |  |  | 0.02099 | Powerton:5 | 0.4198 | 0.4198 | 0.4198 | 0.4198 | 0.4198 | 0.4198 | 0.4198 | 0.4198 | 0.4198 | 0.4198 | 0.4198 | 0.4198 | 0.4198 | 0.02099 | 0.02099 | 0.002099 | 0.002099 | 0.002099 | 0.002099 | 0.002099 | 0.002099 | 0.002099 | 0.002099 | 0.002099 | 0.002099 | 0.002099 | 0.002099 | 0.002099 | 0.002099 | 0.002099 | 0.002099 | 0.002099 | 0.002099 | 0.002099 | 0.002099 | 0.002099 | 0.002099 | 0.002099 | 0.002099 | 0.002099 | 0.002099 | 0.002099 | 0.002099 | 0.002099 | 0.002099 | 0.002099 | 0.002099 | 0.002099 | 0.002099 | 0.002099 | 0.002099 | 0.002099 | 0.002099 | 0.002099
0 | 2015 | 0 |  | 2015 |  |  | 0.02099 | Powerton:6 | 0.4198 | 0.4198 | 0.4198 | 0.4198 | 0.4198 | 0.4198 | 0.4198 | 0.4198 | 0.4198 | 0.4198 | 0.4198 | 0.4198 | 0.02099 | 0.02099 | 0.02099 | 0.002099 | 0.002099 | 0.002099 | 0.002099 | 0.002099 | 0.002099 | 0.002099 | 0.002099 | 0.002099 | 0.002099 | 0.002099 | 0.002099 | 0.002099 | 0.002099 | 0.002099 | 0.002099 | 0.002099 | 0.002099 | 0.002099 | 0.002099 | 0.002099 | 0.002099 | 0.002099 | 0.002099 | 0.002099 | 0.002099 | 0.002099 | 0.002099 | 0.002099 | 0.002099 | 0.002099 | 0.002099 | 0.002099 | 0.002099 | 0.002099 | 0.002099 | 0.002099 | 0.002099 | 0.002099
[7 empty] | 0.75 | Sabrooke:1112 | 0.75 | 0.75 | 0.75 | 0.75 | 0.75 | 0.75 | 0.75 | 0.75 | 0.75 | 0.75 | 0.75 | 0.75 | 0.75 | 0.75 | 0.75 | 0.75 | 0.75 | 0.75 | 0.75 | 0.75 | 0.75 | 0.75 | 0.75 | 0.75 | 0.75 | 0.75 | 0.75 | 0.75 | 0.75 | 0.75 | 0.75 | 0.75 | 0.75 | 0.75 | 0.75 | 0.75 | 0.75 | 0.75 | 0.75 | 0.75 | 0.75 | 0.75 | 0.75 | 0.75 | 0.75 | 0.75 | 0.75 | 0.75 | 0.75 | 0.75 | 0.75 | 0.75 | 0.75 | 0.75
[7 empty] | 0.75 | Sabrooke:2122 | 0.75 | 0.75 | 0.75 | 0.75 | 0.75 | 0.75 | 0.75 | 0.75 | 0.75 | 0.75 | 0.75 | 0.75 | 0.75 | 0.75 | 0.75 | 0.75 | 0.75 | 0.75 | 0.75 | 0.75 | 0.75 | 0.75 | 0.75 | 0.75 | 0.75 | 0.75 | 0.75 | 0.75 | 0.75 | 0.75 | 0.75 | 0.75 | 0.75 | 0.75 | 0.75 | 0.75 | 0.75 | 0.75 | 0.75 | 0.75 | 0.75 | 0.75 | 0.75 | 0.75 | 0.75 | 0.75 | 0.75 | 0.75 | 0.75 | 0.75 | 0.75 | 0.75 | 0.75 | 0.75
[7 empty] | 0.75 | Sabrooke:3132 | 0.75 | 0.75 | 0.75 | 0.75 | 0.75 | 0.75 | 0.75 | 0.75 | 0.75 | 0.75 | 0.75 | 0.75 | 0.75 | 0.75 | 0.75 | 0.75 | 0.75 | 0.75 | 0.75 | 0.75 | 0.75 | 0.75 | 0.75 | 0.75 | 0.75 | 0.75 | 0.75 | 0.75 | 0.75 | 0.75 | 0.75 | 0.75 | 0.75 | 0.75 | 0.75 | 0.75 | 0.75 | 0.75 | 0.75 | 0.75 | 0.75 | 0.75 | 0.75 | 0.75 | 0.75 | 0.75 | 0.75 | 0.75 | 0.75 | 0.75 | 0.75 | 0.75 | 0.75 | 0.75
[7 empty] | 0.75 | Sabrooke:341 | 0.75 | 0.75 | 0.75 | 0.75 | 0.75 | 0.75 | 0.75 | 0.75 | 0.75 | 0.75 | 0.75 | 0.75 | 0.75 | 0.75 | 0.75 | 0.75 | 0.75 | 0.75 | 0.75 | 0.75 | 0.75 | 0.75 | 0.75 | 0.75 | 0.75 | 0.75 | 0.75 | 0.75 | 0.75 | 0.75 | 0.75 | 0.75 | 0.75 | 0.75 | 0.75 | 0.75 | 0.75 | 0.75 | 0.75 | 0.75 | 0.75 | 0.75 | 0.75 | 0.75 | 0.75 | 0.75 | 0.75 | 0.75 | 0.75 | 0.75 | 0.75 | 0.75 | 0.75 | 0.75
0 | 0 | 0 | 0 | 0 |  |  | 0.75 | Waukegan (MIDGEN):311 | 0.75 | 0.75 | 0.75 | 0.75 | 0.75 | 0.75 | 0.75 | 0.75 | 0.75 | 0.75 | 0.75 | 0.75 | 0.75 | 0.75 | 0.75 | 0.75 | 0.75 | 0.75 | 0.75 | 0.75 | 0.75 | 0.75 | 0.75 | 0.75 | 0.75 | 0.75 | 0.75 | 0.75 | 0.75 | 0.75 | 0.75 | 0.75 | 0.75 | 0.75 | 0.75 | 0.75 | 0.75 | 0.75 | 0.75 | 0.75 | 0.75 | 0.75 | 0.75 | 0.75 | 0.75 | 0.75 | 0.75 | 0.75 | 0.75 | 0.75 | 0.75 | 0.75 | 0.75 | 0.75
0 | 0 | 0 | 0 | 0 |  |  | 0.75 | Waukegan (MIDGEN):312 | 0.75 | 0.75 | 0.75 | 0.75 | 0.75 | 0.75 | 0.75 | 0.75 | 0.75 | 0.75 | 0.75 | 0.75 | 0.75 | 0.75 | 0.75 | 0.75 | 0.75 | 0.75 | 0.75 | 0.75 | 0.75 | 0.75 | 0.75 | 0.75 | 0.75 | 0.75 | 0.75 | 0.75 | 0.75 | 0.75 | 0.75 | 0.75 | 0.75 | 0.75 | 0.75 | 0.75 | 0.75 | 0.75 | 0.75 | 0.75 | 0.75 | 0.75 | 0.75 | 0.75 | 0.75 | 0.75 | 0.75 | 0.75 | 0.75 | 0.75 | 0.75 | 0.75 | 0.75 | 0.75
0 | 0 | 0 | 0 | 0 |  |  | 0.75 | Waukegan (MIDGEN):321 | 0.75 | 0.75 | 0.75 | 0.75 | 0.75 | 0.75 | 0.75 | 0.75 | 0.75 | 0.75 | 0.75 | 0.75 | 0.75 | 0.75 | 0.75 | 0.75 | 0.75 | 0.75 | 0.75 | 0.75 | 0.75 | 0.75 | 0.75 | 0.75 | 0.75 | 0.75 | 0.75 | 0.75 | 0.75 | 0.75 | 0.75 | 0.75 | 0.75 | 0.75 | 0.75 | 0.75 | 0.75 | 0.75 | 0.75 | 0.75 | 0.75 | 0.75 | 0.75 | 0.75 | 0.75 | 0.75 | 0.75 | 0.75 | 0.75 | 0.75 | 0.75 | 0.75 | 0.75 | 0.75
[7 empty] | 0.75 | Waukegan (MIDGEN):322 | 0.75 | 0.75 | 0.75 | 0.75 | 0.75 | 0.75 | 0.75 | 0.75 | 0.75 | 0.75 | 0.75 | 0.75 | 0.75 | 0.75 | 0.75 | 0.75 | 0.75 | 0.75 | 0.75 | 0.75 | 0.75 | 0.75 | 0.75 | 0.75 | 0.75 | 0.75 | 0.75 | 0.75 | 0.75 | 0.75 | 0.75 | 0.75 | 0.75 | 0.75 | 0.75 | 0.75 | 0.75 | 0.75 | 0.75 | 0.75 | 0.75 | 0.75 | 0.75 | 0.75 | 0.75 | 0.75 | 0.75 | 0.75 | 0.75 | 0.75 | 0.75 | 0.75 | 0.75 | 0.75
[7 empty] | 0.65 | Waukegan (MIDGEN):6 | 0.65 | 0.65 | 0.65 | 0.65 | 0.65 | 0.65 | 0.65 | 0.65 | 0.65 | 0.65 | 0.65 | 0.65 | 0.65 | 0.65 | 0.65 | 0.65 | 0.65 | 0.65 | 0.65 | 0.65 | 0.65 | 0.65 | 0.65 | 0.65 | 0.65 | 0.65 | 0.65 | 0.65 | 0.65 | 0.65 | 0.65 | 0.65 | 0.65 | 0.65 | 0.65 | 0.65 | 0.65 | 0.65 | 0.65 | 0.65 | 0.65 | 0.65 | 0.65 | 0.65 | 0.65 | 0.65 | 0.65 | 0.65 | 0.65 | 0.65 | 0.65 | 0.65 | 0.65 | 0.65
2015 | 2015 | 2015 | 0 | 2017 |  |  | 0.4957 | Waukegan (MIDGEN):7 | 0.4957 | 0.4957 | 0.4957 | 0.4957 | 0.4957 | 0.4957 | 0.4957 | 0.4957 | 0.4957 | 0.4957 | 0.4957 | 0.4957 | 0.4957 | 0.4957 | 0.4957 | 0.34699 | 0.34699 | 0.034699 | 0.034699 | 0.034699 | 0.034699 | 0.034699 | 0.034699 | 0.034699 | 0.034699 | 0.034699 | 0.034699 | 0.034699 | 0.034699 | 0.034699 | 0.034699 | 0.034699 | 0.034699 | 0.034699 | 0.034699 | 0.034699 | 0.034699 | 0.034699 | 0.034699 | 0.034699 | 0.034699 | 0.034699 | 0.034699 | 0.034699 | 0.034699 | 0.034699 | 0.034699 | 0.034699 | 0.034699 | 0.034699 | 0.034699 | 0.034699 | 0.034699 | 0.034699
2015 | 2015 | 2015 | x | 2017 |  |  | 0.5179 | Waukegan (MIDGEN):8 | 0.5179 | 0.5179 | 0.5179 | 0.5179 | 0.5179 | 0.5179 | 0.5179 | 0.5179 | 0.5179 | 0.5179 | 0.5179 | 0.5179 | 0.5179 | 0.5179 | 0.5179 | 0.36253 | 0.36253 | 0.036253 | 0.036253 | 0.036253 | 0.036253 | 0.036253 | 0.036253 | 0.036253 | 0.036253 | 0.036253 | 0.036253 | 0.036253 | 0.036253 | 0.036253 | 0.036253 | 0.036253 | 0.036253 | 0.036253 | 0.036253 | 0.036253 | 0.036253 | 0.036253 | 0.036253 | 0.036253 | 0.036253 | 0.036253 | 0.036253 | 0.036253 | 0.036253 | 0.036253 | 0.036253 | 0.036253 | 0.036253 | 0.036253 | 0.036253 | 0.036253 | 0.036253 | 0.036253
2016 | 2016 | 2016 | 0 | 2018 |  |  | 0.4436 | Will County:1 | 0.4436 | 0.4436 | 0.4436 | 0.4436 | 0.4436 | 0.4436 | 0.4436 | 0.4436 | 0.4436 | 0.4436 | 0.4436 | 0.4436 | 0.4436 | 0.4436 | 0.4436 | 0.4436 | 0.31052 | 0.31052 | 0.031052 | 0.031052 | 0.031052 | 0.031052 | 0.031052 | 0.031052 | 0.031052 | 0.031052 | 0.031052 | 0.031052 | 0.031052 | 0.031052 | 0.031052 | 0.031052 | 0.031052 | 0.031052 | 0.031052 | 0.031052 | 0.031052 | 0.031052 | 0.031052 | 0.031052 | 0.031052 | 0.031052 | 0.031052 | 0.031052 | 0.031052 | 0.031052 | 0.031052 | 0.031052 | 0.031052 | 0.031052 | 0.031052 | 0.031052 | 0.031052 | 0.031052
2016 | 2016 | 2016 | 0 | 2018 |  |  | 0.4471 | Will County:2 | 0.4471 | 0.4471 | 0.4471 | 0.4471 | 0.4471 | 0.4471 | 0.4471 | 0.4471 | 0.4471 | 0.4471 | 0.4471 | 0.4471 | 0.4471 | 0.4471 | 0.4471 | 0.4471 | 0.31297 | 0.31297 | 0.031297 | 0.031297 | 0.031297 | 0.031297 | 0.031297 | 0.031297 | 0.031297 | 0.031297 | 0.031297 | 0.031297 | 0.031297 | 0.031297 | 0.031297 | 0.031297 | 0.031297 | 0.031297 | 0.031297 | 0.031297 | 0.031297 | 0.031297 | 0.031297 | 0.031297 | 0.031297 | 0.031297 | 0.031297 | 0.031297 | 0.031297 | 0.031297 | 0.031297 | 0.031297 | 0.031297 | 0.031297 | 0.031297 | 0.031297 | 0.031297 | 0.031297
2015 | 2015 | 2015 | 0 | 2017 |  |  | 0.4469 | Will County:3 | 0.4469 | 0.4469 | 0.4469 | 0.4469 | 0.4469 | 0.4469 | 0.4469 | 0.4469 | 0.4469 | 0.4469 | 0.4469 | 0.4469 | 0.4469 | 0.4469 | 0.4469 | 0.31283 | 0.31283 | 0.031283 | 0.031283 | 0.031283 | 0.031283 | 0.031283 | 0.031283 | 0.031283 | 0.031283 | 0.031283 | 0.031283 | 0.031283 | 0.031283 | 0.031283 | 0.031283 | 0.031283 | 0.031283 | 0.031283 | 0.031283 | 0.031283 | 0.031283 | 0.031283 | 0.031283 | 0.031283 | 0.031283 | 0.031283 | 0.031283 | 0.031283 | 0.031283 | 0.031283 | 0.031283 | 0.031283 | 0.031283 | 0.031283 | 0.031283 | 0.031283 | 0.031283 | 0.031283
0 | 2017 | 0 | 0 | 2017 |  |  | 0.4443 | Will County:4 | 0.4443 | 0.4443 | 0.4443 | 0.4443 | 0.4443 | 0.4443 | 0.4443 | 0.4443 | 0.4443 | 0.4443 | 0.4443 | 0.4443 | 0.4443 | 0.4443 | 0.4443 | 0.4443 | 0.4443 | 0.04443 | 0.04443 | 0.04443 | 0.04443 | 0.04443 | 0.04443 | 0.04443 | 0.04443 | 0.04443 | 0.04443 | 0.04443 | 0.04443 | 0.04443 | 0.04443 | 0.04443 | 0.04443 | 0.04443 | 0.04443 | 0.04443 | 0.04443 | 0.04443 | 0.04443 | 0.04443 | 0.04443 | 0.04443 | 0.04443 | 0.04443 | 0.04443 | 0.04443 | 0.04443 | 0.04443 | 0.04443 | 0.04443 | 0.04443 | 0.04443 | 0.04443 | 0.04443
0 | 0 | 0 | 0 | 0 |  |  | 0.75 | Fisk:1 | 0.75 | 0.75 | 0.75 | 0.75 | 0.75 | 0.75 | 0.75 | 0.75 | 0.75 | 0.75 | 0.75 | 0.75 | 0.75 | 0.75 | 0.75 | 0.75 | 0.75 | 0.75 | 0.75 | 0.75 | 0.75 | 0.75 | 0.75 | 0.75 | 0.75 | 0.75 | 0.75 | 0.75 | 0.75 | 0.75 | 0.75 | 0.75 | 0.75 | 0.75 | 0.75 | 0.75 | 0.75 | 0.75 | 0.75 | 0.75 | 0.75 | 0.75 | 0.75 | 0.75 | 0.75 | 0.75 | 0.75 | 0.75 | 0.75 | 0.75 | 0.75 | 0.75 | 0.75 | 0.75
0 | 0 | 0 | 0 | 0 |  |  | 0.75 | Fisk:2 | 0.75 | 0.75 | 0.75 | 0.75 | 0.75 | 0.75 | 0.75 | 0.75 | 0.75 | 0.75 | 0.75 | 0.75 | 0.75 | 0.75 | 0.75 | 0.75 | 0.75 | 0.75 | 0.75 | 0.75 | 0.75 | 0.75 | 0.75 | 0.75 | 0.75 | 0.75 | 0.75 | 0.75 | 0.75 | 0.75 | 0.75 | 0.75 | 0.75 | 0.75 | 0.75 | 0.75 | 0.75 | 0.75 | 0.75 | 0.75 | 0.75 | 0.75 | 0.75 | 0.75 | 0.75 | 0.75 | 0.75 | 0.75 | 0.75 | 0.75 | 0.75 | 0.75 | 0.75 | 0.75
0 | 0 | 0 | 0 | 0 |  |  | 0.75 | Fisk:3 | 0.75 | 0.75 | 0.75 | 0.75 | 0.75 | 0.75 | 0.75 | 0.75 | 0.75 | 0.75 | 0.75 | 0.75 | 0.75 | 0.75 | 0.75 | 0.75 | 0.75 | 0.75 | 0.75 | 0.75 | 0.75 | 0.75 | 0.75 | 0.75 | 0.75 | 0.75 | 0.75 | 0.75 | 0.75 | 0.75 | 0.75 | 0.75 | 0.75 | 0.75 | 0.75 | 0.75 | 0.75 | 0.75 | 0.75 | 0.75 | 0.75 | 0.75 | 0.75 | 0.75 | 0.75 | 0.75 | 0.75 | 0.75 | 0.75 | 0.75 | 0.75 | 0.75 | 0.75 | 0.75
[7 empty] | 0.75 | Fisk:4 | 0.75 | 0.75 | 0.75 | 0.75 | 0.75 | 0.75 | 0.75 | 0.75 | 0.75 | 0.75 | 0.75 | 0.75 | 0.75 | 0.75 | 0.75 | 0.75 | 0.75 | 0.75 | 0.75 | 0.75 | 0.75 | 0.75 | 0.75 | 0.75 | 0.75 | 0.75 | 0.75 | 0.75 | 0.75 | 0.75 | 0.75 | 0.75 | 0.75 | 0.75 | 0.75 | 0.75 | 0.75 | 0.75 | 0.75 | 0.75 | 0.75 | 0.75 | 0.75 | 0.75 | 0.75 | 0.75 | 0.75 | 0.75 | 0.75 | 0.75 | 0.75 | 0.75 | 0.75 | 0.75
2015 | 2015 | 2015 | 0 | 2017 |  |  | 0.4934 | Fisk:19 | 0.4934 | 0.4934 | 0.4934 | 0.4934 | 0.4934 | 0.4934 | 0.4934 | 0.4934 | 0.4934 | 0.4934 | 0.4934 | 0.4934 | 0.4934 | 0.4934 | 0.4934 | 0.34538 | 0.34538 | 0.034538 | 0.034538 | 0.034538 | 0.034538 | 0.034538 | 0.034538 | 0.034538 | 0.034538 | 0.034538 | 0.034538 | 0.034538 | 0.034538 | 0.034538 | 0.034538 | 0.034538 | 0.034538 | 0.034538 | 0.034538 | 0.034538 | 0.034538 | 0.034538 | 0.034538 | 0.034538 | 0.034538 | 0.034538 | 0.034538 | 0.034538 | 0.034538 | 0.034538 | 0.034538 | 0.034538 | 0.034538 | 0.034538 | 0.034538 | 0.034538 | 0.034538 | 0.034538
2016 | 2016 | 2016 | 0 | 2018 |  |  | 0.627 | Joppa (EEI):1 | 0.627 | 0.627 | 0.627 | 0.627 | 0.627 | 0.627 | 0.627 | 0.627 | 0.627 | 0.627 | 0.627 | 0.627 | 0.627 | 0.627 | 0.627 | 0.627 | 0.4389 | 0.4389 | 0.04389 | 0.04389 | 0.04389 | 0.04389 | 0.04389 | 0.04389 | 0.04389 | 0.04389 | 0.04389 | 0.04389 | 0.04389 | 0.04389 | 0.04389 | 0.04389 | 0.04389 | 0.04389 | 0.04389 | 0.04389 | 0.04389 | 0.04389 | 0.04389 | 0.04389 | 0.04389 | 0.04389 | 0.04389 | 0.04389 | 0.04389 | 0.04389 | 0.04389 | 0.04389 | 0.04389 | 0.04389 | 0.04389 | 0.04389 | 0.04389 | 0.04389
2016 | 2016 | 2016 | 0 | 2018 |  |  | 0.6296 | Joppa (EEI):2 | 0.6296 | 0.6296 | 0.6296 | 0.6296 | 0.6296 | 0.6296 | 0.6296 | 0.6296 | 0.6296 | 0.6296 | 0.6296 | 0.6296 | 0.6296 | 0.6296 | 0.6296 | 0.6296 | 0.44072 | 0.44072 | 0.044072 | 0.044072 | 0.044072 | 0.044072 | 0.044072 | 0.044072 | 0.044072 | 0.044072 | 0.044072 | 0.044072 | 0.044072 | 0.044072 | 0.044072 | 0.044072 | 0.044072 | 0.044072 | 0.044072 | 0.044072 | 0.044072 | 0.044072 | 0.044072 | 0.044072 | 0.044072 | 0.044072 | 0.044072 | 0.044072 | 0.044072 | 0.044072 | 0.044072 | 0.044072 | 0.044072 | 0.044072 | 0.044072 | 0.044072 | 0.044072 | 0.044072
2016 | 2016 | 2016 |  | 2018 |  |  | 0.031515 | Joppa (EEI):3 | 0.6303 | 0.6303 | 0.6303 | 0.6303 | 0.6303 | 0.6303 | 0.6303 | 0.6303 | 0.6303 | 0.6303 | 0.031515 | 0.031515 | 0.031515 | 0.031515 | 0.031515 | 0.031515 | 0.022061 | 0.022061 | 0.002206 | 0.002206 | 0.002206 | 0.002206 | 0.002206 | 0.002206 | 0.002206 | 0.002206 | 0.002206 | 0.002206 | 0.002206 | 0.002206 | 0.002206 | 0.002206 | 0.002206 | 0.002206 | 0.002206 | 0.002206 | 0.002206 | 0.002206 | 0.002206 | 0.002206 | 0.002206 | 0.002206 | 0.002206 | 0.002206 | 0.002206 | 0.002206 | 0.002206 | 0.002206 | 0.002206 | 0.002206 | 0.002206 | 0.002206 | 0.002206 | 0.002206
2016 | 2016 | 2016 | 0 | 2018 |  |  | 0.6286 | Joppa (EEI):4 | 0.6286 | 0.6286 | 0.6286 | 0.6286 | 0.6286 | 0.6286 | 0.6286 | 0.6286 | 0.6286 | 0.6286 | 0.6286 | 0.6286 | 0.6286 | 0.6286 | 0.6286 | 0.6286 | 0.44002 | 0.44002 | 0.044002 | 0.044002 | 0.044002 | 0.044002 | 0.044002 | 0.044002 | 0.044002 | 0.044002 | 0.044002 | 0.044002 | 0.044002 | 0.044002 | 0.044002 | 0.044002 | 0.044002 | 0.044002 | 0.044002 | 0.044002 | 0.044002 | 0.044002 | 0.044002 | 0.044002 | 0.044002 | 0.044002 | 0.044002 | 0.044002 | 0.044002 | 0.044002 | 0.044002 | 0.044002 | 0.044002 | 0.044002 | 0.044002 | 0.044002 | 0.044002 | 0.044002
2016 | 2016 | 2016 | 0 | 2018 |  |  | 0.6233 | Joppa (EEI):5 | 0.6233 | 0.6233 | 0.6233 | 0.6233 | 0.6233 | 0.6233 | 0.6233 | 0.6233 | 0.6233 | 0.6233 | 0.6233 | 0.6233 | 0.6233 | 0.6233 | 0.6233 | 0.6233 | 0.43631 | 0.43631 | 0.043631 | 0.043631 | 0.043631 | 0.043631 | 0.043631 | 0.043631 | 0.043631 | 0.043631 | 0.043631 | 0.043631 | 0.043631 | 0.043631 | 0.043631 | 0.043631 | 0.043631 | 0.043631 | 0.043631 | 0.043631 | 0.043631 | 0.043631 | 0.043631 | 0.043631 | 0.043631 | 0.043631 | 0.043631 | 0.043631 | 0.043631 | 0.043631 | 0.043631 | 0.043631 | 0.043631 | 0.043631 | 0.043631 | 0.043631 | 0.043631 | 0.043631
2016 | 2016 | 2016 | 0 | 2018 |  |  | 0.6238 | Joppa (EEI):6 | 0.6238 | 0.6238 | 0.6238 | 0.6238 | 0.6238 | 0.6238 | 0.6238 | 0.6238 | 0.6238 | 0.6238 | 0.6238 | 0.6238 | 0.6238 | 0.6238 | 0.6238 | 0.6238 | 0.43666 | 0.43666 | 0.043666 | 0.043666 | 0.043666 | 0.043666 | 0.043666 | 0.043666 | 0.043666 | 0.043666 | 0.043666 | 0.043666 | 0.043666 | 0.043666 | 0.043666 | 0.043666 | 0.043666 | 0.043666 | 0.043666 | 0.043666 | 0.043666 | 0.043666 | 0.043666 | 0.043666 | 0.043666 | 0.043666 | 0.043666 | 0.043666 | 0.043666 | 0.043666 | 0.043666 | 0.043666 | 0.043666 | 0.043666 | 0.043666 | 0.043666 | 0.043666 | 0.043666
0 | 2016 | 0 |  | 2016 |  |  | 0.01939 | Baldwin (ILPC):1 | 0.3878 | 0.3878 | 0.3878 | 0.3878 | 0.3878 | 0.3878 | 0.3878 | 0.3878 | 0.3878 | 0.3878 | 0.3878 | 0.3878 | 0.01939 | 0.01939 | 0.01939 | 0.01939 | 0.001939 | 0.001939 | 0.001939 | 0.001939 | 0.001939 | 0.001939 | 0.001939 | 0.001939 | 0.001939 | 0.001939 | 0.001939 | 0.001939 | 0.001939 | 0.001939 | 0.001939 | 0.001939 | 0.001939 | 0.001939 | 0.001939 | 0.001939 | 0.001939 | 0.001939 | 0.001939 | 0.001939 | 0.001939 | 0.001939 | 0.001939 | 0.001939 | 0.001939 | 0.001939 | 0.001939 | 0.001939 | 0.001939 | 0.001939 | 0.001939 | 0.001939 | 0.001939 | 0.001939
0 | 2016 | 0 |  | 2016 |  |  | 0.019305 | Baldwin (ILPC):2 | 0.3861 | 0.3861 | 0.3861 | 0.3861 | 0.3861 | 0.3861 | 0.3861 | 0.3861 | 0.3861 | 0.3861 | 0.3861 | 0.3861 | 0.019305 | 0.019305 | 0.019305 | 0.019305 | 0.0019305 | 0.0019305 | 0.0019305 | 0.0019305 | 0.0019305 | 0.0019305 | 0.0019305 | 0.0019305 | 0.0019305 | 0.0019305 | 0.0019305 | 0.0019305 | 0.0019305 | 0.0019305 | 0.0019305 | 0.0019305 | 0.0019305 | 0.0019305 | 0.0019305 | 0.0019305 | 0.0019305 | 0.0019305 | 0.0019305 | 0.0019305 | 0.0019305 | 0.0019305 | 0.0019305 | 0.0019305 | 0.0019305 | 0.0019305 | 0.0019305 | 0.0019305 | 0.0019305 | 0.0019305 | 0.0019305 | 0.0019305 | 0.0019305 | 0.0019305
0 | 2016 | 0 | 0 | 2016 |  |  | 0.4525 | Baldwin (ILPC):3 | 0.4525 | 0.4525 | 0.4525 | 0.4525 | 0.4525 | 0.4525 | 0.4525 | 0.4525 | 0.4525 | 0.4525 | 0.4525 | 0.4525 | 0.4525 | 0.4525 | 0.4525 | 0.4525 | 0.04525 | 0.04525 | 0.04525 | 0.04525 | 0.04525 | 0.04525 | 0.04525 | 0.04525 | 0.04525 | 0.04525 | 0.04525 | 0.04525 | 0.04525 | 0.04525 | 0.04525 | 0.04525 | 0.04525 | 0.04525 | 0.04525 | 0.04525 | 0.04525 | 0.04525 | 0.04525 | 0.04525 | 0.04525 | 0.04525 | 0.04525 | 0.04525 | 0.04525 | 0.04525 | 0.04525 | 0.04525 | 0.04525 | 0.04525 | 0.04525 | 0.04525 | 0.04525 | 0.04525
0 | 0 | 0 |  | 0 |  |  | 0.15 | Astoria Gas Turbines:10-11 | 0.15 | 0.15 | 0.15 | 0.15 | 0.15 | 0.15 | 0.15 | 0.15 | 0.15 | 0.15 | 0.15 | 0.15 | 0.15 | 0.15 | 0.15 | 0.15 | 0.15 | 0.15 | 0.15 | 0.15 | 0.15 | 0.15 | 0.15 | 0.15 | 0.15 | 0.15 | 0.15 | 0.15 | 0.15 | 0.15 | 0.15 | 0.15 | 0.15 | 0.15 | 0.15 | 0.15 | 0.15 | 0.15 | 0.15 | 0.15 | 0.15 | 0.15 | 0.15 | 0.15 | 0.15 | 0.15 | 0.15 | 0.15 | 0.15 | 0.15 | 0.15 | 0.15 | 0.15 | 0.15
0 | 0 | 0 |  | 0 |  |  | 0.15 | Astoria Gas Turbines:12-13 | 0.15 | 0.15 | 0.15 | 0.15 | 0.15 | 0.15 | 0.15 | 0.15 | 0.15 | 0.15 | 0.15 | 0.15 | 0.15 | 0.15 | 0.15 | 0.15 | 0.15 | 0.15 | 0.15 | 0.15 | 0.15 | 0.15 | 0.15 | 0.15 | 0.15 | 0.15 | 0.15 | 0.15 | 0.15 | 0.15 | 0.15 | 0.15 | 0.15 | 0.15 | 0.15 | 0.15 | 0.15 | 0.15 | 0.15 | 0.15 | 0.15 | 0.15 | 0.15 | 0.15 | 0.15 | 0.15 | 0.15 | 0.15 | 0.15 | 0.15 | 0.15 | 0.15 | 0.15 | 0.15
[7 empty] | 0.15 | Astoria Gas Turbines:GT5 | 0.15 | 0.15 | 0.15 | 0.15 | 0.15 | 0.15 | 0.15 | 0.15 | 0.15 | 0.15 | 0.15 | 0.15 | 0.15 | 0.15 | 0.15 | 0.15 | 0.15 | 0.15 | 0.15 | 0.15 | 0.15 | 0.15 | 0.15 | 0.15 | 0.15 | 0.15 | 0.15 | 0.15 | 0.15 | 0.15 | 0.15 | 0.15 | 0.15 | 0.15 | 0.15 | 0.15 | 0.15 | 0.15 | 0.15 | 0.15 | 0.15 | 0.15 | 0.15 | 0.15 | 0.15 | 0.15 | 0.15 | 0.15 | 0.15 | 0.15 | 0.15 | 0.15 | 0.15 | 0.15
[7 empty] | 0.15 | Astoria Gas Turbines:7-8 | 0.15 | 0.15 | 0.15 | 0.15 | 0.15 | 0.15 | 0.15 | 0.15 | 0.15 | 0.15 | 0.15 | 0.15 | 0.15 | 0.15 | 0.15 | 0.15 | 0.15 | 0.15 | 0.15 | 0.15 | 0.15 | 0.15 | 0.15 | 0.15 | 0.15 | 0.15 | 0.15 | 0.15 | 0.15 | 0.15 | 0.15 | 0.15 | 0.15 | 0.15 | 0.15 | 0.15 | 0.15 | 0.15 | 0.15 | 0.15 | 0.15 | 0.15 | 0.15 | 0.15 | 0.15 | 0.15 | 0.15 | 0.15 | 0.15 | 0.15 | 0.15 | 0.15 | 0.15 | 0.15
[7 empty] | 0.15 | Astoria Gas Turbines:9 | 0.15 | 0.15 | 0.15 | 0.15 | 0.15 | 0.15 | 0.15 | 0.15 | 0.15 | 0.15 | 0.15 | 0.15 | 0.15 | 0.15 | 0.15 | 0.15 | 0.15 | 0.15 | 0.15 | 0.15 | 0.15 | 0.15 | 0.15 | 0.15 | 0.15 | 0.15 | 0.15 | 0.15 | 0.15 | 0.15 | 0.15 | 0.15 | 0.15 | 0.15 | 0.15 | 0.15 | 0.15 | 0.15 | 0.15 | 0.15 | 0.15 | 0.15 | 0.15 | 0.15 | 0.15 | 0.15 | 0.15 | 0.15 | 0.15 | 0.15 | 0.15 | 0.15 | 0.15 | 0.15
0 | 0 | 0 | 0 | 0 |  |  | 0.744 | Havana:1 | 0.744 | 0.744 | 0.744 | 0.744 | 0.744 | 0.744 | 0.744 | 0.744 | 0.744 | 0.744 | 0.744 | 0.744 | 0.744 | 0.744 | 0.744 | 0.744 | 0.744 | 0.744 | 0.744 | 0.744 | 0.744 | 0.744 | 0.744 | 0.744 | 0.744 | 0.744 | 0.744 | 0.744 | 0.744 | 0.744 | 0.744 | 0.744 | 0.744 | 0.744 | 0.744 | 0.744 | 0.744 | 0.744 | 0.744 | 0.744 | 0.744 | 0.744 | 0.744 | 0.744 | 0.744 | 0.744 | 0.744 | 0.744 | 0.744 | 0.744 | 0.744 | 0.744 | 0.744 | 0.744
0 | 0 | 0 | 0 | 0 |  |  | 0.815 | Havana:2 | 0.815 | 0.815 | 0.815 | 0.815 | 0.815 | 0.815 | 0.815 | 0.815 | 0.815 | 0.815 | 0.815 | 0.815 | 0.815 | 0.815 | 0.815 | 0.815 | 0.815 | 0.815 | 0.815 | 0.815 | 0.815 | 0.815 | 0.815 | 0.815 | 0.815 | 0.815 | 0.815 | 0.815 | 0.815 | 0.815 | 0.815 | 0.815 | 0.815 | 0.815 | 0.815 | 0.815 | 0.815 | 0.815 | 0.815 | 0.815 | 0.815 | 0.815 | 0.815 | 0.815 | 0.815 | 0.815 | 0.815 | 0.815 | 0.815 | 0.815 | 0.815 | 0.815 | 0.815 | 0.815
0 | 0 | 0 | 0 | 0 |  |  | 0.86 | Havana:3 | 0.86 | 0.86 | 0.86 | 0.86 | 0.86 | 0.86 | 0.86 | 0.86 | 0.86 | 0.86 | 0.86 | 0.86 | 0.86 | 0.86 | 0.86 | 0.86 | 0.86 | 0.86 | 0.86 | 0.86 | 0.86 | 0.86 | 0.86 | 0.86 | 0.86 | 0.86 | 0.86 | 0.86 | 0.86 | 0.86 | 0.86 | 0.86 | 0.86 | 0.86 | 0.86 | 0.86 | 0.86 | 0.86 | 0.86 | 0.86 | 0.86 | 0.86 | 0.86 | 0.86 | 0.86 | 0.86 | 0.86 | 0.86 | 0.86 | 0.86 | 0.86 | 0.86 | 0.86 | 0.86
0 | 0 | 0 | 0 | 0 |  |  | 0.777 | Havana:4 | 0.777 | 0.777 | 0.777 | 0.777 | 0.777 | 0.777 | 0.777 | 0.777 | 0.777 | 0.777 | 0.777 | 0.777 | 0.777 | 0.777 | 0.777 | 0.777 | 0.777 | 0.777 | 0.777 | 0.777 | 0.777 | 0.777 | 0.777 | 0.777 | 0.777 | 0.777 | 0.777 | 0.777 | 0.777 | 0.777 | 0.777 | 0.777 | 0.777 | 0.777 | 0.777 | 0.777 | 0.777 | 0.777 | 0.777 | 0.777 | 0.777 | 0.777 | 0.777 | 0.777 | 0.777 | 0.777 | 0.777 | 0.777 | 0.777 | 0.777 | 0.777 | 0.777 | 0.777 | 0.777
0 | 0 | 0 | 0 | 0 |  |  | 0.757 | Havana:5 | 0.757 | 0.757 | 0.757 | 0.757 | 0.757 | 0.757 | 0.757 | 0.757 | 0.757 | 0.757 | 0.757 | 0.757 | 0.757 | 0.757 | 0.757 | 0.757 | 0.757 | 0.757 | 0.757 | 0.757 | 0.757 | 0.757 | 0.757 | 0.757 | 0.757 | 0.757 | 0.757 | 0.757 | 0.757 | 0.757 | 0.757 | 0.757 | 0.757 | 0.757 | 0.757 | 0.757 | 0.757 | 0.757 | 0.757 | 0.757 | 0.757 | 0.757 | 0.757 | 0.757 | 0.757 | 0.757 | 0.757 | 0.757 | 0.757 | 0.757 | 0.757 | 0.757 | 0.757 | 0.757
0 | 2017 | 0 |  | 2017 |  |  | 0.022525 | Havana:6 | 0.4505 | 0.4505 | 0.4505 | 0.4505 | 0.4505 | 0.4505 | 0.4505 | 0.4505 | 0.4505 | 0.4505 | 0.4505 | 0.4505 | 0.4505 | 0.022525 | 0.022525 | 0.022525 | 0.022525 | 0.0022525 | 0.0022525 | 0.0022525 | 0.0022525 | 0.0022525 | 0.0022525 | 0.0022525 | 0.0022525 | 0.0022525 | 0.0022525 | 0.0022525 | 0.0022525 | 0.0022525 | 0.0022525 | 0.0022525 | 0.0022525 | 0.0022525 | 0.0022525 | 0.0022525 | 0.0022525 | 0.0022525 | 0.0022525 | 0.0022525 | 0.0022525 | 0.0022525 | 0.0022525 | 0.0022525 | 0.0022525 | 0.0022525 | 0.0022525 | 0.0022525 | 0.0022525 | 0.0022525 | 0.0022525 | 0.0022525 | 0.0022525 | 0.0022525
2017 | 2017 | 2017 | 0 | 2019 |  |  | 0.5183 | Hennepin:1 | 0.5183 | 0.5183 | 0.5183 | 0.5183 | 0.5183 | 0.5183 | 0.5183 | 0.5183 | 0.5183 | 0.5183 | 0.5183 | 0.5183 | 0.5183 | 0.5183 | 0.5183 | 0.5183 | 0.5183 | 0.36281 | 0.36281 | 0.036281 | 0.036281 | 0.036281 | 0.036281 | 0.036281 | 0.036281 | 0.036281 | 0.036281 | 0.036281 | 0.036281 | 0.036281 | 0.036281 | 0.036281 | 0.036281 | 0.036281 | 0.036281 | 0.036281 | 0.036281 | 0.036281 | 0.036281 | 0.036281 | 0.036281 | 0.036281 | 0.036281 | 0.036281 | 0.036281 | 0.036281 | 0.036281 | 0.036281 | 0.036281 | 0.036281 | 0.036281 | 0.036281 | 0.036281 | 0.036281
2015 | 2015 | 2015 | 0 | 2017 |  |  | 0.5167 | Hennepin:2 | 0.5167 | 0.5167 | 0.5167 | 0.5167 | 0.5167 | 0.5167 | 0.5167 | 0.5167 | 0.5167 | 0.5167 | 0.5167 | 0.5167 | 0.5167 | 0.5167 | 0.5167 | 0.36169 | 0.36169 | 0.036169 | 0.036169 | 0.036169 | 0.036169 | 0.036169 | 0.036169 | 0.036169 | 0.036169 | 0.036169 | 0.036169 | 0.036169 | 0.036169 | 0.036169 | 0.036169 | 0.036169 | 0.036169 | 0.036169 | 0.036169 | 0.036169 | 0.036169 | 0.036169 | 0.036169 | 0.036169 | 0.036169 | 0.036169 | 0.036169 | 0.036169 | 0.036169 | 0.036169 | 0.036169 | 0.036169 | 0.036169 | 0.036169 | 0.036169 | 0.036169 | 0.036169 | 0.036169
0 | 0 | 0 | 0 | 0 |  |  | 0.426 | Vermilion (Ilpc):GT1 | 0.426 | 0.426 | 0.426 | 0.426 | 0.426 | 0.426 | 0.426 | 0.426 | 0.426 | 0.426 | 0.426 | 0.426 | 0.426 | 0.426 | 0.426 | 0.426 | 0.426 | 0.426 | 0.426 | 0.426 | 0.426 | 0.426 | 0.426 | 0.426 | 0.426 | 0.426 | 0.426 | 0.426 | 0.426 | 0.426 | 0.426 | 0.426 | 0.426 | 0.426 | 0.426 | 0.426 | 0.426 | 0.426 | 0.426 | 0.426 | 0.426 | 0.426 | 0.426 | 0.426 | 0.426 | 0.426 | 0.426 | 0.426 | 0.426 | 0.426 | 0.426 | 0.426 | 0.426 | 0.426
2017 | 2017 | 2017 | 0 | 2019 |  |  | 0.5068 | Vermilion (Ilpc):ST1 | 0.5068 | 0.5068 | 0.5068 | 0.5068 | 0.5068 | 0.5068 | 0.5068 | 0.5068 | 0.5068 | 0.5068 | 0.5068 | 0.5068 | 0.5068 | 0.5068 | 0.5068 | 0.5068 | 0.5068 | 0.35476 | 0.35476 | 0.035476 | 0.035476 | 0.035476 | 0.035476 | 0.035476 | 0.035476 | 0.035476 | 0.035476 | 0.035476 | 0.035476 | 0.035476 | 0.035476 | 0.035476 | 0.035476 | 0.035476 | 0.035476 | 0.035476 | 0.035476 | 0.035476 | 0.035476 | 0.035476 | 0.035476 | 0.035476 | 0.035476 | 0.035476 | 0.035476 | 0.035476 | 0.035476 | 0.035476 | 0.035476 | 0.035476 | 0.035476 | 0.035476 | 0.035476 | 0.035476
2016 | 2016 | 2016 | 0 | 2019 |  |  | 0.5136 | Vermilion (Ilpc):2 | 0.5136 | 0.5136 | 0.5136 | 0.5136 | 0.5136 | 0.5136 | 0.5136 | 0.5136 | 0.5136 | 0.5136 | 0.5136 | 0.5136 | 0.5136 | 0.5136 | 0.5136 | 0.5136 | 0.35952 | 0.35952 | 0.35952 | 0.035952 | 0.035952 | 0.035952 | 0.035952 | 0.035952 | 0.035952 | 0.035952 | 0.035952 | 0.035952 | 0.035952 | 0.035952 | 0.035952 | 0.035952 | 0.035952 | 0.035952 | 0.035952 | 0.035952 | 0.035952 | 0.035952 | 0.035952 | 0.035952 | 0.035952 | 0.035952 | 0.035952 | 0.035952 | 0.035952 | 0.035952 | 0.035952 | 0.035952 | 0.035952 | 0.035952 | 0.035952 | 0.035952 | 0.035952 | 0.035952
2017 | 2017 | 2017 | 0 | 2019 |  |  | 0.5299 | Wood River (ILPC):4 | 0.5299 | 0.5299 | 0.5299 | 0.5299 | 0.5299 | 0.5299 | 0.5299 | 0.5299 | 0.5299 | 0.5299 | 0.5299 | 0.5299 | 0.5299 | 0.5299 | 0.5299 | 0.5299 | 0.5299 | 0.37093 | 0.37093 | 0.037093 | 0.037093 | 0.037093 | 0.037093 | 0.037093 | 0.037093 | 0.037093 | 0.037093 | 0.037093 | 0.037093 | 0.037093 | 0.037093 | 0.037093 | 0.037093 | 0.037093 | 0.037093 | 0.037093 | 0.037093 | 0.037093 | 0.037093 | 0.037093 | 0.037093 | 0.037093 | 0.037093 | 0.037093 | 0.037093 | 0.037093 | 0.037093 | 0.037093 | 0.037093 | 0.037093 | 0.037093 | 0.037093 | 0.037093 | 0.037093
2015 | 2015 | 2015 | 0 | 2017 |  |  | 0.5004 | Wood River (ILPC):5 | 0.5004 | 0.5004 | 0.5004 | 0.5004 | 0.5004 | 0.5004 | 0.5004 | 0.5004 | 0.5004 | 0.5004 | 0.5004 | 0.5004 | 0.5004 | 0.5004 | 0.5004 | 0.35028 | 0.35028 | 0.035028 | 0.035028 | 0.035028 | 0.035028 | 0.035028 | 0.035028 | 0.035028 | 0.035028 | 0.035028 | 0.035028 | 0.035028 | 0.035028 | 0.035028 | 0.035028 | 0.035028 | 0.035028 | 0.035028 | 0.035028 | 0.035028 | 0.035028 | 0.035028 | 0.035028 | 0.035028 | 0.035028 | 0.035028 | 0.035028 | 0.035028 | 0.035028 | 0.035028 | 0.035028 | 0.035028 | 0.035028 | 0.035028 | 0.035028 | 0.035028 | 0.035028 | 0.035028
0 | 0 | 0 | 0 | 0 |  |  | 0.75 | Cherry Street:7 | 0.75 | 0.75 | 0.75 | 0.75 | 0.75 | 0.75 | 0.75 | 0.75 | 0.75 | 0.75 | 0.75 | 0.75 | 0.75 | 0.75 | 0.75 | 0.75 | 0.75 | 0.75 | 0.75 | 0.75 | 0.75 | 0.75 | 0.75 | 0.75 | 0.75 | 0.75 | 0.75 | 0.75 | 0.75 | 0.75 | 0.75 | 0.75 | 0.75 | 0.75 | 0.75 | 0.75 | 0.75 | 0.75 | 0.75 | 0.75 | 0.75 | 0.75 | 0.75 | 0.75 | 0.75 | 0.75 | 0.75 | 0.75 | 0.75 | 0.75 | 0.75 | 0.75 | 0.75 | 0.75
[7 empty] | 0.75 | Venice (AUEP):ST1 | 0.75 | 0.75 | 0.75 | 0.75 | 0.75 | 0.75 | 0.75 | 0.75 | 0.75 | 0.75 | 0.75 | 0.75 | 0.75 | 0.75 | 0.75 | 0.75 | 0.75 | 0.75 | 0.75 | 0.75 | 0.75 | 0.75 | 0.75 | 0.75 | 0.75 | 0.75 | 0.75 | 0.75 | 0.75 | 0.75 | 0.75 | 0.75 | 0.75 | 0.75 | 0.75 | 0.75 | 0.75 | 0.75 | 0.75 | 0.75 | 0.75 | 0.75 | 0.75 | 0.75 | 0.75 | 0.75 | 0.75 | 0.75 | 0.75 | 0.75 | 0.75 | 0.75 | 0.75 | 0.75
0 | 0 | 0 | 0 | 0 |  |  | 0.75 | Venice (AUEP):GT1 | 0.75 | 0.75 | 0.75 | 0.75 | 0.75 | 0.75 | 0.75 | 0.75 | 0.75 | 0.75 | 0.75 | 0.75 | 0.75 | 0.75 | 0.75 | 0.75 | 0.75 | 0.75 | 0.75 | 0.75 | 0.75 | 0.75 | 0.75 | 0.75 | 0.75 | 0.75 | 0.75 | 0.75 | 0.75 | 0.75 | 0.75 | 0.75 | 0.75 | 0.75 | 0.75 | 0.75 | 0.75 | 0.75 | 0.75 | 0.75 | 0.75 | 0.75 | 0.75 | 0.75 | 0.75 | 0.75 | 0.75 | 0.75 | 0.75 | 0.75 | 0.75 | 0.75 | 0.75 | 0.75
[7 empty] | 0.75 | Venice (AUEP):2 | 0.75 | 0.75 | 0.75 | 0.75 | 0.75 | 0.75 | 0.75 | 0.75 | 0.75 | 0.75 | 0.75 | 0.75 | 0.75 | 0.75 | 0.75 | 0.75 | 0.75 | 0.75 | 0.75 | 0.75 | 0.75 | 0.75 | 0.75 | 0.75 | 0.75 | 0.75 | 0.75 | 0.75 | 0.75 | 0.75 | 0.75 | 0.75 | 0.75 | 0.75 | 0.75 | 0.75 | 0.75 | 0.75 | 0.75 | 0.75 | 0.75 | 0.75 | 0.75 | 0.75 | 0.75 | 0.75 | 0.75 | 0.75 | 0.75 | 0.75 | 0.75 | 0.75 | 0.75 | 0.75
[7 empty] | 0.001 | Venice (AUEP):3 | 0.001 | 0.001 | 0.001 | 0.001 | 0.001 | 0.001 | 0.001 | 0.001 | 0.001 | 0.001 | 0.001 | 0.001 | 0.001 | 0.001 | 0.001 | 0.001 | 0.001 | 0.001 | 0.001 | 0.001 | 0.001 | 0.001 | 0.001 | 0.001 | 0.001 | 0.001 | 0.001 | 0.001 | 0.001 | 0.001 | 0.001 | 0.001 | 0.001 | 0.001 | 0.001 | 0.001 | 0.001 | 0.001 | 0.001 | 0.001 | 0.001 | 0.001 | 0.001 | 0.001 | 0.001 | 0.001 | 0.001 | 0.001 | 0.001 | 0.001 | 0.001 | 0.001 | 0.001 | 0.001
[7 empty] | 0.001 | Venice (AUEP):4 | 0.001 | 0.001 | 0.001 | 0.001 | 0.001 | 0.001 | 0.001 | 0.001 | 0.001 | 0.001 | 0.001 | 0.001 | 0.001 | 0.001 | 0.001 | 0.001 | 0.001 | 0.001 | 0.001 | 0.001 | 0.001 | 0.001 | 0.001 | 0.001 | 0.001 | 0.001 | 0.001 | 0.001 | 0.001 | 0.001 | 0.001 | 0.001 | 0.001 | 0.001 | 0.001 | 0.001 | 0.001 | 0.001 | 0.001 | 0.001 | 0.001 | 0.001 | 0.001 | 0.001 | 0.001 | 0.001 | 0.001 | 0.001 | 0.001 | 0.001 | 0.001 | 0.001 | 0.001 | 0.001
[7 empty] | 0.001 | Venice (AUEP):5 | 0.001 | 0.001 | 0.001 | 0.001 | 0.001 | 0.001 | 0.001 | 0.001 | 0.001 | 0.001 | 0.001 | 0.001 | 0.001 | 0.001 | 0.001 | 0.001 | 0.001 | 0.001 | 0.001 | 0.001 | 0.001 | 0.001 | 0.001 | 0.001 | 0.001 | 0.001 | 0.001 | 0.001 | 0.001 | 0.001 | 0.001 | 0.001 | 0.001 | 0.001 | 0.001 | 0.001 | 0.001 | 0.001 | 0.001 | 0.001 | 0.001 | 0.001 | 0.001 | 0.001 | 0.001 | 0.001 | 0.001 | 0.001 | 0.001 | 0.001 | 0.001 | 0.001 | 0.001 | 0.001
[7 empty] | 0.006 | Venice (AUEP):6 | 0.006 | 0.006 | 0.006 | 0.006 | 0.006 | 0.006 | 0.006 | 0.006 | 0.006 | 0.006 | 0.006 | 0.006 | 0.006 | 0.006 | 0.006 | 0.006 | 0.006 | 0.006 | 0.006 | 0.006 | 0.006 | 0.006 | 0.006 | 0.006 | 0.006 | 0.006 | 0.006 | 0.006 | 0.006 | 0.006 | 0.006 | 0.006 | 0.006 | 0.006 | 0.006 | 0.006 | 0.006 | 0.006 | 0.006 | 0.006 | 0.006 | 0.006 | 0.006 | 0.006 | 0.006 | 0.006 | 0.006 | 0.006 | 0.006 | 0.006 | 0.006 | 0.006 | 0.006 | 0.006
0 | 0 | 0 | 0 | 0 |  |  | 0.5 | Breese:ALL | 0.5 | 0.5 | 0.5 | 0.5 | 0.5 | 0.5 | 0.5 | 0.5 | 0.5 | 0.5 | 0.5 | 0.5 | 0.5 | 0.5 | 0.5 | 0.5 | 0.5 | 0.5 | 0.5 | 0.5 | 0.5 | 0.5 | 0.5 | 0.5 | 0.5 | 0.5 | 0.5 | 0.5 | 0.5 | 0.5 | 0.5 | 0.5 | 0.5 | 0.5 | 0.5 | 0.5 | 0.5 | 0.5 | 0.5 | 0.5 | 0.5 | 0.5 | 0.5 | 0.5 | 0.5 | 0.5 | 0.5 | 0.5 | 0.5 | 0.5 | 0.5 | 0.5 | 0.5 | 0.5
0 | 0 | 0 | 0 | 0 |  |  | 0.5 | Highland (HIGH):12 | 0.5 | 0.5 | 0.5 | 0.5 | 0.5 | 0.5 | 0.5 | 0.5 | 0.5 | 0.5 | 0.5 | 0.5 | 0.5 | 0.5 | 0.5 | 0.5 | 0.5 | 0.5 | 0.5 | 0.5 | 0.5 | 0.5 | 0.5 | 0.5 | 0.5 | 0.5 | 0.5 | 0.5 | 0.5 | 0.5 | 0.5 | 0.5 | 0.5 | 0.5 | 0.5 | 0.5 | 0.5 | 0.5 | 0.5 | 0.5 | 0.5 | 0.5 | 0.5 | 0.5 | 0.5 | 0.5 | 0.5 | 0.5 | 0.5 | 0.5 | 0.5 | 0.5 | 0.5 | 0.5
[7 empty] | 0.5 | McLeansboro:78 | 0.5 | 0.5 | 0.5 | 0.5 | 0.5 | 0.5 | 0.5 | 0.5 | 0.5 | 0.5 | 0.5 | 0.5 | 0.5 | 0.5 | 0.5 | 0.5 | 0.5 | 0.5 | 0.5 | 0.5 | 0.5 | 0.5 | 0.5 | 0.5 | 0.5 | 0.5 | 0.5 | 0.5 | 0.5 | 0.5 | 0.5 | 0.5 | 0.5 | 0.5 | 0.5 | 0.5 | 0.5 | 0.5 | 0.5 | 0.5 | 0.5 | 0.5 | 0.5 | 0.5 | 0.5 | 0.5 | 0.5 | 0.5 | 0.5 | 0.5 | 0.5 | 0.5 | 0.5 | 0.5
[7 empty] | 0.75 | Mascoutah:13 | 0.75 | 0.75 | 0.75 | 0.75 | 0.75 | 0.75 | 0.75 | 0.75 | 0.75 | 0.75 | 0.75 | 0.75 | 0.75 | 0.75 | 0.75 | 0.75 | 0.75 | 0.75 | 0.75 | 0.75 | 0.75 | 0.75 | 0.75 | 0.75 | 0.75 | 0.75 | 0.75 | 0.75 | 0.75 | 0.75 | 0.75 | 0.75 | 0.75 | 0.75 | 0.75 | 0.75 | 0.75 | 0.75 | 0.75 | 0.75 | 0.75 | 0.75 | 0.75 | 0.75 | 0.75 | 0.75 | 0.75 | 0.75 | 0.75 | 0.75 | 0.75 | 0.75 | 0.75 | 0.75
0 | 0 | 0 | 0 | 0 |  |  | 0.75 | Peru (PMED):GT1 | 0.75 | 0.75 | 0.75 | 0.75 | 0.75 | 0.75 | 0.75 | 0.75 | 0.75 | 0.75 | 0.75 | 0.75 | 0.75 | 0.75 | 0.75 | 0.75 | 0.75 | 0.75 | 0.75 | 0.75 | 0.75 | 0.75 | 0.75 | 0.75 | 0.75 | 0.75 | 0.75 | 0.75 | 0.75 | 0.75 | 0.75 | 0.75 | 0.75 | 0.75 | 0.75 | 0.75 | 0.75 | 0.75 | 0.75 | 0.75 | 0.75 | 0.75 | 0.75 | 0.75 | 0.75 | 0.75 | 0.75 | 0.75 | 0.75 | 0.75 | 0.75 | 0.75 | 0.75 | 0.75
0 | 0 | 0 | 0 | 0 |  |  | 0.75 | Peru (PMED):IC | 0.75 | 0.75 | 0.75 | 0.75 | 0.75 | 0.75 | 0.75 | 0.75 | 0.75 | 0.75 | 0.75 | 0.75 | 0.75 | 0.75 | 0.75 | 0.75 | 0.75 | 0.75 | 0.75 | 0.75 | 0.75 | 0.75 | 0.75 | 0.75 | 0.75 | 0.75 | 0.75 | 0.75 | 0.75 | 0.75 | 0.75 | 0.75 | 0.75 | 0.75 | 0.75 | 0.75 | 0.75 | 0.75 | 0.75 | 0.75 | 0.75 | 0.75 | 0.75 | 0.75 | 0.75 | 0.75 | 0.75 | 0.75 | 0.75 | 0.75 | 0.75 | 0.75 | 0.75 | 0.75
0 | 0 | 0 |  | 0 | 2013 | 0.92633 | 0.3155 | Dallman:1 | 0.3155 | 0.3155 | 0.3155 | 0.3155 | 0.3155 | 0.3155 | 0.3155 | 0.3155 | 0.3155 | 0.3155 | 0.3155 | 0.3155 | 0.3155 | 0.29226 | 0.29226 | 0.29226 | 0.29226 | 0.29226 | 0.29226 | 0.29226 | 0.29226 | 0.29226 | 0.29226 | 0.29226 | 0.29226 | 0.29226 | 0.29226 | 0.29226 | 0.29226 | 0.29226 | 0.29226 | 0.29226 | 0.29226 | 0.29226 | 0.29226 | 0.29226 | 0.29226 | 0.29226 | 0.29226 | 0.29226 | 0.29226 | 0.29226 | 0.29226 | 0.29226 | 0.29226 | 0.29226 | 0.29226 | 0.29226 | 0.29226 | 0.29226 | 0.29226 | 0.29226 | 0.29226 | 0.29226
0 | 0 | 0 |  | 0 | 2013 | 0.92633 | 0.1927 | Dallman:2 | 0.1927 | 0.1927 | 0.1927 | 0.1927 | 0.1927 | 0.1927 | 0.1927 | 0.1927 | 0.1927 | 0.1927 | 0.1927 | 0.1927 | 0.1927 | 0.1785 | 0.1785 | 0.1785 | 0.1785 | 0.1785 | 0.1785 | 0.1785 | 0.1785 | 0.1785 | 0.1785 | 0.1785 | 0.1785 | 0.1785 | 0.1785 | 0.1785 | 0.1785 | 0.1785 | 0.1785 | 0.1785 | 0.1785 | 0.1785 | 0.1785 | 0.1785 | 0.1785 | 0.1785 | 0.1785 | 0.1785 | 0.1785 | 0.1785 | 0.1785 | 0.1785 | 0.1785 | 0.1785 | 0.1785 | 0.1785 | 0.1785 | 0.1785 | 0.1785 | 0.1785 | 0.1785 | 0.1785
0 | 0 | 0 | 2017 | 0 | 2013 | 0.92633 | 0.3497 | Dallman:3 | 0.3497 | 0.3497 | 0.3497 | 0.3497 | 0.3497 | 0.3497 | 0.3497 | 0.3497 | 0.3497 | 0.3497 | 0.3497 | 0.3497 | 0.3497 | 0.32394 | 0.32394 | 0.32394 | 0.32394 | 0.0064787 | 0.0064787 | 0.0064787 | 0.0064787 | 0.0064787 | 0.0064787 | 0.0064787 | 0.0064787 | 0.0064787 | 0.0064787 | 0.0064787 | 0.0064787 | 0.0064787 | 0.0064787 | 0.0064787 | 0.0064787 | 0.0064787 | 0.0064787 | 0.0064787 | 0.0064787 | 0.0064787 | 0.0064787 | 0.0064787 | 0.0064787 | 0.0064787 | 0.0064787 | 0.0064787 | 0.0064787 | 0.0064787 | 0.0064787 | 0.0064787 | 0.0064787 | 0.0064787 | 0.0064787 | 0.0064787 | 0.0064787 | 0.0064787
[7 empty] | 2.417 | Lakeside (SPRIL):6 | 2.417 | 2.417 | 2.417 | 2.417 | 2.417 | 2.417 | 2.417 | 2.417 | 2.417 | 2.417 | 2.417 | 2.417 | 2.417 | 2.417 | 2.417 | 2.417 | 2.417 | 2.417 | 2.417 | 2.417 | 2.417 | 2.417 | 2.417 | 2.417 | 2.417 | 2.417 | 2.417 | 2.417 | 2.417 | 2.417 | 2.417 | 2.417 | 2.417 | 2.417 | 2.417 | 2.417 | 2.417 | 2.417 | 2.417 | 2.417 | 2.417 | 2.417 | 2.417 | 2.417 | 2.417 | 2.417 | 2.417 | 2.417 | 2.417 | 2.417 | 2.417 | 2.417 | 2.417 | 2.417
[7 empty] | 5.2289 | Lakeside (SPRIL):7 | 5.2289 | 5.2289 | 5.2289 | 5.2289 | 5.2289 | 5.2289 | 5.2289 | 5.2289 | 5.2289 | 5.2289 | 5.2289 | 5.2289 | 5.2289 | 5.2289 | 5.2289 | 5.2289 | 5.2289 | 5.2289 | 5.2289 | 5.2289 | 5.2289 | 5.2289 | 5.2289 | 5.2289 | 5.2289 | 5.2289 | 5.2289 | 5.2289 | 5.2289 | 5.2289 | 5.2289 | 5.2289 | 5.2289 | 5.2289 | 5.2289 | 5.2289 | 5.2289 | 5.2289 | 5.2289 | 5.2289 | 5.2289 | 5.2289 | 5.2289 | 5.2289 | 5.2289 | 5.2289 | 5.2289 | 5.2289 | 5.2289 | 5.2289 | 5.2289 | 5.2289 | 5.2289 | 5.2289
0 | 0 | 0 | 0 | 0 |  |  | 0.75 | Reynolds:1 | 0.75 | 0.75 | 0.75 | 0.75 | 0.75 | 0.75 | 0.75 | 0.75 | 0.75 | 0.75 | 0.75 | 0.75 | 0.75 | 0.75 | 0.75 | 0.75 | 0.75 | 0.75 | 0.75 | 0.75 | 0.75 | 0.75 | 0.75 | 0.75 | 0.75 | 0.75 | 0.75 | 0.75 | 0.75 | 0.75 | 0.75 | 0.75 | 0.75 | 0.75 | 0.75 | 0.75 | 0.75 | 0.75 | 0.75 | 0.75 | 0.75 | 0.75 | 0.75 | 0.75 | 0.75 | 0.75 | 0.75 | 0.75 | 0.75 | 0.75 | 0.75 | 0.75 | 0.75 | 0.75
0 | 0 | 0 | 0 | 0 |  |  | 0.75 | Waterloo (WL&P):11 | 0.75 | 0.75 | 0.75 | 0.75 | 0.75 | 0.75 | 0.75 | 0.75 | 0.75 | 0.75 | 0.75 | 0.75 | 0.75 | 0.75 | 0.75 | 0.75 | 0.75 | 0.75 | 0.75 | 0.75 | 0.75 | 0.75 | 0.75 | 0.75 | 0.75 | 0.75 | 0.75 | 0.75 | 0.75 | 0.75 | 0.75 | 0.75 | 0.75 | 0.75 | 0.75 | 0.75 | 0.75 | 0.75 | 0.75 | 0.75 | 0.75 | 0.75 | 0.75 | 0.75 | 0.75 | 0.75 | 0.75 | 0.75 | 0.75 | 0.75 | 0.75 | 0.75 | 0.75 | 0.75
0 | 0 | 0 | 2017 | 0 | 2013 | 0.94201 | 0.461 | Marion (SIPC):1 | 0.461 | 0.461 | 0.461 | 0.461 | 0.461 | 0.461 | 0.461 | 0.461 | 0.461 | 0.461 | 0.461 | 0.461 | 0.461 | 0.43427 | 0.43427 | 0.43427 | 0.43427 | 0.0086853 | 0.0086853 | 0.0086853 | 0.0086853 | 0.0086853 | 0.0086853 | 0.0086853 | 0.0086853 | 0.0086853 | 0.0086853 | 0.0086853 | 0.0086853 | 0.0086853 | 0.0086853 | 0.0086853 | 0.0086853 | 0.0086853 | 0.0086853 | 0.0086853 | 0.0086853 | 0.0086853 | 0.0086853 | 0.0086853 | 0.0086853 | 0.0086853 | 0.0086853 | 0.0086853 | 0.0086853 | 0.0086853 | 0.0086853 | 0.0086853 | 0.0086853 | 0.0086853 | 0.0086853 | 0.0086853 | 0.0086853 | 0.0086853
0 | 0 | 0 | 2017 | 0 | 2013 | 0.94201 | 0.461 | Marion (SIPC):2 | 0.461 | 0.461 | 0.461 | 0.461 | 0.461 | 0.461 | 0.461 | 0.461 | 0.461 | 0.461 | 0.461 | 0.461 | 0.461 | 0.43427 | 0.43427 | 0.43427 | 0.43427 | 0.0086853 | 0.0086853 | 0.0086853 | 0.0086853 | 0.0086853 | 0.0086853 | 0.0086853 | 0.0086853 | 0.0086853 | 0.0086853 | 0.0086853 | 0.0086853 | 0.0086853 | 0.0086853 | 0.0086853 | 0.0086853 | 0.0086853 | 0.0086853 | 0.0086853 | 0.0086853 | 0.0086853 | 0.0086853 | 0.0086853 | 0.0086853 | 0.0086853 | 0.0086853 | 0.0086853 | 0.0086853 | 0.0086853 | 0.0086853 | 0.0086853 | 0.0086853 | 0.0086853 | 0.0086853 | 0.0086853 | 0.0086853 | 0.0086853
0 | 0 | 0 | 2017 | 0 | 2013 | 0.94201 | 0.461 | Marion (SIPC):3 | 0.461 | 0.461 | 0.461 | 0.461 | 0.461 | 0.461 | 0.461 | 0.461 | 0.461 | 0.461 | 0.461 | 0.461 | 0.461 | 0.43427 | 0.43427 | 0.43427 | 0.43427 | 0.0086853 | 0.0086853 | 0.0086853 | 0.0086853 | 0.0086853 | 0.0086853 | 0.0086853 | 0.0086853 | 0.0086853 | 0.0086853 | 0.0086853 | 0.0086853 | 0.0086853 | 0.0086853 | 0.0086853 | 0.0086853 | 0.0086853 | 0.0086853 | 0.0086853 | 0.0086853 | 0.0086853 | 0.0086853 | 0.0086853 | 0.0086853 | 0.0086853 | 0.0086853 | 0.0086853 | 0.0086853 | 0.0086853 | 0.0086853 | 0.0086853 | 0.0086853 | 0.0086853 | 0.0086853 | 0.0086853 | 0.0086853 | 0.0086853
0 | 0 | 0 | 2017 | 0 | 2013 | 0.94201 | 0.7446 | Marion (SIPC):4 | 0.7446 | 0.7446 | 0.7446 | 0.7446 | 0.7446 | 0.7446 | 0.7446 | 0.7446 | 0.7446 | 0.7446 | 0.7446 | 0.7446 | 0.7446 | 0.70142 | 0.70142 | 0.70142 | 0.70142 | 0.014028 | 0.014028 | 0.014028 | 0.014028 | 0.014028 | 0.014028 | 0.014028 | 0.014028 | 0.014028 | 0.014028 | 0.014028 | 0.014028 | 0.014028 | 0.014028 | 0.014028 | 0.014028 | 0.014028 | 0.014028 | 0.014028 | 0.014028 | 0.014028 | 0.014028 | 0.014028 | 0.014028 | 0.014028 | 0.014028 | 0.014028 | 0.014028 | 0.014028 | 0.014028 | 0.014028 | 0.014028 | 0.014028 | 0.014028 | 0.014028 | 0.014028 | 0.014028
2015 | 2015 | 2015 | 0 | 2017 |  |  | 0.7614 | Stateline (MIR):3 | 0.7614 | 0.7614 | 0.7614 | 0.7614 | 0.7614 | 0.7614 | 0.7614 | 0.7614 | 0.7614 | 0.7614 | 0.7614 | 0.7614 | 0.7614 | 0.7614 | 0.7614 | 0.53298 | 0.53298 | 0.053298 | 0.053298 | 0.053298 | 0.053298 | 0.053298 | 0.053298 | 0.053298 | 0.053298 | 0.053298 | 0.053298 | 0.053298 | 0.053298 | 0.053298 | 0.053298 | 0.053298 | 0.053298 | 0.053298 | 0.053298 | 0.053298 | 0.053298 | 0.053298 | 0.053298 | 0.053298 | 0.053298 | 0.053298 | 0.053298 | 0.053298 | 0.053298 | 0.053298 | 0.053298 | 0.053298 | 0.053298 | 0.053298 | 0.053298 | 0.053298 | 0.053298 | 0.053298
2015 | 2015 | 2015 | 0 | 2017 |  |  | 0.6698 | Stateline (MIR):4 | 0.6698 | 0.6698 | 0.6698 | 0.6698 | 0.6698 | 0.6698 | 0.6698 | 0.6698 | 0.6698 | 0.6698 | 0.6698 | 0.6698 | 0.6698 | 0.6698 | 0.6698 | 0.46886 | 0.46886 | 0.046886 | 0.046886 | 0.046886 | 0.046886 | 0.046886 | 0.046886 | 0.046886 | 0.046886 | 0.046886 | 0.046886 | 0.046886 | 0.046886 | 0.046886 | 0.046886 | 0.046886 | 0.046886 | 0.046886 | 0.046886 | 0.046886 | 0.046886 | 0.046886 | 0.046886 | 0.046886 | 0.046886 | 0.046886 | 0.046886 | 0.046886 | 0.046886 | 0.046886 | 0.046886 | 0.046886 | 0.046886 | 0.046886 | 0.046886 | 0.046886 | 0.046886 | 0.046886
0 | 0 | 0 |  | 0 |  |  | 0.070185 | Clifty Creek:1 | 1.4037 | 1.4037 | 1.4037 | 1.4037 | 1.4037 | 1.4037 | 1.4037 | 1.4037 | 1.4037 | 1.4037 | 1.4037 | 1.4037 | 1.4037 | 0.070185 | 0.070185 | 0.070185 | 0.070185 | 0.070185 | 0.070185 | 0.070185 | 0.070185 | 0.070185 | 0.070185 | 0.070185 | 0.070185 | 0.070185 | 0.070185 | 0.070185 | 0.070185 | 0.070185 | 0.070185 | 0.070185 | 0.070185 | 0.070185 | 0.070185 | 0.070185 | 0.070185 | 0.070185 | 0.070185 | 0.070185 | 0.070185 | 0.070185 | 0.070185 | 0.070185 | 0.070185 | 0.070185 | 0.070185 | 0.070185 | 0.070185 | 0.070185 | 0.070185 | 0.070185 | 0.070185 | 0.070185
0 | 0 | 0 |  | 0 |  |  | 0.07004 | Clifty Creek:2 | 1.4008 | 1.4008 | 1.4008 | 1.4008 | 1.4008 | 1.4008 | 1.4008 | 1.4008 | 1.4008 | 1.4008 | 1.4008 | 1.4008 | 1.4008 | 0.07004 | 0.07004 | 0.07004 | 0.07004 | 0.07004 | 0.07004 | 0.07004 | 0.07004 | 0.07004 | 0.07004 | 0.07004 | 0.07004 | 0.07004 | 0.07004 | 0.07004 | 0.07004 | 0.07004 | 0.07004 | 0.07004 | 0.07004 | 0.07004 | 0.07004 | 0.07004 | 0.07004 | 0.07004 | 0.07004 | 0.07004 | 0.07004 | 0.07004 | 0.07004 | 0.07004 | 0.07004 | 0.07004 | 0.07004 | 0.07004 | 0.07004 | 0.07004 | 0.07004 | 0.07004 | 0.07004 | 0.07004
0 | 0 | 0 |  | 0 |  |  | 0.070665 | Clifty Creek:3 | 1.4133 | 1.4133 | 1.4133 | 1.4133 | 1.4133 | 1.4133 | 1.4133 | 1.4133 | 1.4133 | 1.4133 | 1.4133 | 1.4133 | 1.4133 | 0.070665 | 0.070665 | 0.070665 | 0.070665 | 0.070665 | 0.070665 | 0.070665 | 0.070665 | 0.070665 | 0.070665 | 0.070665 | 0.070665 | 0.070665 | 0.070665 | 0.070665 | 0.070665 | 0.070665 | 0.070665 | 0.070665 | 0.070665 | 0.070665 | 0.070665 | 0.070665 | 0.070665 | 0.070665 | 0.070665 | 0.070665 | 0.070665 | 0.070665 | 0.070665 | 0.070665 | 0.070665 | 0.070665 | 0.070665 | 0.070665 | 0.070665 | 0.070665 | 0.070665 | 0.070665 | 0.070665 | 0.070665
0 | 0 | 0 |  | 0 |  |  | 0.072125 | Clifty Creek:4 | 1.4425 | 1.4425 | 1.4425 | 1.4425 | 1.4425 | 1.4425 | 1.4425 | 1.4425 | 1.4425 | 1.4425 | 1.4425 | 1.4425 | 1.4425 | 0.072125 | 0.072125 | 0.072125 | 0.072125 | 0.072125 | 0.072125 | 0.072125 | 0.072125 | 0.072125 | 0.072125 | 0.072125 | 0.072125 | 0.072125 | 0.072125 | 0.072125 | 0.072125 | 0.072125 | 0.072125 | 0.072125 | 0.072125 | 0.072125 | 0.072125 | 0.072125 | 0.072125 | 0.072125 | 0.072125 | 0.072125 | 0.072125 | 0.072125 | 0.072125 | 0.072125 | 0.072125 | 0.072125 | 0.072125 | 0.072125 | 0.072125 | 0.072125 | 0.072125 | 0.072125 | 0.072125 | 0.072125
0 | 0 | 0 |  | 0 |  |  | 0.07145 | Clifty Creek:5 | 1.429 | 1.429 | 1.429 | 1.429 | 1.429 | 1.429 | 1.429 | 1.429 | 1.429 | 1.429 | 1.429 | 1.429 | 1.429 | 0.07145 | 0.07145 | 0.07145 | 0.07145 | 0.07145 | 0.07145 | 0.07145 | 0.07145 | 0.07145 | 0.07145 | 0.07145 | 0.07145 | 0.07145 | 0.07145 | 0.07145 | 0.07145 | 0.07145 | 0.07145 | 0.07145 | 0.07145 | 0.07145 | 0.07145 | 0.07145 | 0.07145 | 0.07145 | 0.07145 | 0.07145 | 0.07145 | 0.07145 | 0.07145 | 0.07145 | 0.07145 | 0.07145 | 0.07145 | 0.07145 | 0.07145 | 0.07145 | 0.07145 | 0.07145 | 0.07145 | 0.07145
0 | 0 | 0 |  | 0 |  |  | 0.07183 | Clifty Creek:6 | 1.4366 | 1.4366 | 1.4366 | 1.4366 | 1.4366 | 1.4366 | 1.4366 | 1.4366 | 1.4366 | 1.4366 | 1.4366 | 1.4366 | 1.4366 | 0.07183 | 0.07183 | 0.07183 | 0.07183 | 0.07183 | 0.07183 | 0.07183 | 0.07183 | 0.07183 | 0.07183 | 0.07183 | 0.07183 | 0.07183 | 0.07183 | 0.07183 | 0.07183 | 0.07183 | 0.07183 | 0.07183 | 0.07183 | 0.07183 | 0.07183 | 0.07183 | 0.07183 | 0.07183 | 0.07183 | 0.07183 | 0.07183 | 0.07183 | 0.07183 | 0.07183 | 0.07183 | 0.07183 | 0.07183 | 0.07183 | 0.07183 | 0.07183 | 0.07183 | 0.07183 | 0.07183 | 0.07183
0 | 0 | 0 | 0 | 0 |  |  | 0.85 | Cabot-Holyoke:69 | 0.85 | 0.85 | 0.85 | 0.85 | 0.85 | 0.85 | 0.85 | 0.85 | 0.85 | 0.85 | 0.85 | 0.85 | 0.85 | 0.85 | 0.85 | 0.85 | 0.85 | 0.85 | 0.85 | 0.85 | 0.85 | 0.85 | 0.85 | 0.85 | 0.85 | 0.85 | 0.85 | 0.85 | 0.85 | 0.85 | 0.85 | 0.85 | 0.85 | 0.85 | 0.85 | 0.85 | 0.85 | 0.85 | 0.85 | 0.85 | 0.85 | 0.85 | 0.85 | 0.85 | 0.85 | 0.85 | 0.85 | 0.85 | 0.85 | 0.85 | 0.85 | 0.85 | 0.85 | 0.85
0 | 0 | 0 | 2017 | 0 |  |  | 1.0946 | Tanners Creek:1 | 1.0946 | 1.0946 | 1.0946 | 1.0946 | 1.0946 | 1.0946 | 1.0946 | 1.0946 | 1.0946 | 1.0946 | 1.0946 | 1.0946 | 1.0946 | 1.0946 | 1.0946 | 1.0946 | 1.0946 | 0.021892 | 0.021892 | 0.021892 | 0.021892 | 0.021892 | 0.021892 | 0.021892 | 0.021892 | 0.021892 | 0.021892 | 0.021892 | 0.021892 | 0.021892 | 0.021892 | 0.021892 | 0.021892 | 0.021892 | 0.021892 | 0.021892 | 0.021892 | 0.021892 | 0.021892 | 0.021892 | 0.021892 | 0.021892 | 0.021892 | 0.021892 | 0.021892 | 0.021892 | 0.021892 | 0.021892 | 0.021892 | 0.021892 | 0.021892 | 0.021892 | 0.021892 | 0.021892
0 | 0 | 0 | 2017 | 0 |  |  | 1.1048 | Tanners Creek:2 | 1.1048 | 1.1048 | 1.1048 | 1.1048 | 1.1048 | 1.1048 | 1.1048 | 1.1048 | 1.1048 | 1.1048 | 1.1048 | 1.1048 | 1.1048 | 1.1048 | 1.1048 | 1.1048 | 1.1048 | 0.022096 | 0.022096 | 0.022096 | 0.022096 | 0.022096 | 0.022096 | 0.022096 | 0.022096 | 0.022096 | 0.022096 | 0.022096 | 0.022096 | 0.022096 | 0.022096 | 0.022096 | 0.022096 | 0.022096 | 0.022096 | 0.022096 | 0.022096 | 0.022096 | 0.022096 | 0.022096 | 0.022096 | 0.022096 | 0.022096 | 0.022096 | 0.022096 | 0.022096 | 0.022096 | 0.022096 | 0.022096 | 0.022096 | 0.022096 | 0.022096 | 0.022096 | 0.022096
0 | 0 | 0 | 2017 | 0 |  |  | 1.1034 | Tanners Creek:3 | 1.1034 | 1.1034 | 1.1034 | 1.1034 | 1.1034 | 1.1034 | 1.1034 | 1.1034 | 1.1034 | 1.1034 | 1.1034 | 1.1034 | 1.1034 | 1.1034 | 1.1034 | 1.1034 | 1.1034 | 0.022068 | 0.022068 | 0.022068 | 0.022068 | 0.022068 | 0.022068 | 0.022068 | 0.022068 | 0.022068 | 0.022068 | 0.022068 | 0.022068 | 0.022068 | 0.022068 | 0.022068 | 0.022068 | 0.022068 | 0.022068 | 0.022068 | 0.022068 | 0.022068 | 0.022068 | 0.022068 | 0.022068 | 0.022068 | 0.022068 | 0.022068 | 0.022068 | 0.022068 | 0.022068 | 0.022068 | 0.022068 | 0.022068 | 0.022068 | 0.022068 | 0.022068 | 0.022068
0 | 0 | 0 | 2017 | 0 |  |  | 1.2838 | Tanners Creek:4 | 1.2838 | 1.2838 | 1.2838 | 1.2838 | 1.2838 | 1.2838 | 1.2838 | 1.2838 | 1.2838 | 1.2838 | 1.2838 | 1.2838 | 1.2838 | 1.2838 | 1.2838 | 1.2838 | 1.2838 | 0.025676 | 0.025676 | 0.025676 | 0.025676 | 0.025676 | 0.025676 | 0.025676 | 0.025676 | 0.025676 | 0.025676 | 0.025676 | 0.025676 | 0.025676 | 0.025676 | 0.025676 | 0.025676 | 0.025676 | 0.025676 | 0.025676 | 0.025676 | 0.025676 | 0.025676 | 0.025676 | 0.025676 | 0.025676 | 0.025676 | 0.025676 | 0.025676 | 0.025676 | 0.025676 | 0.025676 | 0.025676 | 0.025676 | 0.025676 | 0.025676 | 0.025676 | 0.025676
0 | 0 | 0 | 0 | 0 |  |  | 0.3 | Harding Street:IC1 | 0.3 | 0.3 | 0.3 | 0.3 | 0.3 | 0.3 | 0.3 | 0.3 | 0.3 | 0.3 | 0.3 | 0.3 | 0.3 | 0.3 | 0.3 | 0.3 | 0.3 | 0.3 | 0.3 | 0.3 | 0.3 | 0.3 | 0.3 | 0.3 | 0.3 | 0.3 | 0.3 | 0.3 | 0.3 | 0.3 | 0.3 | 0.3 | 0.3 | 0.3 | 0.3 | 0.3 | 0.3 | 0.3 | 0.3 | 0.3 | 0.3 | 0.3 | 0.3 | 0.3 | 0.3 | 0.3 | 0.3 | 0.3 | 0.3 | 0.3 | 0.3 | 0.3 | 0.3 | 0.3
0 | 0 | 0 | 0 | 0 |  |  | 0.3 | Harding Street:G1-3 | 0.3 | 0.3 | 0.3 | 0.3 | 0.3 | 0.3 | 0.3 | 0.3 | 0.3 | 0.3 | 0.3 | 0.3 | 0.3 | 0.3 | 0.3 | 0.3 | 0.3 | 0.3 | 0.3 | 0.3 | 0.3 | 0.3 | 0.3 | 0.3 | 0.3 | 0.3 | 0.3 | 0.3 | 0.3 | 0.3 | 0.3 | 0.3 | 0.3 | 0.3 | 0.3 | 0.3 | 0.3 | 0.3 | 0.3 | 0.3 | 0.3 | 0.3 | 0.3 | 0.3 | 0.3 | 0.3 | 0.3 | 0.3 | 0.3 | 0.3 | 0.3 | 0.3 | 0.3 | 0.3
0 | 0 | 0 |  | 0 |  |  | 0.094 | Harding Street:3 | 0.094 | 0.094 | 0.094 | 0.094 | 0.094 | 0.094 | 0.094 | 0.094 | 0.094 | 0.094 | 0.094 | 0.094 | 0.094 | 0.094 | 0.094 | 0.094 | 0.094 | 0.094 | 0.094 | 0.094 | 0.094 | 0.094 | 0.094 | 0.094 | 0.094 | 0.094 | 0.094 | 0.094 | 0.094 | 0.094 | 0.094 | 0.094 | 0.094 | 0.094 | 0.094 | 0.094 | 0.094 | 0.094 | 0.094 | 0.094 | 0.094 | 0.094 | 0.094 | 0.094 | 0.094 | 0.094 | 0.094 | 0.094 | 0.094 | 0.094 | 0.094 | 0.094 | 0.094 | 0.094
0 | 0 | 0 |  | 0 |  |  | 0.002 | Harding Street:4 | 0.002 | 0.002 | 0.002 | 0.002 | 0.002 | 0.002 | 0.002 | 0.002 | 0.002 | 0.002 | 0.002 | 0.002 | 0.002 | 0.002 | 0.002 | 0.002 | 0.002 | 0.002 | 0.002 | 0.002 | 0.002 | 0.002 | 0.002 | 0.002 | 0.002 | 0.002 | 0.002 | 0.002 | 0.002 | 0.002 | 0.002 | 0.002 | 0.002 | 0.002 | 0.002 | 0.002 | 0.002 | 0.002 | 0.002 | 0.002 | 0.002 | 0.002 | 0.002 | 0.002 | 0.002 | 0.002 | 0.002 | 0.002 | 0.002 | 0.002 | 0.002 | 0.002 | 0.002 | 0.002
0 | 0 | 0 | 2017 | 0 | 2013 | 0.93541 | 3.0706 | Harding Street:5 | 3.0706 | 3.0706 | 3.0706 | 3.0706 | 3.0706 | 3.0706 | 3.0706 | 3.0706 | 3.0706 | 3.0706 | 3.0706 | 3.0706 | 3.0706 | 2.8723 | 2.8723 | 2.8723 | 2.8723 | 0.057445 | 0.057445 | 0.057445 | 0.057445 | 0.057445 | 0.057445 | 0.057445 | 0.057445 | 0.057445 | 0.057445 | 0.057445 | 0.057445 | 0.057445 | 0.057445 | 0.057445 | 0.057445 | 0.057445 | 0.057445 | 0.057445 | 0.057445 | 0.057445 | 0.057445 | 0.057445 | 0.057445 | 0.057445 | 0.057445 | 0.057445 | 0.057445 | 0.057445 | 0.057445 | 0.057445 | 0.057445 | 0.057445 | 0.057445 | 0.057445 | 0.057445 | 0.057445
0 | 0 | 0 | 2017 | 0 | 2013 | 0.93541 | 3.1433 | Harding Street:6 | 3.1433 | 3.1433 | 3.1433 | 3.1433 | 3.1433 | 3.1433 | 3.1433 | 3.1433 | 3.1433 | 3.1433 | 3.1433 | 3.1433 | 3.1433 | 2.9403 | 2.9403 | 2.9403 | 2.9403 | 0.058806 | 0.058806 | 0.058806 | 0.058806 | 0.058806 | 0.058806 | 0.058806 | 0.058806 | 0.058806 | 0.058806 | 0.058806 | 0.058806 | 0.058806 | 0.058806 | 0.058806 | 0.058806 | 0.058806 | 0.058806 | 0.058806 | 0.058806 | 0.058806 | 0.058806 | 0.058806 | 0.058806 | 0.058806 | 0.058806 | 0.058806 | 0.058806 | 0.058806 | 0.058806 | 0.058806 | 0.058806 | 0.058806 | 0.058806 | 0.058806 | 0.058806 | 0.058806
0 | 0 | 0 |  | 0 | 2013 | 0.93541 | 0.2392 | Harding Street:7 | 0.2392 | 0.2392 | 0.2392 | 0.2392 | 0.2392 | 0.2392 | 0.2392 | 0.2392 | 0.2392 | 0.2392 | 0.2392 | 0.2392 | 0.2392 | 0.22375 | 0.22375 | 0.22375 | 0.22375 | 0.22375 | 0.22375 | 0.22375 | 0.22375 | 0.22375 | 0.22375 | 0.22375 | 0.22375 | 0.22375 | 0.22375 | 0.22375 | 0.22375 | 0.22375 | 0.22375 | 0.22375 | 0.22375 | 0.22375 | 0.22375 | 0.22375 | 0.22375 | 0.22375 | 0.22375 | 0.22375 | 0.22375 | 0.22375 | 0.22375 | 0.22375 | 0.22375 | 0.22375 | 0.22375 | 0.22375 | 0.22375 | 0.22375 | 0.22375 | 0.22375 | 0.22375 | 0.22375
0 | 0 | 0 |  | 0 |  |  | 0.031 | Eagle Valley:IC1 | 0.031 | 0.031 | 0.031 | 0.031 | 0.031 | 0.031 | 0.031 | 0.031 | 0.031 | 0.031 | 0.031 | 0.031 | 0.031 | 0.031 | 0.031 | 0.031 | 0.031 | 0.031 | 0.031 | 0.031 | 0.031 | 0.031 | 0.031 | 0.031 | 0.031 | 0.031 | 0.031 | 0.031 | 0.031 | 0.031 | 0.031 | 0.031 | 0.031 | 0.031 | 0.031 | 0.031 | 0.031 | 0.031 | 0.031 | 0.031 | 0.031 | 0.031 | 0.031 | 0.031 | 0.031 | 0.031 | 0.031 | 0.031 | 0.031 | 0.031 | 0.031 | 0.031 | 0.031 | 0.031
0 | 0 | 0 |  | 0 |  |  | 0.145 | Eagle Valley:ST1 | 0.145 | 0.145 | 0.145 | 0.145 | 0.145 | 0.145 | 0.145 | 0.145 | 0.145 | 0.145 | 0.145 | 0.145 | 0.145 | 0.145 | 0.145 | 0.145 | 0.145 | 0.145 | 0.145 | 0.145 | 0.145 | 0.145 | 0.145 | 0.145 | 0.145 | 0.145 | 0.145 | 0.145 | 0.145 | 0.145 | 0.145 | 0.145 | 0.145 | 0.145 | 0.145 | 0.145 | 0.145 | 0.145 | 0.145 | 0.145 | 0.145 | 0.145 | 0.145 | 0.145 | 0.145 | 0.145 | 0.145 | 0.145 | 0.145 | 0.145 | 0.145 | 0.145 | 0.145 | 0.145
0 | 0 | 0 |  | 0 |  |  | 0.031 | Eagle Valley:2 | 0.031 | 0.031 | 0.031 | 0.031 | 0.031 | 0.031 | 0.031 | 0.031 | 0.031 | 0.031 | 0.031 | 0.031 | 0.031 | 0.031 | 0.031 | 0.031 | 0.031 | 0.031 | 0.031 | 0.031 | 0.031 | 0.031 | 0.031 | 0.031 | 0.031 | 0.031 | 0.031 | 0.031 | 0.031 | 0.031 | 0.031 | 0.031 | 0.031 | 0.031 | 0.031 | 0.031 | 0.031 | 0.031 | 0.031 | 0.031 | 0.031 | 0.031 | 0.031 | 0.031 | 0.031 | 0.031 | 0.031 | 0.031 | 0.031 | 0.031 | 0.031 | 0.031 | 0.031 | 0.031
0 | 0 | 0 | 2017 | 0 | 2013 | 0.95038 | 2.2467 | Eagle Valley:3 | 2.2467 | 2.2467 | 2.2467 | 2.2467 | 2.2467 | 2.2467 | 2.2467 | 2.2467 | 2.2467 | 2.2467 | 2.2467 | 2.2467 | 2.2467 | 2.1352 | 2.1352 | 2.1352 | 2.1352 | 0.042704 | 0.042704 | 0.042704 | 0.042704 | 0.042704 | 0.042704 | 0.042704 | 0.042704 | 0.042704 | 0.042704 | 0.042704 | 0.042704 | 0.042704 | 0.042704 | 0.042704 | 0.042704 | 0.042704 | 0.042704 | 0.042704 | 0.042704 | 0.042704 | 0.042704 | 0.042704 | 0.042704 | 0.042704 | 0.042704 | 0.042704 | 0.042704 | 0.042704 | 0.042704 | 0.042704 | 0.042704 | 0.042704 | 0.042704 | 0.042704 | 0.042704 | 0.042704
0 | 0 | 0 | 2017 | 0 | 2013 | 0.95038 | 2.1913 | Eagle Valley:4 | 2.1913 | 2.1913 | 2.1913 | 2.1913 | 2.1913 | 2.1913 | 2.1913 | 2.1913 | 2.1913 | 2.1913 | 2.1913 | 2.1913 | 2.1913 | 2.0826 | 2.0826 | 2.0826 | 2.0826 | 0.041651 | 0.041651 | 0.041651 | 0.041651 | 0.041651 | 0.041651 | 0.041651 | 0.041651 | 0.041651 | 0.041651 | 0.041651 | 0.041651 | 0.041651 | 0.041651 | 0.041651 | 0.041651 | 0.041651 | 0.041651 | 0.041651 | 0.041651 | 0.041651 | 0.041651 | 0.041651 | 0.041651 | 0.041651 | 0.041651 | 0.041651 | 0.041651 | 0.041651 | 0.041651 | 0.041651 | 0.041651 | 0.041651 | 0.041651 | 0.041651 | 0.041651 | 0.041651
0 | 0 | 0 | 2017 | 0 | 2013 | 0.95038 | 2.2094 | Eagle Valley:5 | 2.2094 | 2.2094 | 2.2094 | 2.2094 | 2.2094 | 2.2094 | 2.2094 | 2.2094 | 2.2094 | 2.2094 | 2.2094 | 2.2094 | 2.2094 | 2.0998 | 2.0998 | 2.0998 | 2.0998 | 0.041995 | 0.041995 | 0.041995 | 0.041995 | 0.041995 | 0.041995 | 0.041995 | 0.041995 | 0.041995 | 0.041995 | 0.041995 | 0.041995 | 0.041995 | 0.041995 | 0.041995 | 0.041995 | 0.041995 | 0.041995 | 0.041995 | 0.041995 | 0.041995 | 0.041995 | 0.041995 | 0.041995 | 0.041995 | 0.041995 | 0.041995 | 0.041995 | 0.041995 | 0.041995 | 0.041995 | 0.041995 | 0.041995 | 0.041995 | 0.041995 | 0.041995 | 0.041995
0 | 0 | 0 | 2017 | 0 | 2013 | 0.95038 | 2.2123 | Eagle Valley:6 | 2.2123 | 2.2123 | 2.2123 | 2.2123 | 2.2123 | 2.2123 | 2.2123 | 2.2123 | 2.2123 | 2.2123 | 2.2123 | 2.2123 | 2.2123 | 2.1025 | 2.1025 | 2.1025 | 2.1025 | 0.04205 | 0.04205 | 0.04205 | 0.04205 | 0.04205 | 0.04205 | 0.04205 | 0.04205 | 0.04205 | 0.04205 | 0.04205 | 0.04205 | 0.04205 | 0.04205 | 0.04205 | 0.04205 | 0.04205 | 0.04205 | 0.04205 | 0.04205 | 0.04205 | 0.04205 | 0.04205 | 0.04205 | 0.04205 | 0.04205 | 0.04205 | 0.04205 | 0.04205 | 0.04205 | 0.04205 | 0.04205 | 0.04205 | 0.04205 | 0.04205 | 0.04205 | 0.04205
2017 | 2017 | 2017 |  | 2021 |  |  | 0.04 | Perry K:ALL | 0.04 | 0.04 | 0.04 | 0.04 | 0.04 | 0.04 | 0.04 | 0.04 | 0.04 | 0.04 | 0.04 | 0.04 | 0.04 | 0.04 | 0.04 | 0.04 | 0.04 | 0.028 | 0.028 | 0.028 | 0.028 | 0.0028 | 0.0028 | 0.0028 | 0.0028 | 0.0028 | 0.0028 | 0.0028 | 0.0028 | 0.0028 | 0.0028 | 0.0028 | 0.0028 | 0.0028 | 0.0028 | 0.0028 | 0.0028 | 0.0028 | 0.0028 | 0.0028 | 0.0028 | 0.0028 | 0.0028 | 0.0028 | 0.0028 | 0.0028 | 0.0028 | 0.0028 | 0.0028 | 0.0028 | 0.0028 | 0.0028 | 0.0028 | 0.0028
0 | 0 | 0 | 2017 | 0 | 2013 | 0.93455 | 2.1131 | Pete 1 (IP&L):ST1 | 2.1131 | 2.1131 | 2.1131 | 2.1131 | 2.1131 | 2.1131 | 2.1131 | 2.1131 | 2.1131 | 2.1131 | 2.1131 | 2.1131 | 2.1131 | 1.9748 | 1.9748 | 1.9748 | 1.9748 | 0.039496 | 0.039496 | 0.039496 | 0.039496 | 0.039496 | 0.039496 | 0.039496 | 0.039496 | 0.039496 | 0.039496 | 0.039496 | 0.039496 | 0.039496 | 0.039496 | 0.039496 | 0.039496 | 0.039496 | 0.039496 | 0.039496 | 0.039496 | 0.039496 | 0.039496 | 0.039496 | 0.039496 | 0.039496 | 0.039496 | 0.039496 | 0.039496 | 0.039496 | 0.039496 | 0.039496 | 0.039496 | 0.039496 | 0.039496 | 0.039496 | 0.039496 | 0.039496
0 | 0 | 0 |  | 0 | 2013 | 0.93455 | 0.1276 | Pete 1 (IP&L):ST2 | 0.1276 | 0.1276 | 0.1276 | 0.1276 | 0.1276 | 0.1276 | 0.1276 | 0.1276 | 0.1276 | 0.1276 | 0.1276 | 0.1276 | 0.1276 | 0.11925 | 0.11925 | 0.11925 | 0.11925 | 0.11925 | 0.11925 | 0.11925 | 0.11925 | 0.11925 | 0.11925 | 0.11925 | 0.11925 | 0.11925 | 0.11925 | 0.11925 | 0.11925 | 0.11925 | 0.11925 | 0.11925 | 0.11925 | 0.11925 | 0.11925 | 0.11925 | 0.11925 | 0.11925 | 0.11925 | 0.11925 | 0.11925 | 0.11925 | 0.11925 | 0.11925 | 0.11925 | 0.11925 | 0.11925 | 0.11925 | 0.11925 | 0.11925 | 0.11925 | 0.11925 | 0.11925 | 0.11925
0 | 0 | 0 |  | 0 | 2013 | 0.93455 | 0.2843 | Pete 1 (IP&L):ST3 | 0.2843 | 0.2843 | 0.2843 | 0.2843 | 0.2843 | 0.2843 | 0.2843 | 0.2843 | 0.2843 | 0.2843 | 0.2843 | 0.2843 | 0.2843 | 0.26569 | 0.26569 | 0.26569 | 0.26569 | 0.26569 | 0.26569 | 0.26569 | 0.26569 | 0.26569 | 0.26569 | 0.26569 | 0.26569 | 0.26569 | 0.26569 | 0.26569 | 0.26569 | 0.26569 | 0.26569 | 0.26569 | 0.26569 | 0.26569 | 0.26569 | 0.26569 | 0.26569 | 0.26569 | 0.26569 | 0.26569 | 0.26569 | 0.26569 | 0.26569 | 0.26569 | 0.26569 | 0.26569 | 0.26569 | 0.26569 | 0.26569 | 0.26569 | 0.26569 | 0.26569 | 0.26569 | 0.26569
0 | 0 | 0 | 2016 | 0 | 2013 | 0.93455 | 0.9477 | Pete 1 (IP&L):4 | 0.9477 | 0.9477 | 0.9477 | 0.9477 | 0.9477 | 0.9477 | 0.9477 | 0.9477 | 0.9477 | 0.9477 | 0.9477 | 0.9477 | 0.9477 | 0.88567 | 0.88567 | 0.88567 | 0.017713 | 0.017713 | 0.017713 | 0.017713 | 0.017713 | 0.017713 | 0.017713 | 0.017713 | 0.017713 | 0.017713 | 0.017713 | 0.017713 | 0.017713 | 0.017713 | 0.017713 | 0.017713 | 0.017713 | 0.017713 | 0.017713 | 0.017713 | 0.017713 | 0.017713 | 0.017713 | 0.017713 | 0.017713 | 0.017713 | 0.017713 | 0.017713 | 0.017713 | 0.017713 | 0.017713 | 0.017713 | 0.017713 | 0.017713 | 0.017713 | 0.017713 | 0.017713 | 0.017713
[7 empty] | 0.3 | Pete 1 (IP&L):IC | 0.3 | 0.3 | 0.3 | 0.3 | 0.3 | 0.3 | 0.3 | 0.3 | 0.3 | 0.3 | 0.3 | 0.3 | 0.3 | 0.3 | 0.3 | 0.3 | 0.3 | 0.3 | 0.3 | 0.3 | 0.3 | 0.3 | 0.3 | 0.3 | 0.3 | 0.3 | 0.3 | 0.3 | 0.3 | 0.3 | 0.3 | 0.3 | 0.3 | 0.3 | 0.3 | 0.3 | 0.3 | 0.3 | 0.3 | 0.3 | 0.3 | 0.3 | 0.3 | 0.3 | 0.3 | 0.3 | 0.3 | 0.3 | 0.3 | 0.3 | 0.3 | 0.3 | 0.3 | 0.3
0 | 0 | 0 | 2017 | 0 | 2013 | 0.93656 | 0.455 | Bailly:7 | 0.455 | 0.455 | 0.455 | 0.455 | 0.455 | 0.455 | 0.455 | 0.455 | 0.455 | 0.455 | 0.455 | 0.455 | 0.455 | 0.42614 | 0.42614 | 0.42614 | 0.42614 | 0.0085227 | 0.0085227 | 0.0085227 | 0.0085227 | 0.0085227 | 0.0085227 | 0.0085227 | 0.0085227 | 0.0085227 | 0.0085227 | 0.0085227 | 0.0085227 | 0.0085227 | 0.0085227 | 0.0085227 | 0.0085227 | 0.0085227 | 0.0085227 | 0.0085227 | 0.0085227 | 0.0085227 | 0.0085227 | 0.0085227 | 0.0085227 | 0.0085227 | 0.0085227 | 0.0085227 | 0.0085227 | 0.0085227 | 0.0085227 | 0.0085227 | 0.0085227 | 0.0085227 | 0.0085227 | 0.0085227 | 0.0085227 | 0.0085227
0 | 0 | 0 |  | 0 | 2013 | 0.93656 | 0.2311 | Bailly:8 | 0.2311 | 0.2311 | 0.2311 | 0.2311 | 0.2311 | 0.2311 | 0.2311 | 0.2311 | 0.2311 | 0.2311 | 0.2311 | 0.2311 | 0.2311 | 0.21644 | 0.21644 | 0.21644 | 0.21644 | 0.21644 | 0.21644 | 0.21644 | 0.21644 | 0.21644 | 0.21644 | 0.21644 | 0.21644 | 0.21644 | 0.21644 | 0.21644 | 0.21644 | 0.21644 | 0.21644 | 0.21644 | 0.21644 | 0.21644 | 0.21644 | 0.21644 | 0.21644 | 0.21644 | 0.21644 | 0.21644 | 0.21644 | 0.21644 | 0.21644 | 0.21644 | 0.21644 | 0.21644 | 0.21644 | 0.21644 | 0.21644 | 0.21644 | 0.21644 | 0.21644 | 0.21644 | 0.21644
[7 empty] | 0.569 | Mitchell (NIPS):11 | 0.569 | 0.569 | 0.569 | 0.569 | 0.569 | 0.569 | 0.569 | 0.569 | 0.569 | 0.569 | 0.569 | 0.569 | 0.569 | 0.569 | 0.569 | 0.569 | 0.569 | 0.569 | 0.569 | 0.569 | 0.569 | 0.569 | 0.569 | 0.569 | 0.569 | 0.569 | 0.569 | 0.569 | 0.569 | 0.569 | 0.569 | 0.569 | 0.569 | 0.569 | 0.569 | 0.569 | 0.569 | 0.569 | 0.569 | 0.569 | 0.569 | 0.569 | 0.569 | 0.569 | 0.569 | 0.569 | 0.569 | 0.569 | 0.569 | 0.569 | 0.569 | 0.569 | 0.569 | 0.569
[7 empty] | 0.525 | Mitchell (NIPS):5 | 0.525 | 0.525 | 0.525 | 0.525 | 0.525 | 0.525 | 0.525 | 0.525 | 0.525 | 0.525 | 0.525 | 0.525 | 0.525 | 0.525 | 0.525 | 0.525 | 0.525 | 0.525 | 0.525 | 0.525 | 0.525 | 0.525 | 0.525 | 0.525 | 0.525 | 0.525 | 0.525 | 0.525 | 0.525 | 0.525 | 0.525 | 0.525 | 0.525 | 0.525 | 0.525 | 0.525 | 0.525 | 0.525 | 0.525 | 0.525 | 0.525 | 0.525 | 0.525 | 0.525 | 0.525 | 0.525 | 0.525 | 0.525 | 0.525 | 0.525 | 0.525 | 0.525 | 0.525 | 0.525
[7 empty] | 0.569 | Mitchell (NIPS):6 | 0.569 | 0.569 | 0.569 | 0.569 | 0.569 | 0.569 | 0.569 | 0.569 | 0.569 | 0.569 | 0.569 | 0.569 | 0.569 | 0.569 | 0.569 | 0.569 | 0.569 | 0.569 | 0.569 | 0.569 | 0.569 | 0.569 | 0.569 | 0.569 | 0.569 | 0.569 | 0.569 | 0.569 | 0.569 | 0.569 | 0.569 | 0.569 | 0.569 | 0.569 | 0.569 | 0.569 | 0.569 | 0.569 | 0.569 | 0.569 | 0.569 | 0.569 | 0.569 | 0.569 | 0.569 | 0.569 | 0.569 | 0.569 | 0.569 | 0.569 | 0.569 | 0.569 | 0.569 | 0.569
0 | 2017 | 0 | 0 | 2017 |  |  | 0.8681 | Michigan City:12 | 0.8681 | 0.8681 | 0.8681 | 0.8681 | 0.8681 | 0.8681 | 0.8681 | 0.8681 | 0.8681 | 0.8681 | 0.8681 | 0.8681 | 0.8681 | 0.8681 | 0.8681 | 0.8681 | 0.8681 | 0.08681 | 0.08681 | 0.08681 | 0.08681 | 0.08681 | 0.08681 | 0.08681 | 0.08681 | 0.08681 | 0.08681 | 0.08681 | 0.08681 | 0.08681 | 0.08681 | 0.08681 | 0.08681 | 0.08681 | 0.08681 | 0.08681 | 0.08681 | 0.08681 | 0.08681 | 0.08681 | 0.08681 | 0.08681 | 0.08681 | 0.08681 | 0.08681 | 0.08681 | 0.08681 | 0.08681 | 0.08681 | 0.08681 | 0.08681 | 0.08681 | 0.08681 | 0.08681
0 | 0 | 0 | 0 | 0 |  |  | 0.5 | Iles-de-la-Madeleine:1-6 | 0.5 | 0.5 | 0.5 | 0.5 | 0.5 | 0.5 | 0.5 | 0.5 | 0.5 | 0.5 | 0.5 | 0.5 | 0.5 | 0.5 | 0.5 | 0.5 | 0.5 | 0.5 | 0.5 | 0.5 | 0.5 | 0.5 | 0.5 | 0.5 | 0.5 | 0.5 | 0.5 | 0.5 | 0.5 | 0.5 | 0.5 | 0.5 | 0.5 | 0.5 | 0.5 | 0.5 | 0.5 | 0.5 | 0.5 | 0.5 | 0.5 | 0.5 | 0.5 | 0.5 | 0.5 | 0.5 | 0.5 | 0.5 | 0.5 | 0.5 | 0.5 | 0.5 | 0.5 | 0.5
[7 empty] | 0.75 | Blanc-Sablon:1-8 | 0.75 | 0.75 | 0.75 | 0.75 | 0.75 | 0.75 | 0.75 | 0.75 | 0.75 | 0.75 | 0.75 | 0.75 | 0.75 | 0.75 | 0.75 | 0.75 | 0.75 | 0.75 | 0.75 | 0.75 | 0.75 | 0.75 | 0.75 | 0.75 | 0.75 | 0.75 | 0.75 | 0.75 | 0.75 | 0.75 | 0.75 | 0.75 | 0.75 | 0.75 | 0.75 | 0.75 | 0.75 | 0.75 | 0.75 | 0.75 | 0.75 | 0.75 | 0.75 | 0.75 | 0.75 | 0.75 | 0.75 | 0.75 | 0.75 | 0.75 | 0.75 | 0.75 | 0.75 | 0.75
[7 empty] | 0.5 | La Tabatiere:1-7 | 0.5 | 0.5 | 0.5 | 0.5 | 0.5 | 0.5 | 0.5 | 0.5 | 0.5 | 0.5 | 0.5 | 0.5 | 0.5 | 0.5 | 0.5 | 0.5 | 0.5 | 0.5 | 0.5 | 0.5 | 0.5 | 0.5 | 0.5 | 0.5 | 0.5 | 0.5 | 0.5 | 0.5 | 0.5 | 0.5 | 0.5 | 0.5 | 0.5 | 0.5 | 0.5 | 0.5 | 0.5 | 0.5 | 0.5 | 0.5 | 0.5 | 0.5 | 0.5 | 0.5 | 0.5 | 0.5 | 0.5 | 0.5 | 0.5 | 0.5 | 0.5 | 0.5 | 0.5 | 0.5
[7 empty] | 0.75 | La Romaine:1-6 | 0.75 | 0.75 | 0.75 | 0.75 | 0.75 | 0.75 | 0.75 | 0.75 | 0.75 | 0.75 | 0.75 | 0.75 | 0.75 | 0.75 | 0.75 | 0.75 | 0.75 | 0.75 | 0.75 | 0.75 | 0.75 | 0.75 | 0.75 | 0.75 | 0.75 | 0.75 | 0.75 | 0.75 | 0.75 | 0.75 | 0.75 | 0.75 | 0.75 | 0.75 | 0.75 | 0.75 | 0.75 | 0.75 | 0.75 | 0.75 | 0.75 | 0.75 | 0.75 | 0.75 | 0.75 | 0.75 | 0.75 | 0.75 | 0.75 | 0.75 | 0.75 | 0.75 | 0.75 | 0.75
[7 empty] | 0.5 | Obedjiwan:1-4 | 0.5 | 0.5 | 0.5 | 0.5 | 0.5 | 0.5 | 0.5 | 0.5 | 0.5 | 0.5 | 0.5 | 0.5 | 0.5 | 0.5 | 0.5 | 0.5 | 0.5 | 0.5 | 0.5 | 0.5 | 0.5 | 0.5 | 0.5 | 0.5 | 0.5 | 0.5 | 0.5 | 0.5 | 0.5 | 0.5 | 0.5 | 0.5 | 0.5 | 0.5 | 0.5 | 0.5 | 0.5 | 0.5 | 0.5 | 0.5 | 0.5 | 0.5 | 0.5 | 0.5 | 0.5 | 0.5 | 0.5 | 0.5 | 0.5 | 0.5 | 0.5 | 0.5 | 0.5 | 0.5
[7 empty] | 0.5 | Kuujjuaq:1-5 | 0.5 | 0.5 | 0.5 | 0.5 | 0.5 | 0.5 | 0.5 | 0.5 | 0.5 | 0.5 | 0.5 | 0.5 | 0.5 | 0.5 | 0.5 | 0.5 | 0.5 | 0.5 | 0.5 | 0.5 | 0.5 | 0.5 | 0.5 | 0.5 | 0.5 | 0.5 | 0.5 | 0.5 | 0.5 | 0.5 | 0.5 | 0.5 | 0.5 | 0.5 | 0.5 | 0.5 | 0.5 | 0.5 | 0.5 | 0.5 | 0.5 | 0.5 | 0.5 | 0.5 | 0.5 | 0.5 | 0.5 | 0.5 | 0.5 | 0.5 | 0.5 | 0.5 | 0.5 | 0.5
[7 empty] | 0.5 | Kuujjuarapik:1-3 | 0.5 | 0.5 | 0.5 | 0.5 | 0.5 | 0.5 | 0.5 | 0.5 | 0.5 | 0.5 | 0.5 | 0.5 | 0.5 | 0.5 | 0.5 | 0.5 | 0.5 | 0.5 | 0.5 | 0.5 | 0.5 | 0.5 | 0.5 | 0.5 | 0.5 | 0.5 | 0.5 | 0.5 | 0.5 | 0.5 | 0.5 | 0.5 | 0.5 | 0.5 | 0.5 | 0.5 | 0.5 | 0.5 | 0.5 | 0.5 | 0.5 | 0.5 | 0.5 | 0.5 | 0.5 | 0.5 | 0.5 | 0.5 | 0.5 | 0.5 | 0.5 | 0.5 | 0.5 | 0.5
[7 empty] | 0.5 | Povungnituk:1-3 | 0.5 | 0.5 | 0.5 | 0.5 | 0.5 | 0.5 | 0.5 | 0.5 | 0.5 | 0.5 | 0.5 | 0.5 | 0.5 | 0.5 | 0.5 | 0.5 | 0.5 | 0.5 | 0.5 | 0.5 | 0.5 | 0.5 | 0.5 | 0.5 | 0.5 | 0.5 | 0.5 | 0.5 | 0.5 | 0.5 | 0.5 | 0.5 | 0.5 | 0.5 | 0.5 | 0.5 | 0.5 | 0.5 | 0.5 | 0.5 | 0.5 | 0.5 | 0.5 | 0.5 | 0.5 | 0.5 | 0.5 | 0.5 | 0.5 | 0.5 | 0.5 | 0.5 | 0.5 | 0.5
[7 empty] | 0.5 | Port-Menier:1-3 | 0.5 | 0.5 | 0.5 | 0.5 | 0.5 | 0.5 | 0.5 | 0.5 | 0.5 | 0.5 | 0.5 | 0.5 | 0.5 | 0.5 | 0.5 | 0.5 | 0.5 | 0.5 | 0.5 | 0.5 | 0.5 | 0.5 | 0.5 | 0.5 | 0.5 | 0.5 | 0.5 | 0.5 | 0.5 | 0.5 | 0.5 | 0.5 | 0.5 | 0.5 | 0.5 | 0.5 | 0.5 | 0.5 | 0.5 | 0.5 | 0.5 | 0.5 | 0.5 | 0.5 | 0.5 | 0.5 | 0.5 | 0.5 | 0.5 | 0.5 | 0.5 | 0.5 | 0.5 | 0.5
[7 empty] | 0.5 | Inukjuak:1-4 | 0.5 | 0.5 | 0.5 | 0.5 | 0.5 | 0.5 | 0.5 | 0.5 | 0.5 | 0.5 | 0.5 | 0.5 | 0.5 | 0.5 | 0.5 | 0.5 | 0.5 | 0.5 | 0.5 | 0.5 | 0.5 | 0.5 | 0.5 | 0.5 | 0.5 | 0.5 | 0.5 | 0.5 | 0.5 | 0.5 | 0.5 | 0.5 | 0.5 | 0.5 | 0.5 | 0.5 | 0.5 | 0.5 | 0.5 | 0.5 | 0.5 | 0.5 | 0.5 | 0.5 | 0.5 | 0.5 | 0.5 | 0.5 | 0.5 | 0.5 | 0.5 | 0.5 | 0.5 | 0.5
[7 empty] | 0.5 | Weymontachie:1-4 | 0.5 | 0.5 | 0.5 | 0.5 | 0.5 | 0.5 | 0.5 | 0.5 | 0.5 | 0.5 | 0.5 | 0.5 | 0.5 | 0.5 | 0.5 | 0.5 | 0.5 | 0.5 | 0.5 | 0.5 | 0.5 | 0.5 | 0.5 | 0.5 | 0.5 | 0.5 | 0.5 | 0.5 | 0.5 | 0.5 | 0.5 | 0.5 | 0.5 | 0.5 | 0.5 | 0.5 | 0.5 | 0.5 | 0.5 | 0.5 | 0.5 | 0.5 | 0.5 | 0.5 | 0.5 | 0.5 | 0.5 | 0.5 | 0.5 | 0.5 | 0.5 | 0.5 | 0.5 | 0.5
[7 empty] | 0.5 | Salluit:1-3 | 0.5 | 0.5 | 0.5 | 0.5 | 0.5 | 0.5 | 0.5 | 0.5 | 0.5 | 0.5 | 0.5 | 0.5 | 0.5 | 0.5 | 0.5 | 0.5 | 0.5 | 0.5 | 0.5 | 0.5 | 0.5 | 0.5 | 0.5 | 0.5 | 0.5 | 0.5 | 0.5 | 0.5 | 0.5 | 0.5 | 0.5 | 0.5 | 0.5 | 0.5 | 0.5 | 0.5 | 0.5 | 0.5 | 0.5 | 0.5 | 0.5 | 0.5 | 0.5 | 0.5 | 0.5 | 0.5 | 0.5 | 0.5 | 0.5 | 0.5 | 0.5 | 0.5 | 0.5 | 0.5
[7 empty] | 0.5 | Kangiqsualujjuaq:1-3 | 0.5 | 0.5 | 0.5 | 0.5 | 0.5 | 0.5 | 0.5 | 0.5 | 0.5 | 0.5 | 0.5 | 0.5 | 0.5 | 0.5 | 0.5 | 0.5 | 0.5 | 0.5 | 0.5 | 0.5 | 0.5 | 0.5 | 0.5 | 0.5 | 0.5 | 0.5 | 0.5 | 0.5 | 0.5 | 0.5 | 0.5 | 0.5 | 0.5 | 0.5 | 0.5 | 0.5 | 0.5 | 0.5 | 0.5 | 0.5 | 0.5 | 0.5 | 0.5 | 0.5 | 0.5 | 0.5 | 0.5 | 0.5 | 0.5 | 0.5 | 0.5 | 0.5 | 0.5 | 0.5
[7 empty] | 0.5 | Kangiqsujuaq:1-3 | 0.5 | 0.5 | 0.5 | 0.5 | 0.5 | 0.5 | 0.5 | 0.5 | 0.5 | 0.5 | 0.5 | 0.5 | 0.5 | 0.5 | 0.5 | 0.5 | 0.5 | 0.5 | 0.5 | 0.5 | 0.5 | 0.5 | 0.5 | 0.5 | 0.5 | 0.5 | 0.5 | 0.5 | 0.5 | 0.5 | 0.5 | 0.5 | 0.5 | 0.5 | 0.5 | 0.5 | 0.5 | 0.5 | 0.5 | 0.5 | 0.5 | 0.5 | 0.5 | 0.5 | 0.5 | 0.5 | 0.5 | 0.5 | 0.5 | 0.5 | 0.5 | 0.5 | 0.5 | 0.5
[7 empty] | 0.5 | LIle-dEntree:1-4 | 0.5 | 0.5 | 0.5 | 0.5 | 0.5 | 0.5 | 0.5 | 0.5 | 0.5 | 0.5 | 0.5 | 0.5 | 0.5 | 0.5 | 0.5 | 0.5 | 0.5 | 0.5 | 0.5 | 0.5 | 0.5 | 0.5 | 0.5 | 0.5 | 0.5 | 0.5 | 0.5 | 0.5 | 0.5 | 0.5 | 0.5 | 0.5 | 0.5 | 0.5 | 0.5 | 0.5 | 0.5 | 0.5 | 0.5 | 0.5 | 0.5 | 0.5 | 0.5 | 0.5 | 0.5 | 0.5 | 0.5 | 0.5 | 0.5 | 0.5 | 0.5 | 0.5 | 0.5 | 0.5
[7 empty] | 0.5 | Ivujivik:1-3 | 0.5 | 0.5 | 0.5 | 0.5 | 0.5 | 0.5 | 0.5 | 0.5 | 0.5 | 0.5 | 0.5 | 0.5 | 0.5 | 0.5 | 0.5 | 0.5 | 0.5 | 0.5 | 0.5 | 0.5 | 0.5 | 0.5 | 0.5 | 0.5 | 0.5 | 0.5 | 0.5 | 0.5 | 0.5 | 0.5 | 0.5 | 0.5 | 0.5 | 0.5 | 0.5 | 0.5 | 0.5 | 0.5 | 0.5 | 0.5 | 0.5 | 0.5 | 0.5 | 0.5 | 0.5 | 0.5 | 0.5 | 0.5 | 0.5 | 0.5 | 0.5 | 0.5 | 0.5 | 0.5
[7 empty] | 0.5 | Kangirsuk:1-3 | 0.5 | 0.5 | 0.5 | 0.5 | 0.5 | 0.5 | 0.5 | 0.5 | 0.5 | 0.5 | 0.5 | 0.5 | 0.5 | 0.5 | 0.5 | 0.5 | 0.5 | 0.5 | 0.5 | 0.5 | 0.5 | 0.5 | 0.5 | 0.5 | 0.5 | 0.5 | 0.5 | 0.5 | 0.5 | 0.5 | 0.5 | 0.5 | 0.5 | 0.5 | 0.5 | 0.5 | 0.5 | 0.5 | 0.5 | 0.5 | 0.5 | 0.5 | 0.5 | 0.5 | 0.5 | 0.5 | 0.5 | 0.5 | 0.5 | 0.5 | 0.5 | 0.5 | 0.5 | 0.5
[7 empty] | 0.5 | Umiujaq:1-3 | 0.5 | 0.5 | 0.5 | 0.5 | 0.5 | 0.5 | 0.5 | 0.5 | 0.5 | 0.5 | 0.5 | 0.5 | 0.5 | 0.5 | 0.5 | 0.5 | 0.5 | 0.5 | 0.5 | 0.5 | 0.5 | 0.5 | 0.5 | 0.5 | 0.5 | 0.5 | 0.5 | 0.5 | 0.5 | 0.5 | 0.5 | 0.5 | 0.5 | 0.5 | 0.5 | 0.5 | 0.5 | 0.5 | 0.5 | 0.5 | 0.5 | 0.5 | 0.5 | 0.5 | 0.5 | 0.5 | 0.5 | 0.5 | 0.5 | 0.5 | 0.5 | 0.5 | 0.5 | 0.5
[7 empty] | 0.5 | Quaqtaq:1-4 | 0.5 | 0.5 | 0.5 | 0.5 | 0.5 | 0.5 | 0.5 | 0.5 | 0.5 | 0.5 | 0.5 | 0.5 | 0.5 | 0.5 | 0.5 | 0.5 | 0.5 | 0.5 | 0.5 | 0.5 | 0.5 | 0.5 | 0.5 | 0.5 | 0.5 | 0.5 | 0.5 | 0.5 | 0.5 | 0.5 | 0.5 | 0.5 | 0.5 | 0.5 | 0.5 | 0.5 | 0.5 | 0.5 | 0.5 | 0.5 | 0.5 | 0.5 | 0.5 | 0.5 | 0.5 | 0.5 | 0.5 | 0.5 | 0.5 | 0.5 | 0.5 | 0.5 | 0.5 | 0.5
[7 empty] | 0.5 | Akulivik:1-3 | 0.5 | 0.5 | 0.5 | 0.5 | 0.5 | 0.5 | 0.5 | 0.5 | 0.5 | 0.5 | 0.5 | 0.5 | 0.5 | 0.5 | 0.5 | 0.5 | 0.5 | 0.5 | 0.5 | 0.5 | 0.5 | 0.5 | 0.5 | 0.5 | 0.5 | 0.5 | 0.5 | 0.5 | 0.5 | 0.5 | 0.5 | 0.5 | 0.5 | 0.5 | 0.5 | 0.5 | 0.5 | 0.5 | 0.5 | 0.5 | 0.5 | 0.5 | 0.5 | 0.5 | 0.5 | 0.5 | 0.5 | 0.5 | 0.5 | 0.5 | 0.5 | 0.5 | 0.5 | 0.5
[7 empty] | 0.5 | Tasiujaq:1-4 | 0.5 | 0.5 | 0.5 | 0.5 | 0.5 | 0.5 | 0.5 | 0.5 | 0.5 | 0.5 | 0.5 | 0.5 | 0.5 | 0.5 | 0.5 | 0.5 | 0.5 | 0.5 | 0.5 | 0.5 | 0.5 | 0.5 | 0.5 | 0.5 | 0.5 | 0.5 | 0.5 | 0.5 | 0.5 | 0.5 | 0.5 | 0.5 | 0.5 | 0.5 | 0.5 | 0.5 | 0.5 | 0.5 | 0.5 | 0.5 | 0.5 | 0.5 | 0.5 | 0.5 | 0.5 | 0.5 | 0.5 | 0.5 | 0.5 | 0.5 | 0.5 | 0.5 | 0.5 | 0.5
[7 empty] | 0.5 | Aupaluk:1-3 | 0.5 | 0.5 | 0.5 | 0.5 | 0.5 | 0.5 | 0.5 | 0.5 | 0.5 | 0.5 | 0.5 | 0.5 | 0.5 | 0.5 | 0.5 | 0.5 | 0.5 | 0.5 | 0.5 | 0.5 | 0.5 | 0.5 | 0.5 | 0.5 | 0.5 | 0.5 | 0.5 | 0.5 | 0.5 | 0.5 | 0.5 | 0.5 | 0.5 | 0.5 | 0.5 | 0.5 | 0.5 | 0.5 | 0.5 | 0.5 | 0.5 | 0.5 | 0.5 | 0.5 | 0.5 | 0.5 | 0.5 | 0.5 | 0.5 | 0.5 | 0.5 | 0.5 | 0.5 | 0.5
[7 empty] | 0.5 | Clova:1-2 | 0.5 | 0.5 | 0.5 | 0.5 | 0.5 | 0.5 | 0.5 | 0.5 | 0.5 | 0.5 | 0.5 | 0.5 | 0.5 | 0.5 | 0.5 | 0.5 | 0.5 | 0.5 | 0.5 | 0.5 | 0.5 | 0.5 | 0.5 | 0.5 | 0.5 | 0.5 | 0.5 | 0.5 | 0.5 | 0.5 | 0.5 | 0.5 | 0.5 | 0.5 | 0.5 | 0.5 | 0.5 | 0.5 | 0.5 | 0.5 | 0.5 | 0.5 | 0.5 | 0.5 | 0.5 | 0.5 | 0.5 | 0.5 | 0.5 | 0.5 | 0.5 | 0.5 | 0.5 | 0.5
0 | 0 | 0 | 0 | 0 |  |  | 0.5 | Wellington (AMP):1 | 0.5 | 0.5 | 0.5 | 0.5 | 0.5 | 0.5 | 0.5 | 0.5 | 0.5 | 0.5 | 0.5 | 0.5 | 0.5 | 0.5 | 0.5 | 0.5 | 0.5 | 0.5 | 0.5 | 0.5 | 0.5 | 0.5 | 0.5 | 0.5 | 0.5 | 0.5 | 0.5 | 0.5 | 0.5 | 0.5 | 0.5 | 0.5 | 0.5 | 0.5 | 0.5 | 0.5 | 0.5 | 0.5 | 0.5 | 0.5 | 0.5 | 0.5 | 0.5 | 0.5 | 0.5 | 0.5 | 0.5 | 0.5 | 0.5 | 0.5 | 0.5 | 0.5 | 0.5 | 0.5
0 | 0 | 0 |  | 0 |  |  | 0.042 | Commonwealth Chesapeake Project:GT1 | 0.042 | 0.042 | 0.042 | 0.042 | 0.042 | 0.042 | 0.042 | 0.042 | 0.042 | 0.042 | 0.042 | 0.042 | 0.042 | 0.042 | 0.042 | 0.042 | 0.042 | 0.042 | 0.042 | 0.042 | 0.042 | 0.042 | 0.042 | 0.042 | 0.042 | 0.042 | 0.042 | 0.042 | 0.042 | 0.042 | 0.042 | 0.042 | 0.042 | 0.042 | 0.042 | 0.042 | 0.042 | 0.042 | 0.042 | 0.042 | 0.042 | 0.042 | 0.042 | 0.042 | 0.042 | 0.042 | 0.042 | 0.042 | 0.042 | 0.042 | 0.042 | 0.042 | 0.042 | 0.042
0 | 0 | 0 |  | 0 |  |  | 0.042 | Commonwealth Chesapeake Project:GT2 | 0.042 | 0.042 | 0.042 | 0.042 | 0.042 | 0.042 | 0.042 | 0.042 | 0.042 | 0.042 | 0.042 | 0.042 | 0.042 | 0.042 | 0.042 | 0.042 | 0.042 | 0.042 | 0.042 | 0.042 | 0.042 | 0.042 | 0.042 | 0.042 | 0.042 | 0.042 | 0.042 | 0.042 | 0.042 | 0.042 | 0.042 | 0.042 | 0.042 | 0.042 | 0.042 | 0.042 | 0.042 | 0.042 | 0.042 | 0.042 | 0.042 | 0.042 | 0.042 | 0.042 | 0.042 | 0.042 | 0.042 | 0.042 | 0.042 | 0.042 | 0.042 | 0.042 | 0.042 | 0.042
0 | 0 | 0 |  | 0 |  |  | 0.042 | Commonwealth Chesapeake Project:GT3 | 0.042 | 0.042 | 0.042 | 0.042 | 0.042 | 0.042 | 0.042 | 0.042 | 0.042 | 0.042 | 0.042 | 0.042 | 0.042 | 0.042 | 0.042 | 0.042 | 0.042 | 0.042 | 0.042 | 0.042 | 0.042 | 0.042 | 0.042 | 0.042 | 0.042 | 0.042 | 0.042 | 0.042 | 0.042 | 0.042 | 0.042 | 0.042 | 0.042 | 0.042 | 0.042 | 0.042 | 0.042 | 0.042 | 0.042 | 0.042 | 0.042 | 0.042 | 0.042 | 0.042 | 0.042 | 0.042 | 0.042 | 0.042 | 0.042 | 0.042 | 0.042 | 0.042 | 0.042 | 0.042
0 | 0 | 0 |  | 0 |  |  | 0.042 | Commonwealth Chesapeake Project:GT4 | 0.042 | 0.042 | 0.042 | 0.042 | 0.042 | 0.042 | 0.042 | 0.042 | 0.042 | 0.042 | 0.042 | 0.042 | 0.042 | 0.042 | 0.042 | 0.042 | 0.042 | 0.042 | 0.042 | 0.042 | 0.042 | 0.042 | 0.042 | 0.042 | 0.042 | 0.042 | 0.042 | 0.042 | 0.042 | 0.042 | 0.042 | 0.042 | 0.042 | 0.042 | 0.042 | 0.042 | 0.042 | 0.042 | 0.042 | 0.042 | 0.042 | 0.042 | 0.042 | 0.042 | 0.042 | 0.042 | 0.042 | 0.042 | 0.042 | 0.042 | 0.042 | 0.042 | 0.042 | 0.042
0 | 0 | 0 |  | 0 |  |  | 0.042 | Commonwealth Chesapeake Project:GT5 | 0.042 | 0.042 | 0.042 | 0.042 | 0.042 | 0.042 | 0.042 | 0.042 | 0.042 | 0.042 | 0.042 | 0.042 | 0.042 | 0.042 | 0.042 | 0.042 | 0.042 | 0.042 | 0.042 | 0.042 | 0.042 | 0.042 | 0.042 | 0.042 | 0.042 | 0.042 | 0.042 | 0.042 | 0.042 | 0.042 | 0.042 | 0.042 | 0.042 | 0.042 | 0.042 | 0.042 | 0.042 | 0.042 | 0.042 | 0.042 | 0.042 | 0.042 | 0.042 | 0.042 | 0.042 | 0.042 | 0.042 | 0.042 | 0.042 | 0.042 | 0.042 | 0.042 | 0.042 | 0.042
0 | 0 | 0 |  | 0 |  |  | 0.042 | Commonwealth Chesapeake Project:GT6 | 0.042 | 0.042 | 0.042 | 0.042 | 0.042 | 0.042 | 0.042 | 0.042 | 0.042 | 0.042 | 0.042 | 0.042 | 0.042 | 0.042 | 0.042 | 0.042 | 0.042 | 0.042 | 0.042 | 0.042 | 0.042 | 0.042 | 0.042 | 0.042 | 0.042 | 0.042 | 0.042 | 0.042 | 0.042 | 0.042 | 0.042 | 0.042 | 0.042 | 0.042 | 0.042 | 0.042 | 0.042 | 0.042 | 0.042 | 0.042 | 0.042 | 0.042 | 0.042 | 0.042 | 0.042 | 0.042 | 0.042 | 0.042 | 0.042 | 0.042 | 0.042 | 0.042 | 0.042 | 0.042
0 | 0 | 0 |  | 0 |  |  | 0.042 | Commonwealth Chesapeake Project:GT7 | 0.042 | 0.042 | 0.042 | 0.042 | 0.042 | 0.042 | 0.042 | 0.042 | 0.042 | 0.042 | 0.042 | 0.042 | 0.042 | 0.042 | 0.042 | 0.042 | 0.042 | 0.042 | 0.042 | 0.042 | 0.042 | 0.042 | 0.042 | 0.042 | 0.042 | 0.042 | 0.042 | 0.042 | 0.042 | 0.042 | 0.042 | 0.042 | 0.042 | 0.042 | 0.042 | 0.042 | 0.042 | 0.042 | 0.042 | 0.042 | 0.042 | 0.042 | 0.042 | 0.042 | 0.042 | 0.042 | 0.042 | 0.042 | 0.042 | 0.042 | 0.042 | 0.042 | 0.042 | 0.042
[7 empty] | 0.055 | Astoria Generating Station (ORION):3 | 0.055 | 0.055 | 0.055 | 0.055 | 0.055 | 0.055 | 0.055 | 0.055 | 0.055 | 0.055 | 0.055 | 0.055 | 0.055 | 0.055 | 0.055 | 0.055 | 0.055 | 0.055 | 0.055 | 0.055 | 0.055 | 0.055 | 0.055 | 0.055 | 0.055 | 0.055 | 0.055 | 0.055 | 0.055 | 0.055 | 0.055 | 0.055 | 0.055 | 0.055 | 0.055 | 0.055 | 0.055 | 0.055 | 0.055 | 0.055 | 0.055 | 0.055 | 0.055 | 0.055 | 0.055 | 0.055 | 0.055 | 0.055 | 0.055 | 0.055 | 0.055 | 0.055 | 0.055 | 0.055
0 | 0 | 0 | 0 | 0 |  |  | 0.85 | Erie Coke Corporation:1 | 0.85 | 0.85 | 0.85 | 0.85 | 0.85 | 0.85 | 0.85 | 0.85 | 0.85 | 0.85 | 0.85 | 0.85 | 0.85 | 0.85 | 0.85 | 0.85 | 0.85 | 0.85 | 0.85 | 0.85 | 0.85 | 0.85 | 0.85 | 0.85 | 0.85 | 0.85 | 0.85 | 0.85 | 0.85 | 0.85 | 0.85 | 0.85 | 0.85 | 0.85 | 0.85 | 0.85 | 0.85 | 0.85 | 0.85 | 0.85 | 0.85 | 0.85 | 0.85 | 0.85 | 0.85 | 0.85 | 0.85 | 0.85 | 0.85 | 0.85 | 0.85 | 0.85 | 0.85 | 0.85
[7 empty] | 1.6 | Lakeview:1 | 1.6 | 1.6 | 1.6 | 1.6 | 1.6 | 1.6 | 1.6 | 1.6 | 1.6 | 1.6 | 1.6 | 1.6 | 1.6 | 1.6 | 1.6 | 1.6 | 1.6 | 1.6 | 1.6 | 1.6 | 1.6 | 1.6 | 1.6 | 1.6 | 1.6 | 1.6 | 1.6 | 1.6 | 1.6 | 1.6 | 1.6 | 1.6 | 1.6 | 1.6 | 1.6 | 1.6 | 1.6 | 1.6 | 1.6 | 1.6 | 1.6 | 1.6 | 1.6 | 1.6 | 1.6 | 1.6 | 1.6 | 1.6 | 1.6 | 1.6 | 1.6 | 1.6 | 1.6 | 1.6
[7 empty] | 1.6 | Lakeview:2 | 1.6 | 1.6 | 1.6 | 1.6 | 1.6 | 1.6 | 1.6 | 1.6 | 1.6 | 1.6 | 1.6 | 1.6 | 1.6 | 1.6 | 1.6 | 1.6 | 1.6 | 1.6 | 1.6 | 1.6 | 1.6 | 1.6 | 1.6 | 1.6 | 1.6 | 1.6 | 1.6 | 1.6 | 1.6 | 1.6 | 1.6 | 1.6 | 1.6 | 1.6 | 1.6 | 1.6 | 1.6 | 1.6 | 1.6 | 1.6 | 1.6 | 1.6 | 1.6 | 1.6 | 1.6 | 1.6 | 1.6 | 1.6 | 1.6 | 1.6 | 1.6 | 1.6 | 1.6 | 1.6
[7 empty] | 1.6 | Lakeview:3 | 1.6 | 1.6 | 1.6 | 1.6 | 1.6 | 1.6 | 1.6 | 1.6 | 1.6 | 1.6 | 1.6 | 1.6 | 1.6 | 1.6 | 1.6 | 1.6 | 1.6 | 1.6 | 1.6 | 1.6 | 1.6 | 1.6 | 1.6 | 1.6 | 1.6 | 1.6 | 1.6 | 1.6 | 1.6 | 1.6 | 1.6 | 1.6 | 1.6 | 1.6 | 1.6 | 1.6 | 1.6 | 1.6 | 1.6 | 1.6 | 1.6 | 1.6 | 1.6 | 1.6 | 1.6 | 1.6 | 1.6 | 1.6 | 1.6 | 1.6 | 1.6 | 1.6 | 1.6 | 1.6
[7 empty] | 1.6 | Lakeview:4 | 1.6 | 1.6 | 1.6 | 1.6 | 1.6 | 1.6 | 1.6 | 1.6 | 1.6 | 1.6 | 1.6 | 1.6 | 1.6 | 1.6 | 1.6 | 1.6 | 1.6 | 1.6 | 1.6 | 1.6 | 1.6 | 1.6 | 1.6 | 1.6 | 1.6 | 1.6 | 1.6 | 1.6 | 1.6 | 1.6 | 1.6 | 1.6 | 1.6 | 1.6 | 1.6 | 1.6 | 1.6 | 1.6 | 1.6 | 1.6 | 1.6 | 1.6 | 1.6 | 1.6 | 1.6 | 1.6 | 1.6 | 1.6 | 1.6 | 1.6 | 1.6 | 1.6 | 1.6 | 1.6
[7 empty] | 1.6 | Lakeview:5 | 1.6 | 1.6 | 1.6 | 1.6 | 1.6 | 1.6 | 1.6 | 1.6 | 1.6 | 1.6 | 1.6 | 1.6 | 1.6 | 1.6 | 1.6 | 1.6 | 1.6 | 1.6 | 1.6 | 1.6 | 1.6 | 1.6 | 1.6 | 1.6 | 1.6 | 1.6 | 1.6 | 1.6 | 1.6 | 1.6 | 1.6 | 1.6 | 1.6 | 1.6 | 1.6 | 1.6 | 1.6 | 1.6 | 1.6 | 1.6 | 1.6 | 1.6 | 1.6 | 1.6 | 1.6 | 1.6 | 1.6 | 1.6 | 1.6 | 1.6 | 1.6 | 1.6 | 1.6 | 1.6
[7 empty] | 1.6 | Lakeview:6 | 1.6 | 1.6 | 1.6 | 1.6 | 1.6 | 1.6 | 1.6 | 1.6 | 1.6 | 1.6 | 1.6 | 1.6 | 1.6 | 1.6 | 1.6 | 1.6 | 1.6 | 1.6 | 1.6 | 1.6 | 1.6 | 1.6 | 1.6 | 1.6 | 1.6 | 1.6 | 1.6 | 1.6 | 1.6 | 1.6 | 1.6 | 1.6 | 1.6 | 1.6 | 1.6 | 1.6 | 1.6 | 1.6 | 1.6 | 1.6 | 1.6 | 1.6 | 1.6 | 1.6 | 1.6 | 1.6 | 1.6 | 1.6 | 1.6 | 1.6 | 1.6 | 1.6 | 1.6 | 1.6
[7 empty] | 1.6 | Lakeview:7 | 1.6 | 1.6 | 1.6 | 1.6 | 1.6 | 1.6 | 1.6 | 1.6 | 1.6 | 1.6 | 1.6 | 1.6 | 1.6 | 1.6 | 1.6 | 1.6 | 1.6 | 1.6 | 1.6 | 1.6 | 1.6 | 1.6 | 1.6 | 1.6 | 1.6 | 1.6 | 1.6 | 1.6 | 1.6 | 1.6 | 1.6 | 1.6 | 1.6 | 1.6 | 1.6 | 1.6 | 1.6 | 1.6 | 1.6 | 1.6 | 1.6 | 1.6 | 1.6 | 1.6 | 1.6 | 1.6 | 1.6 | 1.6 | 1.6 | 1.6 | 1.6 | 1.6 | 1.6 | 1.6
[7 empty] | 1.6 | Lakeview:8 | 1.6 | 1.6 | 1.6 | 1.6 | 1.6 | 1.6 | 1.6 | 1.6 | 1.6 | 1.6 | 1.6 | 1.6 | 1.6 | 1.6 | 1.6 | 1.6 | 1.6 | 1.6 | 1.6 | 1.6 | 1.6 | 1.6 | 1.6 | 1.6 | 1.6 | 1.6 | 1.6 | 1.6 | 1.6 | 1.6 | 1.6 | 1.6 | 1.6 | 1.6 | 1.6 | 1.6 | 1.6 | 1.6 | 1.6 | 1.6 | 1.6 | 1.6 | 1.6 | 1.6 | 1.6 | 1.6 | 1.6 | 1.6 | 1.6 | 1.6 | 1.6 | 1.6 | 1.6 | 1.6
0 | 0 | 0 | 2017 | 0 |  |  | 1.6 | Lambton:1 | 1.6 | 1.6 | 1.6 | 1.6 | 1.6 | 1.6 | 1.6 | 1.6 | 1.6 | 1.6 | 1.6 | 1.6 | 1.6 | 1.6 | 1.6 | 1.6 | 1.6 | 0.032 | 0.032 | 0.032 | 0.032 | 0.032 | 0.032 | 0.032 | 0.032 | 0.032 | 0.032 | 0.032 | 0.032 | 0.032 | 0.032 | 0.032 | 0.032 | 0.032 | 0.032 | 0.032 | 0.032 | 0.032 | 0.032 | 0.032 | 0.032 | 0.032 | 0.032 | 0.032 | 0.032 | 0.032 | 0.032 | 0.032 | 0.032 | 0.032 | 0.032 | 0.032 | 0.032 | 0.032
0 | 0 | 0 | 2017 | 0 |  |  | 1.6 | Lambton:2 | 1.6 | 1.6 | 1.6 | 1.6 | 1.6 | 1.6 | 1.6 | 1.6 | 1.6 | 1.6 | 1.6 | 1.6 | 1.6 | 1.6 | 1.6 | 1.6 | 1.6 | 0.032 | 0.032 | 0.032 | 0.032 | 0.032 | 0.032 | 0.032 | 0.032 | 0.032 | 0.032 | 0.032 | 0.032 | 0.032 | 0.032 | 0.032 | 0.032 | 0.032 | 0.032 | 0.032 | 0.032 | 0.032 | 0.032 | 0.032 | 0.032 | 0.032 | 0.032 | 0.032 | 0.032 | 0.032 | 0.032 | 0.032 | 0.032 | 0.032 | 0.032 | 0.032 | 0.032 | 0.032
0 | 0 | 0 | 2017 | 0 |  |  | 1.6 | Lambton:3 | 1.6 | 1.6 | 1.6 | 1.6 | 1.6 | 1.6 | 1.6 | 1.6 | 1.6 | 1.6 | 1.6 | 1.6 | 1.6 | 1.6 | 1.6 | 1.6 | 1.6 | 0.032 | 0.032 | 0.032 | 0.032 | 0.032 | 0.032 | 0.032 | 0.032 | 0.032 | 0.032 | 0.032 | 0.032 | 0.032 | 0.032 | 0.032 | 0.032 | 0.032 | 0.032 | 0.032 | 0.032 | 0.032 | 0.032 | 0.032 | 0.032 | 0.032 | 0.032 | 0.032 | 0.032 | 0.032 | 0.032 | 0.032 | 0.032 | 0.032 | 0.032 | 0.032 | 0.032 | 0.032
0 | 0 | 0 | 2017 | 0 |  |  | 1.6 | Lambton:4 | 1.6 | 1.6 | 1.6 | 1.6 | 1.6 | 1.6 | 1.6 | 1.6 | 1.6 | 1.6 | 1.6 | 1.6 | 1.6 | 1.6 | 1.6 | 1.6 | 1.6 | 0.032 | 0.032 | 0.032 | 0.032 | 0.032 | 0.032 | 0.032 | 0.032 | 0.032 | 0.032 | 0.032 | 0.032 | 0.032 | 0.032 | 0.032 | 0.032 | 0.032 | 0.032 | 0.032 | 0.032 | 0.032 | 0.032 | 0.032 | 0.032 | 0.032 | 0.032 | 0.032 | 0.032 | 0.032 | 0.032 | 0.032 | 0.032 | 0.032 | 0.032 | 0.032 | 0.032 | 0.032
0 | 0 | 0 | 0 | 0 |  |  | 0.75 | Lambton:1-3 | 0.75 | 0.75 | 0.75 | 0.75 | 0.75 | 0.75 | 0.75 | 0.75 | 0.75 | 0.75 | 0.75 | 0.75 | 0.75 | 0.75 | 0.75 | 0.75 | 0.75 | 0.75 | 0.75 | 0.75 | 0.75 | 0.75 | 0.75 | 0.75 | 0.75 | 0.75 | 0.75 | 0.75 | 0.75 | 0.75 | 0.75 | 0.75 | 0.75 | 0.75 | 0.75 | 0.75 | 0.75 | 0.75 | 0.75 | 0.75 | 0.75 | 0.75 | 0.75 | 0.75 | 0.75 | 0.75 | 0.75 | 0.75 | 0.75 | 0.75 | 0.75 | 0.75 | 0.75 | 0.75
0 | 0 | 0 |  | 0 |  |  | 0.001 | Tracy (HYQU):1 | 0.001 | 0.001 | 0.001 | 0.001 | 0.001 | 0.001 | 0.001 | 0.001 | 0.001 | 0.001 | 0.001 | 0.001 | 0.001 | 0.001 | 0.001 | 0.001 | 0.001 | 0.001 | 0.001 | 0.001 | 0.001 | 0.001 | 0.001 | 0.001 | 0.001 | 0.001 | 0.001 | 0.001 | 0.001 | 0.001 | 0.001 | 0.001 | 0.001 | 0.001 | 0.001 | 0.001 | 0.001 | 0.001 | 0.001 | 0.001 | 0.001 | 0.001 | 0.001 | 0.001 | 0.001 | 0.001 | 0.001 | 0.001 | 0.001 | 0.001 | 0.001 | 0.001 | 0.001 | 0.001
0 | 0 | 0 |  | 0 |  |  | 0.001 | Tracy (HYQU):2 | 0.001 | 0.001 | 0.001 | 0.001 | 0.001 | 0.001 | 0.001 | 0.001 | 0.001 | 0.001 | 0.001 | 0.001 | 0.001 | 0.001 | 0.001 | 0.001 | 0.001 | 0.001 | 0.001 | 0.001 | 0.001 | 0.001 | 0.001 | 0.001 | 0.001 | 0.001 | 0.001 | 0.001 | 0.001 | 0.001 | 0.001 | 0.001 | 0.001 | 0.001 | 0.001 | 0.001 | 0.001 | 0.001 | 0.001 | 0.001 | 0.001 | 0.001 | 0.001 | 0.001 | 0.001 | 0.001 | 0.001 | 0.001 | 0.001 | 0.001 | 0.001 | 0.001 | 0.001 | 0.001
0 | 0 | 0 |  | 0 |  |  | 0.003 | Tracy (HYQU):3 | 0.003 | 0.003 | 0.003 | 0.003 | 0.003 | 0.003 | 0.003 | 0.003 | 0.003 | 0.003 | 0.003 | 0.003 | 0.003 | 0.003 | 0.003 | 0.003 | 0.003 | 0.003 | 0.003 | 0.003 | 0.003 | 0.003 | 0.003 | 0.003 | 0.003 | 0.003 | 0.003 | 0.003 | 0.003 | 0.003 | 0.003 | 0.003 | 0.003 | 0.003 | 0.003 | 0.003 | 0.003 | 0.003 | 0.003 | 0.003 | 0.003 | 0.003 | 0.003 | 0.003 | 0.003 | 0.003 | 0.003 | 0.003 | 0.003 | 0.003 | 0.003 | 0.003 | 0.003 | 0.003
0 | 0 | 0 |  | 0 |  |  | 0.001 | Tracy (HYQU):4 | 0.001 | 0.001 | 0.001 | 0.001 | 0.001 | 0.001 | 0.001 | 0.001 | 0.001 | 0.001 | 0.001 | 0.001 | 0.001 | 0.001 | 0.001 | 0.001 | 0.001 | 0.001 | 0.001 | 0.001 | 0.001 | 0.001 | 0.001 | 0.001 | 0.001 | 0.001 | 0.001 | 0.001 | 0.001 | 0.001 | 0.001 | 0.001 | 0.001 | 0.001 | 0.001 | 0.001 | 0.001 | 0.001 | 0.001 | 0.001 | 0.001 | 0.001 | 0.001 | 0.001 | 0.001 | 0.001 | 0.001 | 0.001 | 0.001 | 0.001 | 0.001 | 0.001 | 0.001 | 0.001
0 | 0 | 0 | 0 | 0 |  |  | 0.5 | Becancour:1 | 0.5 | 0.5 | 0.5 | 0.5 | 0.5 | 0.5 | 0.5 | 0.5 | 0.5 | 0.5 | 0.5 | 0.5 | 0.5 | 0.5 | 0.5 | 0.5 | 0.5 | 0.5 | 0.5 | 0.5 | 0.5 | 0.5 | 0.5 | 0.5 | 0.5 | 0.5 | 0.5 | 0.5 | 0.5 | 0.5 | 0.5 | 0.5 | 0.5 | 0.5 | 0.5 | 0.5 | 0.5 | 0.5 | 0.5 | 0.5 | 0.5 | 0.5 | 0.5 | 0.5 | 0.5 | 0.5 | 0.5 | 0.5 | 0.5 | 0.5 | 0.5 | 0.5 | 0.5 | 0.5
0 | 0 | 0 | 0 | 0 |  |  | 0.5 | Becancour:2 | 0.5 | 0.5 | 0.5 | 0.5 | 0.5 | 0.5 | 0.5 | 0.5 | 0.5 | 0.5 | 0.5 | 0.5 | 0.5 | 0.5 | 0.5 | 0.5 | 0.5 | 0.5 | 0.5 | 0.5 | 0.5 | 0.5 | 0.5 | 0.5 | 0.5 | 0.5 | 0.5 | 0.5 | 0.5 | 0.5 | 0.5 | 0.5 | 0.5 | 0.5 | 0.5 | 0.5 | 0.5 | 0.5 | 0.5 | 0.5 | 0.5 | 0.5 | 0.5 | 0.5 | 0.5 | 0.5 | 0.5 | 0.5 | 0.5 | 0.5 | 0.5 | 0.5 | 0.5 | 0.5
0 | 0 | 0 | 0 | 0 |  |  | 0.5 | Becancour:3 | 0.5 | 0.5 | 0.5 | 0.5 | 0.5 | 0.5 | 0.5 | 0.5 | 0.5 | 0.5 | 0.5 | 0.5 | 0.5 | 0.5 | 0.5 | 0.5 | 0.5 | 0.5 | 0.5 | 0.5 | 0.5 | 0.5 | 0.5 | 0.5 | 0.5 | 0.5 | 0.5 | 0.5 | 0.5 | 0.5 | 0.5 | 0.5 | 0.5 | 0.5 | 0.5 | 0.5 | 0.5 | 0.5 | 0.5 | 0.5 | 0.5 | 0.5 | 0.5 | 0.5 | 0.5 | 0.5 | 0.5 | 0.5 | 0.5 | 0.5 | 0.5 | 0.5 | 0.5 | 0.5
0 | 0 | 0 | 0 | 0 |  |  | 0.5 | Becancour:4 | 0.5 | 0.5 | 0.5 | 0.5 | 0.5 | 0.5 | 0.5 | 0.5 | 0.5 | 0.5 | 0.5 | 0.5 | 0.5 | 0.5 | 0.5 | 0.5 | 0.5 | 0.5 | 0.5 | 0.5 | 0.5 | 0.5 | 0.5 | 0.5 | 0.5 | 0.5 | 0.5 | 0.5 | 0.5 | 0.5 | 0.5 | 0.5 | 0.5 | 0.5 | 0.5 | 0.5 | 0.5 | 0.5 | 0.5 | 0.5 | 0.5 | 0.5 | 0.5 | 0.5 | 0.5 | 0.5 | 0.5 | 0.5 | 0.5 | 0.5 | 0.5 | 0.5 | 0.5 | 0.5
0 | 0 | 0 | 0 | 0 |  |  | 0.75 | Cadillac:1 | 0.75 | 0.75 | 0.75 | 0.75 | 0.75 | 0.75 | 0.75 | 0.75 | 0.75 | 0.75 | 0.75 | 0.75 | 0.75 | 0.75 | 0.75 | 0.75 | 0.75 | 0.75 | 0.75 | 0.75 | 0.75 | 0.75 | 0.75 | 0.75 | 0.75 | 0.75 | 0.75 | 0.75 | 0.75 | 0.75 | 0.75 | 0.75 | 0.75 | 0.75 | 0.75 | 0.75 | 0.75 | 0.75 | 0.75 | 0.75 | 0.75 | 0.75 | 0.75 | 0.75 | 0.75 | 0.75 | 0.75 | 0.75 | 0.75 | 0.75 | 0.75 | 0.75 | 0.75 | 0.75
0 | 0 | 0 | 0 | 0 |  |  | 0.75 | Cadillac:2 | 0.75 | 0.75 | 0.75 | 0.75 | 0.75 | 0.75 | 0.75 | 0.75 | 0.75 | 0.75 | 0.75 | 0.75 | 0.75 | 0.75 | 0.75 | 0.75 | 0.75 | 0.75 | 0.75 | 0.75 | 0.75 | 0.75 | 0.75 | 0.75 | 0.75 | 0.75 | 0.75 | 0.75 | 0.75 | 0.75 | 0.75 | 0.75 | 0.75 | 0.75 | 0.75 | 0.75 | 0.75 | 0.75 | 0.75 | 0.75 | 0.75 | 0.75 | 0.75 | 0.75 | 0.75 | 0.75 | 0.75 | 0.75 | 0.75 | 0.75 | 0.75 | 0.75 | 0.75 | 0.75
0 | 0 | 0 | 0 | 0 |  |  | 0.75 | Cadillac:3 | 0.75 | 0.75 | 0.75 | 0.75 | 0.75 | 0.75 | 0.75 | 0.75 | 0.75 | 0.75 | 0.75 | 0.75 | 0.75 | 0.75 | 0.75 | 0.75 | 0.75 | 0.75 | 0.75 | 0.75 | 0.75 | 0.75 | 0.75 | 0.75 | 0.75 | 0.75 | 0.75 | 0.75 | 0.75 | 0.75 | 0.75 | 0.75 | 0.75 | 0.75 | 0.75 | 0.75 | 0.75 | 0.75 | 0.75 | 0.75 | 0.75 | 0.75 | 0.75 | 0.75 | 0.75 | 0.75 | 0.75 | 0.75 | 0.75 | 0.75 | 0.75 | 0.75 | 0.75 | 0.75
0 | 0 | 0 | 0 | 0 |  |  | 0.5 | La Citiere:51 | 0.5 | 0.5 | 0.5 | 0.5 | 0.5 | 0.5 | 0.5 | 0.5 | 0.5 | 0.5 | 0.5 | 0.5 | 0.5 | 0.5 | 0.5 | 0.5 | 0.5 | 0.5 | 0.5 | 0.5 | 0.5 | 0.5 | 0.5 | 0.5 | 0.5 | 0.5 | 0.5 | 0.5 | 0.5 | 0.5 | 0.5 | 0.5 | 0.5 | 0.5 | 0.5 | 0.5 | 0.5 | 0.5 | 0.5 | 0.5 | 0.5 | 0.5 | 0.5 | 0.5 | 0.5 | 0.5 | 0.5 | 0.5 | 0.5 | 0.5 | 0.5 | 0.5 | 0.5 | 0.5
0 | 0 | 0 | 0 | 0 |  |  | 0.75 | La Citiere:52 | 0.75 | 0.75 | 0.75 | 0.75 | 0.75 | 0.75 | 0.75 | 0.75 | 0.75 | 0.75 | 0.75 | 0.75 | 0.75 | 0.75 | 0.75 | 0.75 | 0.75 | 0.75 | 0.75 | 0.75 | 0.75 | 0.75 | 0.75 | 0.75 | 0.75 | 0.75 | 0.75 | 0.75 | 0.75 | 0.75 | 0.75 | 0.75 | 0.75 | 0.75 | 0.75 | 0.75 | 0.75 | 0.75 | 0.75 | 0.75 | 0.75 | 0.75 | 0.75 | 0.75 | 0.75 | 0.75 | 0.75 | 0.75 | 0.75 | 0.75 | 0.75 | 0.75 | 0.75 | 0.75
0 | 0 | 0 | 0 | 0 |  |  | 0.75 | La Citiere:53 | 0.75 | 0.75 | 0.75 | 0.75 | 0.75 | 0.75 | 0.75 | 0.75 | 0.75 | 0.75 | 0.75 | 0.75 | 0.75 | 0.75 | 0.75 | 0.75 | 0.75 | 0.75 | 0.75 | 0.75 | 0.75 | 0.75 | 0.75 | 0.75 | 0.75 | 0.75 | 0.75 | 0.75 | 0.75 | 0.75 | 0.75 | 0.75 | 0.75 | 0.75 | 0.75 | 0.75 | 0.75 | 0.75 | 0.75 | 0.75 | 0.75 | 0.75 | 0.75 | 0.75 | 0.75 | 0.75 | 0.75 | 0.75 | 0.75 | 0.75 | 0.75 | 0.75 | 0.75 | 0.75
0 | 0 | 0 | 0 | 0 |  |  | 0.75 | La Citiere:54 | 0.75 | 0.75 | 0.75 | 0.75 | 0.75 | 0.75 | 0.75 | 0.75 | 0.75 | 0.75 | 0.75 | 0.75 | 0.75 | 0.75 | 0.75 | 0.75 | 0.75 | 0.75 | 0.75 | 0.75 | 0.75 | 0.75 | 0.75 | 0.75 | 0.75 | 0.75 | 0.75 | 0.75 | 0.75 | 0.75 | 0.75 | 0.75 | 0.75 | 0.75 | 0.75 | 0.75 | 0.75 | 0.75 | 0.75 | 0.75 | 0.75 | 0.75 | 0.75 | 0.75 | 0.75 | 0.75 | 0.75 | 0.75 | 0.75 | 0.75 | 0.75 | 0.75 | 0.75 | 0.75
2016 | 2016 | 2016 | 0 | 2018 |  |  | 1.6 | Lingan:LI01 | 1.6 | 1.6 | 1.6 | 1.6 | 1.6 | 1.6 | 1.6 | 1.6 | 1.6 | 1.6 | 1.6 | 1.6 | 1.6 | 1.6 | 1.6 | 1.6 | 1.12 | 1.12 | 0.112 | 0.112 | 0.112 | 0.112 | 0.112 | 0.112 | 0.112 | 0.112 | 0.112 | 0.112 | 0.112 | 0.112 | 0.112 | 0.112 | 0.112 | 0.112 | 0.112 | 0.112 | 0.112 | 0.112 | 0.112 | 0.112 | 0.112 | 0.112 | 0.112 | 0.112 | 0.112 | 0.112 | 0.112 | 0.112 | 0.112 | 0.112 | 0.112 | 0.112 | 0.112 | 0.112
2016 | 2016 | 2016 | 0 | 2018 |  |  | 1.6 | Lingan:LI02 | 1.6 | 1.6 | 1.6 | 1.6 | 1.6 | 1.6 | 1.6 | 1.6 | 1.6 | 1.6 | 1.6 | 1.6 | 1.6 | 1.6 | 1.6 | 1.6 | 1.12 | 1.12 | 0.112 | 0.112 | 0.112 | 0.112 | 0.112 | 0.112 | 0.112 | 0.112 | 0.112 | 0.112 | 0.112 | 0.112 | 0.112 | 0.112 | 0.112 | 0.112 | 0.112 | 0.112 | 0.112 | 0.112 | 0.112 | 0.112 | 0.112 | 0.112 | 0.112 | 0.112 | 0.112 | 0.112 | 0.112 | 0.112 | 0.112 | 0.112 | 0.112 | 0.112 | 0.112 | 0.112
2016 | 2016 | 2016 | 0 | 2018 |  |  | 1.6 | Lingan:LI03 | 1.6 | 1.6 | 1.6 | 1.6 | 1.6 | 1.6 | 1.6 | 1.6 | 1.6 | 1.6 | 1.6 | 1.6 | 1.6 | 1.6 | 1.6 | 1.6 | 1.12 | 1.12 | 0.112 | 0.112 | 0.112 | 0.112 | 0.112 | 0.112 | 0.112 | 0.112 | 0.112 | 0.112 | 0.112 | 0.112 | 0.112 | 0.112 | 0.112 | 0.112 | 0.112 | 0.112 | 0.112 | 0.112 | 0.112 | 0.112 | 0.112 | 0.112 | 0.112 | 0.112 | 0.112 | 0.112 | 0.112 | 0.112 | 0.112 | 0.112 | 0.112 | 0.112 | 0.112 | 0.112
2016 | 2016 | 2016 | 0 | 2018 |  |  | 1.6 | Lingan:LI04 | 1.6 | 1.6 | 1.6 | 1.6 | 1.6 | 1.6 | 1.6 | 1.6 | 1.6 | 1.6 | 1.6 | 1.6 | 1.6 | 1.6 | 1.6 | 1.6 | 1.12 | 1.12 | 0.112 | 0.112 | 0.112 | 0.112 | 0.112 | 0.112 | 0.112 | 0.112 | 0.112 | 0.112 | 0.112 | 0.112 | 0.112 | 0.112 | 0.112 | 0.112 | 0.112 | 0.112 | 0.112 | 0.112 | 0.112 | 0.112 | 0.112 | 0.112 | 0.112 | 0.112 | 0.112 | 0.112 | 0.112 | 0.112 | 0.112 | 0.112 | 0.112 | 0.112 | 0.112 | 0.112
2016 | 2016 | 2016 | 0 | 2018 |  |  | 1.6 | Pt. Tupper:PT02 | 1.6 | 1.6 | 1.6 | 1.6 | 1.6 | 1.6 | 1.6 | 1.6 | 1.6 | 1.6 | 1.6 | 1.6 | 1.6 | 1.6 | 1.6 | 1.6 | 1.12 | 1.12 | 0.112 | 0.112 | 0.112 | 0.112 | 0.112 | 0.112 | 0.112 | 0.112 | 0.112 | 0.112 | 0.112 | 0.112 | 0.112 | 0.112 | 0.112 | 0.112 | 0.112 | 0.112 | 0.112 | 0.112 | 0.112 | 0.112 | 0.112 | 0.112 | 0.112 | 0.112 | 0.112 | 0.112 | 0.112 | 0.112 | 0.112 | 0.112 | 0.112 | 0.112 | 0.112 | 0.112
0 | 0 | 0 | 0 | 0 |  |  | 0.75 | Tufts Cove:BU01 | 0.75 | 0.75 | 0.75 | 0.75 | 0.75 | 0.75 | 0.75 | 0.75 | 0.75 | 0.75 | 0.75 | 0.75 | 0.75 | 0.75 | 0.75 | 0.75 | 0.75 | 0.75 | 0.75 | 0.75 | 0.75 | 0.75 | 0.75 | 0.75 | 0.75 | 0.75 | 0.75 | 0.75 | 0.75 | 0.75 | 0.75 | 0.75 | 0.75 | 0.75 | 0.75 | 0.75 | 0.75 | 0.75 | 0.75 | 0.75 | 0.75 | 0.75 | 0.75 | 0.75 | 0.75 | 0.75 | 0.75 | 0.75 | 0.75 | 0.75 | 0.75 | 0.75 | 0.75 | 0.75
[7 empty] | 0.85 | Tufts Cove:TC01 | 0.85 | 0.85 | 0.85 | 0.85 | 0.85 | 0.85 | 0.85 | 0.85 | 0.85 | 0.85 | 0.85 | 0.85 | 0.85 | 0.85 | 0.85 | 0.85 | 0.85 | 0.85 | 0.85 | 0.85 | 0.85 | 0.85 | 0.85 | 0.85 | 0.85 | 0.85 | 0.85 | 0.85 | 0.85 | 0.85 | 0.85 | 0.85 | 0.85 | 0.85 | 0.85 | 0.85 | 0.85 | 0.85 | 0.85 | 0.85 | 0.85 | 0.85 | 0.85 | 0.85 | 0.85 | 0.85 | 0.85 | 0.85 | 0.85 | 0.85 | 0.85 | 0.85 | 0.85 | 0.85
[7 empty] | 0.85 | Tufts Cove:TC02 | 0.85 | 0.85 | 0.85 | 0.85 | 0.85 | 0.85 | 0.85 | 0.85 | 0.85 | 0.85 | 0.85 | 0.85 | 0.85 | 0.85 | 0.85 | 0.85 | 0.85 | 0.85 | 0.85 | 0.85 | 0.85 | 0.85 | 0.85 | 0.85 | 0.85 | 0.85 | 0.85 | 0.85 | 0.85 | 0.85 | 0.85 | 0.85 | 0.85 | 0.85 | 0.85 | 0.85 | 0.85 | 0.85 | 0.85 | 0.85 | 0.85 | 0.85 | 0.85 | 0.85 | 0.85 | 0.85 | 0.85 | 0.85 | 0.85 | 0.85 | 0.85 | 0.85 | 0.85 | 0.85
[7 empty] | 0.85 | Tufts Cove:TC03 | 0.85 | 0.85 | 0.85 | 0.85 | 0.85 | 0.85 | 0.85 | 0.85 | 0.85 | 0.85 | 0.85 | 0.85 | 0.85 | 0.85 | 0.85 | 0.85 | 0.85 | 0.85 | 0.85 | 0.85 | 0.85 | 0.85 | 0.85 | 0.85 | 0.85 | 0.85 | 0.85 | 0.85 | 0.85 | 0.85 | 0.85 | 0.85 | 0.85 | 0.85 | 0.85 | 0.85 | 0.85 | 0.85 | 0.85 | 0.85 | 0.85 | 0.85 | 0.85 | 0.85 | 0.85 | 0.85 | 0.85 | 0.85 | 0.85 | 0.85 | 0.85 | 0.85 | 0.85 | 0.85
0 | 0 | 0 | 0 | 0 |  |  | 0.75 | Tufts Cove:BU02 | 0.75 | 0.75 | 0.75 | 0.75 | 0.75 | 0.75 | 0.75 | 0.75 | 0.75 | 0.75 | 0.75 | 0.75 | 0.75 | 0.75 | 0.75 | 0.75 | 0.75 | 0.75 | 0.75 | 0.75 | 0.75 | 0.75 | 0.75 | 0.75 | 0.75 | 0.75 | 0.75 | 0.75 | 0.75 | 0.75 | 0.75 | 0.75 | 0.75 | 0.75 | 0.75 | 0.75 | 0.75 | 0.75 | 0.75 | 0.75 | 0.75 | 0.75 | 0.75 | 0.75 | 0.75 | 0.75 | 0.75 | 0.75 | 0.75 | 0.75 | 0.75 | 0.75 | 0.75 | 0.75
0 | 0 | 0 | 0 | 0 |  |  | 0.75 | Tufts Cove:BU03 | 0.75 | 0.75 | 0.75 | 0.75 | 0.75 | 0.75 | 0.75 | 0.75 | 0.75 | 0.75 | 0.75 | 0.75 | 0.75 | 0.75 | 0.75 | 0.75 | 0.75 | 0.75 | 0.75 | 0.75 | 0.75 | 0.75 | 0.75 | 0.75 | 0.75 | 0.75 | 0.75 | 0.75 | 0.75 | 0.75 | 0.75 | 0.75 | 0.75 | 0.75 | 0.75 | 0.75 | 0.75 | 0.75 | 0.75 | 0.75 | 0.75 | 0.75 | 0.75 | 0.75 | 0.75 | 0.75 | 0.75 | 0.75 | 0.75 | 0.75 | 0.75 | 0.75 | 0.75 | 0.75
0 | 0 | 0 | 0 | 0 |  |  | 0.75 | Tufts Cove:BU04 | 0.75 | 0.75 | 0.75 | 0.75 | 0.75 | 0.75 | 0.75 | 0.75 | 0.75 | 0.75 | 0.75 | 0.75 | 0.75 | 0.75 | 0.75 | 0.75 | 0.75 | 0.75 | 0.75 | 0.75 | 0.75 | 0.75 | 0.75 | 0.75 | 0.75 | 0.75 | 0.75 | 0.75 | 0.75 | 0.75 | 0.75 | 0.75 | 0.75 | 0.75 | 0.75 | 0.75 | 0.75 | 0.75 | 0.75 | 0.75 | 0.75 | 0.75 | 0.75 | 0.75 | 0.75 | 0.75 | 0.75 | 0.75 | 0.75 | 0.75 | 0.75 | 0.75 | 0.75 | 0.75
0 | 0 | 0 | 0 | 0 |  |  | 0.75 | Burnside:12 | 0.75 | 0.75 | 0.75 | 0.75 | 0.75 | 0.75 | 0.75 | 0.75 | 0.75 | 0.75 | 0.75 | 0.75 | 0.75 | 0.75 | 0.75 | 0.75 | 0.75 | 0.75 | 0.75 | 0.75 | 0.75 | 0.75 | 0.75 | 0.75 | 0.75 | 0.75 | 0.75 | 0.75 | 0.75 | 0.75 | 0.75 | 0.75 | 0.75 | 0.75 | 0.75 | 0.75 | 0.75 | 0.75 | 0.75 | 0.75 | 0.75 | 0.75 | 0.75 | 0.75 | 0.75 | 0.75 | 0.75 | 0.75 | 0.75 | 0.75 | 0.75 | 0.75 | 0.75 | 0.75
0 | 0 | 0 | 0 | 0 |  |  | 0.75 | Burnside:34 | 0.75 | 0.75 | 0.75 | 0.75 | 0.75 | 0.75 | 0.75 | 0.75 | 0.75 | 0.75 | 0.75 | 0.75 | 0.75 | 0.75 | 0.75 | 0.75 | 0.75 | 0.75 | 0.75 | 0.75 | 0.75 | 0.75 | 0.75 | 0.75 | 0.75 | 0.75 | 0.75 | 0.75 | 0.75 | 0.75 | 0.75 | 0.75 | 0.75 | 0.75 | 0.75 | 0.75 | 0.75 | 0.75 | 0.75 | 0.75 | 0.75 | 0.75 | 0.75 | 0.75 | 0.75 | 0.75 | 0.75 | 0.75 | 0.75 | 0.75 | 0.75 | 0.75 | 0.75 | 0.75
0 | 0 | 0 | 0 | 0 |  |  | 0.75 | Victoria Junction:VJ01 | 0.75 | 0.75 | 0.75 | 0.75 | 0.75 | 0.75 | 0.75 | 0.75 | 0.75 | 0.75 | 0.75 | 0.75 | 0.75 | 0.75 | 0.75 | 0.75 | 0.75 | 0.75 | 0.75 | 0.75 | 0.75 | 0.75 | 0.75 | 0.75 | 0.75 | 0.75 | 0.75 | 0.75 | 0.75 | 0.75 | 0.75 | 0.75 | 0.75 | 0.75 | 0.75 | 0.75 | 0.75 | 0.75 | 0.75 | 0.75 | 0.75 | 0.75 | 0.75 | 0.75 | 0.75 | 0.75 | 0.75 | 0.75 | 0.75 | 0.75 | 0.75 | 0.75 | 0.75 | 0.75
0 | 0 | 0 | 0 | 0 |  |  | 0.75 | Victoria Junction:VJ02 | 0.75 | 0.75 | 0.75 | 0.75 | 0.75 | 0.75 | 0.75 | 0.75 | 0.75 | 0.75 | 0.75 | 0.75 | 0.75 | 0.75 | 0.75 | 0.75 | 0.75 | 0.75 | 0.75 | 0.75 | 0.75 | 0.75 | 0.75 | 0.75 | 0.75 | 0.75 | 0.75 | 0.75 | 0.75 | 0.75 | 0.75 | 0.75 | 0.75 | 0.75 | 0.75 | 0.75 | 0.75 | 0.75 | 0.75 | 0.75 | 0.75 | 0.75 | 0.75 | 0.75 | 0.75 | 0.75 | 0.75 | 0.75 | 0.75 | 0.75 | 0.75 | 0.75 | 0.75 | 0.75
0 | 0 | 0 | 0 | 0 |  |  | 0.85 | Charlottetown:ALL | 0.85 | 0.85 | 0.85 | 0.85 | 0.85 | 0.85 | 0.85 | 0.85 | 0.85 | 0.85 | 0.85 | 0.85 | 0.85 | 0.85 | 0.85 | 0.85 | 0.85 | 0.85 | 0.85 | 0.85 | 0.85 | 0.85 | 0.85 | 0.85 | 0.85 | 0.85 | 0.85 | 0.85 | 0.85 | 0.85 | 0.85 | 0.85 | 0.85 | 0.85 | 0.85 | 0.85 | 0.85 | 0.85 | 0.85 | 0.85 | 0.85 | 0.85 | 0.85 | 0.85 | 0.85 | 0.85 | 0.85 | 0.85 | 0.85 | 0.85 | 0.85 | 0.85 | 0.85 | 0.85
0 | 0 | 0 | 0 | 0 |  |  | 0.5 | Borden:BP01 | 0.5 | 0.5 | 0.5 | 0.5 | 0.5 | 0.5 | 0.5 | 0.5 | 0.5 | 0.5 | 0.5 | 0.5 | 0.5 | 0.5 | 0.5 | 0.5 | 0.5 | 0.5 | 0.5 | 0.5 | 0.5 | 0.5 | 0.5 | 0.5 | 0.5 | 0.5 | 0.5 | 0.5 | 0.5 | 0.5 | 0.5 | 0.5 | 0.5 | 0.5 | 0.5 | 0.5 | 0.5 | 0.5 | 0.5 | 0.5 | 0.5 | 0.5 | 0.5 | 0.5 | 0.5 | 0.5 | 0.5 | 0.5 | 0.5 | 0.5 | 0.5 | 0.5 | 0.5 | 0.5
0 | 0 | 0 | 0 | 0 |  |  | 0.5 | Borden:BP02 | 0.5 | 0.5 | 0.5 | 0.5 | 0.5 | 0.5 | 0.5 | 0.5 | 0.5 | 0.5 | 0.5 | 0.5 | 0.5 | 0.5 | 0.5 | 0.5 | 0.5 | 0.5 | 0.5 | 0.5 | 0.5 | 0.5 | 0.5 | 0.5 | 0.5 | 0.5 | 0.5 | 0.5 | 0.5 | 0.5 | 0.5 | 0.5 | 0.5 | 0.5 | 0.5 | 0.5 | 0.5 | 0.5 | 0.5 | 0.5 | 0.5 | 0.5 | 0.5 | 0.5 | 0.5 | 0.5 | 0.5 | 0.5 | 0.5 | 0.5 | 0.5 | 0.5 | 0.5 | 0.5
[7 empty] | 0.65 | Crystal River Generating Station | 1.6 | 1.6 | 1.6 | 1.6 | 1.6 | 1.6 | 1.6 | 1.6 | 1.6 | 1.6 | 1.6 | 1.6 | 1.6 | 0.65 | 0.65 | 0.65 | 0.65 | 0.65 | 0.65 | 0.65 | 0.65 | 0.65 | 0.65 | 0.65 | 0.65 | 0.65 | 0.65 | 0.65 | 0.65 | 0.65 | 0.65 | 0.65 | 0.65 | 0.65 | 0.65 | 0.65 | 0.65 | 0.65 | 0.65 | 0.65 | 0.65 | 0.65 | 0.65 | 0.65 | 0.65 | 0.65 | 0.65 | 0.65 | 0.65 | 0.65 | 0.65 | 0.65 | 0.65 | 0.65
0 | 0 | 0 | 2017 | 0 |  |  | 1.6 | Jefferson Smurfit Corporation Jacksonville:1 | 1.6 | 1.6 | 1.6 | 1.6 | 1.6 | 1.6 | 1.6 | 1.6 | 1.6 | 1.6 | 1.6 | 1.6 | 1.6 | 1.6 | 1.6 | 1.6 | 1.6 | 0.032 | 0.032 | 0.032 | 0.032 | 0.032 | 0.032 | 0.032 | 0.032 | 0.032 | 0.032 | 0.032 | 0.032 | 0.032 | 0.032 | 0.032 | 0.032 | 0.032 | 0.032 | 0.032 | 0.032 | 0.032 | 0.032 | 0.032 | 0.032 | 0.032 | 0.032 | 0.032 | 0.032 | 0.032 | 0.032 | 0.032 | 0.032 | 0.032 | 0.032 | 0.032 | 0.032 | 0.032
[7 empty] | 0.5 | Eli Lilly and Co. - Tippec:T121 | 0.5 | 0.5 | 0.5 | 0.5 | 0.5 | 0.5 | 0.5 | 0.5 | 0.5 | 0.5 | 0.5 | 0.5 | 0.5 | 0.5 | 0.5 | 0.5 | 0.5 | 0.5 | 0.5 | 0.5 | 0.5 | 0.5 | 0.5 | 0.5 | 0.5 | 0.5 | 0.5 | 0.5 | 0.5 | 0.5 | 0.5 | 0.5 | 0.5 | 0.5 | 0.5 | 0.5 | 0.5 | 0.5 | 0.5 | 0.5 | 0.5 | 0.5 | 0.5 | 0.5 | 0.5 | 0.5 | 0.5 | 0.5 | 0.5 | 0.5 | 0.5 | 0.5 | 0.5 | 0.5
2017 | 2017 | 2017 | 0 | 2021 |  |  | 1.6 | Indian Orchard Plant:TG | 1.6 | 1.6 | 1.6 | 1.6 | 1.6 | 1.6 | 1.6 | 1.6 | 1.6 | 1.6 | 1.6 | 1.6 | 1.6 | 1.6 | 1.6 | 1.6 | 1.6 | 1.12 | 1.12 | 1.12 | 1.12 | 0.112 | 0.112 | 0.112 | 0.112 | 0.112 | 0.112 | 0.112 | 0.112 | 0.112 | 0.112 | 0.112 | 0.112 | 0.112 | 0.112 | 0.112 | 0.112 | 0.112 | 0.112 | 0.112 | 0.112 | 0.112 | 0.112 | 0.112 | 0.112 | 0.112 | 0.112 | 0.112 | 0.112 | 0.112 | 0.112 | 0.112 | 0.112 | 0.112
2017 | 2017 | 2017 | 0 | 2021 |  |  | 1.6 | S. D. Warren Co. #1 Muskeg:ALL | 1.6 | 1.6 | 1.6 | 1.6 | 1.6 | 1.6 | 1.6 | 1.6 | 1.6 | 1.6 | 1.6 | 1.6 | 1.6 | 1.6 | 1.6 | 1.6 | 1.6 | 1.12 | 1.12 | 1.12 | 1.12 | 0.112 | 0.112 | 0.112 | 0.112 | 0.112 | 0.112 | 0.112 | 0.112 | 0.112 | 0.112 | 0.112 | 0.112 | 0.112 | 0.112 | 0.112 | 0.112 | 0.112 | 0.112 | 0.112 | 0.112 | 0.112 | 0.112 | 0.112 | 0.112 | 0.112 | 0.112 | 0.112 | 0.112 | 0.112 | 0.112 | 0.112 | 0.112 | 0.112
[7 empty] | 1.6 | Fletcher Facility:2 | 1.6 | 1.6 | 1.6 | 1.6 | 1.6 | 1.6 | 1.6 | 1.6 | 1.6 | 1.6 | 1.6 | 1.6 | 1.6 | 1.6 | 1.6 | 1.6 | 1.6 | 1.6 | 1.6 | 1.6 | 1.6 | 1.6 | 1.6 | 1.6 | 1.6 | 1.6 | 1.6 | 1.6 | 1.6 | 1.6 | 1.6 | 1.6 | 1.6 | 1.6 | 1.6 | 1.6 | 1.6 | 1.6 | 1.6 | 1.6 | 1.6 | 1.6 | 1.6 | 1.6 | 1.6 | 1.6 | 1.6 | 1.6 | 1.6 | 1.6 | 1.6 | 1.6 | 1.6 | 1.6
0 | 0 | 0 |  | 0 |  |  | 0.1056 | Roanoke Valley Project:1 | 0.1056 | 0.1056 | 0.1056 | 0.1056 | 0.1056 | 0.1056 | 0.1056 | 0.1056 | 0.1056 | 0.1056 | 0.1056 | 0.1056 | 0.1056 | 0.1056 | 0.1056 | 0.1056 | 0.1056 | 0.1056 | 0.1056 | 0.1056 | 0.1056 | 0.1056 | 0.1056 | 0.1056 | 0.1056 | 0.1056 | 0.1056 | 0.1056 | 0.1056 | 0.1056 | 0.1056 | 0.1056 | 0.1056 | 0.1056 | 0.1056 | 0.1056 | 0.1056 | 0.1056 | 0.1056 | 0.1056 | 0.1056 | 0.1056 | 0.1056 | 0.1056 | 0.1056 | 0.1056 | 0.1056 | 0.1056 | 0.1056 | 0.1056 | 0.1056 | 0.1056 | 0.1056 | 0.1056
[7 empty] | 0.65 | Main Street Plant:3-4 | 1.6 | 1.6 | 1.6 | 1.6 | 1.6 | 1.6 | 1.6 | 1.6 | 1.6 | 1.6 | 1.6 | 1.6 | 1.6 | 0.65 | 0.65 | 0.65 | 0.65 | 0.65 | 0.65 | 0.65 | 0.65 | 0.65 | 0.65 | 0.65 | 0.65 | 0.65 | 0.65 | 0.65 | 0.65 | 0.65 | 0.65 | 0.65 | 0.65 | 0.65 | 0.65 | 0.65 | 0.65 | 0.65 | 0.65 | 0.65 | 0.65 | 0.65 | 0.65 | 0.65 | 0.65 | 0.65 | 0.65 | 0.65 | 0.65 | 0.65 | 0.65 | 0.65 | 0.65 | 0.65
[7 empty] | 0.01 | Dearborn Dist Gen Facility:1-26 | 0.01 | 0.01 | 0.01 | 0.01 | 0.01 | 0.01 | 0.01 | 0.01 | 0.01 | 0.01 | 0.01 | 0.01 | 0.01 | 0.01 | 0.01 | 0.01 | 0.01 | 0.01 | 0.01 | 0.01 | 0.01 | 0.01 | 0.01 | 0.01 | 0.01 | 0.01 | 0.01 | 0.01 | 0.01 | 0.01 | 0.01 | 0.01 | 0.01 | 0.01 | 0.01 | 0.01 | 0.01 | 0.01 | 0.01 | 0.01 | 0.01 | 0.01 | 0.01 | 0.01 | 0.01 | 0.01 | 0.01 | 0.01 | 0.01 | 0.01 | 0.01 | 0.01 | 0.01 | 0.01
[7 empty] | 0 | Somerset J1 Mobile Unit:J1 | 0 | 0 | 0 | 0 | 0 | 0 | 0 | 0 | 0 | 0 | 0 | 0 | 0 | 0 | 0 | 0 | 0 | 0 | 0 | 0 | 0 | 0 | 0 | 0 | 0 | 0 | 0 | 0 | 0 | 0 | 0 | 0 | 0 | 0 | 0 | 0 | 0 | 0 | 0 | 0 | 0 | 0 | 0 | 0 | 0 | 0 | 0 | 0 | 0 | 0 | 0 | 0 | 0 | 0
0 | 0 | 0 | 0 | 0 |  |  | 0.5 | Water Reclamation Fac:1 | 0.5 | 0.5 | 0.5 | 0.5 | 0.5 | 0.5 | 0.5 | 0.5 | 0.5 | 0.5 | 0.5 | 0.5 | 0.5 | 0.5 | 0.5 | 0.5 | 0.5 | 0.5 | 0.5 | 0.5 | 0.5 | 0.5 | 0.5 | 0.5 | 0.5 | 0.5 | 0.5 | 0.5 | 0.5 | 0.5 | 0.5 | 0.5 | 0.5 | 0.5 | 0.5 | 0.5 | 0.5 | 0.5 | 0.5 | 0.5 | 0.5 | 0.5 | 0.5 | 0.5 | 0.5 | 0.5 | 0.5 | 0.5 | 0.5 | 0.5 | 0.5 | 0.5 | 0.5 | 0.5
0 | 0 | 0 | 2017 | 0 |  |  | 1.6 | Nanticoke (OPGI):1 | 1.6 | 1.6 | 1.6 | 1.6 | 1.6 | 1.6 | 1.6 | 1.6 | 1.6 | 1.6 | 1.6 | 1.6 | 1.6 | 1.6 | 1.6 | 1.6 | 1.6 | 0.032 | 0.032 | 0.032 | 0.032 | 0.032 | 0.032 | 0.032 | 0.032 | 0.032 | 0.032 | 0.032 | 0.032 | 0.032 | 0.032 | 0.032 | 0.032 | 0.032 | 0.032 | 0.032 | 0.032 | 0.032 | 0.032 | 0.032 | 0.032 | 0.032 | 0.032 | 0.032 | 0.032 | 0.032 | 0.032 | 0.032 | 0.032 | 0.032 | 0.032 | 0.032 | 0.032 | 0.032
0 | 0 | 0 | 2017 | 0 |  |  | 1.6 | Nanticoke (OPGI):2 | 1.6 | 1.6 | 1.6 | 1.6 | 1.6 | 1.6 | 1.6 | 1.6 | 1.6 | 1.6 | 1.6 | 1.6 | 1.6 | 1.6 | 1.6 | 1.6 | 1.6 | 0.032 | 0.032 | 0.032 | 0.032 | 0.032 | 0.032 | 0.032 | 0.032 | 0.032 | 0.032 | 0.032 | 0.032 | 0.032 | 0.032 | 0.032 | 0.032 | 0.032 | 0.032 | 0.032 | 0.032 | 0.032 | 0.032 | 0.032 | 0.032 | 0.032 | 0.032 | 0.032 | 0.032 | 0.032 | 0.032 | 0.032 | 0.032 | 0.032 | 0.032 | 0.032 | 0.032 | 0.032
0 | 0 | 0 | 2017 | 0 |  |  | 1.6 | Nanticoke (OPGI):3 | 1.6 | 1.6 | 1.6 | 1.6 | 1.6 | 1.6 | 1.6 | 1.6 | 1.6 | 1.6 | 1.6 | 1.6 | 1.6 | 1.6 | 1.6 | 1.6 | 1.6 | 0.032 | 0.032 | 0.032 | 0.032 | 0.032 | 0.032 | 0.032 | 0.032 | 0.032 | 0.032 | 0.032 | 0.032 | 0.032 | 0.032 | 0.032 | 0.032 | 0.032 | 0.032 | 0.032 | 0.032 | 0.032 | 0.032 | 0.032 | 0.032 | 0.032 | 0.032 | 0.032 | 0.032 | 0.032 | 0.032 | 0.032 | 0.032 | 0.032 | 0.032 | 0.032 | 0.032 | 0.032
0 | 0 | 0 | 2017 | 0 |  |  | 1.6 | Nanticoke (OPGI):4 | 1.6 | 1.6 | 1.6 | 1.6 | 1.6 | 1.6 | 1.6 | 1.6 | 1.6 | 1.6 | 1.6 | 1.6 | 1.6 | 1.6 | 1.6 | 1.6 | 1.6 | 0.032 | 0.032 | 0.032 | 0.032 | 0.032 | 0.032 | 0.032 | 0.032 | 0.032 | 0.032 | 0.032 | 0.032 | 0.032 | 0.032 | 0.032 | 0.032 | 0.032 | 0.032 | 0.032 | 0.032 | 0.032 | 0.032 | 0.032 | 0.032 | 0.032 | 0.032 | 0.032 | 0.032 | 0.032 | 0.032 | 0.032 | 0.032 | 0.032 | 0.032 | 0.032 | 0.032 | 0.032
0 | 0 | 0 | 2017 | 0 |  |  | 1.6 | Nanticoke (OPGI):5 | 1.6 | 1.6 | 1.6 | 1.6 | 1.6 | 1.6 | 1.6 | 1.6 | 1.6 | 1.6 | 1.6 | 1.6 | 1.6 | 1.6 | 1.6 | 1.6 | 1.6 | 0.032 | 0.032 | 0.032 | 0.032 | 0.032 | 0.032 | 0.032 | 0.032 | 0.032 | 0.032 | 0.032 | 0.032 | 0.032 | 0.032 | 0.032 | 0.032 | 0.032 | 0.032 | 0.032 | 0.032 | 0.032 | 0.032 | 0.032 | 0.032 | 0.032 | 0.032 | 0.032 | 0.032 | 0.032 | 0.032 | 0.032 | 0.032 | 0.032 | 0.032 | 0.032 | 0.032 | 0.032
0 | 0 | 0 | 2017 | 0 |  |  | 1.6 | Nanticoke (OPGI):6 | 1.6 | 1.6 | 1.6 | 1.6 | 1.6 | 1.6 | 1.6 | 1.6 | 1.6 | 1.6 | 1.6 | 1.6 | 1.6 | 1.6 | 1.6 | 1.6 | 1.6 | 0.032 | 0.032 | 0.032 | 0.032 | 0.032 | 0.032 | 0.032 | 0.032 | 0.032 | 0.032 | 0.032 | 0.032 | 0.032 | 0.032 | 0.032 | 0.032 | 0.032 | 0.032 | 0.032 | 0.032 | 0.032 | 0.032 | 0.032 | 0.032 | 0.032 | 0.032 | 0.032 | 0.032 | 0.032 | 0.032 | 0.032 | 0.032 | 0.032 | 0.032 | 0.032 | 0.032 | 0.032
0 | 0 | 0 | 2017 | 0 |  |  | 1.6 | Nanticoke (OPGI):7 | 1.6 | 1.6 | 1.6 | 1.6 | 1.6 | 1.6 | 1.6 | 1.6 | 1.6 | 1.6 | 1.6 | 1.6 | 1.6 | 1.6 | 1.6 | 1.6 | 1.6 | 0.032 | 0.032 | 0.032 | 0.032 | 0.032 | 0.032 | 0.032 | 0.032 | 0.032 | 0.032 | 0.032 | 0.032 | 0.032 | 0.032 | 0.032 | 0.032 | 0.032 | 0.032 | 0.032 | 0.032 | 0.032 | 0.032 | 0.032 | 0.032 | 0.032 | 0.032 | 0.032 | 0.032 | 0.032 | 0.032 | 0.032 | 0.032 | 0.032 | 0.032 | 0.032 | 0.032 | 0.032
0 | 0 | 0 | 2017 | 0 |  |  | 1.6 | Nanticoke (OPGI):8 | 1.6 | 1.6 | 1.6 | 1.6 | 1.6 | 1.6 | 1.6 | 1.6 | 1.6 | 1.6 | 1.6 | 1.6 | 1.6 | 1.6 | 1.6 | 1.6 | 1.6 | 0.032 | 0.032 | 0.032 | 0.032 | 0.032 | 0.032 | 0.032 | 0.032 | 0.032 | 0.032 | 0.032 | 0.032 | 0.032 | 0.032 | 0.032 | 0.032 | 0.032 | 0.032 | 0.032 | 0.032 | 0.032 | 0.032 | 0.032 | 0.032 | 0.032 | 0.032 | 0.032 | 0.032 | 0.032 | 0.032 | 0.032 | 0.032 | 0.032 | 0.032 | 0.032 | 0.032 | 0.032
[7 empty] | 0.85 | Buckeye Florida L/P:1 | 0.85 | 0.85 | 0.85 | 0.85 | 0.85 | 0.85 | 0.85 | 0.85 | 0.85 | 0.85 | 0.85 | 0.85 | 0.85 | 0.85 | 0.85 | 0.85 | 0.85 | 0.85 | 0.85 | 0.85 | 0.85 | 0.85 | 0.85 | 0.85 | 0.85 | 0.85 | 0.85 | 0.85 | 0.85 | 0.85 | 0.85 | 0.85 | 0.85 | 0.85 | 0.85 | 0.85 | 0.85 | 0.85 | 0.85 | 0.85 | 0.85 | 0.85 | 0.85 | 0.85 | 0.85 | 0.85 | 0.85 | 0.85 | 0.85 | 0.85 | 0.85 | 0.85 | 0.85 | 0.85
[7 empty] | 0.85 | Buckeye Florida L/P:2 | 0.85 | 0.85 | 0.85 | 0.85 | 0.85 | 0.85 | 0.85 | 0.85 | 0.85 | 0.85 | 0.85 | 0.85 | 0.85 | 0.85 | 0.85 | 0.85 | 0.85 | 0.85 | 0.85 | 0.85 | 0.85 | 0.85 | 0.85 | 0.85 | 0.85 | 0.85 | 0.85 | 0.85 | 0.85 | 0.85 | 0.85 | 0.85 | 0.85 | 0.85 | 0.85 | 0.85 | 0.85 | 0.85 | 0.85 | 0.85 | 0.85 | 0.85 | 0.85 | 0.85 | 0.85 | 0.85 | 0.85 | 0.85 | 0.85 | 0.85 | 0.85 | 0.85 | 0.85 | 0.85
[7 empty] | 0.85 | Buckeye Florida L/P:3 | 0.85 | 0.85 | 0.85 | 0.85 | 0.85 | 0.85 | 0.85 | 0.85 | 0.85 | 0.85 | 0.85 | 0.85 | 0.85 | 0.85 | 0.85 | 0.85 | 0.85 | 0.85 | 0.85 | 0.85 | 0.85 | 0.85 | 0.85 | 0.85 | 0.85 | 0.85 | 0.85 | 0.85 | 0.85 | 0.85 | 0.85 | 0.85 | 0.85 | 0.85 | 0.85 | 0.85 | 0.85 | 0.85 | 0.85 | 0.85 | 0.85 | 0.85 | 0.85 | 0.85 | 0.85 | 0.85 | 0.85 | 0.85 | 0.85 | 0.85 | 0.85 | 0.85 | 0.85 | 0.85
[7 empty] | 0.85 | Buckeye Florida L/P:4 | 0.85 | 0.85 | 0.85 | 0.85 | 0.85 | 0.85 | 0.85 | 0.85 | 0.85 | 0.85 | 0.85 | 0.85 | 0.85 | 0.85 | 0.85 | 0.85 | 0.85 | 0.85 | 0.85 | 0.85 | 0.85 | 0.85 | 0.85 | 0.85 | 0.85 | 0.85 | 0.85 | 0.85 | 0.85 | 0.85 | 0.85 | 0.85 | 0.85 | 0.85 | 0.85 | 0.85 | 0.85 | 0.85 | 0.85 | 0.85 | 0.85 | 0.85 | 0.85 | 0.85 | 0.85 | 0.85 | 0.85 | 0.85 | 0.85 | 0.85 | 0.85 | 0.85 | 0.85 | 0.85
[7 empty] | 0.65 | Calciner Industries Incorporat:2 | 1.6 | 1.6 | 1.6 | 1.6 | 1.6 | 1.6 | 1.6 | 1.6 | 1.6 | 1.6 | 1.6 | 1.6 | 1.6 | 0.65 | 0.65 | 0.65 | 0.65 | 0.65 | 0.65 | 0.65 | 0.65 | 0.65 | 0.65 | 0.65 | 0.65 | 0.65 | 0.65 | 0.65 | 0.65 | 0.65 | 0.65 | 0.65 | 0.65 | 0.65 | 0.65 | 0.65 | 0.65 | 0.65 | 0.65 | 0.65 | 0.65 | 0.65 | 0.65 | 0.65 | 0.65 | 0.65 | 0.65 | 0.65 | 0.65 | 0.65 | 0.65 | 0.65 | 0.65 | 0.65
0 | 0 | 0 |  | 0 |  |  | 0.1521 | Cedar Bay Generating Co. L.P.:GEN1 | 0.1521 | 0.1521 | 0.1521 | 0.1521 | 0.1521 | 0.1521 | 0.1521 | 0.1521 | 0.1521 | 0.1521 | 0.1521 | 0.1521 | 0.1521 | 0.1521 | 0.1521 | 0.1521 | 0.1521 | 0.1521 | 0.1521 | 0.1521 | 0.1521 | 0.1521 | 0.1521 | 0.1521 | 0.1521 | 0.1521 | 0.1521 | 0.1521 | 0.1521 | 0.1521 | 0.1521 | 0.1521 | 0.1521 | 0.1521 | 0.1521 | 0.1521 | 0.1521 | 0.1521 | 0.1521 | 0.1521 | 0.1521 | 0.1521 | 0.1521 | 0.1521 | 0.1521 | 0.1521 | 0.1521 | 0.1521 | 0.1521 | 0.1521 | 0.1521 | 0.1521 | 0.1521 | 0.1521
0 | 0 | 0 | 0 | 0 |  |  | 0.5 | Crestwood Corporation:15 | 0.5 | 0.5 | 0.5 | 0.5 | 0.5 | 0.5 | 0.5 | 0.5 | 0.5 | 0.5 | 0.5 | 0.5 | 0.5 | 0.5 | 0.5 | 0.5 | 0.5 | 0.5 | 0.5 | 0.5 | 0.5 | 0.5 | 0.5 | 0.5 | 0.5 | 0.5 | 0.5 | 0.5 | 0.5 | 0.5 | 0.5 | 0.5 | 0.5 | 0.5 | 0.5 | 0.5 | 0.5 | 0.5 | 0.5 | 0.5 | 0.5 | 0.5 | 0.5 | 0.5 | 0.5 | 0.5 | 0.5 | 0.5 | 0.5 | 0.5 | 0.5 | 0.5 | 0.5 | 0.5
2017 | 2017 | 2017 | 0 | 2020 |  |  | 0.751 | Silver Bay Power Co.:GEN1 | 0.751 | 0.751 | 0.751 | 0.751 | 0.751 | 0.751 | 0.751 | 0.751 | 0.751 | 0.751 | 0.751 | 0.751 | 0.751 | 0.751 | 0.751 | 0.751 | 0.751 | 0.5257 | 0.5257 | 0.5257 | 0.05257 | 0.05257 | 0.05257 | 0.05257 | 0.05257 | 0.05257 | 0.05257 | 0.05257 | 0.05257 | 0.05257 | 0.05257 | 0.05257 | 0.05257 | 0.05257 | 0.05257 | 0.05257 | 0.05257 | 0.05257 | 0.05257 | 0.05257 | 0.05257 | 0.05257 | 0.05257 | 0.05257 | 0.05257 | 0.05257 | 0.05257 | 0.05257 | 0.05257 | 0.05257 | 0.05257 | 0.05257 | 0.05257 | 0.05257
2017 | 2017 | 2017 | 0 | 2019 |  |  | 1.0267 | Silver Bay Power Co.:GEN2 | 1.0267 | 1.0267 | 1.0267 | 1.0267 | 1.0267 | 1.0267 | 1.0267 | 1.0267 | 1.0267 | 1.0267 | 1.0267 | 1.0267 | 1.0267 | 1.0267 | 1.0267 | 1.0267 | 1.0267 | 0.71869 | 0.71869 | 0.071869 | 0.071869 | 0.071869 | 0.071869 | 0.071869 | 0.071869 | 0.071869 | 0.071869 | 0.071869 | 0.071869 | 0.071869 | 0.071869 | 0.071869 | 0.071869 | 0.071869 | 0.071869 | 0.071869 | 0.071869 | 0.071869 | 0.071869 | 0.071869 | 0.071869 | 0.071869 | 0.071869 | 0.071869 | 0.071869 | 0.071869 | 0.071869 | 0.071869 | 0.071869 | 0.071869 | 0.071869 | 0.071869 | 0.071869 | 0.071869
0 | 0 | 0 |  | 0 |  |  | 0 | Durgin and Crowell Lumber Comp:ALL | 0 | 0 | 0 | 0 | 0 | 0 | 0 | 0 | 0 | 0 | 0 | 0 | 0 | 0 | 0 | 0 | 0 | 0 | 0 | 0 | 0 | 0 | 0 | 0 | 0 | 0 | 0 | 0 | 0 | 0 | 0 | 0 | 0 | 0 | 0 | 0 | 0 | 0 | 0 | 0 | 0 | 0 | 0 | 0 | 0 | 0 | 0 | 0 | 0 | 0 | 0 | 0 | 0 | 0
[7 empty] | 0.65 | Flambeau Mill:1 | 1.6 | 1.6 | 1.6 | 1.6 | 1.6 | 1.6 | 1.6 | 1.6 | 1.6 | 1.6 | 1.6 | 1.6 | 1.6 | 0.65 | 0.65 | 0.65 | 0.65 | 0.65 | 0.65 | 0.65 | 0.65 | 0.65 | 0.65 | 0.65 | 0.65 | 0.65 | 0.65 | 0.65 | 0.65 | 0.65 | 0.65 | 0.65 | 0.65 | 0.65 | 0.65 | 0.65 | 0.65 | 0.65 | 0.65 | 0.65 | 0.65 | 0.65 | 0.65 | 0.65 | 0.65 | 0.65 | 0.65 | 0.65 | 0.65 | 0.65 | 0.65 | 0.65 | 0.65 | 0.65
0 | 0 | 0 | 0 | 0 |  |  | 0.85 | Franklin Heating Station:13 | 0.85 | 0.85 | 0.85 | 0.85 | 0.85 | 0.85 | 0.85 | 0.85 | 0.85 | 0.85 | 0.85 | 0.85 | 0.85 | 0.85 | 0.85 | 0.85 | 0.85 | 0.85 | 0.85 | 0.85 | 0.85 | 0.85 | 0.85 | 0.85 | 0.85 | 0.85 | 0.85 | 0.85 | 0.85 | 0.85 | 0.85 | 0.85 | 0.85 | 0.85 | 0.85 | 0.85 | 0.85 | 0.85 | 0.85 | 0.85 | 0.85 | 0.85 | 0.85 | 0.85 | 0.85 | 0.85 | 0.85 | 0.85 | 0.85 | 0.85 | 0.85 | 0.85 | 0.85 | 0.85
0 | 0 | 0 | 0 | 0 |  |  | 0.5 | General Electric Co.:REGN | 0.5 | 0.5 | 0.5 | 0.5 | 0.5 | 0.5 | 0.5 | 0.5 | 0.5 | 0.5 | 0.5 | 0.5 | 0.5 | 0.5 | 0.5 | 0.5 | 0.5 | 0.5 | 0.5 | 0.5 | 0.5 | 0.5 | 0.5 | 0.5 | 0.5 | 0.5 | 0.5 | 0.5 | 0.5 | 0.5 | 0.5 | 0.5 | 0.5 | 0.5 | 0.5 | 0.5 | 0.5 | 0.5 | 0.5 | 0.5 | 0.5 | 0.5 | 0.5 | 0.5 | 0.5 | 0.5 | 0.5 | 0.5 | 0.5 | 0.5 | 0.5 | 0.5 | 0.5 | 0.5
[7 empty] | 0.85 | Crossett Paper:GEN4 | 0.85 | 0.85 | 0.85 | 0.85 | 0.85 | 0.85 | 0.85 | 0.85 | 0.85 | 0.85 | 0.85 | 0.85 | 0.85 | 0.85 | 0.85 | 0.85 | 0.85 | 0.85 | 0.85 | 0.85 | 0.85 | 0.85 | 0.85 | 0.85 | 0.85 | 0.85 | 0.85 | 0.85 | 0.85 | 0.85 | 0.85 | 0.85 | 0.85 | 0.85 | 0.85 | 0.85 | 0.85 | 0.85 | 0.85 | 0.85 | 0.85 | 0.85 | 0.85 | 0.85 | 0.85 | 0.85 | 0.85 | 0.85 | 0.85 | 0.85 | 0.85 | 0.85 | 0.85 | 0.85
[7 empty] | 1.6 | Crossett Paper:G56 | 1.6 | 1.6 | 1.6 | 1.6 | 1.6 | 1.6 | 1.6 | 1.6 | 1.6 | 1.6 | 1.6 | 1.6 | 1.6 | 1.6 | 1.6 | 1.6 | 1.6 | 1.6 | 1.6 | 1.6 | 1.6 | 1.6 | 1.6 | 1.6 | 1.6 | 1.6 | 1.6 | 1.6 | 1.6 | 1.6 | 1.6 | 1.6 | 1.6 | 1.6 | 1.6 | 1.6 | 1.6 | 1.6 | 1.6 | 1.6 | 1.6 | 1.6 | 1.6 | 1.6 | 1.6 | 1.6 | 1.6 | 1.6 | 1.6 | 1.6 | 1.6 | 1.6 | 1.6 | 1.6
[7 empty] | 1.6 | Cedar Springs:GEN1 | 1.6 | 1.6 | 1.6 | 1.6 | 1.6 | 1.6 | 1.6 | 1.6 | 1.6 | 1.6 | 1.6 | 1.6 | 1.6 | 1.6 | 1.6 | 1.6 | 1.6 | 1.6 | 1.6 | 1.6 | 1.6 | 1.6 | 1.6 | 1.6 | 1.6 | 1.6 | 1.6 | 1.6 | 1.6 | 1.6 | 1.6 | 1.6 | 1.6 | 1.6 | 1.6 | 1.6 | 1.6 | 1.6 | 1.6 | 1.6 | 1.6 | 1.6 | 1.6 | 1.6 | 1.6 | 1.6 | 1.6 | 1.6 | 1.6 | 1.6 | 1.6 | 1.6 | 1.6 | 1.6
[7 empty] | 1.6 | Cedar Springs:GEN2 | 1.6 | 1.6 | 1.6 | 1.6 | 1.6 | 1.6 | 1.6 | 1.6 | 1.6 | 1.6 | 1.6 | 1.6 | 1.6 | 1.6 | 1.6 | 1.6 | 1.6 | 1.6 | 1.6 | 1.6 | 1.6 | 1.6 | 1.6 | 1.6 | 1.6 | 1.6 | 1.6 | 1.6 | 1.6 | 1.6 | 1.6 | 1.6 | 1.6 | 1.6 | 1.6 | 1.6 | 1.6 | 1.6 | 1.6 | 1.6 | 1.6 | 1.6 | 1.6 | 1.6 | 1.6 | 1.6 | 1.6 | 1.6 | 1.6 | 1.6 | 1.6 | 1.6 | 1.6 | 1.6
[7 empty] | 1.6 | 4 AC Station:14TG | 1.6 | 1.6 | 1.6 | 1.6 | 1.6 | 1.6 | 1.6 | 1.6 | 1.6 | 1.6 | 1.6 | 1.6 | 1.6 | 1.6 | 1.6 | 1.6 | 1.6 | 1.6 | 1.6 | 1.6 | 1.6 | 1.6 | 1.6 | 1.6 | 1.6 | 1.6 | 1.6 | 1.6 | 1.6 | 1.6 | 1.6 | 1.6 | 1.6 | 1.6 | 1.6 | 1.6 | 1.6 | 1.6 | 1.6 | 1.6 | 1.6 | 1.6 | 1.6 | 1.6 | 1.6 | 1.6 | 1.6 | 1.6 | 1.6 | 1.6 | 1.6 | 1.6 | 1.6 | 1.6
[7 empty] | 0.85 | Rayonier Incorporation- Jesup:ALL | 0.85 | 0.85 | 0.85 | 0.85 | 0.85 | 0.85 | 0.85 | 0.85 | 0.85 | 0.85 | 0.85 | 0.85 | 0.85 | 0.85 | 0.85 | 0.85 | 0.85 | 0.85 | 0.85 | 0.85 | 0.85 | 0.85 | 0.85 | 0.85 | 0.85 | 0.85 | 0.85 | 0.85 | 0.85 | 0.85 | 0.85 | 0.85 | 0.85 | 0.85 | 0.85 | 0.85 | 0.85 | 0.85 | 0.85 | 0.85 | 0.85 | 0.85 | 0.85 | 0.85 | 0.85 | 0.85 | 0.85 | 0.85 | 0.85 | 0.85 | 0.85 | 0.85 | 0.85 | 0.85
[7 empty] | 0.85 | Engineered Carbons Echo Cogeneration:1 | 0.85 | 0.85 | 0.85 | 0.85 | 0.85 | 0.85 | 0.85 | 0.85 | 0.85 | 0.85 | 0.85 | 0.85 | 0.85 | 0.85 | 0.85 | 0.85 | 0.85 | 0.85 | 0.85 | 0.85 | 0.85 | 0.85 | 0.85 | 0.85 | 0.85 | 0.85 | 0.85 | 0.85 | 0.85 | 0.85 | 0.85 | 0.85 | 0.85 | 0.85 | 0.85 | 0.85 | 0.85 | 0.85 | 0.85 | 0.85 | 0.85 | 0.85 | 0.85 | 0.85 | 0.85 | 0.85 | 0.85 | 0.85 | 0.85 | 0.85 | 0.85 | 0.85 | 0.85 | 0.85
[7 empty] | 0.85 | Recycled Board Division:ALL | 0.85 | 0.85 | 0.85 | 0.85 | 0.85 | 0.85 | 0.85 | 0.85 | 0.85 | 0.85 | 0.85 | 0.85 | 0.85 | 0.85 | 0.85 | 0.85 | 0.85 | 0.85 | 0.85 | 0.85 | 0.85 | 0.85 | 0.85 | 0.85 | 0.85 | 0.85 | 0.85 | 0.85 | 0.85 | 0.85 | 0.85 | 0.85 | 0.85 | 0.85 | 0.85 | 0.85 | 0.85 | 0.85 | 0.85 | 0.85 | 0.85 | 0.85 | 0.85 | 0.85 | 0.85 | 0.85 | 0.85 | 0.85 | 0.85 | 0.85 | 0.85 | 0.85 | 0.85 | 0.85
[7 empty] | 1.5 | Old Town Division:ST1 | 1.5 | 1.5 | 1.5 | 1.5 | 1.5 | 1.5 | 1.5 | 1.5 | 1.5 | 1.5 | 1.5 | 1.5 | 1.5 | 1.5 | 1.5 | 1.5 | 1.5 | 1.5 | 1.5 | 1.5 | 1.5 | 1.5 | 1.5 | 1.5 | 1.5 | 1.5 | 1.5 | 1.5 | 1.5 | 1.5 | 1.5 | 1.5 | 1.5 | 1.5 | 1.5 | 1.5 | 1.5 | 1.5 | 1.5 | 1.5 | 1.5 | 1.5 | 1.5 | 1.5 | 1.5 | 1.5 | 1.5 | 1.5 | 1.5 | 1.5 | 1.5 | 1.5 | 1.5 | 1.5
[7 empty] | 1.6 | Jeanerette Sugar Co. Incor:1 | 1.6 | 1.6 | 1.6 | 1.6 | 1.6 | 1.6 | 1.6 | 1.6 | 1.6 | 1.6 | 1.6 | 1.6 | 1.6 | 1.6 | 1.6 | 1.6 | 1.6 | 1.6 | 1.6 | 1.6 | 1.6 | 1.6 | 1.6 | 1.6 | 1.6 | 1.6 | 1.6 | 1.6 | 1.6 | 1.6 | 1.6 | 1.6 | 1.6 | 1.6 | 1.6 | 1.6 | 1.6 | 1.6 | 1.6 | 1.6 | 1.6 | 1.6 | 1.6 | 1.6 | 1.6 | 1.6 | 1.6 | 1.6 | 1.6 | 1.6 | 1.6 | 1.6 | 1.6 | 1.6
[7 empty] | 0.65 | Container Corporation of Ameri (SSCC):ALL | 1.6 | 1.6 | 1.6 | 1.6 | 1.6 | 1.6 | 1.6 | 1.6 | 1.6 | 1.6 | 1.6 | 1.6 | 1.6 | 0.65 | 0.65 | 0.65 | 0.65 | 0.65 | 0.65 | 0.65 | 0.65 | 0.65 | 0.65 | 0.65 | 0.65 | 0.65 | 0.65 | 0.65 | 0.65 | 0.65 | 0.65 | 0.65 | 0.65 | 0.65 | 0.65 | 0.65 | 0.65 | 0.65 | 0.65 | 0.65 | 0.65 | 0.65 | 0.65 | 0.65 | 0.65 | 0.65 | 0.65 | 0.65 | 0.65 | 0.65 | 0.65 | 0.65 | 0.65 | 0.65
2017 | 2017 | 2017 | 0 | 2021 |  |  | 1.6 | Kimberly-Clark Corporation-Mun:M387 | 1.6 | 1.6 | 1.6 | 1.6 | 1.6 | 1.6 | 1.6 | 1.6 | 1.6 | 1.6 | 1.6 | 1.6 | 1.6 | 1.6 | 1.6 | 1.6 | 1.6 | 1.12 | 1.12 | 1.12 | 1.12 | 0.112 | 0.112 | 0.112 | 0.112 | 0.112 | 0.112 | 0.112 | 0.112 | 0.112 | 0.112 | 0.112 | 0.112 | 0.112 | 0.112 | 0.112 | 0.112 | 0.112 | 0.112 | 0.112 | 0.112 | 0.112 | 0.112 | 0.112 | 0.112 | 0.112 | 0.112 | 0.112 | 0.112 | 0.112 | 0.112 | 0.112 | 0.112 | 0.112
[7 empty] | 0.65 | Kraft Foods Cogeneration:1 | 1.6 | 1.6 | 1.6 | 1.6 | 1.6 | 1.6 | 1.6 | 1.6 | 1.6 | 1.6 | 1.6 | 1.6 | 1.6 | 0.65 | 0.65 | 0.65 | 0.65 | 0.65 | 0.65 | 0.65 | 0.65 | 0.65 | 0.65 | 0.65 | 0.65 | 0.65 | 0.65 | 0.65 | 0.65 | 0.65 | 0.65 | 0.65 | 0.65 | 0.65 | 0.65 | 0.65 | 0.65 | 0.65 | 0.65 | 0.65 | 0.65 | 0.65 | 0.65 | 0.65 | 0.65 | 0.65 | 0.65 | 0.65 | 0.65 | 0.65 | 0.65 | 0.65 | 0.65 | 0.65
2017 | 2017 | 2017 | 0 | 2019 |  |  | 0.5351 | Taconite Harbor Power Plant:1 | 0.5351 | 0.5351 | 0.5351 | 0.5351 | 0.5351 | 0.5351 | 0.5351 | 0.5351 | 0.5351 | 0.5351 | 0.5351 | 0.5351 | 0.5351 | 0.5351 | 0.5351 | 0.5351 | 0.5351 | 0.37457 | 0.37457 | 0.037457 | 0.037457 | 0.037457 | 0.037457 | 0.037457 | 0.037457 | 0.037457 | 0.037457 | 0.037457 | 0.037457 | 0.037457 | 0.037457 | 0.037457 | 0.037457 | 0.037457 | 0.037457 | 0.037457 | 0.037457 | 0.037457 | 0.037457 | 0.037457 | 0.037457 | 0.037457 | 0.037457 | 0.037457 | 0.037457 | 0.037457 | 0.037457 | 0.037457 | 0.037457 | 0.037457 | 0.037457 | 0.037457 | 0.037457 | 0.037457
2017 | 2017 | 2017 | 0 | 2019 |  |  | 0.4078 | Taconite Harbor Power Plant:2 | 0.4078 | 0.4078 | 0.4078 | 0.4078 | 0.4078 | 0.4078 | 0.4078 | 0.4078 | 0.4078 | 0.4078 | 0.4078 | 0.4078 | 0.4078 | 0.4078 | 0.4078 | 0.4078 | 0.4078 | 0.28546 | 0.28546 | 0.028546 | 0.028546 | 0.028546 | 0.028546 | 0.028546 | 0.028546 | 0.028546 | 0.028546 | 0.028546 | 0.028546 | 0.028546 | 0.028546 | 0.028546 | 0.028546 | 0.028546 | 0.028546 | 0.028546 | 0.028546 | 0.028546 | 0.028546 | 0.028546 | 0.028546 | 0.028546 | 0.028546 | 0.028546 | 0.028546 | 0.028546 | 0.028546 | 0.028546 | 0.028546 | 0.028546 | 0.028546 | 0.028546 | 0.028546 | 0.028546
2017 | 2017 | 2017 | 0 | 2019 |  |  | 0.6166 | Taconite Harbor Power Plant:3 | 0.6166 | 0.6166 | 0.6166 | 0.6166 | 0.6166 | 0.6166 | 0.6166 | 0.6166 | 0.6166 | 0.6166 | 0.6166 | 0.6166 | 0.6166 | 0.6166 | 0.6166 | 0.6166 | 0.6166 | 0.43162 | 0.43162 | 0.043162 | 0.043162 | 0.043162 | 0.043162 | 0.043162 | 0.043162 | 0.043162 | 0.043162 | 0.043162 | 0.043162 | 0.043162 | 0.043162 | 0.043162 | 0.043162 | 0.043162 | 0.043162 | 0.043162 | 0.043162 | 0.043162 | 0.043162 | 0.043162 | 0.043162 | 0.043162 | 0.043162 | 0.043162 | 0.043162 | 0.043162 | 0.043162 | 0.043162 | 0.043162 | 0.043162 | 0.043162 | 0.043162 | 0.043162 | 0.043162
[7 empty] | 1.6 | Macon Mill:ALL | 1.6 | 1.6 | 1.6 | 1.6 | 1.6 | 1.6 | 1.6 | 1.6 | 1.6 | 1.6 | 1.6 | 1.6 | 1.6 | 1.6 | 1.6 | 1.6 | 1.6 | 1.6 | 1.6 | 1.6 | 1.6 | 1.6 | 1.6 | 1.6 | 1.6 | 1.6 | 1.6 | 1.6 | 1.6 | 1.6 | 1.6 | 1.6 | 1.6 | 1.6 | 1.6 | 1.6 | 1.6 | 1.6 | 1.6 | 1.6 | 1.6 | 1.6 | 1.6 | 1.6 | 1.6 | 1.6 | 1.6 | 1.6 | 1.6 | 1.6 | 1.6 | 1.6 | 1.6 | 1.6
0 | 0 | 0 | 0 | 0 |  |  | 0.5 | Deer Island Treatment Plant:GT12 | 0.5 | 0.5 | 0.5 | 0.5 | 0.5 | 0.5 | 0.5 | 0.5 | 0.5 | 0.5 | 0.5 | 0.5 | 0.5 | 0.5 | 0.5 | 0.5 | 0.5 | 0.5 | 0.5 | 0.5 | 0.5 | 0.5 | 0.5 | 0.5 | 0.5 | 0.5 | 0.5 | 0.5 | 0.5 | 0.5 | 0.5 | 0.5 | 0.5 | 0.5 | 0.5 | 0.5 | 0.5 | 0.5 | 0.5 | 0.5 | 0.5 | 0.5 | 0.5 | 0.5 | 0.5 | 0.5 | 0.5 | 0.5 | 0.5 | 0.5 | 0.5 | 0.5 | 0.5 | 0.5
[7 empty] | 0.5 | Deer Island Treatment Plant:67 | 0.5 | 0.5 | 0.5 | 0.5 | 0.5 | 0.5 | 0.5 | 0.5 | 0.5 | 0.5 | 0.5 | 0.5 | 0.5 | 0.5 | 0.5 | 0.5 | 0.5 | 0.5 | 0.5 | 0.5 | 0.5 | 0.5 | 0.5 | 0.5 | 0.5 | 0.5 | 0.5 | 0.5 | 0.5 | 0.5 | 0.5 | 0.5 | 0.5 | 0.5 | 0.5 | 0.5 | 0.5 | 0.5 | 0.5 | 0.5 | 0.5 | 0.5 | 0.5 | 0.5 | 0.5 | 0.5 | 0.5 | 0.5 | 0.5 | 0.5 | 0.5 | 0.5 | 0.5 | 0.5
[7 empty] | 0.5 | South District Wastewater Trea:ALL | 0.5 | 0.5 | 0.5 | 0.5 | 0.5 | 0.5 | 0.5 | 0.5 | 0.5 | 0.5 | 0.5 | 0.5 | 0.5 | 0.5 | 0.5 | 0.5 | 0.5 | 0.5 | 0.5 | 0.5 | 0.5 | 0.5 | 0.5 | 0.5 | 0.5 | 0.5 | 0.5 | 0.5 | 0.5 | 0.5 | 0.5 | 0.5 | 0.5 | 0.5 | 0.5 | 0.5 | 0.5 | 0.5 | 0.5 | 0.5 | 0.5 | 0.5 | 0.5 | 0.5 | 0.5 | 0.5 | 0.5 | 0.5 | 0.5 | 0.5 | 0.5 | 0.5 | 0.5 | 0.5
[7 empty] | 0.5 | Central District Wastewater Tr:ALL | 0.5 | 0.5 | 0.5 | 0.5 | 0.5 | 0.5 | 0.5 | 0.5 | 0.5 | 0.5 | 0.5 | 0.5 | 0.5 | 0.5 | 0.5 | 0.5 | 0.5 | 0.5 | 0.5 | 0.5 | 0.5 | 0.5 | 0.5 | 0.5 | 0.5 | 0.5 | 0.5 | 0.5 | 0.5 | 0.5 | 0.5 | 0.5 | 0.5 | 0.5 | 0.5 | 0.5 | 0.5 | 0.5 | 0.5 | 0.5 | 0.5 | 0.5 | 0.5 | 0.5 | 0.5 | 0.5 | 0.5 | 0.5 | 0.5 | 0.5 | 0.5 | 0.5 | 0.5 | 0.5
[7 empty] | 0.5 | Michigan Automotive Research:1-8 | 0.5 | 0.5 | 0.5 | 0.5 | 0.5 | 0.5 | 0.5 | 0.5 | 0.5 | 0.5 | 0.5 | 0.5 | 0.5 | 0.5 | 0.5 | 0.5 | 0.5 | 0.5 | 0.5 | 0.5 | 0.5 | 0.5 | 0.5 | 0.5 | 0.5 | 0.5 | 0.5 | 0.5 | 0.5 | 0.5 | 0.5 | 0.5 | 0.5 | 0.5 | 0.5 | 0.5 | 0.5 | 0.5 | 0.5 | 0.5 | 0.5 | 0.5 | 0.5 | 0.5 | 0.5 | 0.5 | 0.5 | 0.5 | 0.5 | 0.5 | 0.5 | 0.5 | 0.5 | 0.5
0 | 0 | 0 | 2017 | 0 |  |  | 1.6 | Morton Salt Rittman Facility:GEN1 | 1.6 | 1.6 | 1.6 | 1.6 | 1.6 | 1.6 | 1.6 | 1.6 | 1.6 | 1.6 | 1.6 | 1.6 | 1.6 | 1.6 | 1.6 | 1.6 | 1.6 | 0.032 | 0.032 | 0.032 | 0.032 | 0.032 | 0.032 | 0.032 | 0.032 | 0.032 | 0.032 | 0.032 | 0.032 | 0.032 | 0.032 | 0.032 | 0.032 | 0.032 | 0.032 | 0.032 | 0.032 | 0.032 | 0.032 | 0.032 | 0.032 | 0.032 | 0.032 | 0.032 | 0.032 | 0.032 | 0.032 | 0.032 | 0.032 | 0.032 | 0.032 | 0.032 | 0.032 | 0.032
0 | 0 | 0 | 2017 | 0 |  |  | 0.5863 | Nelson Industrial Steam Co.:1 | 0.5863 | 0.5863 | 0.5863 | 0.5863 | 0.5863 | 0.5863 | 0.5863 | 0.5863 | 0.5863 | 0.5863 | 0.5863 | 0.5863 | 0.5863 | 0.5863 | 0.5863 | 0.5863 | 0.5863 | 0.011726 | 0.011726 | 0.011726 | 0.011726 | 0.011726 | 0.011726 | 0.011726 | 0.011726 | 0.011726 | 0.011726 | 0.011726 | 0.011726 | 0.011726 | 0.011726 | 0.011726 | 0.011726 | 0.011726 | 0.011726 | 0.011726 | 0.011726 | 0.011726 | 0.011726 | 0.011726 | 0.011726 | 0.011726 | 0.011726 | 0.011726 | 0.011726 | 0.011726 | 0.011726 | 0.011726 | 0.011726 | 0.011726 | 0.011726 | 0.011726 | 0.011726 | 0.011726
0 | 0 | 0 | 2017 | 0 |  |  | 0.6542 | Nelson Industrial Steam Co.:2 | 0.6542 | 0.6542 | 0.6542 | 0.6542 | 0.6542 | 0.6542 | 0.6542 | 0.6542 | 0.6542 | 0.6542 | 0.6542 | 0.6542 | 0.6542 | 0.6542 | 0.6542 | 0.6542 | 0.6542 | 0.013084 | 0.013084 | 0.013084 | 0.013084 | 0.013084 | 0.013084 | 0.013084 | 0.013084 | 0.013084 | 0.013084 | 0.013084 | 0.013084 | 0.013084 | 0.013084 | 0.013084 | 0.013084 | 0.013084 | 0.013084 | 0.013084 | 0.013084 | 0.013084 | 0.013084 | 0.013084 | 0.013084 | 0.013084 | 0.013084 | 0.013084 | 0.013084 | 0.013084 | 0.013084 | 0.013084 | 0.013084 | 0.013084 | 0.013084 | 0.013084 | 0.013084 | 0.013084
2017 | 2017 | 2017 | 0 | 2021 |  |  | 1.6 | Norton Powerhouse:ALL | 1.6 | 1.6 | 1.6 | 1.6 | 1.6 | 1.6 | 1.6 | 1.6 | 1.6 | 1.6 | 1.6 | 1.6 | 1.6 | 1.6 | 1.6 | 1.6 | 1.6 | 1.12 | 1.12 | 1.12 | 1.12 | 0.112 | 0.112 | 0.112 | 0.112 | 0.112 | 0.112 | 0.112 | 0.112 | 0.112 | 0.112 | 0.112 | 0.112 | 0.112 | 0.112 | 0.112 | 0.112 | 0.112 | 0.112 | 0.112 | 0.112 | 0.112 | 0.112 | 0.112 | 0.112 | 0.112 | 0.112 | 0.112 | 0.112 | 0.112 | 0.112 | 0.112 | 0.112 | 0.112
0 | 0 | 0 | 2017 | 0 |  |  | 1.6 | Packaging Corporation of America (WI):12 | 1.6 | 1.6 | 1.6 | 1.6 | 1.6 | 1.6 | 1.6 | 1.6 | 1.6 | 1.6 | 1.6 | 1.6 | 1.6 | 1.6 | 1.6 | 1.6 | 1.6 | 0.032 | 0.032 | 0.032 | 0.032 | 0.032 | 0.032 | 0.032 | 0.032 | 0.032 | 0.032 | 0.032 | 0.032 | 0.032 | 0.032 | 0.032 | 0.032 | 0.032 | 0.032 | 0.032 | 0.032 | 0.032 | 0.032 | 0.032 | 0.032 | 0.032 | 0.032 | 0.032 | 0.032 | 0.032 | 0.032 | 0.032 | 0.032 | 0.032 | 0.032 | 0.032 | 0.032 | 0.032
0 | 0 | 0 | 2017 | 0 |  |  | 1.6 | Niagara of Wisconsin Paper Cor:ST1 | 1.6 | 1.6 | 1.6 | 1.6 | 1.6 | 1.6 | 1.6 | 1.6 | 1.6 | 1.6 | 1.6 | 1.6 | 1.6 | 1.6 | 1.6 | 1.6 | 1.6 | 0.032 | 0.032 | 0.032 | 0.032 | 0.032 | 0.032 | 0.032 | 0.032 | 0.032 | 0.032 | 0.032 | 0.032 | 0.032 | 0.032 | 0.032 | 0.032 | 0.032 | 0.032 | 0.032 | 0.032 | 0.032 | 0.032 | 0.032 | 0.032 | 0.032 | 0.032 | 0.032 | 0.032 | 0.032 | 0.032 | 0.032 | 0.032 | 0.032 | 0.032 | 0.032 | 0.032 | 0.032
[7 empty] | 1.6 | Niagara of Wisconsin Paper Cor:ST2 | 1.6 | 1.6 | 1.6 | 1.6 | 1.6 | 1.6 | 1.6 | 1.6 | 1.6 | 1.6 | 1.6 | 1.6 | 1.6 | 1.6 | 1.6 | 1.6 | 1.6 | 1.6 | 1.6 | 1.6 | 1.6 | 1.6 | 1.6 | 1.6 | 1.6 | 1.6 | 1.6 | 1.6 | 1.6 | 1.6 | 1.6 | 1.6 | 1.6 | 1.6 | 1.6 | 1.6 | 1.6 | 1.6 | 1.6 | 1.6 | 1.6 | 1.6 | 1.6 | 1.6 | 1.6 | 1.6 | 1.6 | 1.6 | 1.6 | 1.6 | 1.6 | 1.6 | 1.6 | 1.6
0 | 0 | 0 | 0 | 0 |  |  | 0.85 | Rayonier-Fernandina Mill:12 | 0.85 | 0.85 | 0.85 | 0.85 | 0.85 | 0.85 | 0.85 | 0.85 | 0.85 | 0.85 | 0.85 | 0.85 | 0.85 | 0.85 | 0.85 | 0.85 | 0.85 | 0.85 | 0.85 | 0.85 | 0.85 | 0.85 | 0.85 | 0.85 | 0.85 | 0.85 | 0.85 | 0.85 | 0.85 | 0.85 | 0.85 | 0.85 | 0.85 | 0.85 | 0.85 | 0.85 | 0.85 | 0.85 | 0.85 | 0.85 | 0.85 | 0.85 | 0.85 | 0.85 | 0.85 | 0.85 | 0.85 | 0.85 | 0.85 | 0.85 | 0.85 | 0.85 | 0.85 | 0.85
[7 empty] | 1.6 | Rock-Tenn Co.:1 | 1.6 | 1.6 | 1.6 | 1.6 | 1.6 | 1.6 | 1.6 | 1.6 | 1.6 | 1.6 | 1.6 | 1.6 | 1.6 | 1.6 | 1.6 | 1.6 | 1.6 | 1.6 | 1.6 | 1.6 | 1.6 | 1.6 | 1.6 | 1.6 | 1.6 | 1.6 | 1.6 | 1.6 | 1.6 | 1.6 | 1.6 | 1.6 | 1.6 | 1.6 | 1.6 | 1.6 | 1.6 | 1.6 | 1.6 | 1.6 | 1.6 | 1.6 | 1.6 | 1.6 | 1.6 | 1.6 | 1.6 | 1.6 | 1.6 | 1.6 | 1.6 | 1.6 | 1.6 | 1.6
[7 empty] | 1.5 | Somerset Plant:GEN1 | 1.5 | 1.5 | 1.5 | 1.5 | 1.5 | 1.5 | 1.5 | 1.5 | 1.5 | 1.5 | 1.5 | 1.5 | 1.5 | 1.5 | 1.5 | 1.5 | 1.5 | 1.5 | 1.5 | 1.5 | 1.5 | 1.5 | 1.5 | 1.5 | 1.5 | 1.5 | 1.5 | 1.5 | 1.5 | 1.5 | 1.5 | 1.5 | 1.5 | 1.5 | 1.5 | 1.5 | 1.5 | 1.5 | 1.5 | 1.5 | 1.5 | 1.5 | 1.5 | 1.5 | 1.5 | 1.5 | 1.5 | 1.5 | 1.5 | 1.5 | 1.5 | 1.5 | 1.5 | 1.5
[7 empty] | 1.5 | Somerset Plant:GEN2 | 1.5 | 1.5 | 1.5 | 1.5 | 1.5 | 1.5 | 1.5 | 1.5 | 1.5 | 1.5 | 1.5 | 1.5 | 1.5 | 1.5 | 1.5 | 1.5 | 1.5 | 1.5 | 1.5 | 1.5 | 1.5 | 1.5 | 1.5 | 1.5 | 1.5 | 1.5 | 1.5 | 1.5 | 1.5 | 1.5 | 1.5 | 1.5 | 1.5 | 1.5 | 1.5 | 1.5 | 1.5 | 1.5 | 1.5 | 1.5 | 1.5 | 1.5 | 1.5 | 1.5 | 1.5 | 1.5 | 1.5 | 1.5 | 1.5 | 1.5 | 1.5 | 1.5 | 1.5 | 1.5
0 | 0 | 0 | 2017 | 0 |  |  | 1.6 | Chester Operations:T5 | 1.6 | 1.6 | 1.6 | 1.6 | 1.6 | 1.6 | 1.6 | 1.6 | 1.6 | 1.6 | 1.6 | 1.6 | 1.6 | 1.6 | 1.6 | 1.6 | 1.6 | 0.032 | 0.032 | 0.032 | 0.032 | 0.032 | 0.032 | 0.032 | 0.032 | 0.032 | 0.032 | 0.032 | 0.032 | 0.032 | 0.032 | 0.032 | 0.032 | 0.032 | 0.032 | 0.032 | 0.032 | 0.032 | 0.032 | 0.032 | 0.032 | 0.032 | 0.032 | 0.032 | 0.032 | 0.032 | 0.032 | 0.032 | 0.032 | 0.032 | 0.032 | 0.032 | 0.032 | 0.032
0 | 0 | 0 |  | 0 |  |  | 0 | Central Power Plant of Rhode Island:ALL | 0 | 0 | 0 | 0 | 0 | 0 | 0 | 0 | 0 | 0 | 0 | 0 | 0 | 0 | 0 | 0 | 0 | 0 | 0 | 0 | 0 | 0 | 0 | 0 | 0 | 0 | 0 | 0 | 0 | 0 | 0 | 0 | 0 | 0 | 0 | 0 | 0 | 0 | 0 | 0 | 0 | 0 | 0 | 0 | 0 | 0 | 0 | 0 | 0 | 0 | 0 | 0 | 0 | 0
0 | 0 | 0 | 0 | 0 |  |  | 1.6 | Stone Container Corp (CT):GEN1 | 1.6 | 1.6 | 1.6 | 1.6 | 1.6 | 1.6 | 1.6 | 1.6 | 1.6 | 1.6 | 1.6 | 1.6 | 1.6 | 1.6 | 1.6 | 1.6 | 1.6 | 1.6 | 1.6 | 1.6 | 1.6 | 1.6 | 1.6 | 1.6 | 1.6 | 1.6 | 1.6 | 1.6 | 1.6 | 1.6 | 1.6 | 1.6 | 1.6 | 1.6 | 1.6 | 1.6 | 1.6 | 1.6 | 1.6 | 1.6 | 1.6 | 1.6 | 1.6 | 1.6 | 1.6 | 1.6 | 1.6 | 1.6 | 1.6 | 1.6 | 1.6 | 1.6 | 1.6 | 1.6
[7 empty] | 1.6 | Stone Container Corp (SSCC):1-2 | 1.6 | 1.6 | 1.6 | 1.6 | 1.6 | 1.6 | 1.6 | 1.6 | 1.6 | 1.6 | 1.6 | 1.6 | 1.6 | 1.6 | 1.6 | 1.6 | 1.6 | 1.6 | 1.6 | 1.6 | 1.6 | 1.6 | 1.6 | 1.6 | 1.6 | 1.6 | 1.6 | 1.6 | 1.6 | 1.6 | 1.6 | 1.6 | 1.6 | 1.6 | 1.6 | 1.6 | 1.6 | 1.6 | 1.6 | 1.6 | 1.6 | 1.6 | 1.6 | 1.6 | 1.6 | 1.6 | 1.6 | 1.6 | 1.6 | 1.6 | 1.6 | 1.6 | 1.6 | 1.6
2017 | 2017 | 2017 | 0 | 2019 |  |  | 1.6 | Stone Container Corp (SSCC):3 | 1.6 | 1.6 | 1.6 | 1.6 | 1.6 | 1.6 | 1.6 | 1.6 | 1.6 | 1.6 | 1.6 | 1.6 | 1.6 | 1.6 | 1.6 | 1.6 | 1.6 | 1.12 | 1.12 | 0.112 | 0.112 | 0.112 | 0.112 | 0.112 | 0.112 | 0.112 | 0.112 | 0.112 | 0.112 | 0.112 | 0.112 | 0.112 | 0.112 | 0.112 | 0.112 | 0.112 | 0.112 | 0.112 | 0.112 | 0.112 | 0.112 | 0.112 | 0.112 | 0.112 | 0.112 | 0.112 | 0.112 | 0.112 | 0.112 | 0.112 | 0.112 | 0.112 | 0.112 | 0.112
[7 empty] | 0.5 | Clewiston Sugar House:IC2 | 0.5 | 0.5 | 0.5 | 0.5 | 0.5 | 0.5 | 0.5 | 0.5 | 0.5 | 0.5 | 0.5 | 0.5 | 0.5 | 0.5 | 0.5 | 0.5 | 0.5 | 0.5 | 0.5 | 0.5 | 0.5 | 0.5 | 0.5 | 0.5 | 0.5 | 0.5 | 0.5 | 0.5 | 0.5 | 0.5 | 0.5 | 0.5 | 0.5 | 0.5 | 0.5 | 0.5 | 0.5 | 0.5 | 0.5 | 0.5 | 0.5 | 0.5 | 0.5 | 0.5 | 0.5 | 0.5 | 0.5 | 0.5 | 0.5 | 0.5 | 0.5 | 0.5 | 0.5 | 0.5
[7 empty] | 0.8 | Westchester Resco:GEN1 | 0.8 | 0.8 | 0.8 | 0.8 | 0.8 | 0.8 | 0.8 | 0.8 | 0.8 | 0.8 | 0.8 | 0.8 | 0.8 | 0.8 | 0.8 | 0.8 | 0.8 | 0.8 | 0.8 | 0.8 | 0.8 | 0.8 | 0.8 | 0.8 | 0.8 | 0.8 | 0.8 | 0.8 | 0.8 | 0.8 | 0.8 | 0.8 | 0.8 | 0.8 | 0.8 | 0.8 | 0.8 | 0.8 | 0.8 | 0.8 | 0.8 | 0.8 | 0.8 | 0.8 | 0.8 | 0.8 | 0.8 | 0.8 | 0.8 | 0.8 | 0.8 | 0.8 | 0.8 | 0.8
0 | 0 | 0 |  | 0 |  |  | 0.0952 | Roanoke Valley II:1 | 0.0952 | 0.0952 | 0.0952 | 0.0952 | 0.0952 | 0.0952 | 0.0952 | 0.0952 | 0.0952 | 0.0952 | 0.0952 | 0.0952 | 0.0952 | 0.0952 | 0.0952 | 0.0952 | 0.0952 | 0.0952 | 0.0952 | 0.0952 | 0.0952 | 0.0952 | 0.0952 | 0.0952 | 0.0952 | 0.0952 | 0.0952 | 0.0952 | 0.0952 | 0.0952 | 0.0952 | 0.0952 | 0.0952 | 0.0952 | 0.0952 | 0.0952 | 0.0952 | 0.0952 | 0.0952 | 0.0952 | 0.0952 | 0.0952 | 0.0952 | 0.0952 | 0.0952 | 0.0952 | 0.0952 | 0.0952 | 0.0952 | 0.0952 | 0.0952 | 0.0952 | 0.0952 | 0.0952
[7 empty] | 0.001 | Concord Facility:1 | 0.001 | 0.001 | 0.001 | 0.001 | 0.001 | 0.001 | 0.001 | 0.001 | 0.001 | 0.001 | 0.001 | 0.001 | 0.001 | 0.001 | 0.001 | 0.001 | 0.001 | 0.001 | 0.001 | 0.001 | 0.001 | 0.001 | 0.001 | 0.001 | 0.001 | 0.001 | 0.001 | 0.001 | 0.001 | 0.001 | 0.001 | 0.001 | 0.001 | 0.001 | 0.001 | 0.001 | 0.001 | 0.001 | 0.001 | 0.001 | 0.001 | 0.001 | 0.001 | 0.001 | 0.001 | 0.001 | 0.001 | 0.001 | 0.001 | 0.001 | 0.001 | 0.001 | 0.001 | 0.001
[7 empty] | 0 | Sherman Energy Facility:ST1 | 0 | 0 | 0 | 0 | 0 | 0 | 0 | 0 | 0 | 0 | 0 | 0 | 0 | 0 | 0 | 0 | 0 | 0 | 0 | 0 | 0 | 0 | 0 | 0 | 0 | 0 | 0 | 0 | 0 | 0 | 0 | 0 | 0 | 0 | 0 | 0 | 0 | 0 | 0 | 0 | 0 | 0 | 0 | 0 | 0 | 0 | 0 | 0 | 0 | 0 | 0 | 0 | 0 | 0
[7 empty] | 0.85 | Wheelabrator Gloucester Compan:1 | 0.85 | 0.85 | 0.85 | 0.85 | 0.85 | 0.85 | 0.85 | 0.85 | 0.85 | 0.85 | 0.85 | 0.85 | 0.85 | 0.85 | 0.85 | 0.85 | 0.85 | 0.85 | 0.85 | 0.85 | 0.85 | 0.85 | 0.85 | 0.85 | 0.85 | 0.85 | 0.85 | 0.85 | 0.85 | 0.85 | 0.85 | 0.85 | 0.85 | 0.85 | 0.85 | 0.85 | 0.85 | 0.85 | 0.85 | 0.85 | 0.85 | 0.85 | 0.85 | 0.85 | 0.85 | 0.85 | 0.85 | 0.85 | 0.85 | 0.85 | 0.85 | 0.85 | 0.85 | 0.85
[7 empty] | 0.3 | Gilbert | 0.3 | 0.3 | 0.3 | 0.3 | 0.3 | 0.3 | 0.3 | 0.3 | 0.3 | 0.3 | 0.3 | 0.3 | 0.3 | 0.3 | 0.3 | 0.3 | 0.3 | 0.3 | 0.3 | 0.3 | 0.3 | 0.3 | 0.3 | 0.3 | 0.3 | 0.3 | 0.3 | 0.3 | 0.3 | 0.3 | 0.3 | 0.3 | 0.3 | 0.3 | 0.3 | 0.3 | 0.3 | 0.3 | 0.3 | 0.3 | 0.3 | 0.3 | 0.3 | 0.3 | 0.3 | 0.3 | 0.3 | 0.3 | 0.3 | 0.3 | 0.3 | 0.3 | 0.3 | 0.3
0 | 0 | 0 |  | 0 |  |  | 0.004 | Shoreham:GT1 | 0.004 | 0.004 | 0.004 | 0.004 | 0.004 | 0.004 | 0.004 | 0.004 | 0.004 | 0.004 | 0.004 | 0.004 | 0.004 | 0.004 | 0.004 | 0.004 | 0.004 | 0.004 | 0.004 | 0.004 | 0.004 | 0.004 | 0.004 | 0.004 | 0.004 | 0.004 | 0.004 | 0.004 | 0.004 | 0.004 | 0.004 | 0.004 | 0.004 | 0.004 | 0.004 | 0.004 | 0.004 | 0.004 | 0.004 | 0.004 | 0.004 | 0.004 | 0.004 | 0.004 | 0.004 | 0.004 | 0.004 | 0.004 | 0.004 | 0.004 | 0.004 | 0.004 | 0.004 | 0.004
0 | 0 | 0 |  | 0 |  |  | 0.004 | Shoreham:GT2 | 0.004 | 0.004 | 0.004 | 0.004 | 0.004 | 0.004 | 0.004 | 0.004 | 0.004 | 0.004 | 0.004 | 0.004 | 0.004 | 0.004 | 0.004 | 0.004 | 0.004 | 0.004 | 0.004 | 0.004 | 0.004 | 0.004 | 0.004 | 0.004 | 0.004 | 0.004 | 0.004 | 0.004 | 0.004 | 0.004 | 0.004 | 0.004 | 0.004 | 0.004 | 0.004 | 0.004 | 0.004 | 0.004 | 0.004 | 0.004 | 0.004 | 0.004 | 0.004 | 0.004 | 0.004 | 0.004 | 0.004 | 0.004 | 0.004 | 0.004 | 0.004 | 0.004 | 0.004 | 0.004
[7 empty] | 0.85 | Port Hawkesbury:ALL | 0.85 | 0.85 | 0.85 | 0.85 | 0.85 | 0.85 | 0.85 | 0.85 | 0.85 | 0.85 | 0.85 | 0.85 | 0.85 | 0.85 | 0.85 | 0.85 | 0.85 | 0.85 | 0.85 | 0.85 | 0.85 | 0.85 | 0.85 | 0.85 | 0.85 | 0.85 | 0.85 | 0.85 | 0.85 | 0.85 | 0.85 | 0.85 | 0.85 | 0.85 | 0.85 | 0.85 | 0.85 | 0.85 | 0.85 | 0.85 | 0.85 | 0.85 | 0.85 | 0.85 | 0.85 | 0.85 | 0.85 | 0.85 | 0.85 | 0.85 | 0.85 | 0.85 | 0.85 | 0.85
0 | 0 | 0 | 0 | 0 |  |  | 0.75 | Tusket GT:TS01 | 0.75 | 0.75 | 0.75 | 0.75 | 0.75 | 0.75 | 0.75 | 0.75 | 0.75 | 0.75 | 0.75 | 0.75 | 0.75 | 0.75 | 0.75 | 0.75 | 0.75 | 0.75 | 0.75 | 0.75 | 0.75 | 0.75 | 0.75 | 0.75 | 0.75 | 0.75 | 0.75 | 0.75 | 0.75 | 0.75 | 0.75 | 0.75 | 0.75 | 0.75 | 0.75 | 0.75 | 0.75 | 0.75 | 0.75 | 0.75 | 0.75 | 0.75 | 0.75 | 0.75 | 0.75 | 0.75 | 0.75 | 0.75 | 0.75 | 0.75 | 0.75 | 0.75 | 0.75 | 0.75
[7 empty] | 0.016 | Holtsville | 0.016 | 0.016 | 0.016 | 0.016 | 0.016 | 0.016 | 0.016 | 0.016 | 0.016 | 0.016 | 0.016 | 0.016 | 0.016 | 0.016 | 0.016 | 0.016 | 0.016 | 0.016 | 0.016 | 0.016 | 0.016 | 0.016 | 0.016 | 0.016 | 0.016 | 0.016 | 0.016 | 0.016 | 0.016 | 0.016 | 0.016 | 0.016 | 0.016 | 0.016 | 0.016 | 0.016 | 0.016 | 0.016 | 0.016 | 0.016 | 0.016 | 0.016 | 0.016 | 0.016 | 0.016 | 0.016 | 0.016 | 0.016 | 0.016 | 0.016 | 0.016 | 0.016 | 0.016 | 0.016
0 | 0 | 0 | 0 | 0 |  |  | 0.85 | Juneau - Wisconsin River Power Co. | 0.85 | 0.85 | 0.85 | 0.85 | 0.85 | 0.85 | 0.85 | 0.85 | 0.85 | 0.85 | 0.85 | 0.85 | 0.85 | 0.85 | 0.85 | 0.85 | 0.85 | 0.85 | 0.85 | 0.85 | 0.85 | 0.85 | 0.85 | 0.85 | 0.85 | 0.85 | 0.85 | 0.85 | 0.85 | 0.85 | 0.85 | 0.85 | 0.85 | 0.85 | 0.85 | 0.85 | 0.85 | 0.85 | 0.85 | 0.85 | 0.85 | 0.85 | 0.85 | 0.85 | 0.85 | 0.85 | 0.85 | 0.85 | 0.85 | 0.85 | 0.85 | 0.85 | 0.85 | 0.85
2017 | 2017 | 2017 | 0 | 2021 |  |  | 1.6 | Clinton (ADM):ALL | 1.6 | 1.6 | 1.6 | 1.6 | 1.6 | 1.6 | 1.6 | 1.6 | 1.6 | 1.6 | 1.6 | 1.6 | 1.6 | 1.6 | 1.6 | 1.6 | 1.6 | 1.12 | 1.12 | 1.12 | 1.12 | 0.112 | 0.112 | 0.112 | 0.112 | 0.112 | 0.112 | 0.112 | 0.112 | 0.112 | 0.112 | 0.112 | 0.112 | 0.112 | 0.112 | 0.112 | 0.112 | 0.112 | 0.112 | 0.112 | 0.112 | 0.112 | 0.112 | 0.112 | 0.112 | 0.112 | 0.112 | 0.112 | 0.112 | 0.112 | 0.112 | 0.112 | 0.112 | 0.112
[7 empty] | 0.65 | Mankato (ADM):ALL | 1.6 | 1.6 | 1.6 | 1.6 | 1.6 | 1.6 | 1.6 | 0.004 | 0.004 | 0.004 | 0.004 | 0.004 | 0.004 | 0.65 | 0.65 | 0.65 | 0.65 | 0.65 | 0.65 | 0.65 | 0.65 | 0.65 | 0.65 | 0.65 | 0.65 | 0.65 | 0.65 | 0.65 | 0.65 | 0.65 | 0.65 | 0.65 | 0.65 | 0.65 | 0.65 | 0.65 | 0.65 | 0.65 | 0.65 | 0.65 | 0.65 | 0.65 | 0.65 | 0.65 | 0.65 | 0.65 | 0.65 | 0.65 | 0.65 | 0.65 | 0.65 | 0.65 | 0.65 | 0.65
2017 | 2017 | 2017 | 0 | 2020 |  |  | 1.6 | Sartell Mill:ABB2 | 1.6 | 1.6 | 1.6 | 1.6 | 1.6 | 1.6 | 1.6 | 1.6 | 1.6 | 1.6 | 1.6 | 1.6 | 1.6 | 1.6 | 1.6 | 1.6 | 1.6 | 1.12 | 1.12 | 1.12 | 0.112 | 0.112 | 0.112 | 0.112 | 0.112 | 0.112 | 0.112 | 0.112 | 0.112 | 0.112 | 0.112 | 0.112 | 0.112 | 0.112 | 0.112 | 0.112 | 0.112 | 0.112 | 0.112 | 0.112 | 0.112 | 0.112 | 0.112 | 0.112 | 0.112 | 0.112 | 0.112 | 0.112 | 0.112 | 0.112 | 0.112 | 0.112 | 0.112 | 0.112
2017 | 2017 | 2017 | 0 | 2021 |  |  | 1.6 | Menominee Paper Co.:ST1 | 1.6 | 1.6 | 1.6 | 1.6 | 1.6 | 1.6 | 1.6 | 1.6 | 1.6 | 1.6 | 1.6 | 1.6 | 1.6 | 1.6 | 1.6 | 1.6 | 1.6 | 1.12 | 1.12 | 1.12 | 1.12 | 0.112 | 0.112 | 0.112 | 0.112 | 0.112 | 0.112 | 0.112 | 0.112 | 0.112 | 0.112 | 0.112 | 0.112 | 0.112 | 0.112 | 0.112 | 0.112 | 0.112 | 0.112 | 0.112 | 0.112 | 0.112 | 0.112 | 0.112 | 0.112 | 0.112 | 0.112 | 0.112 | 0.112 | 0.112 | 0.112 | 0.112 | 0.112 | 0.112
[7 empty] | 1.6 | BHP Copper White Pine Ref. Inc .:ALL | 1.6 | 1.6 | 1.6 | 1.6 | 1.6 | 1.6 | 1.6 | 1.6 | 1.6 | 1.6 | 1.6 | 1.6 | 1.6 | 1.6 | 1.6 | 1.6 | 1.6 | 1.6 | 1.6 | 1.6 | 1.6 | 1.6 | 1.6 | 1.6 | 1.6 | 1.6 | 1.6 | 1.6 | 1.6 | 1.6 | 1.6 | 1.6 | 1.6 | 1.6 | 1.6 | 1.6 | 1.6 | 1.6 | 1.6 | 1.6 | 1.6 | 1.6 | 1.6 | 1.6 | 1.6 | 1.6 | 1.6 | 1.6 | 1.6 | 1.6 | 1.6 | 1.6 | 1.6 | 1.6
[7 empty] | 0.65 | Elizabethton Plant:1-6 | 1.6 | 1.6 | 1.6 | 1.6 | 1.6 | 1.6 | 1.6 | 1.6 | 1.6 | 1.6 | 1.6 | 1.6 | 1.6 | 0.65 | 0.65 | 0.65 | 0.65 | 0.65 | 0.65 | 0.65 | 0.65 | 0.65 | 0.65 | 0.65 | 0.65 | 0.65 | 0.65 | 0.65 | 0.65 | 0.65 | 0.65 | 0.65 | 0.65 | 0.65 | 0.65 | 0.65 | 0.65 | 0.65 | 0.65 | 0.65 | 0.65 | 0.65 | 0.65 | 0.65 | 0.65 | 0.65 | 0.65 | 0.65 | 0.65 | 0.65 | 0.65 | 0.65 | 0.65 | 0.65
0 | 0 | 0 | 2017 | 0 |  |  | 0.7883 | Central Power and Lime Incorp (CEPOLI):1 | 0.7883 | 0.7883 | 0.7883 | 0.7883 | 0.7883 | 0.7883 | 0.7883 | 0.7883 | 0.7883 | 0.7883 | 0.7883 | 0.7883 | 0.7883 | 0.7883 | 0.7883 | 0.7883 | 0.7883 | 0.015766 | 0.015766 | 0.015766 | 0.015766 | 0.015766 | 0.015766 | 0.015766 | 0.015766 | 0.015766 | 0.015766 | 0.015766 | 0.015766 | 0.015766 | 0.015766 | 0.015766 | 0.015766 | 0.015766 | 0.015766 | 0.015766 | 0.015766 | 0.015766 | 0.015766 | 0.015766 | 0.015766 | 0.015766 | 0.015766 | 0.015766 | 0.015766 | 0.015766 | 0.015766 | 0.015766 | 0.015766 | 0.015766 | 0.015766 | 0.015766 | 0.015766 | 0.015766
[7 empty] | 1.6 | Celco Plant:ALL | 1.6 | 1.6 | 1.6 | 1.6 | 1.6 | 1.6 | 1.6 | 1.6 | 1.6 | 1.6 | 1.6 | 1.6 | 1.6 | 1.6 | 1.6 | 1.6 | 1.6 | 1.6 | 1.6 | 1.6 | 1.6 | 1.6 | 1.6 | 1.6 | 1.6 | 1.6 | 1.6 | 1.6 | 1.6 | 1.6 | 1.6 | 1.6 | 1.6 | 1.6 | 1.6 | 1.6 | 1.6 | 1.6 | 1.6 | 1.6 | 1.6 | 1.6 | 1.6 | 1.6 | 1.6 | 1.6 | 1.6 | 1.6 | 1.6 | 1.6 | 1.6 | 1.6 | 1.6 | 1.6
0 | 0 | 0 | 2017 | 0 |  |  | 3.3234 | Cogentrix Roxboro:1 | 3.3234 | 3.3234 | 3.3234 | 3.3234 | 3.3234 | 3.3234 | 3.3234 | 3.3234 | 3.3234 | 3.3234 | 3.3234 | 3.3234 | 3.3234 | 3.3234 | 3.3234 | 3.3234 | 3.3234 | 0.066468 | 0.066468 | 0.066468 | 0.066468 | 0.066468 | 0.066468 | 0.066468 | 0.066468 | 0.066468 | 0.066468 | 0.066468 | 0.066468 | 0.066468 | 0.066468 | 0.066468 | 0.066468 | 0.066468 | 0.066468 | 0.066468 | 0.066468 | 0.066468 | 0.066468 | 0.066468 | 0.066468 | 0.066468 | 0.066468 | 0.066468 | 0.066468 | 0.066468 | 0.066468 | 0.066468 | 0.066468 | 0.066468 | 0.066468 | 0.066468 | 0.066468 | 0.066468
2017 | 2017 | 2017 | 0 | 2020 |  |  | 0.5977 | Portsmouth:1 | 0.5977 | 0.5977 | 0.5977 | 0.5977 | 0.5977 | 0.5977 | 0.5977 | 0.5977 | 0.5977 | 0.5977 | 0.5977 | 0.5977 | 0.5977 | 0.5977 | 0.5977 | 0.5977 | 0.5977 | 0.41839 | 0.41839 | 0.41839 | 0.041839 | 0.041839 | 0.041839 | 0.041839 | 0.041839 | 0.041839 | 0.041839 | 0.041839 | 0.041839 | 0.041839 | 0.041839 | 0.041839 | 0.041839 | 0.041839 | 0.041839 | 0.041839 | 0.041839 | 0.041839 | 0.041839 | 0.041839 | 0.041839 | 0.041839 | 0.041839 | 0.041839 | 0.041839 | 0.041839 | 0.041839 | 0.041839 | 0.041839 | 0.041839 | 0.041839 | 0.041839 | 0.041839 | 0.041839
2017 | 2017 | 2017 | 0 | 2020 |  |  | 0.6815 | Portsmouth:2 | 0.6815 | 0.6815 | 0.6815 | 0.6815 | 0.6815 | 0.6815 | 0.6815 | 0.6815 | 0.6815 | 0.6815 | 0.6815 | 0.6815 | 0.6815 | 0.6815 | 0.6815 | 0.6815 | 0.6815 | 0.47705 | 0.47705 | 0.47705 | 0.047705 | 0.047705 | 0.047705 | 0.047705 | 0.047705 | 0.047705 | 0.047705 | 0.047705 | 0.047705 | 0.047705 | 0.047705 | 0.047705 | 0.047705 | 0.047705 | 0.047705 | 0.047705 | 0.047705 | 0.047705 | 0.047705 | 0.047705 | 0.047705 | 0.047705 | 0.047705 | 0.047705 | 0.047705 | 0.047705 | 0.047705 | 0.047705 | 0.047705 | 0.047705 | 0.047705 | 0.047705 | 0.047705 | 0.047705
0 | 0 | 0 | 2017 | 0 |  |  | 1.3717 | Cogentrix Elizabethtown:1 | 1.3717 | 1.3717 | 1.3717 | 1.3717 | 1.3717 | 1.3717 | 1.3717 | 1.3717 | 1.3717 | 1.3717 | 1.3717 | 1.3717 | 1.3717 | 1.3717 | 1.3717 | 1.3717 | 1.3717 | 0.027434 | 0.027434 | 0.027434 | 0.027434 | 0.027434 | 0.027434 | 0.027434 | 0.027434 | 0.027434 | 0.027434 | 0.027434 | 0.027434 | 0.027434 | 0.027434 | 0.027434 | 0.027434 | 0.027434 | 0.027434 | 0.027434 | 0.027434 | 0.027434 | 0.027434 | 0.027434 | 0.027434 | 0.027434 | 0.027434 | 0.027434 | 0.027434 | 0.027434 | 0.027434 | 0.027434 | 0.027434 | 0.027434 | 0.027434 | 0.027434 | 0.027434 | 0.027434
0 | 0 | 0 | 2017 | 0 |  |  | 1.3715 | Cogentrix Lumberton:1 | 1.3715 | 1.3715 | 1.3715 | 1.3715 | 1.3715 | 1.3715 | 1.3715 | 1.3715 | 1.3715 | 1.3715 | 1.3715 | 1.3715 | 1.3715 | 1.3715 | 1.3715 | 1.3715 | 1.3715 | 0.02743 | 0.02743 | 0.02743 | 0.02743 | 0.02743 | 0.02743 | 0.02743 | 0.02743 | 0.02743 | 0.02743 | 0.02743 | 0.02743 | 0.02743 | 0.02743 | 0.02743 | 0.02743 | 0.02743 | 0.02743 | 0.02743 | 0.02743 | 0.02743 | 0.02743 | 0.02743 | 0.02743 | 0.02743 | 0.02743 | 0.02743 | 0.02743 | 0.02743 | 0.02743 | 0.02743 | 0.02743 | 0.02743 | 0.02743 | 0.02743 | 0.02743 | 0.02743
0 | 0 | 0 | 2017 | 0 |  |  | 1.5 | AES Shady Point Inc.:1 | 1.5 | 1.5 | 1.5 | 1.5 | 1.5 | 1.5 | 1.5 | 1.5 | 1.5 | 1.5 | 1.5 | 1.5 | 1.5 | 1.5 | 1.5 | 1.5 | 1.5 | 0.03 | 0.03 | 0.03 | 0.03 | 0.03 | 0.03 | 0.03 | 0.03 | 0.03 | 0.03 | 0.03 | 0.03 | 0.03 | 0.03 | 0.03 | 0.03 | 0.03 | 0.03 | 0.03 | 0.03 | 0.03 | 0.03 | 0.03 | 0.03 | 0.03 | 0.03 | 0.03 | 0.03 | 0.03 | 0.03 | 0.03 | 0.03 | 0.03 | 0.03 | 0.03 | 0.03 | 0.03
0 | 0 | 0 | 2017 | 0 |  |  | 1.5 | AES Shady Point Inc.:2 | 1.5 | 1.5 | 1.5 | 1.5 | 1.5 | 1.5 | 1.5 | 1.5 | 1.5 | 1.5 | 1.5 | 1.5 | 1.5 | 1.5 | 1.5 | 1.5 | 1.5 | 0.03 | 0.03 | 0.03 | 0.03 | 0.03 | 0.03 | 0.03 | 0.03 | 0.03 | 0.03 | 0.03 | 0.03 | 0.03 | 0.03 | 0.03 | 0.03 | 0.03 | 0.03 | 0.03 | 0.03 | 0.03 | 0.03 | 0.03 | 0.03 | 0.03 | 0.03 | 0.03 | 0.03 | 0.03 | 0.03 | 0.03 | 0.03 | 0.03 | 0.03 | 0.03 | 0.03 | 0.03
0 | 0 | 0 | 2017 | 0 |  |  | 1 | AES Thames Inc.:1 | 1 | 1 | 1 | 1 | 1 | 1 | 1 | 1 | 1 | 1 | 1 | 1 | 1 | 1 | 1 | 1 | 1 | 0.02 | 0.02 | 0.02 | 0.02 | 0.02 | 0.02 | 0.02 | 0.02 | 0.02 | 0.02 | 0.02 | 0.02 | 0.02 | 0.02 | 0.02 | 0.02 | 0.02 | 0.02 | 0.02 | 0.02 | 0.02 | 0.02 | 0.02 | 0.02 | 0.02 | 0.02 | 0.02 | 0.02 | 0.02 | 0.02 | 0.02 | 0.02 | 0.02 | 0.02 | 0.02 | 0.02 | 0.02
[7 empty] | 1.6 | Cogentrix Kenansville:1 | 1.6 | 1.6 | 1.6 | 1.6 | 1.6 | 1.6 | 1.6 | 1.6 | 1.6 | 1.6 | 1.6 | 1.6 | 1.6 | 1.6 | 1.6 | 1.6 | 1.6 | 1.6 | 1.6 | 1.6 | 1.6 | 1.6 | 1.6 | 1.6 | 1.6 | 1.6 | 1.6 | 1.6 | 1.6 | 1.6 | 1.6 | 1.6 | 1.6 | 1.6 | 1.6 | 1.6 | 1.6 | 1.6 | 1.6 | 1.6 | 1.6 | 1.6 | 1.6 | 1.6 | 1.6 | 1.6 | 1.6 | 1.6 | 1.6 | 1.6 | 1.6 | 1.6 | 1.6 | 1.6
0 | 0 | 0 | 2017 | 0 |  |  | 3.0074 | Cogentrix Southport:1 | 3.0074 | 3.0074 | 3.0074 | 3.0074 | 3.0074 | 3.0074 | 3.0074 | 3.0074 | 3.0074 | 3.0074 | 3.0074 | 3.0074 | 3.0074 | 3.0074 | 3.0074 | 3.0074 | 3.0074 | 0.060148 | 0.060148 | 0.060148 | 0.060148 | 0.060148 | 0.060148 | 0.060148 | 0.060148 | 0.060148 | 0.060148 | 0.060148 | 0.060148 | 0.060148 | 0.060148 | 0.060148 | 0.060148 | 0.060148 | 0.060148 | 0.060148 | 0.060148 | 0.060148 | 0.060148 | 0.060148 | 0.060148 | 0.060148 | 0.060148 | 0.060148 | 0.060148 | 0.060148 | 0.060148 | 0.060148 | 0.060148 | 0.060148 | 0.060148 | 0.060148 | 0.060148 | 0.060148
0 | 0 | 0 | 2017 | 0 |  |  | 4.0382 | Cogentrix Southport:ST | 4.0382 | 4.0382 | 4.0382 | 4.0382 | 4.0382 | 4.0382 | 4.0382 | 4.0382 | 4.0382 | 4.0382 | 4.0382 | 4.0382 | 4.0382 | 4.0382 | 4.0382 | 4.0382 | 4.0382 | 0.080764 | 0.080764 | 0.080764 | 0.080764 | 0.080764 | 0.080764 | 0.080764 | 0.080764 | 0.080764 | 0.080764 | 0.080764 | 0.080764 | 0.080764 | 0.080764 | 0.080764 | 0.080764 | 0.080764 | 0.080764 | 0.080764 | 0.080764 | 0.080764 | 0.080764 | 0.080764 | 0.080764 | 0.080764 | 0.080764 | 0.080764 | 0.080764 | 0.080764 | 0.080764 | 0.080764 | 0.080764 | 0.080764 | 0.080764 | 0.080764 | 0.080764 | 0.080764
0 | 0 | 0 |  | 0 |  |  | 0.0653 | DC Battle Cogeneration:1 | 0.0653 | 0.0653 | 0.0653 | 0.0653 | 0.0653 | 0.0653 | 0.0653 | 0.0653 | 0.0653 | 0.0653 | 0.0653 | 0.0653 | 0.0653 | 0.0653 | 0.0653 | 0.0653 | 0.0653 | 0.0653 | 0.0653 | 0.0653 | 0.0653 | 0.0653 | 0.0653 | 0.0653 | 0.0653 | 0.0653 | 0.0653 | 0.0653 | 0.0653 | 0.0653 | 0.0653 | 0.0653 | 0.0653 | 0.0653 | 0.0653 | 0.0653 | 0.0653 | 0.0653 | 0.0653 | 0.0653 | 0.0653 | 0.0653 | 0.0653 | 0.0653 | 0.0653 | 0.0653 | 0.0653 | 0.0653 | 0.0653 | 0.0653 | 0.0653 | 0.0653 | 0.0653 | 0.0653
0 | 0 | 0 |  | 0 |  |  | 0.0742 | DC Battle Cogeneration:2 | 0.0742 | 0.0742 | 0.0742 | 0.0742 | 0.0742 | 0.0742 | 0.0742 | 0.0742 | 0.0742 | 0.0742 | 0.0742 | 0.0742 | 0.0742 | 0.0742 | 0.0742 | 0.0742 | 0.0742 | 0.0742 | 0.0742 | 0.0742 | 0.0742 | 0.0742 | 0.0742 | 0.0742 | 0.0742 | 0.0742 | 0.0742 | 0.0742 | 0.0742 | 0.0742 | 0.0742 | 0.0742 | 0.0742 | 0.0742 | 0.0742 | 0.0742 | 0.0742 | 0.0742 | 0.0742 | 0.0742 | 0.0742 | 0.0742 | 0.0742 | 0.0742 | 0.0742 | 0.0742 | 0.0742 | 0.0742 | 0.0742 | 0.0742 | 0.0742 | 0.0742 | 0.0742 | 0.0742
[7 empty] | 1.6 | Northside Generating Station | 1.6 | 1.6 | 1.6 | 1.6 | 1.6 | 1.6 | 1.6 | 1.6 | 1.6 | 1.6 | 1.6 | 1.6 | 1.6 | 1.6 | 1.6 | 1.6 | 1.6 | 1.6 | 1.6 | 1.6 | 1.6 | 1.6 | 1.6 | 1.6 | 1.6 | 1.6 | 1.6 | 1.6 | 1.6 | 1.6 | 1.6 | 1.6 | 1.6 | 1.6 | 1.6 | 1.6 | 1.6 | 1.6 | 1.6 | 1.6 | 1.6 | 1.6 | 1.6 | 1.6 | 1.6 | 1.6 | 1.6 | 1.6 | 1.6 | 1.6 | 1.6 | 1.6 | 1.6 | 1.6
0 | 0 | 0 | 0 | 0 |  |  | 0.5 | Thermal Kem:1 | 0.5 | 0.5 | 0.5 | 0.5 | 0.5 | 0.5 | 0.5 | 0.5 | 0.5 | 0.5 | 0.5 | 0.5 | 0.5 | 0.5 | 0.5 | 0.5 | 0.5 | 0.5 | 0.5 | 0.5 | 0.5 | 0.5 | 0.5 | 0.5 | 0.5 | 0.5 | 0.5 | 0.5 | 0.5 | 0.5 | 0.5 | 0.5 | 0.5 | 0.5 | 0.5 | 0.5 | 0.5 | 0.5 | 0.5 | 0.5 | 0.5 | 0.5 | 0.5 | 0.5 | 0.5 | 0.5 | 0.5 | 0.5 | 0.5 | 0.5 | 0.5 | 0.5 | 0.5 | 0.5
0 | 0 | 0 | 0 | 0 |  |  | 0.5 | Sediver:1 | 0.5 | 0.5 | 0.5 | 0.5 | 0.5 | 0.5 | 0.5 | 0.5 | 0.5 | 0.5 | 0.5 | 0.5 | 0.5 | 0.5 | 0.5 | 0.5 | 0.5 | 0.5 | 0.5 | 0.5 | 0.5 | 0.5 | 0.5 | 0.5 | 0.5 | 0.5 | 0.5 | 0.5 | 0.5 | 0.5 | 0.5 | 0.5 | 0.5 | 0.5 | 0.5 | 0.5 | 0.5 | 0.5 | 0.5 | 0.5 | 0.5 | 0.5 | 0.5 | 0.5 | 0.5 | 0.5 | 0.5 | 0.5 | 0.5 | 0.5 | 0.5 | 0.5 | 0.5 | 0.5
0 | 0 | 0 | 0 | 0 |  |  | 0.5 | Cornell Dub:1 | 0.5 | 0.5 | 0.5 | 0.5 | 0.5 | 0.5 | 0.5 | 0.5 | 0.5 | 0.5 | 0.5 | 0.5 | 0.5 | 0.5 | 0.5 | 0.5 | 0.5 | 0.5 | 0.5 | 0.5 | 0.5 | 0.5 | 0.5 | 0.5 | 0.5 | 0.5 | 0.5 | 0.5 | 0.5 | 0.5 | 0.5 | 0.5 | 0.5 | 0.5 | 0.5 | 0.5 | 0.5 | 0.5 | 0.5 | 0.5 | 0.5 | 0.5 | 0.5 | 0.5 | 0.5 | 0.5 | 0.5 | 0.5 | 0.5 | 0.5 | 0.5 | 0.5 | 0.5 | 0.5
0 | 0 | 0 | 0 | 0 |  |  | 0.5 | Webb Forging:ALL | 0.5 | 0.5 | 0.5 | 0.5 | 0.5 | 0.5 | 0.5 | 0.5 | 0.5 | 0.5 | 0.5 | 0.5 | 0.5 | 0.5 | 0.5 | 0.5 | 0.5 | 0.5 | 0.5 | 0.5 | 0.5 | 0.5 | 0.5 | 0.5 | 0.5 | 0.5 | 0.5 | 0.5 | 0.5 | 0.5 | 0.5 | 0.5 | 0.5 | 0.5 | 0.5 | 0.5 | 0.5 | 0.5 | 0.5 | 0.5 | 0.5 | 0.5 | 0.5 | 0.5 | 0.5 | 0.5 | 0.5 | 0.5 | 0.5 | 0.5 | 0.5 | 0.5 | 0.5 | 0.5
[7 empty] | 0.5 | Walnut Grove:ALL | 0.5 | 0.5 | 0.5 | 0.5 | 0.5 | 0.5 | 0.5 | 0.5 | 0.5 | 0.5 | 0.5 | 0.5 | 0.5 | 0.5 | 0.5 | 0.5 | 0.5 | 0.5 | 0.5 | 0.5 | 0.5 | 0.5 | 0.5 | 0.5 | 0.5 | 0.5 | 0.5 | 0.5 | 0.5 | 0.5 | 0.5 | 0.5 | 0.5 | 0.5 | 0.5 | 0.5 | 0.5 | 0.5 | 0.5 | 0.5 | 0.5 | 0.5 | 0.5 | 0.5 | 0.5 | 0.5 | 0.5 | 0.5 | 0.5 | 0.5 | 0.5 | 0.5 | 0.5 | 0.5
[7 empty] | 0.5 | Ocracoke Peak Shaving Plant:IC1 | 0.5 | 0.5 | 0.5 | 0.5 | 0.5 | 0.5 | 0.5 | 0.5 | 0.5 | 0.5 | 0.5 | 0.5 | 0.5 | 0.5 | 0.5 | 0.5 | 0.5 | 0.5 | 0.5 | 0.5 | 0.5 | 0.5 | 0.5 | 0.5 | 0.5 | 0.5 | 0.5 | 0.5 | 0.5 | 0.5 | 0.5 | 0.5 | 0.5 | 0.5 | 0.5 | 0.5 | 0.5 | 0.5 | 0.5 | 0.5 | 0.5 | 0.5 | 0.5 | 0.5 | 0.5 | 0.5 | 0.5 | 0.5 | 0.5 | 0.5 | 0.5 | 0.5 | 0.5 | 0.5
[7 empty] | 0.5 | Buxton Peak Shaving Plant:ALL | 0.5 | 0.5 | 0.5 | 0.5 | 0.5 | 0.5 | 0.5 | 0.5 | 0.5 | 0.5 | 0.5 | 0.5 | 0.5 | 0.5 | 0.5 | 0.5 | 0.5 | 0.5 | 0.5 | 0.5 | 0.5 | 0.5 | 0.5 | 0.5 | 0.5 | 0.5 | 0.5 | 0.5 | 0.5 | 0.5 | 0.5 | 0.5 | 0.5 | 0.5 | 0.5 | 0.5 | 0.5 | 0.5 | 0.5 | 0.5 | 0.5 | 0.5 | 0.5 | 0.5 | 0.5 | 0.5 | 0.5 | 0.5 | 0.5 | 0.5 | 0.5 | 0.5 | 0.5 | 0.5
[7 empty] | 1.5 | Scott-SD Warren (Westbrook):10 | 1.5 | 1.5 | 1.5 | 1.5 | 1.5 | 1.5 | 1.5 | 1.5 | 1.5 | 1.5 | 1.5 | 1.5 | 1.5 | 1.5 | 1.5 | 1.5 | 1.5 | 1.5 | 1.5 | 1.5 | 1.5 | 1.5 | 1.5 | 1.5 | 1.5 | 1.5 | 1.5 | 1.5 | 1.5 | 1.5 | 1.5 | 1.5 | 1.5 | 1.5 | 1.5 | 1.5 | 1.5 | 1.5 | 1.5 | 1.5 | 1.5 | 1.5 | 1.5 | 1.5 | 1.5 | 1.5 | 1.5 | 1.5 | 1.5 | 1.5 | 1.5 | 1.5 | 1.5 | 1.5
[7 empty] | 1.5 | Scott-SD Warren (Westbrook):8 | 1.5 | 1.5 | 1.5 | 1.5 | 1.5 | 1.5 | 1.5 | 1.5 | 1.5 | 1.5 | 1.5 | 1.5 | 1.5 | 1.5 | 1.5 | 1.5 | 1.5 | 1.5 | 1.5 | 1.5 | 1.5 | 1.5 | 1.5 | 1.5 | 1.5 | 1.5 | 1.5 | 1.5 | 1.5 | 1.5 | 1.5 | 1.5 | 1.5 | 1.5 | 1.5 | 1.5 | 1.5 | 1.5 | 1.5 | 1.5 | 1.5 | 1.5 | 1.5 | 1.5 | 1.5 | 1.5 | 1.5 | 1.5 | 1.5 | 1.5 | 1.5 | 1.5 | 1.5 | 1.5
[7 empty] | 1.5 | Scott-SD Warren (Westbrook):9 | 1.5 | 1.5 | 1.5 | 1.5 | 1.5 | 1.5 | 1.5 | 1.5 | 1.5 | 1.5 | 1.5 | 1.5 | 1.5 | 1.5 | 1.5 | 1.5 | 1.5 | 1.5 | 1.5 | 1.5 | 1.5 | 1.5 | 1.5 | 1.5 | 1.5 | 1.5 | 1.5 | 1.5 | 1.5 | 1.5 | 1.5 | 1.5 | 1.5 | 1.5 | 1.5 | 1.5 | 1.5 | 1.5 | 1.5 | 1.5 | 1.5 | 1.5 | 1.5 | 1.5 | 1.5 | 1.5 | 1.5 | 1.5 | 1.5 | 1.5 | 1.5 | 1.5 | 1.5 | 1.5
2015 | 2015 | 2015 |  | 2017 |  |  | 0.2516 | Indiantown Cogeneration Facili:GEN1 | 0.2516 | 0.2516 | 0.2516 | 0.2516 | 0.2516 | 0.2516 | 0.2516 | 0.2516 | 0.2516 | 0.2516 | 0.2516 | 0.2516 | 0.2516 | 0.2516 | 0.2516 | 0.17612 | 0.17612 | 0.017612 | 0.017612 | 0.017612 | 0.017612 | 0.017612 | 0.017612 | 0.017612 | 0.017612 | 0.017612 | 0.017612 | 0.017612 | 0.017612 | 0.017612 | 0.017612 | 0.017612 | 0.017612 | 0.017612 | 0.017612 | 0.017612 | 0.017612 | 0.017612 | 0.017612 | 0.017612 | 0.017612 | 0.017612 | 0.017612 | 0.017612 | 0.017612 | 0.017612 | 0.017612 | 0.017612 | 0.017612 | 0.017612 | 0.017612 | 0.017612 | 0.017612 | 0.017612
[7 empty] | 1.6 | Okeelanta Power Limited Partne:GEN1 | 1.6 | 1.6 | 1.6 | 1.6 | 1.6 | 1.6 | 1.6 | 1.6 | 1.6 | 1.6 | 1.6 | 1.6 | 1.6 | 1.6 | 1.6 | 1.6 | 1.6 | 1.6 | 1.6 | 1.6 | 1.6 | 1.6 | 1.6 | 1.6 | 1.6 | 1.6 | 1.6 | 1.6 | 1.6 | 1.6 | 1.6 | 1.6 | 1.6 | 1.6 | 1.6 | 1.6 | 1.6 | 1.6 | 1.6 | 1.6 | 1.6 | 1.6 | 1.6 | 1.6 | 1.6 | 1.6 | 1.6 | 1.6 | 1.6 | 1.6 | 1.6 | 1.6 | 1.6 | 1.6
0 | 0 | 0 |  | 0 | 2013 | 0.91205 | 0.1763 | TES Filer City Station:1 | 0.1763 | 0.1763 | 0.1763 | 0.1763 | 0.1763 | 0.1763 | 0.1763 | 0.1763 | 0.1763 | 0.1763 | 0.1763 | 0.1763 | 0.1763 | 0.16079 | 0.16079 | 0.16079 | 0.16079 | 0.16079 | 0.16079 | 0.16079 | 0.16079 | 0.16079 | 0.16079 | 0.16079 | 0.16079 | 0.16079 | 0.16079 | 0.16079 | 0.16079 | 0.16079 | 0.16079 | 0.16079 | 0.16079 | 0.16079 | 0.16079 | 0.16079 | 0.16079 | 0.16079 | 0.16079 | 0.16079 | 0.16079 | 0.16079 | 0.16079 | 0.16079 | 0.16079 | 0.16079 | 0.16079 | 0.16079 | 0.16079 | 0.16079 | 0.16079 | 0.16079 | 0.16079 | 0.16079
0 | 0 | 0 |  | 0 |  |  | 0.0358 | LG&E Westmoreland-Altavista:1 | 0.0358 | 0.0358 | 0.0358 | 0.0358 | 0.0358 | 0.0358 | 0.0358 | 0.0358 | 0.0358 | 0.0358 | 0.0358 | 0.0358 | 0.0358 | 0.0358 | 0.0358 | 0.0358 | 0.0358 | 0.0358 | 0.0358 | 0.0358 | 0.0358 | 0.0358 | 0.0358 | 0.0358 | 0.0358 | 0.0358 | 0.0358 | 0.0358 | 0.0358 | 0.0358 | 0.0358 | 0.0358 | 0.0358 | 0.0358 | 0.0358 | 0.0358 | 0.0358 | 0.0358 | 0.0358 | 0.0358 | 0.0358 | 0.0358 | 0.0358 | 0.0358 | 0.0358 | 0.0358 | 0.0358 | 0.0358 | 0.0358 | 0.0358 | 0.0358 | 0.0358 | 0.0358 | 0.0358
2017 | 2017 | 2017 |  | 2019 |  |  | 0.0245 | LG&E Westmoreland-Hopewell:ST1 | 0.0245 | 0.0245 | 0.0245 | 0.0245 | 0.0245 | 0.0245 | 0.0245 | 0.0245 | 0.0245 | 0.0245 | 0.0245 | 0.0245 | 0.0245 | 0.0245 | 0.0245 | 0.0245 | 0.0245 | 0.01715 | 0.01715 | 0.001715 | 0.001715 | 0.001715 | 0.001715 | 0.001715 | 0.001715 | 0.001715 | 0.001715 | 0.001715 | 0.001715 | 0.001715 | 0.001715 | 0.001715 | 0.001715 | 0.001715 | 0.001715 | 0.001715 | 0.001715 | 0.001715 | 0.001715 | 0.001715 | 0.001715 | 0.001715 | 0.001715 | 0.001715 | 0.001715 | 0.001715 | 0.001715 | 0.001715 | 0.001715 | 0.001715 | 0.001715 | 0.001715 | 0.001715 | 0.001715
2017 | 2017 | 2017 |  | 2019 |  |  | 0.0548 | LG&E Westmoreland-Southampton:1 | 0.0548 | 0.0548 | 0.0548 | 0.0548 | 0.0548 | 0.0548 | 0.0548 | 0.0548 | 0.0548 | 0.0548 | 0.0548 | 0.0548 | 0.0548 | 0.0548 | 0.0548 | 0.0548 | 0.0548 | 0.03836 | 0.03836 | 0.003836 | 0.003836 | 0.003836 | 0.003836 | 0.003836 | 0.003836 | 0.003836 | 0.003836 | 0.003836 | 0.003836 | 0.003836 | 0.003836 | 0.003836 | 0.003836 | 0.003836 | 0.003836 | 0.003836 | 0.003836 | 0.003836 | 0.003836 | 0.003836 | 0.003836 | 0.003836 | 0.003836 | 0.003836 | 0.003836 | 0.003836 | 0.003836 | 0.003836 | 0.003836 | 0.003836 | 0.003836 | 0.003836 | 0.003836 | 0.003836
0 | 0 | 0 | 0 | 0 |  |  | 0.85 | Coleson Cove:ST1 | 0.85 | 0.85 | 0.85 | 0.85 | 0.85 | 0.85 | 0.85 | 0.85 | 0.85 | 0.85 | 0.85 | 0.85 | 0.85 | 0.85 | 0.85 | 0.85 | 0.85 | 0.85 | 0.85 | 0.85 | 0.85 | 0.85 | 0.85 | 0.85 | 0.85 | 0.85 | 0.85 | 0.85 | 0.85 | 0.85 | 0.85 | 0.85 | 0.85 | 0.85 | 0.85 | 0.85 | 0.85 | 0.85 | 0.85 | 0.85 | 0.85 | 0.85 | 0.85 | 0.85 | 0.85 | 0.85 | 0.85 | 0.85 | 0.85 | 0.85 | 0.85 | 0.85 | 0.85 | 0.85
0 | 0 | 0 | 0 | 0 |  |  | 0.85 | Coleson Cove:ST2 | 0.85 | 0.85 | 0.85 | 0.85 | 0.85 | 0.85 | 0.85 | 0.85 | 0.85 | 0.85 | 0.85 | 0.85 | 0.85 | 0.85 | 0.85 | 0.85 | 0.85 | 0.85 | 0.85 | 0.85 | 0.85 | 0.85 | 0.85 | 0.85 | 0.85 | 0.85 | 0.85 | 0.85 | 0.85 | 0.85 | 0.85 | 0.85 | 0.85 | 0.85 | 0.85 | 0.85 | 0.85 | 0.85 | 0.85 | 0.85 | 0.85 | 0.85 | 0.85 | 0.85 | 0.85 | 0.85 | 0.85 | 0.85 | 0.85 | 0.85 | 0.85 | 0.85 | 0.85 | 0.85
0 | 0 | 0 | 0 | 0 |  |  | 0.85 | Coleson Cove:ST3 | 0.85 | 0.85 | 0.85 | 0.85 | 0.85 | 0.85 | 0.85 | 0.85 | 0.85 | 0.85 | 0.85 | 0.85 | 0.85 | 0.85 | 0.85 | 0.85 | 0.85 | 0.85 | 0.85 | 0.85 | 0.85 | 0.85 | 0.85 | 0.85 | 0.85 | 0.85 | 0.85 | 0.85 | 0.85 | 0.85 | 0.85 | 0.85 | 0.85 | 0.85 | 0.85 | 0.85 | 0.85 | 0.85 | 0.85 | 0.85 | 0.85 | 0.85 | 0.85 | 0.85 | 0.85 | 0.85 | 0.85 | 0.85 | 0.85 | 0.85 | 0.85 | 0.85 | 0.85 | 0.85
0 | 0 | 0 | 0 | 0 |  |  | 0.85 | Courtenay Bay:CB02 | 0.85 | 0.85 | 0.85 | 0.85 | 0.85 | 0.85 | 0.85 | 0.85 | 0.85 | 0.85 | 0.85 | 0.85 | 0.85 | 0.85 | 0.85 | 0.85 | 0.85 | 0.85 | 0.85 | 0.85 | 0.85 | 0.85 | 0.85 | 0.85 | 0.85 | 0.85 | 0.85 | 0.85 | 0.85 | 0.85 | 0.85 | 0.85 | 0.85 | 0.85 | 0.85 | 0.85 | 0.85 | 0.85 | 0.85 | 0.85 | 0.85 | 0.85 | 0.85 | 0.85 | 0.85 | 0.85 | 0.85 | 0.85 | 0.85 | 0.85 | 0.85 | 0.85 | 0.85 | 0.85
[7 empty] | 0.75 | Courtenay Bay:CB03 | 0.75 | 0.75 | 0.75 | 0.75 | 0.75 | 0.75 | 0.75 | 0.75 | 0.75 | 0.75 | 0.75 | 0.75 | 0.75 | 0.75 | 0.75 | 0.75 | 0.75 | 0.75 | 0.75 | 0.75 | 0.75 | 0.75 | 0.75 | 0.75 | 0.75 | 0.75 | 0.75 | 0.75 | 0.75 | 0.75 | 0.75 | 0.75 | 0.75 | 0.75 | 0.75 | 0.75 | 0.75 | 0.75 | 0.75 | 0.75 | 0.75 | 0.75 | 0.75 | 0.75 | 0.75 | 0.75 | 0.75 | 0.75 | 0.75 | 0.75 | 0.75 | 0.75 | 0.75 | 0.75
0 | 0 | 0 | 0 | 0 |  |  | 0.75 | Courtenay Bay:CB04 | 0.75 | 0.75 | 0.75 | 0.75 | 0.75 | 0.75 | 0.75 | 0.75 | 0.75 | 0.75 | 0.75 | 0.75 | 0.75 | 0.75 | 0.75 | 0.75 | 0.75 | 0.75 | 0.75 | 0.75 | 0.75 | 0.75 | 0.75 | 0.75 | 0.75 | 0.75 | 0.75 | 0.75 | 0.75 | 0.75 | 0.75 | 0.75 | 0.75 | 0.75 | 0.75 | 0.75 | 0.75 | 0.75 | 0.75 | 0.75 | 0.75 | 0.75 | 0.75 | 0.75 | 0.75 | 0.75 | 0.75 | 0.75 | 0.75 | 0.75 | 0.75 | 0.75 | 0.75 | 0.75
0 | 0 | 0 | 0 | 0 |  |  | 0.85 | Dalhousie:DA01 | 0.85 | 0.85 | 0.85 | 0.85 | 0.85 | 0.85 | 0.85 | 0.85 | 0.85 | 0.85 | 0.85 | 0.85 | 0.85 | 0.85 | 0.85 | 0.85 | 0.85 | 0.85 | 0.85 | 0.85 | 0.85 | 0.85 | 0.85 | 0.85 | 0.85 | 0.85 | 0.85 | 0.85 | 0.85 | 0.85 | 0.85 | 0.85 | 0.85 | 0.85 | 0.85 | 0.85 | 0.85 | 0.85 | 0.85 | 0.85 | 0.85 | 0.85 | 0.85 | 0.85 | 0.85 | 0.85 | 0.85 | 0.85 | 0.85 | 0.85 | 0.85 | 0.85 | 0.85 | 0.85
0 | 0 | 0 | 0 | 0 |  |  | 0.85 | Dalhousie:DA02 | 0.85 | 0.85 | 0.85 | 0.85 | 0.85 | 0.85 | 0.85 | 0.85 | 0.85 | 0.85 | 0.85 | 0.85 | 0.85 | 0.85 | 0.85 | 0.85 | 0.85 | 0.85 | 0.85 | 0.85 | 0.85 | 0.85 | 0.85 | 0.85 | 0.85 | 0.85 | 0.85 | 0.85 | 0.85 | 0.85 | 0.85 | 0.85 | 0.85 | 0.85 | 0.85 | 0.85 | 0.85 | 0.85 | 0.85 | 0.85 | 0.85 | 0.85 | 0.85 | 0.85 | 0.85 | 0.85 | 0.85 | 0.85 | 0.85 | 0.85 | 0.85 | 0.85 | 0.85 | 0.85
0 | 0 | 0 | 0 | 0 |  |  | 0.5 | Grand Manan:GM03 | 0.5 | 0.5 | 0.5 | 0.5 | 0.5 | 0.5 | 0.5 | 0.5 | 0.5 | 0.5 | 0.5 | 0.5 | 0.5 | 0.5 | 0.5 | 0.5 | 0.5 | 0.5 | 0.5 | 0.5 | 0.5 | 0.5 | 0.5 | 0.5 | 0.5 | 0.5 | 0.5 | 0.5 | 0.5 | 0.5 | 0.5 | 0.5 | 0.5 | 0.5 | 0.5 | 0.5 | 0.5 | 0.5 | 0.5 | 0.5 | 0.5 | 0.5 | 0.5 | 0.5 | 0.5 | 0.5 | 0.5 | 0.5 | 0.5 | 0.5 | 0.5 | 0.5 | 0.5 | 0.5
0 | 0 | 0 | 0 | 0 |  |  | 0.5 | Point Lepreau:PO02 | 0.5 | 0.5 | 0.5 | 0.5 | 0.5 | 0.5 | 0.5 | 0.5 | 0.5 | 0.5 | 0.5 | 0.5 | 0.5 | 0.5 | 0.5 | 0.5 | 0.5 | 0.5 | 0.5 | 0.5 | 0.5 | 0.5 | 0.5 | 0.5 | 0.5 | 0.5 | 0.5 | 0.5 | 0.5 | 0.5 | 0.5 | 0.5 | 0.5 | 0.5 | 0.5 | 0.5 | 0.5 | 0.5 | 0.5 | 0.5 | 0.5 | 0.5 | 0.5 | 0.5 | 0.5 | 0.5 | 0.5 | 0.5 | 0.5 | 0.5 | 0.5 | 0.5 | 0.5 | 0.5
[7 empty] | 0.85 | Lantic Sugar:LA01 | 0.85 | 0.85 | 0.85 | 0.85 | 0.85 | 0.85 | 0.85 | 0.85 | 0.85 | 0.85 | 0.85 | 0.85 | 0.85 | 0.85 | 0.85 | 0.85 | 0.85 | 0.85 | 0.85 | 0.85 | 0.85 | 0.85 | 0.85 | 0.85 | 0.85 | 0.85 | 0.85 | 0.85 | 0.85 | 0.85 | 0.85 | 0.85 | 0.85 | 0.85 | 0.85 | 0.85 | 0.85 | 0.85 | 0.85 | 0.85 | 0.85 | 0.85 | 0.85 | 0.85 | 0.85 | 0.85 | 0.85 | 0.85 | 0.85 | 0.85 | 0.85 | 0.85 | 0.85 | 0.85
0 | 0 | 0 | 0 | 0 |  |  | 0.75 | Lennox:IC | 0.75 | 0.75 | 0.75 | 0.75 | 0.75 | 0.75 | 0.75 | 0.75 | 0.75 | 0.75 | 0.75 | 0.75 | 0.75 | 0.75 | 0.75 | 0.75 | 0.75 | 0.75 | 0.75 | 0.75 | 0.75 | 0.75 | 0.75 | 0.75 | 0.75 | 0.75 | 0.75 | 0.75 | 0.75 | 0.75 | 0.75 | 0.75 | 0.75 | 0.75 | 0.75 | 0.75 | 0.75 | 0.75 | 0.75 | 0.75 | 0.75 | 0.75 | 0.75 | 0.75 | 0.75 | 0.75 | 0.75 | 0.75 | 0.75 | 0.75 | 0.75 | 0.75 | 0.75 | 0.75
0 | 0 | 0 | 2017 | 0 |  |  | 1.6 | Thunder Bay:2 | 1.6 | 1.6 | 1.6 | 1.6 | 1.6 | 1.6 | 1.6 | 1.6 | 1.6 | 1.6 | 1.6 | 1.6 | 1.6 | 1.6 | 1.6 | 1.6 | 1.6 | 0.032 | 0.032 | 0.032 | 0.032 | 0.032 | 0.032 | 0.032 | 0.032 | 0.032 | 0.032 | 0.032 | 0.032 | 0.032 | 0.032 | 0.032 | 0.032 | 0.032 | 0.032 | 0.032 | 0.032 | 0.032 | 0.032 | 0.032 | 0.032 | 0.032 | 0.032 | 0.032 | 0.032 | 0.032 | 0.032 | 0.032 | 0.032 | 0.032 | 0.032 | 0.032 | 0.032 | 0.032
0 | 0 | 0 | 2017 | 0 |  |  | 1.6 | Thunder Bay:3 | 1.6 | 1.6 | 1.6 | 1.6 | 1.6 | 1.6 | 1.6 | 1.6 | 1.6 | 1.6 | 1.6 | 1.6 | 1.6 | 1.6 | 1.6 | 1.6 | 1.6 | 0.032 | 0.032 | 0.032 | 0.032 | 0.032 | 0.032 | 0.032 | 0.032 | 0.032 | 0.032 | 0.032 | 0.032 | 0.032 | 0.032 | 0.032 | 0.032 | 0.032 | 0.032 | 0.032 | 0.032 | 0.032 | 0.032 | 0.032 | 0.032 | 0.032 | 0.032 | 0.032 | 0.032 | 0.032 | 0.032 | 0.032 | 0.032 | 0.032 | 0.032 | 0.032 | 0.032 | 0.032
0 | 0 | 0 | 2017 | 0 |  |  | 1.6 | Atikokan:1 | 1.6 | 1.6 | 1.6 | 1.6 | 1.6 | 1.6 | 1.6 | 1.6 | 1.6 | 1.6 | 1.6 | 1.6 | 1.6 | 1.6 | 1.6 | 1.6 | 1.6 | 0.032 | 0.032 | 0.032 | 0.032 | 0.032 | 0.032 | 0.032 | 0.032 | 0.032 | 0.032 | 0.032 | 0.032 | 0.032 | 0.032 | 0.032 | 0.032 | 0.032 | 0.032 | 0.032 | 0.032 | 0.032 | 0.032 | 0.032 | 0.032 | 0.032 | 0.032 | 0.032 | 0.032 | 0.032 | 0.032 | 0.032 | 0.032 | 0.032 | 0.032 | 0.032 | 0.032 | 0.032
[7 empty] | 1.6 | Miller Brewing Co.-Fulton:1 | 1.6 | 1.6 | 1.6 | 1.6 | 1.6 | 1.6 | 1.6 | 1.6 | 1.6 | 1.6 | 1.6 | 1.6 | 1.6 | 1.6 | 1.6 | 1.6 | 1.6 | 1.6 | 1.6 | 1.6 | 1.6 | 1.6 | 1.6 | 1.6 | 1.6 | 1.6 | 1.6 | 1.6 | 1.6 | 1.6 | 1.6 | 1.6 | 1.6 | 1.6 | 1.6 | 1.6 | 1.6 | 1.6 | 1.6 | 1.6 | 1.6 | 1.6 | 1.6 | 1.6 | 1.6 | 1.6 | 1.6 | 1.6 | 1.6 | 1.6 | 1.6 | 1.6 | 1.6 | 1.6
[7 empty] | 1.6 | Selkirk (MB):1 | 1.6 | 1.6 | 1.6 | 1.6 | 1.6 | 1.6 | 1.6 | 1.6 | 1.6 | 1.6 | 1.6 | 1.6 | 1.6 | 1.6 | 1.6 | 1.6 | 1.6 | 1.6 | 1.6 | 1.6 | 1.6 | 1.6 | 1.6 | 1.6 | 1.6 | 1.6 | 1.6 | 1.6 | 1.6 | 1.6 | 1.6 | 1.6 | 1.6 | 1.6 | 1.6 | 1.6 | 1.6 | 1.6 | 1.6 | 1.6 | 1.6 | 1.6 | 1.6 | 1.6 | 1.6 | 1.6 | 1.6 | 1.6 | 1.6 | 1.6 | 1.6 | 1.6 | 1.6 | 1.6
[7 empty] | 1.6 | Selkirk (MB):2 | 1.6 | 1.6 | 1.6 | 1.6 | 1.6 | 1.6 | 1.6 | 1.6 | 1.6 | 1.6 | 1.6 | 1.6 | 1.6 | 1.6 | 1.6 | 1.6 | 1.6 | 1.6 | 1.6 | 1.6 | 1.6 | 1.6 | 1.6 | 1.6 | 1.6 | 1.6 | 1.6 | 1.6 | 1.6 | 1.6 | 1.6 | 1.6 | 1.6 | 1.6 | 1.6 | 1.6 | 1.6 | 1.6 | 1.6 | 1.6 | 1.6 | 1.6 | 1.6 | 1.6 | 1.6 | 1.6 | 1.6 | 1.6 | 1.6 | 1.6 | 1.6 | 1.6 | 1.6 | 1.6
2017 | 2017 | 2017 | 0 | 2019 |  |  | 1.6 | Boundary Dam:1 | 1.6 | 1.6 | 1.6 | 1.6 | 1.6 | 1.6 | 1.6 | 1.6 | 1.6 | 1.6 | 1.6 | 1.6 | 1.6 | 1.6 | 1.6 | 1.6 | 1.6 | 1.12 | 1.12 | 0.112 | 0.112 | 0.112 | 0.112 | 0.112 | 0.112 | 0.112 | 0.112 | 0.112 | 0.112 | 0.112 | 0.112 | 0.112 | 0.112 | 0.112 | 0.112 | 0.112 | 0.112 | 0.112 | 0.112 | 0.112 | 0.112 | 0.112 | 0.112 | 0.112 | 0.112 | 0.112 | 0.112 | 0.112 | 0.112 | 0.112 | 0.112 | 0.112 | 0.112 | 0.112
2017 | 2017 | 2017 | 0 | 2019 |  |  | 1.6 | Boundary Dam:2 | 1.6 | 1.6 | 1.6 | 1.6 | 1.6 | 1.6 | 1.6 | 1.6 | 1.6 | 1.6 | 1.6 | 1.6 | 1.6 | 1.6 | 1.6 | 1.6 | 1.6 | 1.12 | 1.12 | 0.112 | 0.112 | 0.112 | 0.112 | 0.112 | 0.112 | 0.112 | 0.112 | 0.112 | 0.112 | 0.112 | 0.112 | 0.112 | 0.112 | 0.112 | 0.112 | 0.112 | 0.112 | 0.112 | 0.112 | 0.112 | 0.112 | 0.112 | 0.112 | 0.112 | 0.112 | 0.112 | 0.112 | 0.112 | 0.112 | 0.112 | 0.112 | 0.112 | 0.112 | 0.112
2016 | 2016 | 2016 | 0 | 2018 |  |  | 1.6 | Boundary Dam:3 | 1.6 | 1.6 | 1.6 | 1.6 | 1.6 | 1.6 | 1.6 | 1.6 | 1.6 | 1.6 | 1.6 | 1.6 | 1.6 | 1.6 | 1.6 | 1.6 | 1.12 | 1.12 | 0.112 | 0.112 | 0.112 | 0.112 | 0.112 | 0.112 | 0.112 | 0.112 | 0.112 | 0.112 | 0.112 | 0.112 | 0.112 | 0.112 | 0.112 | 0.112 | 0.112 | 0.112 | 0.112 | 0.112 | 0.112 | 0.112 | 0.112 | 0.112 | 0.112 | 0.112 | 0.112 | 0.112 | 0.112 | 0.112 | 0.112 | 0.112 | 0.112 | 0.112 | 0.112 | 0.112
2016 | 2016 | 2016 | 0 | 2018 |  |  | 1.6 | Boundary Dam:4 | 1.6 | 1.6 | 1.6 | 1.6 | 1.6 | 1.6 | 1.6 | 1.6 | 1.6 | 1.6 | 1.6 | 1.6 | 1.6 | 1.6 | 1.6 | 1.6 | 1.12 | 1.12 | 0.112 | 0.112 | 0.112 | 0.112 | 0.112 | 0.112 | 0.112 | 0.112 | 0.112 | 0.112 | 0.112 | 0.112 | 0.112 | 0.112 | 0.112 | 0.112 | 0.112 | 0.112 | 0.112 | 0.112 | 0.112 | 0.112 | 0.112 | 0.112 | 0.112 | 0.112 | 0.112 | 0.112 | 0.112 | 0.112 | 0.112 | 0.112 | 0.112 | 0.112 | 0.112 | 0.112
2016 | 2016 | 2016 | 0 | 2018 |  |  | 1.6 | Boundary Dam:5 | 1.6 | 1.6 | 1.6 | 1.6 | 1.6 | 1.6 | 1.6 | 1.6 | 1.6 | 1.6 | 1.6 | 1.6 | 1.6 | 1.6 | 1.6 | 1.6 | 1.12 | 1.12 | 0.112 | 0.112 | 0.112 | 0.112 | 0.112 | 0.112 | 0.112 | 0.112 | 0.112 | 0.112 | 0.112 | 0.112 | 0.112 | 0.112 | 0.112 | 0.112 | 0.112 | 0.112 | 0.112 | 0.112 | 0.112 | 0.112 | 0.112 | 0.112 | 0.112 | 0.112 | 0.112 | 0.112 | 0.112 | 0.112 | 0.112 | 0.112 | 0.112 | 0.112 | 0.112 | 0.112
2015 | 2015 | 2015 | 0 | 2017 |  |  | 1.6 | Boundary Dam:6 | 1.6 | 1.6 | 1.6 | 1.6 | 1.6 | 1.6 | 1.6 | 1.6 | 1.6 | 1.6 | 1.6 | 1.6 | 1.6 | 1.6 | 1.6 | 1.12 | 1.12 | 0.112 | 0.112 | 0.112 | 0.112 | 0.112 | 0.112 | 0.112 | 0.112 | 0.112 | 0.112 | 0.112 | 0.112 | 0.112 | 0.112 | 0.112 | 0.112 | 0.112 | 0.112 | 0.112 | 0.112 | 0.112 | 0.112 | 0.112 | 0.112 | 0.112 | 0.112 | 0.112 | 0.112 | 0.112 | 0.112 | 0.112 | 0.112 | 0.112 | 0.112 | 0.112 | 0.112 | 0.112
2015 | 2015 | 2015 | 0 | 2017 |  |  | 1.6 | Poplar River:1 | 1.6 | 1.6 | 1.6 | 1.6 | 1.6 | 1.6 | 1.6 | 1.6 | 1.6 | 1.6 | 1.6 | 1.6 | 1.6 | 1.6 | 1.6 | 1.12 | 1.12 | 0.112 | 0.112 | 0.112 | 0.112 | 0.112 | 0.112 | 0.112 | 0.112 | 0.112 | 0.112 | 0.112 | 0.112 | 0.112 | 0.112 | 0.112 | 0.112 | 0.112 | 0.112 | 0.112 | 0.112 | 0.112 | 0.112 | 0.112 | 0.112 | 0.112 | 0.112 | 0.112 | 0.112 | 0.112 | 0.112 | 0.112 | 0.112 | 0.112 | 0.112 | 0.112 | 0.112 | 0.112
2015 | 2015 | 2015 | 0 | 2017 |  |  | 1.6 | Poplar River:2 | 1.6 | 1.6 | 1.6 | 1.6 | 1.6 | 1.6 | 1.6 | 1.6 | 1.6 | 1.6 | 1.6 | 1.6 | 1.6 | 1.6 | 1.6 | 1.12 | 1.12 | 0.112 | 0.112 | 0.112 | 0.112 | 0.112 | 0.112 | 0.112 | 0.112 | 0.112 | 0.112 | 0.112 | 0.112 | 0.112 | 0.112 | 0.112 | 0.112 | 0.112 | 0.112 | 0.112 | 0.112 | 0.112 | 0.112 | 0.112 | 0.112 | 0.112 | 0.112 | 0.112 | 0.112 | 0.112 | 0.112 | 0.112 | 0.112 | 0.112 | 0.112 | 0.112 | 0.112 | 0.112
[7 empty] | 1.6 | U.S. Agri-Chemicals Corporatio:1 | 1.6 | 1.6 | 1.6 | 1.6 | 1.6 | 1.6 | 1.6 | 1.6 | 1.6 | 1.6 | 1.6 | 1.6 | 1.6 | 1.6 | 1.6 | 1.6 | 1.6 | 1.6 | 1.6 | 1.6 | 1.6 | 1.6 | 1.6 | 1.6 | 1.6 | 1.6 | 1.6 | 1.6 | 1.6 | 1.6 | 1.6 | 1.6 | 1.6 | 1.6 | 1.6 | 1.6 | 1.6 | 1.6 | 1.6 | 1.6 | 1.6 | 1.6 | 1.6 | 1.6 | 1.6 | 1.6 | 1.6 | 1.6 | 1.6 | 1.6 | 1.6 | 1.6 | 1.6 | 1.6
[7 empty] | 0.5 | Lanier Road:1 | 0.5 | 0.5 | 0.5 | 0.5 | 0.5 | 0.5 | 0.5 | 0.5 | 0.5 | 0.5 | 0.5 | 0.5 | 0.5 | 0.5 | 0.5 | 0.5 | 0.5 | 0.5 | 0.5 | 0.5 | 0.5 | 0.5 | 0.5 | 0.5 | 0.5 | 0.5 | 0.5 | 0.5 | 0.5 | 0.5 | 0.5 | 0.5 | 0.5 | 0.5 | 0.5 | 0.5 | 0.5 | 0.5 | 0.5 | 0.5 | 0.5 | 0.5 | 0.5 | 0.5 | 0.5 | 0.5 | 0.5 | 0.5 | 0.5 | 0.5 | 0.5 | 0.5 | 0.5 | 0.5
[7 empty] | 0.85 | Bristol Resource Recovery Faci:1 | 0.85 | 0.85 | 0.85 | 0.85 | 0.85 | 0.85 | 0.85 | 0.85 | 0.85 | 0.85 | 0.85 | 0.85 | 0.85 | 0.85 | 0.85 | 0.85 | 0.85 | 0.85 | 0.85 | 0.85 | 0.85 | 0.85 | 0.85 | 0.85 | 0.85 | 0.85 | 0.85 | 0.85 | 0.85 | 0.85 | 0.85 | 0.85 | 0.85 | 0.85 | 0.85 | 0.85 | 0.85 | 0.85 | 0.85 | 0.85 | 0.85 | 0.85 | 0.85 | 0.85 | 0.85 | 0.85 | 0.85 | 0.85 | 0.85 | 0.85 | 0.85 | 0.85 | 0.85 | 0.85
[7 empty] | 0.65 | USDOE SRS (D-Area):N/A | 1.6 | 1.6 | 1.6 | 1.6 | 1.6 | 1.6 | 1.6 | 1.6 | 1.6 | 1.6 | 1.6 | 1.6 | 1.6 | 0.65 | 0.65 | 0.65 | 0.65 | 0.65 | 0.65 | 0.65 | 0.65 | 0.65 | 0.65 | 0.65 | 0.65 | 0.65 | 0.65 | 0.65 | 0.65 | 0.65 | 0.65 | 0.65 | 0.65 | 0.65 | 0.65 | 0.65 | 0.65 | 0.65 | 0.65 | 0.65 | 0.65 | 0.65 | 0.65 | 0.65 | 0.65 | 0.65 | 0.65 | 0.65 | 0.65 | 0.65 | 0.65 | 0.65 | 0.65 | 0.65
[7 empty] | 0.5 | Darl Complex - CTU:1 | 0.5 | 0.5 | 0.5 | 0.5 | 0.5 | 0.5 | 0.5 | 0.5 | 0.5 | 0.5 | 0.5 | 0.5 | 0.5 | 0.5 | 0.5 | 0.5 | 0.5 | 0.5 | 0.5 | 0.5 | 0.5 | 0.5 | 0.5 | 0.5 | 0.5 | 0.5 | 0.5 | 0.5 | 0.5 | 0.5 | 0.5 | 0.5 | 0.5 | 0.5 | 0.5 | 0.5 | 0.5 | 0.5 | 0.5 | 0.5 | 0.5 | 0.5 | 0.5 | 0.5 | 0.5 | 0.5 | 0.5 | 0.5 | 0.5 | 0.5 | 0.5 | 0.5 | 0.5 | 0.5
[7 empty] | 1.6 | Mid-Connecticut Facility:5 | 1.6 | 1.6 | 1.6 | 1.6 | 1.6 | 1.6 | 1.6 | 1.6 | 1.6 | 1.6 | 1.6 | 1.6 | 1.6 | 1.6 | 1.6 | 1.6 | 1.6 | 1.6 | 1.6 | 1.6 | 1.6 | 1.6 | 1.6 | 1.6 | 1.6 | 1.6 | 1.6 | 1.6 | 1.6 | 1.6 | 1.6 | 1.6 | 1.6 | 1.6 | 1.6 | 1.6 | 1.6 | 1.6 | 1.6 | 1.6 | 1.6 | 1.6 | 1.6 | 1.6 | 1.6 | 1.6 | 1.6 | 1.6 | 1.6 | 1.6 | 1.6 | 1.6 | 1.6 | 1.6
[7 empty] | 1.6 | Mid-Connecticut Facility:6 | 1.6 | 1.6 | 1.6 | 1.6 | 1.6 | 1.6 | 1.6 | 1.6 | 1.6 | 1.6 | 1.6 | 1.6 | 1.6 | 1.6 | 1.6 | 1.6 | 1.6 | 1.6 | 1.6 | 1.6 | 1.6 | 1.6 | 1.6 | 1.6 | 1.6 | 1.6 | 1.6 | 1.6 | 1.6 | 1.6 | 1.6 | 1.6 | 1.6 | 1.6 | 1.6 | 1.6 | 1.6 | 1.6 | 1.6 | 1.6 | 1.6 | 1.6 | 1.6 | 1.6 | 1.6 | 1.6 | 1.6 | 1.6 | 1.6 | 1.6 | 1.6 | 1.6 | 1.6 | 1.6
[7 empty] | 0.5 | Alliant SBD 9302 Aegon NP:1 | 0.5 | 0.5 | 0.5 | 0.5 | 0.5 | 0.5 | 0.5 | 0.5 | 0.5 | 0.5 | 0.5 | 0.5 | 0.5 | 0.5 | 0.5 | 0.5 | 0.5 | 0.5 | 0.5 | 0.5 | 0.5 | 0.5 | 0.5 | 0.5 | 0.5 | 0.5 | 0.5 | 0.5 | 0.5 | 0.5 | 0.5 | 0.5 | 0.5 | 0.5 | 0.5 | 0.5 | 0.5 | 0.5 | 0.5 | 0.5 | 0.5 | 0.5 | 0.5 | 0.5 | 0.5 | 0.5 | 0.5 | 0.5 | 0.5 | 0.5 | 0.5 | 0.5 | 0.5 | 0.5
0 | 0 | 0 | 0 | 0 |  |  | 0.5 | Honea Path:1 | 0.5 | 0.5 | 0.5 | 0.5 | 0.5 | 0.5 | 0.5 | 0.5 | 0.5 | 0.5 | 0.5 | 0.5 | 0.5 | 0.5 | 0.5 | 0.5 | 0.5 | 0.5 | 0.5 | 0.5 | 0.5 | 0.5 | 0.5 | 0.5 | 0.5 | 0.5 | 0.5 | 0.5 | 0.5 | 0.5 | 0.5 | 0.5 | 0.5 | 0.5 | 0.5 | 0.5 | 0.5 | 0.5 | 0.5 | 0.5 | 0.5 | 0.5 | 0.5 | 0.5 | 0.5 | 0.5 | 0.5 | 0.5 | 0.5 | 0.5 | 0.5 | 0.5 | 0.5 | 0.5
0 | 0 | 0 | 0 | 0 |  |  | 0.5 | Valenite:1 | 0.5 | 0.5 | 0.5 | 0.5 | 0.5 | 0.5 | 0.5 | 0.5 | 0.5 | 0.5 | 0.5 | 0.5 | 0.5 | 0.5 | 0.5 | 0.5 | 0.5 | 0.5 | 0.5 | 0.5 | 0.5 | 0.5 | 0.5 | 0.5 | 0.5 | 0.5 | 0.5 | 0.5 | 0.5 | 0.5 | 0.5 | 0.5 | 0.5 | 0.5 | 0.5 | 0.5 | 0.5 | 0.5 | 0.5 | 0.5 | 0.5 | 0.5 | 0.5 | 0.5 | 0.5 | 0.5 | 0.5 | 0.5 | 0.5 | 0.5 | 0.5 | 0.5 | 0.5 | 0.5
0 | 0 | 0 | 0 | 0 |  |  | 0.5 | Peoria/ Lincoln | 0.5 | 0.5 | 0.5 | 0.5 | 0.5 | 0.5 | 0.5 | 0.5 | 0.5 | 0.5 | 0.5 | 0.5 | 0.5 | 0.5 | 0.5 | 0.5 | 0.5 | 0.5 | 0.5 | 0.5 | 0.5 | 0.5 | 0.5 | 0.5 | 0.5 | 0.5 | 0.5 | 0.5 | 0.5 | 0.5 | 0.5 | 0.5 | 0.5 | 0.5 | 0.5 | 0.5 | 0.5 | 0.5 | 0.5 | 0.5 | 0.5 | 0.5 | 0.5 | 0.5 | 0.5 | 0.5 | 0.5 | 0.5 | 0.5 | 0.5 | 0.5 | 0.5 | 0.5 | 0.5
[7 empty] | 1.6 | Taconite Harbor Restart | 1.6 | 1.6 | 1.6 | 1.6 | 1.6 | 1.6 | 1.6 | 1.6 | 1.6 | 1.6 | 1.6 | 1.6 | 1.6 | 1.6 | 1.6 | 1.6 | 1.6 | 1.6 | 1.6 | 1.6 | 1.6 | 1.6 | 1.6 | 1.6 | 1.6 | 1.6 | 1.6 | 1.6 | 1.6 | 1.6 | 1.6 | 1.6 | 1.6 | 1.6 | 1.6 | 1.6 | 1.6 | 1.6 | 1.6 | 1.6 | 1.6 | 1.6 | 1.6 | 1.6 | 1.6 | 1.6 | 1.6 | 1.6 | 1.6 | 1.6 | 1.6 | 1.6 | 1.6 | 1.6
0 | 0 | 0 | 0 | 0 |  |  | 0.85 | Global Common Greenport | 0.85 | 0.85 | 0.85 | 0.85 | 0.85 | 0.85 | 0.85 | 0.85 | 0.85 | 0.85 | 0.85 | 0.85 | 0.85 | 0.85 | 0.85 | 0.85 | 0.85 | 0.85 | 0.85 | 0.85 | 0.85 | 0.85 | 0.85 | 0.85 | 0.85 | 0.85 | 0.85 | 0.85 | 0.85 | 0.85 | 0.85 | 0.85 | 0.85 | 0.85 | 0.85 | 0.85 | 0.85 | 0.85 | 0.85 | 0.85 | 0.85 | 0.85 | 0.85 | 0.85 | 0.85 | 0.85 | 0.85 | 0.85 | 0.85 | 0.85 | 0.85 | 0.85 | 0.85 | 0.85
[7 empty] | 0.5 | Wading River | 0.5 | 0.5 | 0.5 | 0.5 | 0.5 | 0.5 | 0.5 | 0.5 | 0.5 | 0.5 | 0.5 | 0.5 | 0.5 | 0.5 | 0.5 | 0.5 | 0.5 | 0.5 | 0.5 | 0.5 | 0.5 | 0.5 | 0.5 | 0.5 | 0.5 | 0.5 | 0.5 | 0.5 | 0.5 | 0.5 | 0.5 | 0.5 | 0.5 | 0.5 | 0.5 | 0.5 | 0.5 | 0.5 | 0.5 | 0.5 | 0.5 | 0.5 | 0.5 | 0.5 | 0.5 | 0.5 | 0.5 | 0.5 | 0.5 | 0.5 | 0.5 | 0.5 | 0.5 | 0.5
0 | 0 | 0 | 2017 | 0 | 2013 | 0.90155 | 0.3831 | Grant Town Facility (American Bituminous):1 | 0.3831 | 0.3831 | 0.3831 | 0.3831 | 0.3831 | 0.3831 | 0.3831 | 0.3831 | 0.3831 | 0.3831 | 0.3831 | 0.3831 | 0.3831 | 0.34538 | 0.34538 | 0.34538 | 0.34538 | 0.0069077 | 0.0069077 | 0.0069077 | 0.0069077 | 0.0069077 | 0.0069077 | 0.0069077 | 0.0069077 | 0.0069077 | 0.0069077 | 0.0069077 | 0.0069077 | 0.0069077 | 0.0069077 | 0.0069077 | 0.0069077 | 0.0069077 | 0.0069077 | 0.0069077 | 0.0069077 | 0.0069077 | 0.0069077 | 0.0069077 | 0.0069077 | 0.0069077 | 0.0069077 | 0.0069077 | 0.0069077 | 0.0069077 | 0.0069077 | 0.0069077 | 0.0069077 | 0.0069077 | 0.0069077 | 0.0069077 | 0.0069077 | 0.0069077
[7 empty] | 0 | Carrabassett Power:1 | 0 | 0 | 0 | 0 | 0 | 0 | 0 | 0 | 0 | 0 | 0 | 0 | 0 | 0 | 0 | 0 | 0 | 0 | 0 | 0 | 0 | 0 | 0 | 0 | 0 | 0 | 0 | 0 | 0 | 0 | 0 | 0 | 0 | 0 | 0 | 0 | 0 | 0 | 0 | 0 | 0 | 0 | 0 | 0 | 0 | 0 | 0 | 0 | 0 | 0 | 0 | 0 | 0 | 0
0 | 0 | 0 | 2017 | 0 |  |  | 0.6423 | Ebensburg Power Co.:GEN1 | 0.6423 | 0.6423 | 0.6423 | 0.6423 | 0.6423 | 0.6423 | 0.6423 | 0.6423 | 0.6423 | 0.6423 | 0.6423 | 0.6423 | 0.6423 | 0.6423 | 0.6423 | 0.6423 | 0.6423 | 0.012846 | 0.012846 | 0.012846 | 0.012846 | 0.012846 | 0.012846 | 0.012846 | 0.012846 | 0.012846 | 0.012846 | 0.012846 | 0.012846 | 0.012846 | 0.012846 | 0.012846 | 0.012846 | 0.012846 | 0.012846 | 0.012846 | 0.012846 | 0.012846 | 0.012846 | 0.012846 | 0.012846 | 0.012846 | 0.012846 | 0.012846 | 0.012846 | 0.012846 | 0.012846 | 0.012846 | 0.012846 | 0.012846 | 0.012846 | 0.012846 | 0.012846 | 0.012846
[7 empty] | 0.5 | North Centerville:ALL | 0.5 | 0.5 | 0.5 | 0.5 | 0.5 | 0.5 | 0.5 | 0.5 | 0.5 | 0.5 | 0.5 | 0.5 | 0.5 | 0.5 | 0.5 | 0.5 | 0.5 | 0.5 | 0.5 | 0.5 | 0.5 | 0.5 | 0.5 | 0.5 | 0.5 | 0.5 | 0.5 | 0.5 | 0.5 | 0.5 | 0.5 | 0.5 | 0.5 | 0.5 | 0.5 | 0.5 | 0.5 | 0.5 | 0.5 | 0.5 | 0.5 | 0.5 | 0.5 | 0.5 | 0.5 | 0.5 | 0.5 | 0.5 | 0.5 | 0.5 | 0.5 | 0.5 | 0.5 | 0.5
0 | 0 | 0 | 0 | 0 |  |  | 1.6 | Brandon:1-2 | 1.6 | 1.6 | 1.6 | 1.6 | 1.6 | 1.6 | 1.6 | 1.6 | 1.6 | 1.6 | 1.6 | 1.6 | 1.6 | 1.6 | 1.6 | 1.6 | 1.6 | 1.6 | 1.6 | 1.6 | 1.6 | 1.6 | 1.6 | 1.6 | 1.6 | 1.6 | 1.6 | 1.6 | 1.6 | 1.6 | 1.6 | 1.6 | 1.6 | 1.6 | 1.6 | 1.6 | 1.6 | 1.6 | 1.6 | 1.6 | 1.6 | 1.6 | 1.6 | 1.6 | 1.6 | 1.6 | 1.6 | 1.6 | 1.6 | 1.6 | 1.6 | 1.6 | 1.6 | 1.6
0 | 0 | 0 | 0 | 0 |  |  | 1.6 | Brandon:3-4 | 1.6 | 1.6 | 1.6 | 1.6 | 1.6 | 1.6 | 1.6 | 1.6 | 1.6 | 1.6 | 1.6 | 1.6 | 1.6 | 1.6 | 1.6 | 1.6 | 1.6 | 1.6 | 1.6 | 1.6 | 1.6 | 1.6 | 1.6 | 1.6 | 1.6 | 1.6 | 1.6 | 1.6 | 1.6 | 1.6 | 1.6 | 1.6 | 1.6 | 1.6 | 1.6 | 1.6 | 1.6 | 1.6 | 1.6 | 1.6 | 1.6 | 1.6 | 1.6 | 1.6 | 1.6 | 1.6 | 1.6 | 1.6 | 1.6 | 1.6 | 1.6 | 1.6 | 1.6 | 1.6
2016 | 2016 | 2016 | 0 | 2019 |  |  | 1.6 | Brandon:5 | 1.6 | 1.6 | 1.6 | 1.6 | 1.6 | 1.6 | 1.6 | 1.6 | 1.6 | 1.6 | 1.6 | 1.6 | 1.6 | 1.6 | 1.6 | 1.6 | 1.12 | 1.12 | 1.12 | 0.112 | 0.112 | 0.112 | 0.112 | 0.112 | 0.112 | 0.112 | 0.112 | 0.112 | 0.112 | 0.112 | 0.112 | 0.112 | 0.112 | 0.112 | 0.112 | 0.112 | 0.112 | 0.112 | 0.112 | 0.112 | 0.112 | 0.112 | 0.112 | 0.112 | 0.112 | 0.112 | 0.112 | 0.112 | 0.112 | 0.112 | 0.112 | 0.112 | 0.112 | 0.112
0 | 2017 | 0 | 0 | 2017 |  |  | 1.6 | Belledune:BD02 | 1.6 | 1.6 | 1.6 | 1.6 | 1.6 | 1.6 | 1.6 | 1.6 | 1.6 | 1.6 | 1.6 | 1.6 | 1.6 | 1.6 | 1.6 | 1.6 | 1.6 | 0.16 | 0.16 | 0.16 | 0.16 | 0.16 | 0.16 | 0.16 | 0.16 | 0.16 | 0.16 | 0.16 | 0.16 | 0.16 | 0.16 | 0.16 | 0.16 | 0.16 | 0.16 | 0.16 | 0.16 | 0.16 | 0.16 | 0.16 | 0.16 | 0.16 | 0.16 | 0.16 | 0.16 | 0.16 | 0.16 | 0.16 | 0.16 | 0.16 | 0.16 | 0.16 | 0.16 | 0.16
[7 empty] | 1.6 | Grand Lake:GL08 | 1.6 | 1.6 | 1.6 | 1.6 | 1.6 | 1.6 | 1.6 | 1.6 | 1.6 | 1.6 | 1.6 | 1.6 | 1.6 | 1.6 | 1.6 | 1.6 | 1.6 | 1.6 | 1.6 | 1.6 | 1.6 | 1.6 | 1.6 | 1.6 | 1.6 | 1.6 | 1.6 | 1.6 | 1.6 | 1.6 | 1.6 | 1.6 | 1.6 | 1.6 | 1.6 | 1.6 | 1.6 | 1.6 | 1.6 | 1.6 | 1.6 | 1.6 | 1.6 | 1.6 | 1.6 | 1.6 | 1.6 | 1.6 | 1.6 | 1.6 | 1.6 | 1.6 | 1.6 | 1.6
0 | 0 | 0 | 0 | 0 |  |  | 0.5 | Millbank:MI01 | 0.5 | 0.5 | 0.5 | 0.5 | 0.5 | 0.5 | 0.5 | 0.5 | 0.5 | 0.5 | 0.5 | 0.5 | 0.5 | 0.5 | 0.5 | 0.5 | 0.5 | 0.5 | 0.5 | 0.5 | 0.5 | 0.5 | 0.5 | 0.5 | 0.5 | 0.5 | 0.5 | 0.5 | 0.5 | 0.5 | 0.5 | 0.5 | 0.5 | 0.5 | 0.5 | 0.5 | 0.5 | 0.5 | 0.5 | 0.5 | 0.5 | 0.5 | 0.5 | 0.5 | 0.5 | 0.5 | 0.5 | 0.5 | 0.5 | 0.5 | 0.5 | 0.5 | 0.5 | 0.5
0 | 0 | 0 | 0 | 0 |  |  | 0.5 | Millbank:MI02 | 0.5 | 0.5 | 0.5 | 0.5 | 0.5 | 0.5 | 0.5 | 0.5 | 0.5 | 0.5 | 0.5 | 0.5 | 0.5 | 0.5 | 0.5 | 0.5 | 0.5 | 0.5 | 0.5 | 0.5 | 0.5 | 0.5 | 0.5 | 0.5 | 0.5 | 0.5 | 0.5 | 0.5 | 0.5 | 0.5 | 0.5 | 0.5 | 0.5 | 0.5 | 0.5 | 0.5 | 0.5 | 0.5 | 0.5 | 0.5 | 0.5 | 0.5 | 0.5 | 0.5 | 0.5 | 0.5 | 0.5 | 0.5 | 0.5 | 0.5 | 0.5 | 0.5 | 0.5 | 0.5
[7 empty] | 0.5 | Millbank:MI03 | 0.5 | 0.5 | 0.5 | 0.5 | 0.5 | 0.5 | 0.5 | 0.5 | 0.5 | 0.5 | 0.5 | 0.5 | 0.5 | 0.5 | 0.5 | 0.5 | 0.5 | 0.5 | 0.5 | 0.5 | 0.5 | 0.5 | 0.5 | 0.5 | 0.5 | 0.5 | 0.5 | 0.5 | 0.5 | 0.5 | 0.5 | 0.5 | 0.5 | 0.5 | 0.5 | 0.5 | 0.5 | 0.5 | 0.5 | 0.5 | 0.5 | 0.5 | 0.5 | 0.5 | 0.5 | 0.5 | 0.5 | 0.5 | 0.5 | 0.5 | 0.5 | 0.5 | 0.5 | 0.5
[7 empty] | 0.5 | Millbank:MI04 | 0.5 | 0.5 | 0.5 | 0.5 | 0.5 | 0.5 | 0.5 | 0.5 | 0.5 | 0.5 | 0.5 | 0.5 | 0.5 | 0.5 | 0.5 | 0.5 | 0.5 | 0.5 | 0.5 | 0.5 | 0.5 | 0.5 | 0.5 | 0.5 | 0.5 | 0.5 | 0.5 | 0.5 | 0.5 | 0.5 | 0.5 | 0.5 | 0.5 | 0.5 | 0.5 | 0.5 | 0.5 | 0.5 | 0.5 | 0.5 | 0.5 | 0.5 | 0.5 | 0.5 | 0.5 | 0.5 | 0.5 | 0.5 | 0.5 | 0.5 | 0.5 | 0.5 | 0.5 | 0.5
0 | 0 | 0 | 0 | 0 |  |  | 0.5 | Ste Rose:1 | 0.5 | 0.5 | 0.5 | 0.5 | 0.5 | 0.5 | 0.5 | 0.5 | 0.5 | 0.5 | 0.5 | 0.5 | 0.5 | 0.5 | 0.5 | 0.5 | 0.5 | 0.5 | 0.5 | 0.5 | 0.5 | 0.5 | 0.5 | 0.5 | 0.5 | 0.5 | 0.5 | 0.5 | 0.5 | 0.5 | 0.5 | 0.5 | 0.5 | 0.5 | 0.5 | 0.5 | 0.5 | 0.5 | 0.5 | 0.5 | 0.5 | 0.5 | 0.5 | 0.5 | 0.5 | 0.5 | 0.5 | 0.5 | 0.5 | 0.5 | 0.5 | 0.5 | 0.5 | 0.5
2016 | 2016 | 2016 | 0 | 2018 |  |  | 1.6 | Pt. Aconi:AC01 | 1.6 | 1.6 | 1.6 | 1.6 | 1.6 | 1.6 | 1.6 | 1.6 | 1.6 | 1.6 | 1.6 | 1.6 | 1.6 | 1.6 | 1.6 | 1.6 | 1.12 | 1.12 | 0.112 | 0.112 | 0.112 | 0.112 | 0.112 | 0.112 | 0.112 | 0.112 | 0.112 | 0.112 | 0.112 | 0.112 | 0.112 | 0.112 | 0.112 | 0.112 | 0.112 | 0.112 | 0.112 | 0.112 | 0.112 | 0.112 | 0.112 | 0.112 | 0.112 | 0.112 | 0.112 | 0.112 | 0.112 | 0.112 | 0.112 | 0.112 | 0.112 | 0.112 | 0.112 | 0.112
[7 empty] | 1.6 | Trenton (NS):TR05 | 1.6 | 1.6 | 1.6 | 1.6 | 1.6 | 1.6 | 1.6 | 1.6 | 1.6 | 1.6 | 1.6 | 1.6 | 1.6 | 1.6 | 1.6 | 1.6 | 1.6 | 1.6 | 1.6 | 1.6 | 1.6 | 1.6 | 1.6 | 1.6 | 1.6 | 1.6 | 1.6 | 1.6 | 1.6 | 1.6 | 1.6 | 1.6 | 1.6 | 1.6 | 1.6 | 1.6 | 1.6 | 1.6 | 1.6 | 1.6 | 1.6 | 1.6 | 1.6 | 1.6 | 1.6 | 1.6 | 1.6 | 1.6 | 1.6 | 1.6 | 1.6 | 1.6 | 1.6 | 1.6
2016 | 2016 | 2016 | 0 | 2018 |  |  | 1.6 | Trenton (NS):TR06 | 1.6 | 1.6 | 1.6 | 1.6 | 1.6 | 1.6 | 1.6 | 1.6 | 1.6 | 1.6 | 1.6 | 1.6 | 1.6 | 1.6 | 1.6 | 1.6 | 1.12 | 1.12 | 0.112 | 0.112 | 0.112 | 0.112 | 0.112 | 0.112 | 0.112 | 0.112 | 0.112 | 0.112 | 0.112 | 0.112 | 0.112 | 0.112 | 0.112 | 0.112 | 0.112 | 0.112 | 0.112 | 0.112 | 0.112 | 0.112 | 0.112 | 0.112 | 0.112 | 0.112 | 0.112 | 0.112 | 0.112 | 0.112 | 0.112 | 0.112 | 0.112 | 0.112 | 0.112 | 0.112
2015 | 2015 | 2015 | 0 | 2017 |  |  | 1.6 | Shand:1 | 1.6 | 1.6 | 1.6 | 1.6 | 1.6 | 1.6 | 1.6 | 1.6 | 1.6 | 1.6 | 1.6 | 1.6 | 1.6 | 1.6 | 1.6 | 1.12 | 1.12 | 0.112 | 0.112 | 0.112 | 0.112 | 0.112 | 0.112 | 0.112 | 0.112 | 0.112 | 0.112 | 0.112 | 0.112 | 0.112 | 0.112 | 0.112 | 0.112 | 0.112 | 0.112 | 0.112 | 0.112 | 0.112 | 0.112 | 0.112 | 0.112 | 0.112 | 0.112 | 0.112 | 0.112 | 0.112 | 0.112 | 0.112 | 0.112 | 0.112 | 0.112 | 0.112 | 0.112 | 0.112
0 | 0 | 0 |  | 0 |  |  | 0.1327 | Mecklenburg Plant:1 | 0.1327 | 0.1327 | 0.1327 | 0.1327 | 0.1327 | 0.1327 | 0.1327 | 0.1327 | 0.1327 | 0.1327 | 0.1327 | 0.1327 | 0.1327 | 0.1327 | 0.1327 | 0.1327 | 0.1327 | 0.1327 | 0.1327 | 0.1327 | 0.1327 | 0.1327 | 0.1327 | 0.1327 | 0.1327 | 0.1327 | 0.1327 | 0.1327 | 0.1327 | 0.1327 | 0.1327 | 0.1327 | 0.1327 | 0.1327 | 0.1327 | 0.1327 | 0.1327 | 0.1327 | 0.1327 | 0.1327 | 0.1327 | 0.1327 | 0.1327 | 0.1327 | 0.1327 | 0.1327 | 0.1327 | 0.1327 | 0.1327 | 0.1327 | 0.1327 | 0.1327 | 0.1327 | 0.1327
0 | 0 | 0 |  | 0 |  |  | 0.1186 | Mecklenburg Plant:2 | 0.1186 | 0.1186 | 0.1186 | 0.1186 | 0.1186 | 0.1186 | 0.1186 | 0.1186 | 0.1186 | 0.1186 | 0.1186 | 0.1186 | 0.1186 | 0.1186 | 0.1186 | 0.1186 | 0.1186 | 0.1186 | 0.1186 | 0.1186 | 0.1186 | 0.1186 | 0.1186 | 0.1186 | 0.1186 | 0.1186 | 0.1186 | 0.1186 | 0.1186 | 0.1186 | 0.1186 | 0.1186 | 0.1186 | 0.1186 | 0.1186 | 0.1186 | 0.1186 | 0.1186 | 0.1186 | 0.1186 | 0.1186 | 0.1186 | 0.1186 | 0.1186 | 0.1186 | 0.1186 | 0.1186 | 0.1186 | 0.1186 | 0.1186 | 0.1186 | 0.1186 | 0.1186 | 0.1186
2015 | 2015 | 2015 | 0 | 2017 |  |  | 0.459 | Birchwood Power Facility:1 | 0.459 | 0.459 | 0.459 | 0.459 | 0.459 | 0.459 | 0.459 | 0.459 | 0.459 | 0.459 | 0.459 | 0.459 | 0.459 | 0.459 | 0.459 | 0.3213 | 0.3213 | 0.03213 | 0.03213 | 0.03213 | 0.03213 | 0.03213 | 0.03213 | 0.03213 | 0.03213 | 0.03213 | 0.03213 | 0.03213 | 0.03213 | 0.03213 | 0.03213 | 0.03213 | 0.03213 | 0.03213 | 0.03213 | 0.03213 | 0.03213 | 0.03213 | 0.03213 | 0.03213 | 0.03213 | 0.03213 | 0.03213 | 0.03213 | 0.03213 | 0.03213 | 0.03213 | 0.03213 | 0.03213 | 0.03213 | 0.03213 | 0.03213 | 0.03213 | 0.03213
[7 empty] | 1.6 | York County Resource Recovery:ST | 1.6 | 1.6 | 1.6 | 1.6 | 1.6 | 1.6 | 1.6 | 1.6 | 1.6 | 1.6 | 1.6 | 1.6 | 1.6 | 1.6 | 1.6 | 1.6 | 1.6 | 1.6 | 1.6 | 1.6 | 1.6 | 1.6 | 1.6 | 1.6 | 1.6 | 1.6 | 1.6 | 1.6 | 1.6 | 1.6 | 1.6 | 1.6 | 1.6 | 1.6 | 1.6 | 1.6 | 1.6 | 1.6 | 1.6 | 1.6 | 1.6 | 1.6 | 1.6 | 1.6 | 1.6 | 1.6 | 1.6 | 1.6 | 1.6 | 1.6 | 1.6 | 1.6 | 1.6 | 1.6

## TS_Annual_NOx
7 | 8 |  | No Change from XMP
SCR | SNCR | Use | 2000 | 2001 | 2002 | 2003 | 2004 | 2005 | 2006 | 2007 | 2008 | 2009 | 2010 | 2011 | 2012 | 2013 | 2014 | 2015 | 2016 | 2017 | 2018 | 2019 | 2020 | 2021 | 2022 | 2023 | 2024 | 2025 | 2026 | 2027 | 2028 | 2029 | 2030 | 2031 | 2032 | 2033 | 2034 | 2035 | 2036 | 2037 | 2038 | 2039 | 2040 | 2041 | 2042 | 2043 | 2044 | 2045 | 2046 | 2047 | 2048 | 2049 | 2050 | 2051 | 2052 | 2053
0 | 0 | Greene County (ALAP):1 | [6 empty] | 0.331 | 0.331 | 0.272 | 0.272 | 0.272 | 0.272 | 0.272 | 0.272 | 0.272 | 0.272 | 0.272 | 0.272 | 0.272 | 0.272 | 0.272 | 0.272 | 0.272 | 0.272 | 0.272 | 0.272 | 0.272 | 0.272 | 0.272 | 0.272 | 0.272 | 0.272 | 0.272 | 0.272 | 0.272 | 0.272 | 0.272 | 0.272 | 0.272 | 0.272 | 0.272 | 0.272 | 0.272 | 0.272 | 0.272 | 0.272 | 0.272 | 0.272 | 0.272 | 0.272 | 0.272 | 0.272 | 0.272 | 0.272
0 | 0 | GE Co. Aircraft Engines:CC | [6 empty] | 0.145 | 0.145 | 0.145 | 0.145 | 0.145 | 0.145 | 0.145 | 0.145 | 0.145 | 0.145 | 0.145 | 0.145 | 0.145 | 0.145 | 0.145 | 0.145 | 0.145 | 0.145 | 0.145 | 0.145 | 0.145 | 0.145 | 0.145 | 0.145 | 0.145 | 0.145 | 0.145 | 0.145 | 0.145 | 0.145 | 0.145 | 0.145 | 0.145 | 0.145 | 0.145 | 0.145 | 0.145 | 0.145 | 0.145 | 0.145 | 0.145 | 0.145 | 0.145 | 0.145 | 0.145 | 0.145 | 0.145 | 0.145
2017 | 0 | Logan Generating Plant:IPP | [6 empty] | 0.085 | 0.085 | 0.142 | 0.142 | 0.142 | 0.142 | 0.142 | 0.142 | 0.142 | 0.142 | 0.142 | 0.0213 | 0.0213 | 0.0213 | 0.0213 | 0.0213 | 0.0213 | 0.0213 | 0.0213 | 0.0213 | 0.0213 | 0.0213 | 0.0213 | 0.0213 | 0.0213 | 0.0213 | 0.0213 | 0.0213 | 0.0213 | 0.0213 | 0.0213 | 0.0213 | 0.0213 | 0.0213 | 0.0213 | 0.0213 | 0.0213 | 0.0213 | 0.0213 | 0.0213 | 0.0213 | 0.0213 | 0.0213 | 0.0213 | 0.0213 | 0.0213 | 0.0213 | 0.0213
0 | 0 | Bellingham Cogeneration Facility:CC | [6 empty] | 0.149 | 0.149 | 0.09 | 0.09 | 0.09 | 0.09 | 0.09 | 0.09 | 0.09 | 0.09 | 0.09 | 0.09 | 0.09 | 0.09 | 0.09 | 0.09 | 0.09 | 0.09 | 0.09 | 0.09 | 0.09 | 0.09 | 0.09 | 0.09 | 0.09 | 0.09 | 0.09 | 0.09 | 0.09 | 0.09 | 0.09 | 0.09 | 0.09 | 0.09 | 0.09 | 0.09 | 0.09 | 0.09 | 0.09 | 0.09 | 0.09 | 0.09 | 0.09 | 0.09 | 0.09 | 0.09 | 0.09 | 0.09
0 | 0 | Sayreville Cogeneration Facility:CC | [6 empty] | 0.084 | 0.084 | 0.099 | 0.099 | 0.099 | 0.099 | 0.099 | 0.099 | 0.099 | 0.099 | 0.099 | 0.099 | 0.099 | 0.099 | 0.099 | 0.099 | 0.099 | 0.099 | 0.099 | 0.099 | 0.099 | 0.099 | 0.099 | 0.099 | 0.099 | 0.099 | 0.099 | 0.099 | 0.099 | 0.099 | 0.099 | 0.099 | 0.099 | 0.099 | 0.099 | 0.099 | 0.099 | 0.099 | 0.099 | 0.099 | 0.099 | 0.099 | 0.099 | 0.099 | 0.099 | 0.099 | 0.099 | 0.099
|  | Pepperell Power Assoc. L/:GT | [6 empty] | 0.149 | 0.149 | 0.149 | 0.149 | 0.149 | 0.149 | 0.149 | 0.149 | 0.149 | 0.149 | 0.149 | 0.149 | 0.149 | 0.149 | 0.149 | 0.149 | 0.149 | 0.149 | 0.149 | 0.149 | 0.149 | 0.149 | 0.149 | 0.149 | 0.149 | 0.149 | 0.149 | 0.149 | 0.149 | 0.149 | 0.149 | 0.149 | 0.149 | 0.149 | 0.149 | 0.149 | 0.149 | 0.149 | 0.149 | 0.149 | 0.149 | 0.149 | 0.149 | 0.149 | 0.149 | 0.149 | 0.149 | 0.149
|  | Pepperell Power Assoc. L/:ST | [6 empty] | 0.126 | 0.126 | 0.126 | 0.126 | 0.126 | 0.126 | 0.126 | 0.126 | 0.126 | 0.126 | 0.126 | 0.126 | 0.126 | 0.126 | 0.126 | 0.126 | 0.126 | 0.126 | 0.126 | 0.126 | 0.126 | 0.126 | 0.126 | 0.126 | 0.126 | 0.126 | 0.126 | 0.126 | 0.126 | 0.126 | 0.126 | 0.126 | 0.126 | 0.126 | 0.126 | 0.126 | 0.126 | 0.126 | 0.126 | 0.126 | 0.126 | 0.126 | 0.126 | 0.126 | 0.126 | 0.126 | 0.126 | 0.126
2017 | 0 | Carneys Point:1 | [6 empty] | 0.085 | 0.085 | 0.136 | 0.136 | 0.136 | 0.136 | 0.136 | 0.136 | 0.136 | 0.136 | 0.136 | 0.0204 | 0.0204 | 0.0204 | 0.0204 | 0.0204 | 0.0204 | 0.0204 | 0.0204 | 0.0204 | 0.0204 | 0.0204 | 0.0204 | 0.0204 | 0.0204 | 0.0204 | 0.0204 | 0.0204 | 0.0204 | 0.0204 | 0.0204 | 0.0204 | 0.0204 | 0.0204 | 0.0204 | 0.0204 | 0.0204 | 0.0204 | 0.0204 | 0.0204 | 0.0204 | 0.0204 | 0.0204 | 0.0204 | 0.0204 | 0.0204 | 0.0204 | 0.0204
|  | Dexter Cogeneration Facility:CC | [6 empty] | 0.144 | 0.144 | 0.137 | 0.137 | 0.137 | 0.137 | 0.137 | 0.137 | 0.137 | 0.137 | 0.137 | 0.137 | 0.137 | 0.137 | 0.137 | 0.137 | 0.137 | 0.137 | 0.137 | 0.137 | 0.137 | 0.137 | 0.137 | 0.137 | 0.137 | 0.137 | 0.137 | 0.137 | 0.137 | 0.137 | 0.137 | 0.137 | 0.137 | 0.137 | 0.137 | 0.137 | 0.137 | 0.137 | 0.137 | 0.137 | 0.137 | 0.137 | 0.137 | 0.137 | 0.137 | 0.137 | 0.137 | 0.137
|  | Masspower:CC | [6 empty] | 0.033 | 0.033 | 0.036 | 0.036 | 0.036 | 0.036 | 0.036 | 0.036 | 0.036 | 0.036 | 0.036 | 0.036 | 0.036 | 0.036 | 0.036 | 0.036 | 0.036 | 0.036 | 0.036 | 0.036 | 0.036 | 0.036 | 0.036 | 0.036 | 0.036 | 0.036 | 0.036 | 0.036 | 0.036 | 0.036 | 0.036 | 0.036 | 0.036 | 0.036 | 0.036 | 0.036 | 0.036 | 0.036 | 0.036 | 0.036 | 0.036 | 0.036 | 0.036 | 0.036 | 0.036 | 0.036 | 0.036 | 0.036
|  | Camden Cogen L.P.:CC | [6 empty] | 0.08 | 0.08 | 0.049 | 0.049 | 0.049 | 0.049 | 0.049 | 0.049 | 0.049 | 0.049 | 0.049 | 0.049 | 0.049 | 0.049 | 0.049 | 0.049 | 0.049 | 0.049 | 0.049 | 0.049 | 0.049 | 0.049 | 0.049 | 0.049 | 0.049 | 0.049 | 0.049 | 0.049 | 0.049 | 0.049 | 0.049 | 0.049 | 0.049 | 0.049 | 0.049 | 0.049 | 0.049 | 0.049 | 0.049 | 0.049 | 0.049 | 0.049 | 0.049 | 0.049 | 0.049 | 0.049 | 0.049 | 0.049
0 | 0 | Lowell Cogeneration Plant:CC | [6 empty] | 0.692 | 0.45 | 0.607 | 0.607 | 0.607 | 0.607 | 0.607 | 0.607 | 0.607 | 0.607 | 0.607 | 0.607 | 0.607 | 0.607 | 0.607 | 0.607 | 0.607 | 0.607 | 0.607 | 0.607 | 0.607 | 0.607 | 0.607 | 0.607 | 0.607 | 0.607 | 0.607 | 0.607 | 0.607 | 0.607 | 0.607 | 0.607 | 0.607 | 0.607 | 0.607 | 0.607 | 0.607 | 0.607 | 0.607 | 0.607 | 0.607 | 0.607 | 0.607 | 0.607 | 0.607 | 0.607 | 0.607 | 0.607
|  | Advanced Energy Systems:16 | [6 empty] | 0.315 | 0.315 | 0.315 | 0.315 | 0.315 | 0.315 | 0.315 | 0.315 | 0.315 | 0.315 | 0.315 | 0.315 | 0.315 | 0.315 | 0.315 | 0.315 | 0.315 | 0.315 | 0.315 | 0.315 | 0.315 | 0.315 | 0.315 | 0.315 | 0.315 | 0.315 | 0.315 | 0.315 | 0.315 | 0.315 | 0.315 | 0.315 | 0.315 | 0.315 | 0.315 | 0.315 | 0.315 | 0.315 | 0.315 | 0.315 | 0.315 | 0.315 | 0.315 | 0.315 | 0.315 | 0.315 | 0.315 | 0.315
0 | 0 | Advanced Energy Systems:G23 | [6 empty] | 0.126 | 0.126 | 0.126 | 0.126 | 0.126 | 0.126 | 0.126 | 0.126 | 0.126 | 0.126 | 0.126 | 0.126 | 0.126 | 0.126 | 0.126 | 0.126 | 0.126 | 0.126 | 0.126 | 0.126 | 0.126 | 0.126 | 0.126 | 0.126 | 0.126 | 0.126 | 0.126 | 0.126 | 0.126 | 0.126 | 0.126 | 0.126 | 0.126 | 0.126 | 0.126 | 0.126 | 0.126 | 0.126 | 0.126 | 0.126 | 0.126 | 0.126 | 0.126 | 0.126 | 0.126 | 0.126 | 0.126 | 0.126
|  | Mystic:CC1 | [6 empty] | 0.007 | 0.007 | 0.007 | 0.007 | 0.007 | 0.007 | 0.007 | 0.007 | 0.007 | 0.007 | 0.007 | 0.007 | 0.007 | 0.007 | 0.007 | 0.007 | 0.007 | 0.007 | 0.007 | 0.007 | 0.007 | 0.007 | 0.007 | 0.007 | 0.007 | 0.007 | 0.007 | 0.007 | 0.007 | 0.007 | 0.007 | 0.007 | 0.007 | 0.007 | 0.007 | 0.007 | 0.007 | 0.007 | 0.007 | 0.007 | 0.007 | 0.007 | 0.007 | 0.007 | 0.007 | 0.007 | 0.007 | 0.007
|  | Mystic:CC2 | [6 empty] | 0.007 | 0.007 | 0.007 | 0.007 | 0.007 | 0.007 | 0.007 | 0.007 | 0.007 | 0.007 | 0.007 | 0.007 | 0.007 | 0.007 | 0.007 | 0.007 | 0.007 | 0.007 | 0.007 | 0.007 | 0.007 | 0.007 | 0.007 | 0.007 | 0.007 | 0.007 | 0.007 | 0.007 | 0.007 | 0.007 | 0.007 | 0.007 | 0.007 | 0.007 | 0.007 | 0.007 | 0.007 | 0.007 | 0.007 | 0.007 | 0.007 | 0.007 | 0.007 | 0.007 | 0.007 | 0.007 | 0.007 | 0.007
|  | Mystic:4 | [6 empty] | 0.189 | 0.189 | 0.189 | 0.189 | 0.189 | 0.189 | 0.189 | 0.189 | 0.189 | 0.189 | 0.189 | 0.189 | 0.189 | 0.189 | 0.189 | 0.189 | 0.189 | 0.189 | 0.189 | 0.189 | 0.189 | 0.189 | 0.189 | 0.189 | 0.189 | 0.189 | 0.189 | 0.189 | 0.189 | 0.189 | 0.189 | 0.189 | 0.189 | 0.189 | 0.189 | 0.189 | 0.189 | 0.189 | 0.189 | 0.189 | 0.189 | 0.189 | 0.189 | 0.189 | 0.189 | 0.189 | 0.189 | 0.189
|  | Mystic:5 | [6 empty] | 0.18 | 0.18 | 0.18 | 0.18 | 0.18 | 0.18 | 0.18 | 0.18 | 0.18 | 0.18 | 0.18 | 0.18 | 0.18 | 0.18 | 0.18 | 0.18 | 0.18 | 0.18 | 0.18 | 0.18 | 0.18 | 0.18 | 0.18 | 0.18 | 0.18 | 0.18 | 0.18 | 0.18 | 0.18 | 0.18 | 0.18 | 0.18 | 0.18 | 0.18 | 0.18 | 0.18 | 0.18 | 0.18 | 0.18 | 0.18 | 0.18 | 0.18 | 0.18 | 0.18 | 0.18 | 0.18 | 0.18 | 0.18
|  | Mystic:6 | [6 empty] | 0.18 | 0.18 | 0.18 | 0.18 | 0.18 | 0.18 | 0.18 | 0.18 | 0.18 | 0.18 | 0.18 | 0.18 | 0.18 | 0.18 | 0.18 | 0.18 | 0.18 | 0.18 | 0.18 | 0.18 | 0.18 | 0.18 | 0.18 | 0.18 | 0.18 | 0.18 | 0.18 | 0.18 | 0.18 | 0.18 | 0.18 | 0.18 | 0.18 | 0.18 | 0.18 | 0.18 | 0.18 | 0.18 | 0.18 | 0.18 | 0.18 | 0.18 | 0.18 | 0.18 | 0.18 | 0.18 | 0.18 | 0.18
|  | Mystic:7 | [6 empty] | 0.047 | 0.047 | 0.066 | 0.066 | 0.066 | 0.066 | 0.066 | 0.066 | 0.066 | 0.066 | 0.066 | 0.066 | 0.066 | 0.066 | 0.066 | 0.066 | 0.066 | 0.066 | 0.066 | 0.066 | 0.066 | 0.066 | 0.066 | 0.066 | 0.066 | 0.066 | 0.066 | 0.066 | 0.066 | 0.066 | 0.066 | 0.066 | 0.066 | 0.066 | 0.066 | 0.066 | 0.066 | 0.066 | 0.066 | 0.066 | 0.066 | 0.066 | 0.066 | 0.066 | 0.066 | 0.066 | 0.066 | 0.066
|  | New Boston:1 | [6 empty] | 0.597 | 0.597 | 0.06 | 0.06 | 0.06 | 0.06 | 0.06 | 0.06 | 0.06 | 0.06 | 0.06 | 0.06 | 0.06 | 0.06 | 0.06 | 0.06 | 0.06 | 0.06 | 0.06 | 0.06 | 0.06 | 0.06 | 0.06 | 0.06 | 0.06 | 0.06 | 0.06 | 0.06 | 0.06 | 0.06 | 0.06 | 0.06 | 0.06 | 0.06 | 0.06 | 0.06 | 0.06 | 0.06 | 0.06 | 0.06 | 0.06 | 0.06 | 0.06 | 0.06 | 0.06 | 0.06 | 0.06 | 0.06
|  | New Boston:2 | [6 empty] | 0.09 | 0.09 | 0.09 | 0.09 | 0.09 | 0.09 | 0.09 | 0.09 | 0.09 | 0.09 | 0.09 | 0.09 | 0.09 | 0.09 | 0.09 | 0.09 | 0.09 | 0.09 | 0.09 | 0.09 | 0.09 | 0.09 | 0.09 | 0.09 | 0.09 | 0.09 | 0.09 | 0.09 | 0.09 | 0.09 | 0.09 | 0.09 | 0.09 | 0.09 | 0.09 | 0.09 | 0.09 | 0.09 | 0.09 | 0.09 | 0.09 | 0.09 | 0.09 | 0.09 | 0.09 | 0.09 | 0.09 | 0.09
|  | Blackstone Street:ALL | [6 empty] | 0.315 | 0.315 | 0.315 | 0.315 | 0.315 | 0.315 | 0.315 | 0.315 | 0.315 | 0.315 | 0.315 | 0.315 | 0.315 | 0.315 | 0.315 | 0.315 | 0.315 | 0.315 | 0.315 | 0.315 | 0.315 | 0.315 | 0.315 | 0.315 | 0.315 | 0.315 | 0.315 | 0.315 | 0.315 | 0.315 | 0.315 | 0.315 | 0.315 | 0.315 | 0.315 | 0.315 | 0.315 | 0.315 | 0.315 | 0.315 | 0.315 | 0.315 | 0.315 | 0.315 | 0.315 | 0.315 | 0.315 | 0.315
|  | Kendall Square:1 | [6 empty] | 0.189 | 0.189 | 0.189 | 0.189 | 0.189 | 0.189 | 0.189 | 0.189 | 0.189 | 0.189 | 0.189 | 0.189 | 0.189 | 0.189 | 0.189 | 0.189 | 0.189 | 0.189 | 0.189 | 0.189 | 0.189 | 0.189 | 0.189 | 0.189 | 0.189 | 0.189 | 0.189 | 0.189 | 0.189 | 0.189 | 0.189 | 0.189 | 0.189 | 0.189 | 0.189 | 0.189 | 0.189 | 0.189 | 0.189 | 0.189 | 0.189 | 0.189 | 0.189 | 0.189 | 0.189 | 0.189 | 0.189 | 0.189
0 | 0 | Kendall Square:GT | [6 empty] | 0.315 | 0.315 | 0.315 | 0.315 | 0.315 | 0.315 | 0.315 | 0.315 | 0.315 | 0.315 | 0.315 | 0.315 | 0.315 | 0.315 | 0.315 | 0.315 | 0.315 | 0.315 | 0.315 | 0.315 | 0.315 | 0.315 | 0.315 | 0.315 | 0.315 | 0.315 | 0.315 | 0.315 | 0.315 | 0.315 | 0.315 | 0.315 | 0.315 | 0.315 | 0.315 | 0.315 | 0.315 | 0.315 | 0.315 | 0.315 | 0.315 | 0.315 | 0.315 | 0.315 | 0.315 | 0.315 | 0.315 | 0.315
|  | Kendall Square:2 | [6 empty] | 0.097 | 0.097 | 0.145 | 0.145 | 0.145 | 0.145 | 0.145 | 0.145 | 0.145 | 0.145 | 0.145 | 0.145 | 0.145 | 0.145 | 0.145 | 0.145 | 0.145 | 0.145 | 0.145 | 0.145 | 0.145 | 0.145 | 0.145 | 0.145 | 0.145 | 0.145 | 0.145 | 0.145 | 0.145 | 0.145 | 0.145 | 0.145 | 0.145 | 0.145 | 0.145 | 0.145 | 0.145 | 0.145 | 0.145 | 0.145 | 0.145 | 0.145 | 0.145 | 0.145 | 0.145 | 0.145 | 0.145 | 0.145
|  | Kendall Square:CC | [6 empty] | 0.05 | 0.05 | 0.05 | 0.05 | 0.05 | 0.05 | 0.05 | 0.05 | 0.05 | 0.05 | 0.05 | 0.05 | 0.05 | 0.05 | 0.05 | 0.05 | 0.05 | 0.05 | 0.05 | 0.05 | 0.05 | 0.05 | 0.05 | 0.05 | 0.05 | 0.05 | 0.05 | 0.05 | 0.05 | 0.05 | 0.05 | 0.05 | 0.05 | 0.05 | 0.05 | 0.05 | 0.05 | 0.05 | 0.05 | 0.05 | 0.05 | 0.05 | 0.05 | 0.05 | 0.05 | 0.05 | 0.05 | 0.05
|  | Kendall Square:3 | [6 empty] | 0.121 | 0.121 | 0.056 | 0.056 | 0.056 | 0.056 | 0.056 | 0.056 | 0.056 | 0.056 | 0.056 | 0.056 | 0.056 | 0.056 | 0.056 | 0.056 | 0.056 | 0.056 | 0.056 | 0.056 | 0.056 | 0.056 | 0.056 | 0.056 | 0.056 | 0.056 | 0.056 | 0.056 | 0.056 | 0.056 | 0.056 | 0.056 | 0.056 | 0.056 | 0.056 | 0.056 | 0.056 | 0.056 | 0.056 | 0.056 | 0.056 | 0.056 | 0.056 | 0.056 | 0.056 | 0.056 | 0.056 | 0.056
0 | 0 | Oak Bluffs:ALL | [6 empty] | 0.315 | 0.315 | 0.315 | 0.315 | 0.315 | 0.315 | 0.315 | 0.315 | 0.315 | 0.315 | 0.315 | 0.315 | 0.315 | 0.315 | 0.315 | 0.315 | 0.315 | 0.315 | 0.315 | 0.315 | 0.315 | 0.315 | 0.315 | 0.315 | 0.315 | 0.315 | 0.315 | 0.315 | 0.315 | 0.315 | 0.315 | 0.315 | 0.315 | 0.315 | 0.315 | 0.315 | 0.315 | 0.315 | 0.315 | 0.315 | 0.315 | 0.315 | 0.315 | 0.315 | 0.315 | 0.315 | 0.315 | 0.315
|  | Canal (SENENG):1 | [6 empty] | 0.1 | 0.1 | 0.03 | 0.03 | 0.03 | 0.03 | 0.03 | 0.03 | 0.03 | 0.03 | 0.03 | 0.03 | 0.03 | 0.03 | 0.03 | 0.03 | 0.03 | 0.03 | 0.03 | 0.03 | 0.03 | 0.03 | 0.03 | 0.03 | 0.03 | 0.03 | 0.03 | 0.03 | 0.03 | 0.03 | 0.03 | 0.03 | 0.03 | 0.03 | 0.03 | 0.03 | 0.03 | 0.03 | 0.03 | 0.03 | 0.03 | 0.03 | 0.03 | 0.03 | 0.03 | 0.03 | 0.03 | 0.03
|  | Canal (SENENG):2 | [6 empty] | 0.216 | 0.216 | 0.202 | 0.202 | 0.202 | 0.202 | 0.202 | 0.202 | 0.202 | 0.202 | 0.202 | 0.202 | 0.202 | 0.202 | 0.202 | 0.202 | 0.202 | 0.202 | 0.202 | 0.202 | 0.202 | 0.202 | 0.202 | 0.202 | 0.202 | 0.202 | 0.202 | 0.202 | 0.202 | 0.202 | 0.202 | 0.202 | 0.202 | 0.202 | 0.202 | 0.202 | 0.202 | 0.202 | 0.202 | 0.202 | 0.202 | 0.202 | 0.202 | 0.202 | 0.202 | 0.202 | 0.202 | 0.202
|  | Mount Tom:1 | [6 empty] | 0.025 | 0.025 | 0.068 | 0.068 | 0.068 | 0.068 | 0.068 | 0.068 | 0.068 | 0.068 | 0.068 | 0.068 | 0.068 | 0.068 | 0.068 | 0.068 | 0.068 | 0.068 | 0.068 | 0.068 | 0.068 | 0.068 | 0.068 | 0.068 | 0.068 | 0.068 | 0.068 | 0.068 | 0.068 | 0.068 | 0.068 | 0.068 | 0.068 | 0.068 | 0.068 | 0.068 | 0.068 | 0.068 | 0.068 | 0.068 | 0.068 | 0.068 | 0.068 | 0.068 | 0.068 | 0.068 | 0.068 | 0.068
0 | 0 | Somerset:J1 | [6 empty] | 0.315 | 0.315 | 0.315 | 0.315 | 0.315 | 0.315 | 0.315 | 0.315 | 0.315 | 0.315 | 0.315 | 0.315 | 0.315 | 0.315 | 0.315 | 0.315 | 0.315 | 0.315 | 0.315 | 0.315 | 0.315 | 0.315 | 0.315 | 0.315 | 0.315 | 0.315 | 0.315 | 0.315 | 0.315 | 0.315 | 0.315 | 0.315 | 0.315 | 0.315 | 0.315 | 0.315 | 0.315 | 0.315 | 0.315 | 0.315 | 0.315 | 0.315 | 0.315 | 0.315 | 0.315 | 0.315 | 0.315 | 0.315
|  | Somerset:J2 | [6 empty] | 0.315 | 0.315 | 0.315 | 0.315 | 0.315 | 0.315 | 0.315 | 0.315 | 0.315 | 0.315 | 0.315 | 0.315 | 0.315 | 0.315 | 0.315 | 0.315 | 0.315 | 0.315 | 0.315 | 0.315 | 0.315 | 0.315 | 0.315 | 0.315 | 0.315 | 0.315 | 0.315 | 0.315 | 0.315 | 0.315 | 0.315 | 0.315 | 0.315 | 0.315 | 0.315 | 0.315 | 0.315 | 0.315 | 0.315 | 0.315 | 0.315 | 0.315 | 0.315 | 0.315 | 0.315 | 0.315 | 0.315 | 0.315
|  | Somerset:5 | [6 empty] | 0.279 | 0.279 | 0.279 | 0.279 | 0.279 | 0.279 | 0.279 | 0.279 | 0.279 | 0.279 | 0.279 | 0.279 | 0.279 | 0.279 | 0.279 | 0.279 | 0.279 | 0.279 | 0.279 | 0.279 | 0.279 | 0.279 | 0.279 | 0.279 | 0.279 | 0.279 | 0.279 | 0.279 | 0.279 | 0.279 | 0.279 | 0.279 | 0.279 | 0.279 | 0.279 | 0.279 | 0.279 | 0.279 | 0.279 | 0.279 | 0.279 | 0.279 | 0.279 | 0.279 | 0.279 | 0.279 | 0.279 | 0.279
2021 | 0 | Somerset:6 | [6 empty] | 0.154 | 0.154 | 0.154 | 0.154 | 0.154 | 0.154 | 0.154 | 0.154 | 0.154 | 0.154 | 0.154 | 0.154 | 0.154 | 0.154 | 0.154 | 0.0231 | 0.0231 | 0.0231 | 0.0231 | 0.0231 | 0.0231 | 0.0231 | 0.0231 | 0.0231 | 0.0231 | 0.0231 | 0.0231 | 0.0231 | 0.0231 | 0.0231 | 0.0231 | 0.0231 | 0.0231 | 0.0231 | 0.0231 | 0.0231 | 0.0231 | 0.0231 | 0.0231 | 0.0231 | 0.0231 | 0.0231 | 0.0231 | 0.0231 | 0.0231 | 0.0231 | 0.0231 | 0.0231
0 | 0 | Nantucket:GT | [6 empty] | 0.315 | 0.315 | 0.315 | 0.315 | 0.315 | 0.315 | 0.315 | 0.315 | 0.315 | 0.315 | 0.315 | 0.315 | 0.315 | 0.315 | 0.315 | 0.315 | 0.315 | 0.315 | 0.315 | 0.315 | 0.315 | 0.315 | 0.315 | 0.315 | 0.315 | 0.315 | 0.315 | 0.315 | 0.315 | 0.315 | 0.315 | 0.315 | 0.315 | 0.315 | 0.315 | 0.315 | 0.315 | 0.315 | 0.315 | 0.315 | 0.315 | 0.315 | 0.315 | 0.315 | 0.315 | 0.315 | 0.315 | 0.315
|  | Brayton Point:1 | [6 empty] | 0.022 | 0.022 | 0.04 | 0.04 | 0.04 | 0.04 | 0.04 | 0.04 | 0.04 | 0.04 | 0.04 | 0.04 | 0.04 | 0.04 | 0.04 | 0.04 | 0.04 | 0.04 | 0.04 | 0.04 | 0.04 | 0.04 | 0.04 | 0.04 | 0.04 | 0.04 | 0.04 | 0.04 | 0.04 | 0.04 | 0.04 | 0.04 | 0.04 | 0.04 | 0.04 | 0.04 | 0.04 | 0.04 | 0.04 | 0.04 | 0.04 | 0.04 | 0.04 | 0.04 | 0.04 | 0.04 | 0.04 | 0.04
2020 | 0 | Brayton Point:2 | [6 empty] | 0.023 | 0.023 | 0.227 | 0.227 | 0.227 | 0.227 | 0.227 | 0.227 | 0.227 | 0.227 | 0.227 | 0.227 | 0.227 | 0.227 | 0.03405 | 0.03405 | 0.03405 | 0.03405 | 0.03405 | 0.03405 | 0.03405 | 0.03405 | 0.03405 | 0.03405 | 0.03405 | 0.03405 | 0.03405 | 0.03405 | 0.03405 | 0.03405 | 0.03405 | 0.03405 | 0.03405 | 0.03405 | 0.03405 | 0.03405 | 0.03405 | 0.03405 | 0.03405 | 0.03405 | 0.03405 | 0.03405 | 0.03405 | 0.03405 | 0.03405 | 0.03405 | 0.03405 | 0.03405
|  | Brayton Point:3 | [6 empty] | 0.309 | 0.309 | 0.04 | 0.04 | 0.04 | 0.04 | 0.04 | 0.04 | 0.04 | 0.04 | 0.04 | 0.04 | 0.04 | 0.04 | 0.04 | 0.04 | 0.04 | 0.04 | 0.04 | 0.04 | 0.04 | 0.04 | 0.04 | 0.04 | 0.04 | 0.04 | 0.04 | 0.04 | 0.04 | 0.04 | 0.04 | 0.04 | 0.04 | 0.04 | 0.04 | 0.04 | 0.04 | 0.04 | 0.04 | 0.04 | 0.04 | 0.04 | 0.04 | 0.04 | 0.04 | 0.04 | 0.04 | 0.04
|  | Brayton Point:4 | [6 empty] | 0.243 | 0.243 | 0.119 | 0.119 | 0.119 | 0.119 | 0.119 | 0.119 | 0.119 | 0.119 | 0.119 | 0.119 | 0.119 | 0.119 | 0.119 | 0.119 | 0.119 | 0.119 | 0.119 | 0.119 | 0.119 | 0.119 | 0.119 | 0.119 | 0.119 | 0.119 | 0.119 | 0.119 | 0.119 | 0.119 | 0.119 | 0.119 | 0.119 | 0.119 | 0.119 | 0.119 | 0.119 | 0.119 | 0.119 | 0.119 | 0.119 | 0.119 | 0.119 | 0.119 | 0.119 | 0.119 | 0.119 | 0.119
0 | 0 | Brayton Point:IC | [6 empty] | 0.315 | 0.315 | 0.315 | 0.315 | 0.315 | 0.315 | 0.315 | 0.315 | 0.315 | 0.315 | 0.315 | 0.315 | 0.315 | 0.315 | 0.315 | 0.315 | 0.315 | 0.315 | 0.315 | 0.315 | 0.315 | 0.315 | 0.315 | 0.315 | 0.315 | 0.315 | 0.315 | 0.315 | 0.315 | 0.315 | 0.315 | 0.315 | 0.315 | 0.315 | 0.315 | 0.315 | 0.315 | 0.315 | 0.315 | 0.315 | 0.315 | 0.315 | 0.315 | 0.315 | 0.315 | 0.315 | 0.315 | 0.315
|  | Gloucester:ALL | [6 empty] | 0.315 | 0.315 | 0.315 | 0.315 | 0.315 | 0.315 | 0.315 | 0.315 | 0.315 | 0.315 | 0.315 | 0.315 | 0.315 | 0.315 | 0.315 | 0.315 | 0.315 | 0.315 | 0.315 | 0.315 | 0.315 | 0.315 | 0.315 | 0.315 | 0.315 | 0.315 | 0.315 | 0.315 | 0.315 | 0.315 | 0.315 | 0.315 | 0.315 | 0.315 | 0.315 | 0.315 | 0.315 | 0.315 | 0.315 | 0.315 | 0.315 | 0.315 | 0.315 | 0.315 | 0.315 | 0.315 | 0.315 | 0.315
2021 | 0 | Salem Harbor:1 | [6 empty] | 0.015 | 0.015 | 0.144 | 0.144 | 0.144 | 0.144 | 0.144 | 0.144 | 0.144 | 0.144 | 0.144 | 0.144 | 0.144 | 0.144 | 0.144 | 0.0216 | 0.0216 | 0.0216 | 0.0216 | 0.0216 | 0.0216 | 0.0216 | 0.0216 | 0.0216 | 0.0216 | 0.0216 | 0.0216 | 0.0216 | 0.0216 | 0.0216 | 0.0216 | 0.0216 | 0.0216 | 0.0216 | 0.0216 | 0.0216 | 0.0216 | 0.0216 | 0.0216 | 0.0216 | 0.0216 | 0.0216 | 0.0216 | 0.0216 | 0.0216 | 0.0216 | 0.0216 | 0.0216
2021 | 0 | Salem Harbor:2 | [6 empty] | 0.159 | 0.159 | 0.124 | 0.124 | 0.124 | 0.124 | 0.124 | 0.124 | 0.124 | 0.124 | 0.124 | 0.124 | 0.124 | 0.124 | 0.124 | 0.0186 | 0.0186 | 0.0186 | 0.0186 | 0.0186 | 0.0186 | 0.0186 | 0.0186 | 0.0186 | 0.0186 | 0.0186 | 0.0186 | 0.0186 | 0.0186 | 0.0186 | 0.0186 | 0.0186 | 0.0186 | 0.0186 | 0.0186 | 0.0186 | 0.0186 | 0.0186 | 0.0186 | 0.0186 | 0.0186 | 0.0186 | 0.0186 | 0.0186 | 0.0186 | 0.0186 | 0.0186 | 0.0186
2021 | 0 | Salem Harbor:3 | [6 empty] | 0.15 | 0.15 | 0.165 | 0.165 | 0.165 | 0.165 | 0.165 | 0.165 | 0.165 | 0.165 | 0.165 | 0.165 | 0.165 | 0.165 | 0.165 | 0.02475 | 0.02475 | 0.02475 | 0.02475 | 0.02475 | 0.02475 | 0.02475 | 0.02475 | 0.02475 | 0.02475 | 0.02475 | 0.02475 | 0.02475 | 0.02475 | 0.02475 | 0.02475 | 0.02475 | 0.02475 | 0.02475 | 0.02475 | 0.02475 | 0.02475 | 0.02475 | 0.02475 | 0.02475 | 0.02475 | 0.02475 | 0.02475 | 0.02475 | 0.02475 | 0.02475 | 0.02475 | 0.02475
0 | 0 | Salem Harbor:4 | [6 empty] | 0.176 | 0.176 | 0.209 | 0.209 | 0.209 | 0.209 | 0.209 | 0.209 | 0.209 | 0.209 | 0.209 | 0.209 | 0.209 | 0.209 | 0.209 | 0.209 | 0.209 | 0.209 | 0.209 | 0.209 | 0.209 | 0.209 | 0.209 | 0.209 | 0.209 | 0.209 | 0.209 | 0.209 | 0.209 | 0.209 | 0.209 | 0.209 | 0.209 | 0.209 | 0.209 | 0.209 | 0.209 | 0.209 | 0.209 | 0.209 | 0.209 | 0.209 | 0.209 | 0.209 | 0.209 | 0.209 | 0.209 | 0.209
0 | 0 | Doreen:10 | [6 empty] | 0.315 | 0.315 | 1.2 | 1.2 | 1.2 | 1.2 | 1.2 | 1.2 | 1.2 | 1.2 | 1.2 | 1.2 | 1.2 | 1.2 | 1.2 | 1.2 | 1.2 | 1.2 | 1.2 | 1.2 | 1.2 | 1.2 | 1.2 | 1.2 | 1.2 | 1.2 | 1.2 | 1.2 | 1.2 | 1.2 | 1.2 | 1.2 | 1.2 | 1.2 | 1.2 | 1.2 | 1.2 | 1.2 | 1.2 | 1.2 | 1.2 | 1.2 | 1.2 | 1.2 | 1.2 | 1.2 | 1.2 | 1.2
|  | West Springfield:1 | [6 empty] | 0.018 | 0.018 | 0.018 | 0.018 | 0.018 | 0.018 | 0.018 | 0.018 | 0.018 | 0.018 | 0.018 | 0.018 | 0.018 | 0.018 | 0.018 | 0.018 | 0.018 | 0.018 | 0.018 | 0.018 | 0.018 | 0.018 | 0.018 | 0.018 | 0.018 | 0.018 | 0.018 | 0.018 | 0.018 | 0.018 | 0.018 | 0.018 | 0.018 | 0.018 | 0.018 | 0.018 | 0.018 | 0.018 | 0.018 | 0.018 | 0.018 | 0.018 | 0.018 | 0.018 | 0.018 | 0.018 | 0.018 | 0.018
0 | 0 | West Springfield:10 | [6 empty] | 0.315 | 0.315 | 1.2 | 1.2 | 1.2 | 1.2 | 1.2 | 1.2 | 1.2 | 1.2 | 1.2 | 1.2 | 1.2 | 1.2 | 1.2 | 1.2 | 1.2 | 1.2 | 1.2 | 1.2 | 1.2 | 1.2 | 1.2 | 1.2 | 1.2 | 1.2 | 1.2 | 1.2 | 1.2 | 1.2 | 1.2 | 1.2 | 1.2 | 1.2 | 1.2 | 1.2 | 1.2 | 1.2 | 1.2 | 1.2 | 1.2 | 1.2 | 1.2 | 1.2 | 1.2 | 1.2 | 1.2 | 1.2
|  | West Springfield:GT1 | [6 empty] | 0.1 | 0.1 | 0.036 | 0.036 | 0.036 | 0.036 | 0.036 | 0.036 | 0.036 | 0.036 | 0.036 | 0.036 | 0.036 | 0.036 | 0.036 | 0.036 | 0.036 | 0.036 | 0.036 | 0.036 | 0.036 | 0.036 | 0.036 | 0.036 | 0.036 | 0.036 | 0.036 | 0.036 | 0.036 | 0.036 | 0.036 | 0.036 | 0.036 | 0.036 | 0.036 | 0.036 | 0.036 | 0.036 | 0.036 | 0.036 | 0.036 | 0.036 | 0.036 | 0.036 | 0.036 | 0.036 | 0.036 | 0.036
|  | West Springfield:GT2 | [6 empty] | 0.1 | 0.1 | 0.054 | 0.054 | 0.054 | 0.054 | 0.054 | 0.054 | 0.054 | 0.054 | 0.054 | 0.054 | 0.054 | 0.054 | 0.054 | 0.054 | 0.054 | 0.054 | 0.054 | 0.054 | 0.054 | 0.054 | 0.054 | 0.054 | 0.054 | 0.054 | 0.054 | 0.054 | 0.054 | 0.054 | 0.054 | 0.054 | 0.054 | 0.054 | 0.054 | 0.054 | 0.054 | 0.054 | 0.054 | 0.054 | 0.054 | 0.054 | 0.054 | 0.054 | 0.054 | 0.054 | 0.054 | 0.054
|  | West Springfield:2 | [6 empty] | 0.018 | 0.018 | 0.018 | 0.018 | 0.018 | 0.018 | 0.018 | 0.018 | 0.018 | 0.018 | 0.018 | 0.018 | 0.018 | 0.018 | 0.018 | 0.018 | 0.018 | 0.018 | 0.018 | 0.018 | 0.018 | 0.018 | 0.018 | 0.018 | 0.018 | 0.018 | 0.018 | 0.018 | 0.018 | 0.018 | 0.018 | 0.018 | 0.018 | 0.018 | 0.018 | 0.018 | 0.018 | 0.018 | 0.018 | 0.018 | 0.018 | 0.018 | 0.018 | 0.018 | 0.018 | 0.018 | 0.018 | 0.018
0 | 0 | West Springfield:3 | [6 empty] | 0.163 | 0.163 | 0.095 | 0.095 | 0.095 | 0.095 | 0.095 | 0.095 | 0.095 | 0.095 | 0.095 | 0.095 | 0.095 | 0.095 | 0.095 | 0.095 | 0.095 | 0.095 | 0.095 | 0.095 | 0.095 | 0.095 | 0.095 | 0.095 | 0.095 | 0.095 | 0.095 | 0.095 | 0.095 | 0.095 | 0.095 | 0.095 | 0.095 | 0.095 | 0.095 | 0.095 | 0.095 | 0.095 | 0.095 | 0.095 | 0.095 | 0.095 | 0.095 | 0.095 | 0.095 | 0.095 | 0.095 | 0.095
0 | 0 | Woodland Road:10 | [6 empty] | 0.315 | 0.315 | 1.2 | 1.2 | 1.2 | 1.2 | 1.2 | 1.2 | 1.2 | 1.2 | 1.2 | 1.2 | 1.2 | 1.2 | 1.2 | 1.2 | 1.2 | 1.2 | 1.2 | 1.2 | 1.2 | 1.2 | 1.2 | 1.2 | 1.2 | 1.2 | 1.2 | 1.2 | 1.2 | 1.2 | 1.2 | 1.2 | 1.2 | 1.2 | 1.2 | 1.2 | 1.2 | 1.2 | 1.2 | 1.2 | 1.2 | 1.2 | 1.2 | 1.2 | 1.2 | 1.2 | 1.2 | 1.2
|  | Potter Station 2:CC1 | [6 empty] | 0.05 | 0.05 | 0.05 | 0.05 | 0.05 | 0.05 | 0.05 | 0.05 | 0.05 | 0.05 | 0.05 | 0.05 | 0.05 | 0.05 | 0.05 | 0.05 | 0.05 | 0.05 | 0.05 | 0.05 | 0.05 | 0.05 | 0.05 | 0.05 | 0.05 | 0.05 | 0.05 | 0.05 | 0.05 | 0.05 | 0.05 | 0.05 | 0.05 | 0.05 | 0.05 | 0.05 | 0.05 | 0.05 | 0.05 | 0.05 | 0.05 | 0.05 | 0.05 | 0.05 | 0.05 | 0.05 | 0.05 | 0.05
0 | 0 | Potter Station 2:IC | [6 empty] | 0.315 | 0.315 | 0.315 | 0.315 | 0.315 | 0.315 | 0.315 | 0.315 | 0.315 | 0.315 | 0.315 | 0.315 | 0.315 | 0.315 | 0.315 | 0.315 | 0.315 | 0.315 | 0.315 | 0.315 | 0.315 | 0.315 | 0.315 | 0.315 | 0.315 | 0.315 | 0.315 | 0.315 | 0.315 | 0.315 | 0.315 | 0.315 | 0.315 | 0.315 | 0.315 | 0.315 | 0.315 | 0.315 | 0.315 | 0.315 | 0.315 | 0.315 | 0.315 | 0.315 | 0.315 | 0.315 | 0.315 | 0.315
0 | 0 | Ipswich (High Street Station):ALL | [6 empty] | 0.1 | 0.1 | 0.1 | 0.1 | 0.1 | 0.1 | 0.1 | 0.1 | 0.1 | 0.1 | 0.1 | 0.1 | 0.1 | 0.1 | 0.1 | 0.1 | 0.1 | 0.1 | 0.1 | 0.1 | 0.1 | 0.1 | 0.1 | 0.1 | 0.1 | 0.1 | 0.1 | 0.1 | 0.1 | 0.1 | 0.1 | 0.1 | 0.1 | 0.1 | 0.1 | 0.1 | 0.1 | 0.1 | 0.1 | 0.1 | 0.1 | 0.1 | 0.1 | 0.1 | 0.1 | 0.1 | 0.1 | 0.1
0 | 0 | Waters River:1 | [6 empty] | 0.1 | 0.1 | 0.596 | 0.596 | 0.596 | 0.596 | 0.596 | 0.596 | 0.596 | 0.596 | 0.596 | 0.596 | 0.596 | 0.596 | 0.596 | 0.596 | 0.596 | 0.596 | 0.596 | 0.596 | 0.596 | 0.596 | 0.596 | 0.596 | 0.596 | 0.596 | 0.596 | 0.596 | 0.596 | 0.596 | 0.596 | 0.596 | 0.596 | 0.596 | 0.596 | 0.596 | 0.596 | 0.596 | 0.596 | 0.596 | 0.596 | 0.596 | 0.596 | 0.596 | 0.596 | 0.596 | 0.596 | 0.596
0 | 0 | Waters River:2 | [6 empty] | 0.1 | 0.1 | 0.484 | 0.484 | 0.484 | 0.484 | 0.484 | 0.484 | 0.484 | 0.484 | 0.484 | 0.484 | 0.484 | 0.484 | 0.484 | 0.484 | 0.484 | 0.484 | 0.484 | 0.484 | 0.484 | 0.484 | 0.484 | 0.484 | 0.484 | 0.484 | 0.484 | 0.484 | 0.484 | 0.484 | 0.484 | 0.484 | 0.484 | 0.484 | 0.484 | 0.484 | 0.484 | 0.484 | 0.484 | 0.484 | 0.484 | 0.484 | 0.484 | 0.484 | 0.484 | 0.484 | 0.484 | 0.484
0 | 0 | Cleary Flood:CC1 | [6 empty] | 0.15 | 0.15 | 0.15 | 0.15 | 0.15 | 0.15 | 0.15 | 0.15 | 0.15 | 0.15 | 0.15 | 0.15 | 0.15 | 0.15 | 0.15 | 0.15 | 0.15 | 0.15 | 0.15 | 0.15 | 0.15 | 0.15 | 0.15 | 0.15 | 0.15 | 0.15 | 0.15 | 0.15 | 0.15 | 0.15 | 0.15 | 0.15 | 0.15 | 0.15 | 0.15 | 0.15 | 0.15 | 0.15 | 0.15 | 0.15 | 0.15 | 0.15 | 0.15 | 0.15 | 0.15 | 0.15 | 0.15 | 0.15
0 | 0 | Cleary Flood:8 | [6 empty] | 0.261 | 0.261 | 0.263 | 0.263 | 0.263 | 0.263 | 0.263 | 0.263 | 0.263 | 0.263 | 0.263 | 0.263 | 0.263 | 0.263 | 0.263 | 0.263 | 0.263 | 0.263 | 0.263 | 0.263 | 0.263 | 0.263 | 0.263 | 0.263 | 0.263 | 0.263 | 0.263 | 0.263 | 0.263 | 0.263 | 0.263 | 0.263 | 0.263 | 0.263 | 0.263 | 0.263 | 0.263 | 0.263 | 0.263 | 0.263 | 0.263 | 0.263 | 0.263 | 0.263 | 0.263 | 0.263 | 0.263 | 0.263
|  | Harvey Couch:1 | [6 empty] | 0.171 | 0.171 | 0.184 | 0.184 | 0.184 | 0.184 | 0.184 | 0.184 | 0.184 | 0.184 | 0.184 | 0.184 | 0.184 | 0.184 | 0.184 | 0.184 | 0.184 | 0.184 | 0.184 | 0.184 | 0.184 | 0.184 | 0.184 | 0.184 | 0.184 | 0.184 | 0.184 | 0.184 | 0.184 | 0.184 | 0.184 | 0.184 | 0.184 | 0.184 | 0.184 | 0.184 | 0.184 | 0.184 | 0.184 | 0.184 | 0.184 | 0.184 | 0.184 | 0.184 | 0.184 | 0.184 | 0.184 | 0.184
0 | 0 | Harvey Couch:2 | [6 empty] | 0.18 | 0.18 | 0.112 | 0.112 | 0.112 | 0.112 | 0.112 | 0.112 | 0.112 | 0.112 | 0.112 | 0.112 | 0.112 | 0.112 | 0.112 | 0.112 | 0.112 | 0.112 | 0.112 | 0.112 | 0.112 | 0.112 | 0.112 | 0.112 | 0.112 | 0.112 | 0.112 | 0.112 | 0.112 | 0.112 | 0.112 | 0.112 | 0.112 | 0.112 | 0.112 | 0.112 | 0.112 | 0.112 | 0.112 | 0.112 | 0.112 | 0.112 | 0.112 | 0.112 | 0.112 | 0.112 | 0.112 | 0.112
0 | 0 | Lake Catherine:3 | [6 empty] | 0.192 | 0.192 | 0.192 | 0.192 | 0.192 | 0.192 | 0.192 | 0.192 | 0.192 | 0.192 | 0.192 | 0.192 | 0.192 | 0.192 | 0.192 | 0.192 | 0.192 | 0.192 | 0.192 | 0.192 | 0.192 | 0.192 | 0.192 | 0.192 | 0.192 | 0.192 | 0.192 | 0.192 | 0.192 | 0.192 | 0.192 | 0.192 | 0.192 | 0.192 | 0.192 | 0.192 | 0.192 | 0.192 | 0.192 | 0.192 | 0.192 | 0.192 | 0.192 | 0.192 | 0.192 | 0.192 | 0.192 | 0.192
0 | 0 | Lake Catherine:4 | [6 empty] | 0.134 | 0.134 | 0.402 | 0.402 | 0.402 | 0.402 | 0.402 | 0.402 | 0.402 | 0.402 | 0.402 | 0.402 | 0.402 | 0.402 | 0.402 | 0.402 | 0.402 | 0.402 | 0.402 | 0.402 | 0.402 | 0.402 | 0.402 | 0.402 | 0.402 | 0.402 | 0.402 | 0.402 | 0.402 | 0.402 | 0.402 | 0.402 | 0.402 | 0.402 | 0.402 | 0.402 | 0.402 | 0.402 | 0.402 | 0.402 | 0.402 | 0.402 | 0.402 | 0.402 | 0.402 | 0.402 | 0.402 | 0.402
0 | 0 | Mabelvale:1 | [6 empty] | 0.3 | 0.3 | 0.3 | 0.3 | 0.3 | 0.3 | 0.3 | 0.3 | 0.3 | 0.3 | 0.3 | 0.3 | 0.3 | 0.3 | 0.3 | 0.3 | 0.3 | 0.3 | 0.3 | 0.3 | 0.3 | 0.3 | 0.3 | 0.3 | 0.3 | 0.3 | 0.3 | 0.3 | 0.3 | 0.3 | 0.3 | 0.3 | 0.3 | 0.3 | 0.3 | 0.3 | 0.3 | 0.3 | 0.3 | 0.3 | 0.3 | 0.3 | 0.3 | 0.3 | 0.3 | 0.3 | 0.3 | 0.3
0 | 0 | Mabelvale:2 | [6 empty] | 0.3 | 0.3 | 0.3 | 0.3 | 0.3 | 0.3 | 0.3 | 0.3 | 0.3 | 0.3 | 0.3 | 0.3 | 0.3 | 0.3 | 0.3 | 0.3 | 0.3 | 0.3 | 0.3 | 0.3 | 0.3 | 0.3 | 0.3 | 0.3 | 0.3 | 0.3 | 0.3 | 0.3 | 0.3 | 0.3 | 0.3 | 0.3 | 0.3 | 0.3 | 0.3 | 0.3 | 0.3 | 0.3 | 0.3 | 0.3 | 0.3 | 0.3 | 0.3 | 0.3 | 0.3 | 0.3 | 0.3 | 0.3
0 | 0 | Mabelvale:3 | [6 empty] | 0.3 | 0.3 | 0.3 | 0.3 | 0.3 | 0.3 | 0.3 | 0.3 | 0.3 | 0.3 | 0.3 | 0.3 | 0.3 | 0.3 | 0.3 | 0.3 | 0.3 | 0.3 | 0.3 | 0.3 | 0.3 | 0.3 | 0.3 | 0.3 | 0.3 | 0.3 | 0.3 | 0.3 | 0.3 | 0.3 | 0.3 | 0.3 | 0.3 | 0.3 | 0.3 | 0.3 | 0.3 | 0.3 | 0.3 | 0.3 | 0.3 | 0.3 | 0.3 | 0.3 | 0.3 | 0.3 | 0.3 | 0.3
0 | 0 | Mabelvale:4 | [6 empty] | 0.3 | 0.3 | 0.3 | 0.3 | 0.3 | 0.3 | 0.3 | 0.3 | 0.3 | 0.3 | 0.3 | 0.3 | 0.3 | 0.3 | 0.3 | 0.3 | 0.3 | 0.3 | 0.3 | 0.3 | 0.3 | 0.3 | 0.3 | 0.3 | 0.3 | 0.3 | 0.3 | 0.3 | 0.3 | 0.3 | 0.3 | 0.3 | 0.3 | 0.3 | 0.3 | 0.3 | 0.3 | 0.3 | 0.3 | 0.3 | 0.3 | 0.3 | 0.3 | 0.3 | 0.3 | 0.3 | 0.3 | 0.3
|  | Robert E. Ritchie:1 | [6 empty] | 0.047 | 0.047 | 0.047 | 0.047 | 0.047 | 0.047 | 0.047 | 0.047 | 0.047 | 0.047 | 0.047 | 0.047 | 0.047 | 0.047 | 0.047 | 0.047 | 0.047 | 0.047 | 0.047 | 0.047 | 0.047 | 0.047 | 0.047 | 0.047 | 0.047 | 0.047 | 0.047 | 0.047 | 0.047 | 0.047 | 0.047 | 0.047 | 0.047 | 0.047 | 0.047 | 0.047 | 0.047 | 0.047 | 0.047 | 0.047 | 0.047 | 0.047 | 0.047 | 0.047 | 0.047 | 0.047 | 0.047 | 0.047
0 | 0 | Robert E. Ritchie:GT1 | [6 empty] | 0.176 | 0.176 | 0.176 | 0.176 | 0.176 | 0.176 | 0.176 | 0.176 | 0.176 | 0.176 | 0.176 | 0.176 | 0.176 | 0.176 | 0.176 | 0.176 | 0.176 | 0.176 | 0.176 | 0.176 | 0.176 | 0.176 | 0.176 | 0.176 | 0.176 | 0.176 | 0.176 | 0.176 | 0.176 | 0.176 | 0.176 | 0.176 | 0.176 | 0.176 | 0.176 | 0.176 | 0.176 | 0.176 | 0.176 | 0.176 | 0.176 | 0.176 | 0.176 | 0.176 | 0.176 | 0.176 | 0.176 | 0.176
|  | Robert E. Ritchie:2 | [6 empty] | 0 | 0 | 0 | 0 | 0 | 0 | 0 | 0 | 0 | 0 | 0 | 0 | 0 | 0 | 0 | 0 | 0 | 0 | 0 | 0 | 0 | 0 | 0 | 0 | 0 | 0 | 0 | 0 | 0 | 0 | 0 | 0 | 0 | 0 | 0 | 0 | 0 | 0 | 0 | 0 | 0 | 0 | 0 | 0 | 0 | 0 | 0 | 0
0 | 0 | Fox Lake:12 | [6 empty] | 0.216 | 0.216 | 0.216 | 0.216 | 0.216 | 0.216 | 0.216 | 0.216 | 0.216 | 0.216 | 0.216 | 0.216 | 0.216 | 0.216 | 0.216 | 0.216 | 0.216 | 0.216 | 0.216 | 0.216 | 0.216 | 0.216 | 0.216 | 0.216 | 0.216 | 0.216 | 0.216 | 0.216 | 0.216 | 0.216 | 0.216 | 0.216 | 0.216 | 0.216 | 0.216 | 0.216 | 0.216 | 0.216 | 0.216 | 0.216 | 0.216 | 0.216 | 0.216 | 0.216 | 0.216 | 0.216 | 0.216 | 0.216
0 | 0 | Fox Lake:3 | [6 empty] | 0.184 | 0.184 | 0.176 | 0.176 | 0.176 | 0.176 | 0.176 | 0.176 | 0.176 | 0.176 | 0.176 | 0.176 | 0.176 | 0.176 | 0.176 | 0.176 | 0.176 | 0.176 | 0.176 | 0.176 | 0.176 | 0.176 | 0.176 | 0.176 | 0.176 | 0.176 | 0.176 | 0.176 | 0.176 | 0.176 | 0.176 | 0.176 | 0.176 | 0.176 | 0.176 | 0.176 | 0.176 | 0.176 | 0.176 | 0.176 | 0.176 | 0.176 | 0.176 | 0.176 | 0.176 | 0.176 | 0.176 | 0.176
|  | Fox Lake:4 | [6 empty] | 0.3 | 0.3 | 0.3 | 0.3 | 0.3 | 0.3 | 0.3 | 0.3 | 0.3 | 0.3 | 0.3 | 0.3 | 0.3 | 0.3 | 0.3 | 0.3 | 0.3 | 0.3 | 0.3 | 0.3 | 0.3 | 0.3 | 0.3 | 0.3 | 0.3 | 0.3 | 0.3 | 0.3 | 0.3 | 0.3 | 0.3 | 0.3 | 0.3 | 0.3 | 0.3 | 0.3 | 0.3 | 0.3 | 0.3 | 0.3 | 0.3 | 0.3 | 0.3 | 0.3 | 0.3 | 0.3 | 0.3 | 0.3
2021 | 0 | Boswell Energy Center:1 | [6 empty] | 0.41 | 0.41 | 0.421 | 0.421 | 0.421 | 0.421 | 0.421 | 0.421 | 0.421 | 0.421 | 0.421 | 0.421 | 0.421 | 0.421 | 0.421 | 0.06315 | 0.06315 | 0.06315 | 0.06315 | 0.06315 | 0.06315 | 0.06315 | 0.06315 | 0.06315 | 0.06315 | 0.06315 | 0.06315 | 0.06315 | 0.06315 | 0.06315 | 0.06315 | 0.06315 | 0.06315 | 0.06315 | 0.06315 | 0.06315 | 0.06315 | 0.06315 | 0.06315 | 0.06315 | 0.06315 | 0.06315 | 0.06315 | 0.06315 | 0.06315 | 0.06315 | 0.06315 | 0.06315
2021 | 0 | Boswell Energy Center:2 | [6 empty] | 0.41 | 0.41 | 0.43 | 0.43 | 0.43 | 0.43 | 0.43 | 0.43 | 0.43 | 0.43 | 0.43 | 0.43 | 0.43 | 0.43 | 0.43 | 0.0645 | 0.0645 | 0.0645 | 0.0645 | 0.0645 | 0.0645 | 0.0645 | 0.0645 | 0.0645 | 0.0645 | 0.0645 | 0.0645 | 0.0645 | 0.0645 | 0.0645 | 0.0645 | 0.0645 | 0.0645 | 0.0645 | 0.0645 | 0.0645 | 0.0645 | 0.0645 | 0.0645 | 0.0645 | 0.0645 | 0.0645 | 0.0645 | 0.0645 | 0.0645 | 0.0645 | 0.0645 | 0.0645
2020 | 0 | Boswell Energy Center:3 | [6 empty] | 0.368 | 0.368 | 0.382 | 0.382 | 0.382 | 0.382 | 0.382 | 0.382 | 0.382 | 0.382 | 0.382 | 0.382 | 0.382 | 0.382 | 0.0573 | 0.0573 | 0.0573 | 0.0573 | 0.0573 | 0.0573 | 0.0573 | 0.0573 | 0.0573 | 0.0573 | 0.0573 | 0.0573 | 0.0573 | 0.0573 | 0.0573 | 0.0573 | 0.0573 | 0.0573 | 0.0573 | 0.0573 | 0.0573 | 0.0573 | 0.0573 | 0.0573 | 0.0573 | 0.0573 | 0.0573 | 0.0573 | 0.0573 | 0.0573 | 0.0573 | 0.0573 | 0.0573 | 0.0573
2019 | 0 | Boswell Energy Center:4 | [6 empty] | 0.34 | 0.34 | 0.34 | 0.34 | 0.34 | 0.34 | 0.34 | 0.34 | 0.34 | 0.34 | 0.34 | 0.34 | 0.34 | 0.051 | 0.051 | 0.051 | 0.051 | 0.051 | 0.051 | 0.051 | 0.051 | 0.051 | 0.051 | 0.051 | 0.051 | 0.051 | 0.051 | 0.051 | 0.051 | 0.051 | 0.051 | 0.051 | 0.051 | 0.051 | 0.051 | 0.051 | 0.051 | 0.051 | 0.051 | 0.051 | 0.051 | 0.051 | 0.051 | 0.051 | 0.051 | 0.051 | 0.051 | 0.051
|  | Black Dog:1 | [6 empty] | 0.75 | 0.75 | 0.75 | 0.75 | 0.75 | 0.75 | 0.75 | 0.75 | 0.75 | 0.75 | 0.75 | 0.75 | 0.75 | 0.75 | 0.75 | 0.75 | 0.75 | 0.75 | 0.75 | 0.75 | 0.75 | 0.75 | 0.75 | 0.75 | 0.75 | 0.75 | 0.75 | 0.75 | 0.75 | 0.75 | 0.75 | 0.75 | 0.75 | 0.75 | 0.75 | 0.75 | 0.75 | 0.75 | 0.75 | 0.75 | 0.75 | 0.75 | 0.75 | 0.75 | 0.75 | 0.75 | 0.75 | 0.75
|  | Black Dog:2 | [6 empty] | 0.75 | 0.75 | 0.75 | 0.75 | 0.75 | 0.75 | 0.75 | 0.75 | 0.75 | 0.75 | 0.75 | 0.75 | 0.75 | 0.75 | 0.75 | 0.75 | 0.75 | 0.75 | 0.75 | 0.75 | 0.75 | 0.75 | 0.75 | 0.75 | 0.75 | 0.75 | 0.75 | 0.75 | 0.75 | 0.75 | 0.75 | 0.75 | 0.75 | 0.75 | 0.75 | 0.75 | 0.75 | 0.75 | 0.75 | 0.75 | 0.75 | 0.75 | 0.75 | 0.75 | 0.75 | 0.75 | 0.75 | 0.75
2021 | 0 | Black Dog:3 | [6 empty] | 0.774 | 0.774 | 0.687 | 0.687 | 0.687 | 0.687 | 0.687 | 0.687 | 0.687 | 0.687 | 0.687 | 0.687 | 0.687 | 0.687 | 0.687 | 0.10305 | 0.10305 | 0.10305 | 0.10305 | 0.10305 | 0.10305 | 0.10305 | 0.10305 | 0.10305 | 0.10305 | 0.10305 | 0.10305 | 0.10305 | 0.10305 | 0.10305 | 0.10305 | 0.10305 | 0.10305 | 0.10305 | 0.10305 | 0.10305 | 0.10305 | 0.10305 | 0.10305 | 0.10305 | 0.10305 | 0.10305 | 0.10305 | 0.10305 | 0.10305 | 0.10305 | 0.10305 | 0.10305
2021 | 0 | Black Dog:4 | [6 empty] | 0.774 | 0.774 | 0.688 | 0.688 | 0.688 | 0.688 | 0.688 | 0.688 | 0.688 | 0.688 | 0.688 | 0.688 | 0.688 | 0.688 | 0.688 | 0.1032 | 0.1032 | 0.1032 | 0.1032 | 0.1032 | 0.1032 | 0.1032 | 0.1032 | 0.1032 | 0.1032 | 0.1032 | 0.1032 | 0.1032 | 0.1032 | 0.1032 | 0.1032 | 0.1032 | 0.1032 | 0.1032 | 0.1032 | 0.1032 | 0.1032 | 0.1032 | 0.1032 | 0.1032 | 0.1032 | 0.1032 | 0.1032 | 0.1032 | 0.1032 | 0.1032 | 0.1032 | 0.1032
|  | Black Dog:CC | [6 empty] | 0.023 | 0.023 | 0.023 | 0.023 | 0.023 | 0.023 | 0.023 | 0.023 | 0.023 | 0.023 | 0.023 | 0.023 | 0.023 | 0.023 | 0.023 | 0.023 | 0.023 | 0.023 | 0.023 | 0.023 | 0.023 | 0.023 | 0.023 | 0.023 | 0.023 | 0.023 | 0.023 | 0.023 | 0.023 | 0.023 | 0.023 | 0.023 | 0.023 | 0.023 | 0.023 | 0.023 | 0.023 | 0.023 | 0.023 | 0.023 | 0.023 | 0.023 | 0.023 | 0.023 | 0.023 | 0.023 | 0.023 | 0.023
|  | High Bridge:5 | [6 empty] | 0.616 | 0.616 | 0.586 | 0.586 | 0.586 | 0.586 | 0.586 | 0.586 | 0.586 | 0.586 | 0.586 | 0.586 | 0.586 | 0.586 | 0.586 | 0.586 | 0.586 | 0.586 | 0.586 | 0.586 | 0.586 | 0.586 | 0.586 | 0.586 | 0.586 | 0.586 | 0.586 | 0.586 | 0.586 | 0.586 | 0.586 | 0.586 | 0.586 | 0.586 | 0.586 | 0.586 | 0.586 | 0.586 | 0.586 | 0.586 | 0.586 | 0.586 | 0.586 | 0.586 | 0.586 | 0.586 | 0.586 | 0.586
|  | High Bridge:6 | [6 empty] | 0.617 | 0.617 | 0.582 | 0.582 | 0.582 | 0.582 | 0.582 | 0.582 | 0.582 | 0.582 | 0.582 | 0.582 | 0.582 | 0.582 | 0.582 | 0.582 | 0.582 | 0.582 | 0.582 | 0.582 | 0.582 | 0.582 | 0.582 | 0.582 | 0.582 | 0.582 | 0.582 | 0.582 | 0.582 | 0.582 | 0.582 | 0.582 | 0.582 | 0.582 | 0.582 | 0.582 | 0.582 | 0.582 | 0.582 | 0.582 | 0.582 | 0.582 | 0.582 | 0.582 | 0.582 | 0.582 | 0.582 | 0.582
0 | 0 | Inver Hills:1 | [6 empty] | 0.4 | 0.4 | 0.4 | 0.4 | 0.4 | 0.4 | 0.4 | 0.4 | 0.4 | 0.4 | 0.4 | 0.4 | 0.4 | 0.4 | 0.4 | 0.4 | 0.4 | 0.4 | 0.4 | 0.4 | 0.4 | 0.4 | 0.4 | 0.4 | 0.4 | 0.4 | 0.4 | 0.4 | 0.4 | 0.4 | 0.4 | 0.4 | 0.4 | 0.4 | 0.4 | 0.4 | 0.4 | 0.4 | 0.4 | 0.4 | 0.4 | 0.4 | 0.4 | 0.4 | 0.4 | 0.4 | 0.4 | 0.4
0 | 0 | Inver Hills:2 | [6 empty] | 0.4 | 0.4 | 0.4 | 0.4 | 0.4 | 0.4 | 0.4 | 0.4 | 0.4 | 0.4 | 0.4 | 0.4 | 0.4 | 0.4 | 0.4 | 0.4 | 0.4 | 0.4 | 0.4 | 0.4 | 0.4 | 0.4 | 0.4 | 0.4 | 0.4 | 0.4 | 0.4 | 0.4 | 0.4 | 0.4 | 0.4 | 0.4 | 0.4 | 0.4 | 0.4 | 0.4 | 0.4 | 0.4 | 0.4 | 0.4 | 0.4 | 0.4 | 0.4 | 0.4 | 0.4 | 0.4 | 0.4 | 0.4
0 | 0 | Inver Hills:3 | [6 empty] | 0.4 | 0.4 | 0.4 | 0.4 | 0.4 | 0.4 | 0.4 | 0.4 | 0.4 | 0.4 | 0.4 | 0.4 | 0.4 | 0.4 | 0.4 | 0.4 | 0.4 | 0.4 | 0.4 | 0.4 | 0.4 | 0.4 | 0.4 | 0.4 | 0.4 | 0.4 | 0.4 | 0.4 | 0.4 | 0.4 | 0.4 | 0.4 | 0.4 | 0.4 | 0.4 | 0.4 | 0.4 | 0.4 | 0.4 | 0.4 | 0.4 | 0.4 | 0.4 | 0.4 | 0.4 | 0.4 | 0.4 | 0.4
0 | 0 | Inver Hills:4 | [6 empty] | 0.4 | 0.4 | 0.4 | 0.4 | 0.4 | 0.4 | 0.4 | 0.4 | 0.4 | 0.4 | 0.4 | 0.4 | 0.4 | 0.4 | 0.4 | 0.4 | 0.4 | 0.4 | 0.4 | 0.4 | 0.4 | 0.4 | 0.4 | 0.4 | 0.4 | 0.4 | 0.4 | 0.4 | 0.4 | 0.4 | 0.4 | 0.4 | 0.4 | 0.4 | 0.4 | 0.4 | 0.4 | 0.4 | 0.4 | 0.4 | 0.4 | 0.4 | 0.4 | 0.4 | 0.4 | 0.4 | 0.4 | 0.4
0 | 0 | Inver Hills:5 | [6 empty] | 0.4 | 0.4 | 0.4 | 0.4 | 0.4 | 0.4 | 0.4 | 0.4 | 0.4 | 0.4 | 0.4 | 0.4 | 0.4 | 0.4 | 0.4 | 0.4 | 0.4 | 0.4 | 0.4 | 0.4 | 0.4 | 0.4 | 0.4 | 0.4 | 0.4 | 0.4 | 0.4 | 0.4 | 0.4 | 0.4 | 0.4 | 0.4 | 0.4 | 0.4 | 0.4 | 0.4 | 0.4 | 0.4 | 0.4 | 0.4 | 0.4 | 0.4 | 0.4 | 0.4 | 0.4 | 0.4 | 0.4 | 0.4
0 | 0 | Inver Hills:6 | [6 empty] | 0.4 | 0.4 | 0.4 | 0.4 | 0.4 | 0.4 | 0.4 | 0.4 | 0.4 | 0.4 | 0.4 | 0.4 | 0.4 | 0.4 | 0.4 | 0.4 | 0.4 | 0.4 | 0.4 | 0.4 | 0.4 | 0.4 | 0.4 | 0.4 | 0.4 | 0.4 | 0.4 | 0.4 | 0.4 | 0.4 | 0.4 | 0.4 | 0.4 | 0.4 | 0.4 | 0.4 | 0.4 | 0.4 | 0.4 | 0.4 | 0.4 | 0.4 | 0.4 | 0.4 | 0.4 | 0.4 | 0.4 | 0.4
|  | Minnesota Valley:3 | [6 empty] | 0.558 | 0.558 | 0.558 | 0.558 | 0.558 | 0.558 | 0.558 | 0.558 | 0.558 | 0.558 | 0.558 | 0.558 | 0.558 | 0.558 | 0.558 | 0.558 | 0.558 | 0.558 | 0.558 | 0.558 | 0.558 | 0.558 | 0.558 | 0.558 | 0.558 | 0.558 | 0.558 | 0.558 | 0.558 | 0.558 | 0.558 | 0.558 | 0.558 | 0.558 | 0.558 | 0.558 | 0.558 | 0.558 | 0.558 | 0.558 | 0.558 | 0.558 | 0.558 | 0.558 | 0.558 | 0.558 | 0.558 | 0.558
|  | Riverside (NSP):ST7 | [6 empty] | 0.789 | 0.789 | 0.86 | 0.86 | 0.86 | 0.86 | 0.86 | 0.86 | 0.86 | 0.86 | 0.86 | 0.86 | 0.86 | 0.86 | 0.86 | 0.86 | 0.86 | 0.86 | 0.86 | 0.86 | 0.86 | 0.86 | 0.86 | 0.86 | 0.86 | 0.86 | 0.86 | 0.86 | 0.86 | 0.86 | 0.86 | 0.86 | 0.86 | 0.86 | 0.86 | 0.86 | 0.86 | 0.86 | 0.86 | 0.86 | 0.86 | 0.86 | 0.86 | 0.86 | 0.86 | 0.86 | 0.86 | 0.86
|  | Riverside (NSP):8 | [6 empty] | 0.953 | 0.953 | 0.929 | 0.929 | 0.929 | 0.929 | 0.929 | 0.929 | 0.929 | 0.929 | 0.929 | 0.929 | 0.929 | 0.929 | 0.929 | 0.929 | 0.929 | 0.929 | 0.929 | 0.929 | 0.929 | 0.929 | 0.929 | 0.929 | 0.929 | 0.929 | 0.929 | 0.929 | 0.929 | 0.929 | 0.929 | 0.929 | 0.929 | 0.929 | 0.929 | 0.929 | 0.929 | 0.929 | 0.929 | 0.929 | 0.929 | 0.929 | 0.929 | 0.929 | 0.929 | 0.929 | 0.929 | 0.929
|  | Hoot Lake:1 | [6 empty] | 0.4 | 0.4 | 0.4 | 0.4 | 0.4 | 0.4 | 0.4 | 0.4 | 0.4 | 0.4 | 0.4 | 0.4 | 0.4 | 0.4 | 0.4 | 0.4 | 0.4 | 0.4 | 0.4 | 0.4 | 0.4 | 0.4 | 0.4 | 0.4 | 0.4 | 0.4 | 0.4 | 0.4 | 0.4 | 0.4 | 0.4 | 0.4 | 0.4 | 0.4 | 0.4 | 0.4 | 0.4 | 0.4 | 0.4 | 0.4 | 0.4 | 0.4 | 0.4 | 0.4 | 0.4 | 0.4 | 0.4 | 0.4
2021 | 0 | Hoot Lake:2 | [6 empty] | 0.422 | 0.422 | 0.429 | 0.429 | 0.429 | 0.429 | 0.429 | 0.429 | 0.429 | 0.429 | 0.429 | 0.429 | 0.429 | 0.429 | 0.429 | 0.06435 | 0.06435 | 0.06435 | 0.06435 | 0.06435 | 0.06435 | 0.06435 | 0.06435 | 0.06435 | 0.06435 | 0.06435 | 0.06435 | 0.06435 | 0.06435 | 0.06435 | 0.06435 | 0.06435 | 0.06435 | 0.06435 | 0.06435 | 0.06435 | 0.06435 | 0.06435 | 0.06435 | 0.06435 | 0.06435 | 0.06435 | 0.06435 | 0.06435 | 0.06435 | 0.06435 | 0.06435 | 0.06435
2021 | 0 | Hoot Lake:3 | [6 empty] | 0.35 | 0.35 | 0.186 | 0.186 | 0.186 | 0.186 | 0.186 | 0.186 | 0.186 | 0.186 | 0.186 | 0.186 | 0.186 | 0.186 | 0.186 | 0.0279 | 0.0279 | 0.0279 | 0.0279 | 0.0279 | 0.0279 | 0.0279 | 0.0279 | 0.0279 | 0.0279 | 0.0279 | 0.0279 | 0.0279 | 0.0279 | 0.0279 | 0.0279 | 0.0279 | 0.0279 | 0.0279 | 0.0279 | 0.0279 | 0.0279 | 0.0279 | 0.0279 | 0.0279 | 0.0279 | 0.0279 | 0.0279 | 0.0279 | 0.0279 | 0.0279 | 0.0279 | 0.0279
2021 | 0 | Northeast Station:1 | [6 empty] | 0.444 | 0.444 | 0.289 | 0.289 | 0.289 | 0.289 | 0.289 | 0.289 | 0.289 | 0.289 | 0.289 | 0.289 | 0.289 | 0.289 | 0.289 | 0.04335 | 0.04335 | 0.04335 | 0.04335 | 0.04335 | 0.04335 | 0.04335 | 0.04335 | 0.04335 | 0.04335 | 0.04335 | 0.04335 | 0.04335 | 0.04335 | 0.04335 | 0.04335 | 0.04335 | 0.04335 | 0.04335 | 0.04335 | 0.04335 | 0.04335 | 0.04335 | 0.04335 | 0.04335 | 0.04335 | 0.04335 | 0.04335 | 0.04335 | 0.04335 | 0.04335 | 0.04335 | 0.04335
0 | 0 | Fairmont:67 | [6 empty] | 0.3 | 0.3 | 0.3 | 0.3 | 0.3 | 0.3 | 0.3 | 0.3 | 0.3 | 0.3 | 0.3 | 0.3 | 0.3 | 0.3 | 0.3 | 0.3 | 0.3 | 0.3 | 0.3 | 0.3 | 0.3 | 0.3 | 0.3 | 0.3 | 0.3 | 0.3 | 0.3 | 0.3 | 0.3 | 0.3 | 0.3 | 0.3 | 0.3 | 0.3 | 0.3 | 0.3 | 0.3 | 0.3 | 0.3 | 0.3 | 0.3 | 0.3 | 0.3 | 0.3 | 0.3 | 0.3 | 0.3 | 0.3
0 | 0 | Hutchinson Plant 1:ALL | [6 empty] | 0.274 | 0.274 | 0.274 | 0.274 | 0.274 | 0.274 | 0.274 | 0.274 | 0.274 | 0.274 | 0.274 | 0.274 | 0.274 | 0.274 | 0.274 | 0.274 | 0.274 | 0.274 | 0.274 | 0.274 | 0.274 | 0.274 | 0.274 | 0.274 | 0.274 | 0.274 | 0.274 | 0.274 | 0.274 | 0.274 | 0.274 | 0.274 | 0.274 | 0.274 | 0.274 | 0.274 | 0.274 | 0.274 | 0.274 | 0.274 | 0.274 | 0.274 | 0.274 | 0.274 | 0.274 | 0.274 | 0.274 | 0.274
2021 | 0 | Silver Lake (RPU):1 | [6 empty] | 0.458 | 0.458 | 0.458 | 0.458 | 0.458 | 0.458 | 0.458 | 0.458 | 0.458 | 0.458 | 0.458 | 0.458 | 0.458 | 0.458 | 0.458 | 0.0687 | 0.0687 | 0.0687 | 0.0687 | 0.0687 | 0.0687 | 0.0687 | 0.0687 | 0.0687 | 0.0687 | 0.0687 | 0.0687 | 0.0687 | 0.0687 | 0.0687 | 0.0687 | 0.0687 | 0.0687 | 0.0687 | 0.0687 | 0.0687 | 0.0687 | 0.0687 | 0.0687 | 0.0687 | 0.0687 | 0.0687 | 0.0687 | 0.0687 | 0.0687 | 0.0687 | 0.0687 | 0.0687
2021 | 0 | Silver Lake (RPU):2 | [6 empty] | 0.43 | 0.43 | 0.43 | 0.43 | 0.43 | 0.43 | 0.43 | 0.43 | 0.43 | 0.43 | 0.43 | 0.43 | 0.43 | 0.43 | 0.43 | 0.0645 | 0.0645 | 0.0645 | 0.0645 | 0.0645 | 0.0645 | 0.0645 | 0.0645 | 0.0645 | 0.0645 | 0.0645 | 0.0645 | 0.0645 | 0.0645 | 0.0645 | 0.0645 | 0.0645 | 0.0645 | 0.0645 | 0.0645 | 0.0645 | 0.0645 | 0.0645 | 0.0645 | 0.0645 | 0.0645 | 0.0645 | 0.0645 | 0.0645 | 0.0645 | 0.0645 | 0.0645 | 0.0645
2021 | 0 | Silver Lake (RPU):3 | [6 empty] | 0.4 | 0.4 | 0.4 | 0.4 | 0.4 | 0.4 | 0.4 | 0.4 | 0.4 | 0.4 | 0.4 | 0.4 | 0.4 | 0.4 | 0.4 | 0.06 | 0.06 | 0.06 | 0.06 | 0.06 | 0.06 | 0.06 | 0.06 | 0.06 | 0.06 | 0.06 | 0.06 | 0.06 | 0.06 | 0.06 | 0.06 | 0.06 | 0.06 | 0.06 | 0.06 | 0.06 | 0.06 | 0.06 | 0.06 | 0.06 | 0.06 | 0.06 | 0.06 | 0.06 | 0.06 | 0.06 | 0.06 | 0.06
2021 | 0 | Silver Lake (RPU):4 | [6 empty] | 0.407 | 0.407 | 0.358 | 0.358 | 0.358 | 0.358 | 0.358 | 0.358 | 0.358 | 0.358 | 0.358 | 0.358 | 0.358 | 0.358 | 0.358 | 0.0537 | 0.0537 | 0.0537 | 0.0537 | 0.0537 | 0.0537 | 0.0537 | 0.0537 | 0.0537 | 0.0537 | 0.0537 | 0.0537 | 0.0537 | 0.0537 | 0.0537 | 0.0537 | 0.0537 | 0.0537 | 0.0537 | 0.0537 | 0.0537 | 0.0537 | 0.0537 | 0.0537 | 0.0537 | 0.0537 | 0.0537 | 0.0537 | 0.0537 | 0.0537 | 0.0537 | 0.0537 | 0.0537
0 | 0 | Thomas Fitzhugh:1 | [6 empty] | 0.259 | 0.259 | 0.259 | 0.259 | 0.259 | 0.259 | 0.259 | 0.259 | 0.259 | 0.259 | 0.259 | 0.259 | 0.259 | 0.259 | 0.259 | 0.259 | 0.259 | 0.259 | 0.259 | 0.259 | 0.259 | 0.259 | 0.259 | 0.259 | 0.259 | 0.259 | 0.259 | 0.259 | 0.259 | 0.259 | 0.259 | 0.259 | 0.259 | 0.259 | 0.259 | 0.259 | 0.259 | 0.259 | 0.259 | 0.259 | 0.259 | 0.259 | 0.259 | 0.259 | 0.259 | 0.259 | 0.259 | 0.259
0 | 0 | Carl Bailey:1 | [6 empty] | 0.199 | 0.199 | 0.225 | 0.225 | 0.225 | 0.225 | 0.225 | 0.225 | 0.225 | 0.225 | 0.225 | 0.225 | 0.225 | 0.225 | 0.225 | 0.225 | 0.225 | 0.225 | 0.225 | 0.225 | 0.225 | 0.225 | 0.225 | 0.225 | 0.225 | 0.225 | 0.225 | 0.225 | 0.225 | 0.225 | 0.225 | 0.225 | 0.225 | 0.225 | 0.225 | 0.225 | 0.225 | 0.225 | 0.225 | 0.225 | 0.225 | 0.225 | 0.225 | 0.225 | 0.225 | 0.225 | 0.225 | 0.225
0 | 0 | McClellan:1 | [6 empty] | 0.213 | 0.213 | 0.213 | 0.213 | 0.213 | 0.213 | 0.213 | 0.213 | 0.213 | 0.213 | 0.213 | 0.213 | 0.213 | 0.213 | 0.213 | 0.213 | 0.213 | 0.213 | 0.213 | 0.213 | 0.213 | 0.213 | 0.213 | 0.213 | 0.213 | 0.213 | 0.213 | 0.213 | 0.213 | 0.213 | 0.213 | 0.213 | 0.213 | 0.213 | 0.213 | 0.213 | 0.213 | 0.213 | 0.213 | 0.213 | 0.213 | 0.213 | 0.213 | 0.213 | 0.213 | 0.213 | 0.213 | 0.213
|  | Elk River - UPA:1 | [6 empty] | 0.3 | 0.3 | 0.3 | 0.3 | 0.3 | 0.3 | 0.3 | 0.3 | 0.3 | 0.3 | 0.3 | 0.3 | 0.3 | 0.3 | 0.3 | 0.3 | 0.3 | 0.3 | 0.3 | 0.3 | 0.3 | 0.3 | 0.3 | 0.3 | 0.3 | 0.3 | 0.3 | 0.3 | 0.3 | 0.3 | 0.3 | 0.3 | 0.3 | 0.3 | 0.3 | 0.3 | 0.3 | 0.3 | 0.3 | 0.3 | 0.3 | 0.3 | 0.3 | 0.3 | 0.3 | 0.3 | 0.3 | 0.3
|  | Elk River - UPA:2 | [6 empty] | 0.3 | 0.3 | 0.3 | 0.3 | 0.3 | 0.3 | 0.3 | 0.3 | 0.3 | 0.3 | 0.3 | 0.3 | 0.3 | 0.3 | 0.3 | 0.3 | 0.3 | 0.3 | 0.3 | 0.3 | 0.3 | 0.3 | 0.3 | 0.3 | 0.3 | 0.3 | 0.3 | 0.3 | 0.3 | 0.3 | 0.3 | 0.3 | 0.3 | 0.3 | 0.3 | 0.3 | 0.3 | 0.3 | 0.3 | 0.3 | 0.3 | 0.3 | 0.3 | 0.3 | 0.3 | 0.3 | 0.3 | 0.3
|  | Elk River - UPA:3 | [6 empty] | 0.3 | 0.3 | 0.3 | 0.3 | 0.3 | 0.3 | 0.3 | 0.3 | 0.3 | 0.3 | 0.3 | 0.3 | 0.3 | 0.3 | 0.3 | 0.3 | 0.3 | 0.3 | 0.3 | 0.3 | 0.3 | 0.3 | 0.3 | 0.3 | 0.3 | 0.3 | 0.3 | 0.3 | 0.3 | 0.3 | 0.3 | 0.3 | 0.3 | 0.3 | 0.3 | 0.3 | 0.3 | 0.3 | 0.3 | 0.3 | 0.3 | 0.3 | 0.3 | 0.3 | 0.3 | 0.3 | 0.3 | 0.3
2017 | 0 | England:1 | [6 empty] | 0.537 | 0.349 | 0.531 | 0.531 | 0.531 | 0.531 | 0.531 | 0.531 | 0.531 | 0.531 | 0.531 | 0.07965 | 0.07965 | 0.07965 | 0.07965 | 0.07965 | 0.07965 | 0.07965 | 0.07965 | 0.07965 | 0.07965 | 0.07965 | 0.07965 | 0.07965 | 0.07965 | 0.07965 | 0.07965 | 0.07965 | 0.07965 | 0.07965 | 0.07965 | 0.07965 | 0.07965 | 0.07965 | 0.07965 | 0.07965 | 0.07965 | 0.07965 | 0.07965 | 0.07965 | 0.07965 | 0.07965 | 0.07965 | 0.07965 | 0.07965 | 0.07965 | 0.07965 | 0.07965
2017 | 0 | England:2 | [6 empty] | 0.453 | 0.453 | 0.514 | 0.514 | 0.514 | 0.514 | 0.514 | 0.514 | 0.514 | 0.514 | 0.514 | 0.0771 | 0.0771 | 0.0771 | 0.0771 | 0.0771 | 0.0771 | 0.0771 | 0.0771 | 0.0771 | 0.0771 | 0.0771 | 0.0771 | 0.0771 | 0.0771 | 0.0771 | 0.0771 | 0.0771 | 0.0771 | 0.0771 | 0.0771 | 0.0771 | 0.0771 | 0.0771 | 0.0771 | 0.0771 | 0.0771 | 0.0771 | 0.0771 | 0.0771 | 0.0771 | 0.0771 | 0.0771 | 0.0771 | 0.0771 | 0.0771 | 0.0771 | 0.0771
|  | England:3 | [6 empty] | 0.187 | 0.187 | 0.189 | 0.189 | 0.189 | 0.189 | 0.189 | 0.189 | 0.189 | 0.189 | 0.189 | 0.189 | 0.189 | 0.189 | 0.189 | 0.189 | 0.189 | 0.189 | 0.189 | 0.189 | 0.189 | 0.189 | 0.189 | 0.189 | 0.189 | 0.189 | 0.189 | 0.189 | 0.189 | 0.189 | 0.189 | 0.189 | 0.189 | 0.189 | 0.189 | 0.189 | 0.189 | 0.189 | 0.189 | 0.189 | 0.189 | 0.189 | 0.189 | 0.189 | 0.189 | 0.189 | 0.189 | 0.189
|  | England:IC | [6 empty] | 0.315 | 0.315 | 0.315 | 0.315 | 0.315 | 0.315 | 0.315 | 0.315 | 0.315 | 0.315 | 0.315 | 0.315 | 0.315 | 0.315 | 0.315 | 0.315 | 0.315 | 0.315 | 0.315 | 0.315 | 0.315 | 0.315 | 0.315 | 0.315 | 0.315 | 0.315 | 0.315 | 0.315 | 0.315 | 0.315 | 0.315 | 0.315 | 0.315 | 0.315 | 0.315 | 0.315 | 0.315 | 0.315 | 0.315 | 0.315 | 0.315 | 0.315 | 0.315 | 0.315 | 0.315 | 0.315 | 0.315 | 0.315
0 | 0 | Carlls Corner:1 | [6 empty] | 0.1 | 0.1 | 0.1 | 0.1 | 0.1 | 0.1 | 0.1 | 0.1 | 0.1 | 0.1 | 0.1 | 0.1 | 0.1 | 0.1 | 0.1 | 0.1 | 0.1 | 0.1 | 0.1 | 0.1 | 0.1 | 0.1 | 0.1 | 0.1 | 0.1 | 0.1 | 0.1 | 0.1 | 0.1 | 0.1 | 0.1 | 0.1 | 0.1 | 0.1 | 0.1 | 0.1 | 0.1 | 0.1 | 0.1 | 0.1 | 0.1 | 0.1 | 0.1 | 0.1 | 0.1 | 0.1 | 0.1 | 0.1
0 | 0 | Carlls Corner:2 | [6 empty] | 0.456 | 0.456 | 0.456 | 0.456 | 0.456 | 0.456 | 0.456 | 0.456 | 0.456 | 0.456 | 0.456 | 0.456 | 0.456 | 0.456 | 0.456 | 0.456 | 0.456 | 0.456 | 0.456 | 0.456 | 0.456 | 0.456 | 0.456 | 0.456 | 0.456 | 0.456 | 0.456 | 0.456 | 0.456 | 0.456 | 0.456 | 0.456 | 0.456 | 0.456 | 0.456 | 0.456 | 0.456 | 0.456 | 0.456 | 0.456 | 0.456 | 0.456 | 0.456 | 0.456 | 0.456 | 0.456 | 0.456 | 0.456
0 | 0 | Cedar (ACEC):1 | [6 empty] | 0.315 | 0.315 | 0.315 | 0.315 | 0.315 | 0.315 | 0.315 | 0.315 | 0.315 | 0.315 | 0.315 | 0.315 | 0.315 | 0.315 | 0.315 | 0.315 | 0.315 | 0.315 | 0.315 | 0.315 | 0.315 | 0.315 | 0.315 | 0.315 | 0.315 | 0.315 | 0.315 | 0.315 | 0.315 | 0.315 | 0.315 | 0.315 | 0.315 | 0.315 | 0.315 | 0.315 | 0.315 | 0.315 | 0.315 | 0.315 | 0.315 | 0.315 | 0.315 | 0.315 | 0.315 | 0.315 | 0.315 | 0.315
0 | 0 | Cedar (ACEC):2 | [6 empty] | 0.315 | 0.315 | 0.315 | 0.315 | 0.315 | 0.315 | 0.315 | 0.315 | 0.315 | 0.315 | 0.315 | 0.315 | 0.315 | 0.315 | 0.315 | 0.315 | 0.315 | 0.315 | 0.315 | 0.315 | 0.315 | 0.315 | 0.315 | 0.315 | 0.315 | 0.315 | 0.315 | 0.315 | 0.315 | 0.315 | 0.315 | 0.315 | 0.315 | 0.315 | 0.315 | 0.315 | 0.315 | 0.315 | 0.315 | 0.315 | 0.315 | 0.315 | 0.315 | 0.315 | 0.315 | 0.315 | 0.315 | 0.315
0 | 0 | Middle:1 | [6 empty] | 0.315 | 0.315 | 0.315 | 0.315 | 0.315 | 0.315 | 0.315 | 0.315 | 0.315 | 0.315 | 0.315 | 0.315 | 0.315 | 0.315 | 0.315 | 0.315 | 0.315 | 0.315 | 0.315 | 0.315 | 0.315 | 0.315 | 0.315 | 0.315 | 0.315 | 0.315 | 0.315 | 0.315 | 0.315 | 0.315 | 0.315 | 0.315 | 0.315 | 0.315 | 0.315 | 0.315 | 0.315 | 0.315 | 0.315 | 0.315 | 0.315 | 0.315 | 0.315 | 0.315 | 0.315 | 0.315 | 0.315 | 0.315
0 | 0 | Middle:2 | [6 empty] | 0.315 | 0.315 | 0.315 | 0.315 | 0.315 | 0.315 | 0.315 | 0.315 | 0.315 | 0.315 | 0.315 | 0.315 | 0.315 | 0.315 | 0.315 | 0.315 | 0.315 | 0.315 | 0.315 | 0.315 | 0.315 | 0.315 | 0.315 | 0.315 | 0.315 | 0.315 | 0.315 | 0.315 | 0.315 | 0.315 | 0.315 | 0.315 | 0.315 | 0.315 | 0.315 | 0.315 | 0.315 | 0.315 | 0.315 | 0.315 | 0.315 | 0.315 | 0.315 | 0.315 | 0.315 | 0.315 | 0.315 | 0.315
0 | 0 | Middle:3 | [6 empty] | 0.315 | 0.315 | 0.315 | 0.315 | 0.315 | 0.315 | 0.315 | 0.315 | 0.315 | 0.315 | 0.315 | 0.315 | 0.315 | 0.315 | 0.315 | 0.315 | 0.315 | 0.315 | 0.315 | 0.315 | 0.315 | 0.315 | 0.315 | 0.315 | 0.315 | 0.315 | 0.315 | 0.315 | 0.315 | 0.315 | 0.315 | 0.315 | 0.315 | 0.315 | 0.315 | 0.315 | 0.315 | 0.315 | 0.315 | 0.315 | 0.315 | 0.315 | 0.315 | 0.315 | 0.315 | 0.315 | 0.315 | 0.315
0 | 0 | Missouri Avenue:ALL | [6 empty] | 0.315 | 0.315 | 0.315 | 0.315 | 0.315 | 0.315 | 0.315 | 0.315 | 0.315 | 0.315 | 0.315 | 0.315 | 0.315 | 0.315 | 0.315 | 0.315 | 0.315 | 0.315 | 0.315 | 0.315 | 0.315 | 0.315 | 0.315 | 0.315 | 0.315 | 0.315 | 0.315 | 0.315 | 0.315 | 0.315 | 0.315 | 0.315 | 0.315 | 0.315 | 0.315 | 0.315 | 0.315 | 0.315 | 0.315 | 0.315 | 0.315 | 0.315 | 0.315 | 0.315 | 0.315 | 0.315 | 0.315 | 0.315
0 | 0 | Deepwater (ACEC):1 | [6 empty] | 0.376 | 0.376 | 0.241 | 0.241 | 0.241 | 0.241 | 0.241 | 0.241 | 0.241 | 0.241 | 0.241 | 0.241 | 0.241 | 0.241 | 0.241 | 0.241 | 0.241 | 0.241 | 0.241 | 0.241 | 0.241 | 0.241 | 0.241 | 0.241 | 0.241 | 0.241 | 0.241 | 0.241 | 0.241 | 0.241 | 0.241 | 0.241 | 0.241 | 0.241 | 0.241 | 0.241 | 0.241 | 0.241 | 0.241 | 0.241 | 0.241 | 0.241 | 0.241 | 0.241 | 0.241 | 0.241 | 0.241 | 0.241
|  | Deepwater (ACEC):GTA | [6 empty] | 0.1 | 0.1 | 0.1 | 0.1 | 0.1 | 0.1 | 0.1 | 0.1 | 0.1 | 0.1 | 0.1 | 0.1 | 0.1 | 0.1 | 0.1 | 0.1 | 0.1 | 0.1 | 0.1 | 0.1 | 0.1 | 0.1 | 0.1 | 0.1 | 0.1 | 0.1 | 0.1 | 0.1 | 0.1 | 0.1 | 0.1 | 0.1 | 0.1 | 0.1 | 0.1 | 0.1 | 0.1 | 0.1 | 0.1 | 0.1 | 0.1 | 0.1 | 0.1 | 0.1 | 0.1 | 0.1 | 0.1 | 0.1
2017 | 0 | Deepwater (ACEC):6 | [6 empty] | 0.387 | 0.387 | 0.387 | 0.387 | 0.387 | 0.387 | 0.387 | 0.387 | 0.387 | 0.387 | 0.387 | 0.05805 | 0.05805 | 0.05805 | 0.05805 | 0.05805 | 0.05805 | 0.05805 | 0.05805 | 0.05805 | 0.05805 | 0.05805 | 0.05805 | 0.05805 | 0.05805 | 0.05805 | 0.05805 | 0.05805 | 0.05805 | 0.05805 | 0.05805 | 0.05805 | 0.05805 | 0.05805 | 0.05805 | 0.05805 | 0.05805 | 0.05805 | 0.05805 | 0.05805 | 0.05805 | 0.05805 | 0.05805 | 0.05805 | 0.05805 | 0.05805 | 0.05805 | 0.05805
0 | 0 | Werner:GT1 | [6 empty] | 0.315 | 0.315 | 0.315 | 0.315 | 0.315 | 0.315 | 0.315 | 0.315 | 0.315 | 0.315 | 0.315 | 0.315 | 0.315 | 0.315 | 0.315 | 0.315 | 0.315 | 0.315 | 0.315 | 0.315 | 0.315 | 0.315 | 0.315 | 0.315 | 0.315 | 0.315 | 0.315 | 0.315 | 0.315 | 0.315 | 0.315 | 0.315 | 0.315 | 0.315 | 0.315 | 0.315 | 0.315 | 0.315 | 0.315 | 0.315 | 0.315 | 0.315 | 0.315 | 0.315 | 0.315 | 0.315 | 0.315 | 0.315
0 | 0 | Werner:GT2 | [6 empty] | 0.315 | 0.315 | 0.315 | 0.315 | 0.315 | 0.315 | 0.315 | 0.315 | 0.315 | 0.315 | 0.315 | 0.315 | 0.315 | 0.315 | 0.315 | 0.315 | 0.315 | 0.315 | 0.315 | 0.315 | 0.315 | 0.315 | 0.315 | 0.315 | 0.315 | 0.315 | 0.315 | 0.315 | 0.315 | 0.315 | 0.315 | 0.315 | 0.315 | 0.315 | 0.315 | 0.315 | 0.315 | 0.315 | 0.315 | 0.315 | 0.315 | 0.315 | 0.315 | 0.315 | 0.315 | 0.315 | 0.315 | 0.315
|  | Werner:GT3 | [6 empty] | 0.315 | 0.315 | 0.315 | 0.315 | 0.315 | 0.315 | 0.315 | 0.315 | 0.315 | 0.315 | 0.315 | 0.315 | 0.315 | 0.315 | 0.315 | 0.315 | 0.315 | 0.315 | 0.315 | 0.315 | 0.315 | 0.315 | 0.315 | 0.315 | 0.315 | 0.315 | 0.315 | 0.315 | 0.315 | 0.315 | 0.315 | 0.315 | 0.315 | 0.315 | 0.315 | 0.315 | 0.315 | 0.315 | 0.315 | 0.315 | 0.315 | 0.315 | 0.315 | 0.315 | 0.315 | 0.315 | 0.315 | 0.315
0 | 0 | Werner:GT4 | [6 empty] | 0.315 | 0.315 | 0.315 | 0.315 | 0.315 | 0.315 | 0.315 | 0.315 | 0.315 | 0.315 | 0.315 | 0.315 | 0.315 | 0.315 | 0.315 | 0.315 | 0.315 | 0.315 | 0.315 | 0.315 | 0.315 | 0.315 | 0.315 | 0.315 | 0.315 | 0.315 | 0.315 | 0.315 | 0.315 | 0.315 | 0.315 | 0.315 | 0.315 | 0.315 | 0.315 | 0.315 | 0.315 | 0.315 | 0.315 | 0.315 | 0.315 | 0.315 | 0.315 | 0.315 | 0.315 | 0.315 | 0.315 | 0.315
0 | 0 | Sayreville:GT1 | [6 empty] | 0.1 | 0.1 | 0.1 | 0.1 | 0.1 | 0.1 | 0.1 | 0.1 | 0.1 | 0.1 | 0.1 | 0.1 | 0.1 | 0.1 | 0.1 | 0.1 | 0.1 | 0.1 | 0.1 | 0.1 | 0.1 | 0.1 | 0.1 | 0.1 | 0.1 | 0.1 | 0.1 | 0.1 | 0.1 | 0.1 | 0.1 | 0.1 | 0.1 | 0.1 | 0.1 | 0.1 | 0.1 | 0.1 | 0.1 | 0.1 | 0.1 | 0.1 | 0.1 | 0.1 | 0.1 | 0.1 | 0.1 | 0.1
0 | 0 | Sayreville:GT2 | [6 empty] | 0.1 | 0.1 | 0.1 | 0.1 | 0.1 | 0.1 | 0.1 | 0.1 | 0.1 | 0.1 | 0.1 | 0.1 | 0.1 | 0.1 | 0.1 | 0.1 | 0.1 | 0.1 | 0.1 | 0.1 | 0.1 | 0.1 | 0.1 | 0.1 | 0.1 | 0.1 | 0.1 | 0.1 | 0.1 | 0.1 | 0.1 | 0.1 | 0.1 | 0.1 | 0.1 | 0.1 | 0.1 | 0.1 | 0.1 | 0.1 | 0.1 | 0.1 | 0.1 | 0.1 | 0.1 | 0.1 | 0.1 | 0.1
0 | 0 | Sayreville:GT3 | [6 empty] | 0.1 | 0.1 | 0.1 | 0.1 | 0.1 | 0.1 | 0.1 | 0.1 | 0.1 | 0.1 | 0.1 | 0.1 | 0.1 | 0.1 | 0.1 | 0.1 | 0.1 | 0.1 | 0.1 | 0.1 | 0.1 | 0.1 | 0.1 | 0.1 | 0.1 | 0.1 | 0.1 | 0.1 | 0.1 | 0.1 | 0.1 | 0.1 | 0.1 | 0.1 | 0.1 | 0.1 | 0.1 | 0.1 | 0.1 | 0.1 | 0.1 | 0.1 | 0.1 | 0.1 | 0.1 | 0.1 | 0.1 | 0.1
0 | 0 | Sayreville:GT4 | [6 empty] | 0.1 | 0.1 | 0.1 | 0.1 | 0.1 | 0.1 | 0.1 | 0.1 | 0.1 | 0.1 | 0.1 | 0.1 | 0.1 | 0.1 | 0.1 | 0.1 | 0.1 | 0.1 | 0.1 | 0.1 | 0.1 | 0.1 | 0.1 | 0.1 | 0.1 | 0.1 | 0.1 | 0.1 | 0.1 | 0.1 | 0.1 | 0.1 | 0.1 | 0.1 | 0.1 | 0.1 | 0.1 | 0.1 | 0.1 | 0.1 | 0.1 | 0.1 | 0.1 | 0.1 | 0.1 | 0.1 | 0.1 | 0.1
|  | Sayreville:5 | [6 empty] | 0.192 | 0.192 | 0.192 | 0.192 | 0.192 | 0.192 | 0.192 | 0.192 | 0.192 | 0.192 | 0.192 | 0.192 | 0.192 | 0.192 | 0.192 | 0.192 | 0.192 | 0.192 | 0.192 | 0.192 | 0.192 | 0.192 | 0.192 | 0.192 | 0.192 | 0.192 | 0.192 | 0.192 | 0.192 | 0.192 | 0.192 | 0.192 | 0.192 | 0.192 | 0.192 | 0.192 | 0.192 | 0.192 | 0.192 | 0.192 | 0.192 | 0.192 | 0.192 | 0.192 | 0.192 | 0.192 | 0.192 | 0.192
0 | 0 | Gilbert:CC1 | [6 empty] | 0.138 | 0.138 | 0.138 | 0.138 | 0.138 | 0.138 | 0.138 | 0.138 | 0.138 | 0.138 | 0.138 | 0.138 | 0.138 | 0.138 | 0.138 | 0.138 | 0.138 | 0.138 | 0.138 | 0.138 | 0.138 | 0.138 | 0.138 | 0.138 | 0.138 | 0.138 | 0.138 | 0.138 | 0.138 | 0.138 | 0.138 | 0.138 | 0.138 | 0.138 | 0.138 | 0.138 | 0.138 | 0.138 | 0.138 | 0.138 | 0.138 | 0.138 | 0.138 | 0.138 | 0.138 | 0.138 | 0.138 | 0.138
0 | 0 | Gilbert:C1-2 | [6 empty] | 0.1 | 0.1 | 0.1 | 0.1 | 0.1 | 0.1 | 0.1 | 0.1 | 0.1 | 0.1 | 0.1 | 0.1 | 0.1 | 0.1 | 0.1 | 0.1 | 0.1 | 0.1 | 0.1 | 0.1 | 0.1 | 0.1 | 0.1 | 0.1 | 0.1 | 0.1 | 0.1 | 0.1 | 0.1 | 0.1 | 0.1 | 0.1 | 0.1 | 0.1 | 0.1 | 0.1 | 0.1 | 0.1 | 0.1 | 0.1 | 0.1 | 0.1 | 0.1 | 0.1 | 0.1 | 0.1 | 0.1 | 0.1
0 | 0 | Gilbert:C3-4 | [6 empty] | 0.1 | 0.1 | 0.1 | 0.1 | 0.1 | 0.1 | 0.1 | 0.1 | 0.1 | 0.1 | 0.1 | 0.1 | 0.1 | 0.1 | 0.1 | 0.1 | 0.1 | 0.1 | 0.1 | 0.1 | 0.1 | 0.1 | 0.1 | 0.1 | 0.1 | 0.1 | 0.1 | 0.1 | 0.1 | 0.1 | 0.1 | 0.1 | 0.1 | 0.1 | 0.1 | 0.1 | 0.1 | 0.1 | 0.1 | 0.1 | 0.1 | 0.1 | 0.1 | 0.1 | 0.1 | 0.1 | 0.1 | 0.1
0 | 0 | Gilbert:C9 | [6 empty] | 0.133 | 0.133 | 0.136 | 0.136 | 0.136 | 0.136 | 0.136 | 0.136 | 0.136 | 0.136 | 0.136 | 0.136 | 0.136 | 0.136 | 0.136 | 0.136 | 0.136 | 0.136 | 0.136 | 0.136 | 0.136 | 0.136 | 0.136 | 0.136 | 0.136 | 0.136 | 0.136 | 0.136 | 0.136 | 0.136 | 0.136 | 0.136 | 0.136 | 0.136 | 0.136 | 0.136 | 0.136 | 0.136 | 0.136 | 0.136 | 0.136 | 0.136 | 0.136 | 0.136 | 0.136 | 0.136 | 0.136 | 0.136
|  | Riegel:1 | [6 empty] | 0.1 | 0.1 | 0.1 | 0.1 | 0.1 | 0.1 | 0.1 | 0.1 | 0.1 | 0.1 | 0.1 | 0.1 | 0.1 | 0.1 | 0.1 | 0.1 | 0.1 | 0.1 | 0.1 | 0.1 | 0.1 | 0.1 | 0.1 | 0.1 | 0.1 | 0.1 | 0.1 | 0.1 | 0.1 | 0.1 | 0.1 | 0.1 | 0.1 | 0.1 | 0.1 | 0.1 | 0.1 | 0.1 | 0.1 | 0.1 | 0.1 | 0.1 | 0.1 | 0.1 | 0.1 | 0.1 | 0.1 | 0.1
0 | 0 | Bayonne:1 | [6 empty] | 0.315 | 0.315 | 0.315 | 0.315 | 0.315 | 0.315 | 0.315 | 0.315 | 0.315 | 0.315 | 0.315 | 0.315 | 0.315 | 0.315 | 0.315 | 0.315 | 0.315 | 0.315 | 0.315 | 0.315 | 0.315 | 0.315 | 0.315 | 0.315 | 0.315 | 0.315 | 0.315 | 0.315 | 0.315 | 0.315 | 0.315 | 0.315 | 0.315 | 0.315 | 0.315 | 0.315 | 0.315 | 0.315 | 0.315 | 0.315 | 0.315 | 0.315 | 0.315 | 0.315 | 0.315 | 0.315 | 0.315 | 0.315
0 | 0 | Bayonne:2 | [6 empty] | 0.315 | 0.315 | 0.315 | 0.315 | 0.315 | 0.315 | 0.315 | 0.315 | 0.315 | 0.315 | 0.315 | 0.315 | 0.315 | 0.315 | 0.315 | 0.315 | 0.315 | 0.315 | 0.315 | 0.315 | 0.315 | 0.315 | 0.315 | 0.315 | 0.315 | 0.315 | 0.315 | 0.315 | 0.315 | 0.315 | 0.315 | 0.315 | 0.315 | 0.315 | 0.315 | 0.315 | 0.315 | 0.315 | 0.315 | 0.315 | 0.315 | 0.315 | 0.315 | 0.315 | 0.315 | 0.315 | 0.315 | 0.315
|  | Bergen:CC2 | [6 empty] | 0.035 | 0.035 | 0.035 | 0.035 | 0.035 | 0.035 | 0.035 | 0.035 | 0.035 | 0.035 | 0.035 | 0.035 | 0.035 | 0.035 | 0.035 | 0.035 | 0.035 | 0.035 | 0.035 | 0.035 | 0.035 | 0.035 | 0.035 | 0.035 | 0.035 | 0.035 | 0.035 | 0.035 | 0.035 | 0.035 | 0.035 | 0.035 | 0.035 | 0.035 | 0.035 | 0.035 | 0.035 | 0.035 | 0.035 | 0.035 | 0.035 | 0.035 | 0.035 | 0.035 | 0.035 | 0.035 | 0.035 | 0.035
|  | Bergen:3 | [6 empty] | 0.024 | 0.024 | 0.024 | 0.024 | 0.024 | 0.024 | 0.024 | 0.024 | 0.024 | 0.024 | 0.024 | 0.024 | 0.024 | 0.024 | 0.024 | 0.024 | 0.024 | 0.024 | 0.024 | 0.024 | 0.024 | 0.024 | 0.024 | 0.024 | 0.024 | 0.024 | 0.024 | 0.024 | 0.024 | 0.024 | 0.024 | 0.024 | 0.024 | 0.024 | 0.024 | 0.024 | 0.024 | 0.024 | 0.024 | 0.024 | 0.024 | 0.024 | 0.024 | 0.024 | 0.024 | 0.024 | 0.024 | 0.024
|  | Bergen:6 | [6 empty] | 0.025 | 0.025 | 0.025 | 0.025 | 0.025 | 0.025 | 0.025 | 0.025 | 0.025 | 0.025 | 0.025 | 0.025 | 0.025 | 0.025 | 0.025 | 0.025 | 0.025 | 0.025 | 0.025 | 0.025 | 0.025 | 0.025 | 0.025 | 0.025 | 0.025 | 0.025 | 0.025 | 0.025 | 0.025 | 0.025 | 0.025 | 0.025 | 0.025 | 0.025 | 0.025 | 0.025 | 0.025 | 0.025 | 0.025 | 0.025 | 0.025 | 0.025 | 0.025 | 0.025 | 0.025 | 0.025 | 0.025 | 0.025
0 | 0 | Burlington (PSEGF):GT1 | [6 empty] | 0.091 | 0.091 | 0.091 | 0.091 | 0.091 | 0.091 | 0.091 | 0.091 | 0.091 | 0.091 | 0.091 | 0.091 | 0.091 | 0.091 | 0.091 | 0.091 | 0.091 | 0.091 | 0.091 | 0.091 | 0.091 | 0.091 | 0.091 | 0.091 | 0.091 | 0.091 | 0.091 | 0.091 | 0.091 | 0.091 | 0.091 | 0.091 | 0.091 | 0.091 | 0.091 | 0.091 | 0.091 | 0.091 | 0.091 | 0.091 | 0.091 | 0.091 | 0.091 | 0.091 | 0.091 | 0.091 | 0.091 | 0.091
|  | Burlington (PSEGF):10CC1 | [6 empty] | 0.08 | 0.08 | 0.08 | 0.08 | 0.08 | 0.08 | 0.08 | 0.08 | 0.08 | 0.08 | 0.08 | 0.08 | 0.08 | 0.08 | 0.08 | 0.08 | 0.08 | 0.08 | 0.08 | 0.08 | 0.08 | 0.08 | 0.08 | 0.08 | 0.08 | 0.08 | 0.08 | 0.08 | 0.08 | 0.08 | 0.08 | 0.08 | 0.08 | 0.08 | 0.08 | 0.08 | 0.08 | 0.08 | 0.08 | 0.08 | 0.08 | 0.08 | 0.08 | 0.08 | 0.08 | 0.08 | 0.08 | 0.08
|  | Burlington (PSEGF):11 | [6 empty] | 0.315 | 0.315 | 0.315 | 0.315 | 0.315 | 0.315 | 0.315 | 0.315 | 0.315 | 0.315 | 0.315 | 0.315 | 0.315 | 0.315 | 0.315 | 0.315 | 0.315 | 0.315 | 0.315 | 0.315 | 0.315 | 0.315 | 0.315 | 0.315 | 0.315 | 0.315 | 0.315 | 0.315 | 0.315 | 0.315 | 0.315 | 0.315 | 0.315 | 0.315 | 0.315 | 0.315 | 0.315 | 0.315 | 0.315 | 0.315 | 0.315 | 0.315 | 0.315 | 0.315 | 0.315 | 0.315 | 0.315 | 0.315
|  | Burlington (PSEGF):GT2 | [6 empty] | 0.083 | 0.083 | 0.083 | 0.083 | 0.083 | 0.083 | 0.083 | 0.083 | 0.083 | 0.083 | 0.083 | 0.083 | 0.083 | 0.083 | 0.083 | 0.083 | 0.083 | 0.083 | 0.083 | 0.083 | 0.083 | 0.083 | 0.083 | 0.083 | 0.083 | 0.083 | 0.083 | 0.083 | 0.083 | 0.083 | 0.083 | 0.083 | 0.083 | 0.083 | 0.083 | 0.083 | 0.083 | 0.083 | 0.083 | 0.083 | 0.083 | 0.083 | 0.083 | 0.083 | 0.083 | 0.083 | 0.083 | 0.083
0 | 0 | Burlington (PSEGF):GT3 | [6 empty] | 0.103 | 0.103 | 0.103 | 0.103 | 0.103 | 0.103 | 0.103 | 0.103 | 0.103 | 0.103 | 0.103 | 0.103 | 0.103 | 0.103 | 0.103 | 0.103 | 0.103 | 0.103 | 0.103 | 0.103 | 0.103 | 0.103 | 0.103 | 0.103 | 0.103 | 0.103 | 0.103 | 0.103 | 0.103 | 0.103 | 0.103 | 0.103 | 0.103 | 0.103 | 0.103 | 0.103 | 0.103 | 0.103 | 0.103 | 0.103 | 0.103 | 0.103 | 0.103 | 0.103 | 0.103 | 0.103 | 0.103 | 0.103
0 | 0 | Burlington (PSEGF):GT4 | [6 empty] | 0.128 | 0.128 | 0.128 | 0.128 | 0.128 | 0.128 | 0.128 | 0.128 | 0.128 | 0.128 | 0.128 | 0.128 | 0.128 | 0.128 | 0.128 | 0.128 | 0.128 | 0.128 | 0.128 | 0.128 | 0.128 | 0.128 | 0.128 | 0.128 | 0.128 | 0.128 | 0.128 | 0.128 | 0.128 | 0.128 | 0.128 | 0.128 | 0.128 | 0.128 | 0.128 | 0.128 | 0.128 | 0.128 | 0.128 | 0.128 | 0.128 | 0.128 | 0.128 | 0.128 | 0.128 | 0.128 | 0.128 | 0.128
|  | Burlington (PSEGF):7 | [6 empty] | 0.315 | 0.315 | 0.315 | 0.315 | 0.315 | 0.315 | 0.315 | 0.315 | 0.315 | 0.315 | 0.315 | 0.315 | 0.315 | 0.315 | 0.315 | 0.315 | 0.315 | 0.315 | 0.315 | 0.315 | 0.315 | 0.315 | 0.315 | 0.315 | 0.315 | 0.315 | 0.315 | 0.315 | 0.315 | 0.315 | 0.315 | 0.315 | 0.315 | 0.315 | 0.315 | 0.315 | 0.315 | 0.315 | 0.315 | 0.315 | 0.315 | 0.315 | 0.315 | 0.315 | 0.315 | 0.315 | 0.315 | 0.315
0 | 0 | Burlington (PSEGF):8 | [6 empty] | 0.315 | 0.315 | 0.315 | 0.315 | 0.315 | 0.315 | 0.315 | 0.315 | 0.315 | 0.315 | 0.315 | 0.315 | 0.315 | 0.315 | 0.315 | 0.315 | 0.315 | 0.315 | 0.315 | 0.315 | 0.315 | 0.315 | 0.315 | 0.315 | 0.315 | 0.315 | 0.315 | 0.315 | 0.315 | 0.315 | 0.315 | 0.315 | 0.315 | 0.315 | 0.315 | 0.315 | 0.315 | 0.315 | 0.315 | 0.315 | 0.315 | 0.315 | 0.315 | 0.315 | 0.315 | 0.315 | 0.315 | 0.315
|  | Burlington (PSEGF):9 | [6 empty] | 0.086 | 0.086 | 0.086 | 0.086 | 0.086 | 0.086 | 0.086 | 0.086 | 0.086 | 0.086 | 0.086 | 0.086 | 0.086 | 0.086 | 0.086 | 0.086 | 0.086 | 0.086 | 0.086 | 0.086 | 0.086 | 0.086 | 0.086 | 0.086 | 0.086 | 0.086 | 0.086 | 0.086 | 0.086 | 0.086 | 0.086 | 0.086 | 0.086 | 0.086 | 0.086 | 0.086 | 0.086 | 0.086 | 0.086 | 0.086 | 0.086 | 0.086 | 0.086 | 0.086 | 0.086 | 0.086 | 0.086 | 0.086
0 | 0 | Edison:1 | [6 empty] | 0.1 | 0.1 | 0.1 | 0.1 | 0.1 | 0.1 | 0.1 | 0.1 | 0.1 | 0.1 | 0.1 | 0.1 | 0.1 | 0.1 | 0.1 | 0.1 | 0.1 | 0.1 | 0.1 | 0.1 | 0.1 | 0.1 | 0.1 | 0.1 | 0.1 | 0.1 | 0.1 | 0.1 | 0.1 | 0.1 | 0.1 | 0.1 | 0.1 | 0.1 | 0.1 | 0.1 | 0.1 | 0.1 | 0.1 | 0.1 | 0.1 | 0.1 | 0.1 | 0.1 | 0.1 | 0.1 | 0.1 | 0.1
0 | 0 | Edison:2 | [6 empty] | 0.1 | 0.1 | 0.1 | 0.1 | 0.1 | 0.1 | 0.1 | 0.1 | 0.1 | 0.1 | 0.1 | 0.1 | 0.1 | 0.1 | 0.1 | 0.1 | 0.1 | 0.1 | 0.1 | 0.1 | 0.1 | 0.1 | 0.1 | 0.1 | 0.1 | 0.1 | 0.1 | 0.1 | 0.1 | 0.1 | 0.1 | 0.1 | 0.1 | 0.1 | 0.1 | 0.1 | 0.1 | 0.1 | 0.1 | 0.1 | 0.1 | 0.1 | 0.1 | 0.1 | 0.1 | 0.1 | 0.1 | 0.1
0 | 0 | Edison:3 | [6 empty] | 0.1 | 0.1 | 0.1 | 0.1 | 0.1 | 0.1 | 0.1 | 0.1 | 0.1 | 0.1 | 0.1 | 0.1 | 0.1 | 0.1 | 0.1 | 0.1 | 0.1 | 0.1 | 0.1 | 0.1 | 0.1 | 0.1 | 0.1 | 0.1 | 0.1 | 0.1 | 0.1 | 0.1 | 0.1 | 0.1 | 0.1 | 0.1 | 0.1 | 0.1 | 0.1 | 0.1 | 0.1 | 0.1 | 0.1 | 0.1 | 0.1 | 0.1 | 0.1 | 0.1 | 0.1 | 0.1 | 0.1 | 0.1
0 | 0 | Essex:10 | [6 empty] | 0.1 | 0.1 | 0.1 | 0.1 | 0.1 | 0.1 | 0.1 | 0.1 | 0.1 | 0.1 | 0.1 | 0.1 | 0.1 | 0.1 | 0.1 | 0.1 | 0.1 | 0.1 | 0.1 | 0.1 | 0.1 | 0.1 | 0.1 | 0.1 | 0.1 | 0.1 | 0.1 | 0.1 | 0.1 | 0.1 | 0.1 | 0.1 | 0.1 | 0.1 | 0.1 | 0.1 | 0.1 | 0.1 | 0.1 | 0.1 | 0.1 | 0.1 | 0.1 | 0.1 | 0.1 | 0.1 | 0.1 | 0.1
0 | 0 | Essex:11 | [6 empty] | 0.1 | 0.1 | 0.1 | 0.1 | 0.1 | 0.1 | 0.1 | 0.1 | 0.1 | 0.1 | 0.1 | 0.1 | 0.1 | 0.1 | 0.1 | 0.1 | 0.1 | 0.1 | 0.1 | 0.1 | 0.1 | 0.1 | 0.1 | 0.1 | 0.1 | 0.1 | 0.1 | 0.1 | 0.1 | 0.1 | 0.1 | 0.1 | 0.1 | 0.1 | 0.1 | 0.1 | 0.1 | 0.1 | 0.1 | 0.1 | 0.1 | 0.1 | 0.1 | 0.1 | 0.1 | 0.1 | 0.1 | 0.1
0 | 0 | Essex:12 | [6 empty] | 0.1 | 0.1 | 0.1 | 0.1 | 0.1 | 0.1 | 0.1 | 0.1 | 0.1 | 0.1 | 0.1 | 0.1 | 0.1 | 0.1 | 0.1 | 0.1 | 0.1 | 0.1 | 0.1 | 0.1 | 0.1 | 0.1 | 0.1 | 0.1 | 0.1 | 0.1 | 0.1 | 0.1 | 0.1 | 0.1 | 0.1 | 0.1 | 0.1 | 0.1 | 0.1 | 0.1 | 0.1 | 0.1 | 0.1 | 0.1 | 0.1 | 0.1 | 0.1 | 0.1 | 0.1 | 0.1 | 0.1 | 0.1
|  | Essex:9 | [6 empty] | 0.079 | 0.079 | 0.079 | 0.079 | 0.079 | 0.079 | 0.079 | 0.079 | 0.079 | 0.079 | 0.079 | 0.079 | 0.079 | 0.079 | 0.079 | 0.079 | 0.079 | 0.079 | 0.079 | 0.079 | 0.079 | 0.079 | 0.079 | 0.079 | 0.079 | 0.079 | 0.079 | 0.079 | 0.079 | 0.079 | 0.079 | 0.079 | 0.079 | 0.079 | 0.079 | 0.079 | 0.079 | 0.079 | 0.079 | 0.079 | 0.079 | 0.079 | 0.079 | 0.079 | 0.079 | 0.079 | 0.079 | 0.079
0 | 0 | Hudson (PSEGF):1 | [6 empty] | 0.226 | 0.226 | 0.162 | 0.162 | 0.162 | 0.162 | 0.162 | 0.162 | 0.162 | 0.162 | 0.162 | 0.162 | 0.162 | 0.162 | 0.162 | 0.162 | 0.162 | 0.162 | 0.162 | 0.162 | 0.162 | 0.162 | 0.162 | 0.162 | 0.162 | 0.162 | 0.162 | 0.162 | 0.162 | 0.162 | 0.162 | 0.162 | 0.162 | 0.162 | 0.162 | 0.162 | 0.162 | 0.162 | 0.162 | 0.162 | 0.162 | 0.162 | 0.162 | 0.162 | 0.162 | 0.162 | 0.162 | 0.162
2019 | 0 | Hudson (PSEGF):2 | [6 empty] | 0.411 | 0.411 | 0.199 | 0.199 | 0.199 | 0.199 | 0.199 | 0.199 | 0.199 | 0.199 | 0.199 | 0.199 | 0.199 | 0.02985 | 0.02985 | 0.02985 | 0.02985 | 0.02985 | 0.02985 | 0.02985 | 0.02985 | 0.02985 | 0.02985 | 0.02985 | 0.02985 | 0.02985 | 0.02985 | 0.02985 | 0.02985 | 0.02985 | 0.02985 | 0.02985 | 0.02985 | 0.02985 | 0.02985 | 0.02985 | 0.02985 | 0.02985 | 0.02985 | 0.02985 | 0.02985 | 0.02985 | 0.02985 | 0.02985 | 0.02985 | 0.02985 | 0.02985 | 0.02985
|  | Hudson (PSEGF):3 | [6 empty] | 0.315 | 0.315 | 0.315 | 0.315 | 0.315 | 0.315 | 0.315 | 0.315 | 0.315 | 0.315 | 0.315 | 0.315 | 0.315 | 0.315 | 0.315 | 0.315 | 0.315 | 0.315 | 0.315 | 0.315 | 0.315 | 0.315 | 0.315 | 0.315 | 0.315 | 0.315 | 0.315 | 0.315 | 0.315 | 0.315 | 0.315 | 0.315 | 0.315 | 0.315 | 0.315 | 0.315 | 0.315 | 0.315 | 0.315 | 0.315 | 0.315 | 0.315 | 0.315 | 0.315 | 0.315 | 0.315 | 0.315 | 0.315
0 | 0 | Kearny (PSEGF):GT1 | [6 empty] | 0.096 | 0.096 | 0.096 | 0.096 | 0.096 | 0.096 | 0.096 | 0.096 | 0.096 | 0.096 | 0.096 | 0.096 | 0.096 | 0.096 | 0.096 | 0.096 | 0.096 | 0.096 | 0.096 | 0.096 | 0.096 | 0.096 | 0.096 | 0.096 | 0.096 | 0.096 | 0.096 | 0.096 | 0.096 | 0.096 | 0.096 | 0.096 | 0.096 | 0.096 | 0.096 | 0.096 | 0.096 | 0.096 | 0.096 | 0.096 | 0.096 | 0.096 | 0.096 | 0.096 | 0.096 | 0.096 | 0.096 | 0.096
0 | 0 | Kearny (PSEGF):10 | [6 empty] | 0.1 | 0.1 | 0.1 | 0.1 | 0.1 | 0.1 | 0.1 | 0.1 | 0.1 | 0.1 | 0.1 | 0.1 | 0.1 | 0.1 | 0.1 | 0.1 | 0.1 | 0.1 | 0.1 | 0.1 | 0.1 | 0.1 | 0.1 | 0.1 | 0.1 | 0.1 | 0.1 | 0.1 | 0.1 | 0.1 | 0.1 | 0.1 | 0.1 | 0.1 | 0.1 | 0.1 | 0.1 | 0.1 | 0.1 | 0.1 | 0.1 | 0.1 | 0.1 | 0.1 | 0.1 | 0.1 | 0.1 | 0.1
0 | 0 | Kearny (PSEGF):11 | [6 empty] | 0.1 | 0.1 | 0.1 | 0.1 | 0.1 | 0.1 | 0.1 | 0.1 | 0.1 | 0.1 | 0.1 | 0.1 | 0.1 | 0.1 | 0.1 | 0.1 | 0.1 | 0.1 | 0.1 | 0.1 | 0.1 | 0.1 | 0.1 | 0.1 | 0.1 | 0.1 | 0.1 | 0.1 | 0.1 | 0.1 | 0.1 | 0.1 | 0.1 | 0.1 | 0.1 | 0.1 | 0.1 | 0.1 | 0.1 | 0.1 | 0.1 | 0.1 | 0.1 | 0.1 | 0.1 | 0.1 | 0.1 | 0.1
|  | Kearny (PSEGF):12 | [6 empty] | 0.315 | 0.315 | 0.315 | 0.315 | 0.315 | 0.315 | 0.315 | 0.315 | 0.315 | 0.315 | 0.315 | 0.315 | 0.315 | 0.315 | 0.315 | 0.315 | 0.315 | 0.315 | 0.315 | 0.315 | 0.315 | 0.315 | 0.315 | 0.315 | 0.315 | 0.315 | 0.315 | 0.315 | 0.315 | 0.315 | 0.315 | 0.315 | 0.315 | 0.315 | 0.315 | 0.315 | 0.315 | 0.315 | 0.315 | 0.315 | 0.315 | 0.315 | 0.315 | 0.315 | 0.315 | 0.315 | 0.315 | 0.315
|  | Kearny (PSEGF):GT2 | [6 empty] | 0.096 | 0.096 | 0.096 | 0.096 | 0.096 | 0.096 | 0.096 | 0.096 | 0.096 | 0.096 | 0.096 | 0.096 | 0.096 | 0.096 | 0.096 | 0.096 | 0.096 | 0.096 | 0.096 | 0.096 | 0.096 | 0.096 | 0.096 | 0.096 | 0.096 | 0.096 | 0.096 | 0.096 | 0.096 | 0.096 | 0.096 | 0.096 | 0.096 | 0.096 | 0.096 | 0.096 | 0.096 | 0.096 | 0.096 | 0.096 | 0.096 | 0.096 | 0.096 | 0.096 | 0.096 | 0.096 | 0.096 | 0.096
|  | Kearny (PSEGF):7 | [6 empty] | 0.315 | 0.315 | 0.315 | 0.315 | 0.315 | 0.315 | 0.315 | 0.315 | 0.315 | 0.315 | 0.315 | 0.315 | 0.315 | 0.315 | 0.315 | 0.315 | 0.315 | 0.315 | 0.315 | 0.315 | 0.315 | 0.315 | 0.315 | 0.315 | 0.315 | 0.315 | 0.315 | 0.315 | 0.315 | 0.315 | 0.315 | 0.315 | 0.315 | 0.315 | 0.315 | 0.315 | 0.315 | 0.315 | 0.315 | 0.315 | 0.315 | 0.315 | 0.315 | 0.315 | 0.315 | 0.315 | 0.315 | 0.315
|  | Kearny (PSEGF):8 | [6 empty] | 0.315 | 0.315 | 0.315 | 0.315 | 0.315 | 0.315 | 0.315 | 0.315 | 0.315 | 0.315 | 0.315 | 0.315 | 0.315 | 0.315 | 0.315 | 0.315 | 0.315 | 0.315 | 0.315 | 0.315 | 0.315 | 0.315 | 0.315 | 0.315 | 0.315 | 0.315 | 0.315 | 0.315 | 0.315 | 0.315 | 0.315 | 0.315 | 0.315 | 0.315 | 0.315 | 0.315 | 0.315 | 0.315 | 0.315 | 0.315 | 0.315 | 0.315 | 0.315 | 0.315 | 0.315 | 0.315 | 0.315 | 0.315
0 | 0 | Kearny (PSEGF):9 | [6 empty] | 0.1 | 0.1 | 0.1 | 0.1 | 0.1 | 0.1 | 0.1 | 0.1 | 0.1 | 0.1 | 0.1 | 0.1 | 0.1 | 0.1 | 0.1 | 0.1 | 0.1 | 0.1 | 0.1 | 0.1 | 0.1 | 0.1 | 0.1 | 0.1 | 0.1 | 0.1 | 0.1 | 0.1 | 0.1 | 0.1 | 0.1 | 0.1 | 0.1 | 0.1 | 0.1 | 0.1 | 0.1 | 0.1 | 0.1 | 0.1 | 0.1 | 0.1 | 0.1 | 0.1 | 0.1 | 0.1 | 0.1 | 0.1
|  | Linden (PSEGF):1 | [6 empty] | 0.315 | 0.315 | 0.315 | 0.315 | 0.315 | 0.315 | 0.315 | 0.315 | 0.315 | 0.315 | 0.315 | 0.315 | 0.315 | 0.315 | 0.315 | 0.315 | 0.315 | 0.315 | 0.315 | 0.315 | 0.315 | 0.315 | 0.315 | 0.315 | 0.315 | 0.315 | 0.315 | 0.315 | 0.315 | 0.315 | 0.315 | 0.315 | 0.315 | 0.315 | 0.315 | 0.315 | 0.315 | 0.315 | 0.315 | 0.315 | 0.315 | 0.315 | 0.315 | 0.315 | 0.315 | 0.315 | 0.315 | 0.315
|  | Linden (PSEGF):CC1 | [6 empty] | 0.05 | 0.05 | 0.05 | 0.05 | 0.05 | 0.05 | 0.05 | 0.05 | 0.05 | 0.05 | 0.05 | 0.05 | 0.05 | 0.05 | 0.05 | 0.05 | 0.05 | 0.05 | 0.05 | 0.05 | 0.05 | 0.05 | 0.05 | 0.05 | 0.05 | 0.05 | 0.05 | 0.05 | 0.05 | 0.05 | 0.05 | 0.05 | 0.05 | 0.05 | 0.05 | 0.05 | 0.05 | 0.05 | 0.05 | 0.05 | 0.05 | 0.05 | 0.05 | 0.05 | 0.05 | 0.05 | 0.05 | 0.05
|  | Linden (PSEGF):CC2 | [6 empty] | 0.05 | 0.05 | 0.05 | 0.05 | 0.05 | 0.05 | 0.05 | 0.05 | 0.05 | 0.05 | 0.05 | 0.05 | 0.05 | 0.05 | 0.05 | 0.05 | 0.05 | 0.05 | 0.05 | 0.05 | 0.05 | 0.05 | 0.05 | 0.05 | 0.05 | 0.05 | 0.05 | 0.05 | 0.05 | 0.05 | 0.05 | 0.05 | 0.05 | 0.05 | 0.05 | 0.05 | 0.05 | 0.05 | 0.05 | 0.05 | 0.05 | 0.05 | 0.05 | 0.05 | 0.05 | 0.05 | 0.05 | 0.05
|  | Linden (PSEGF):GT5 | [6 empty] | 0.1 | 0.1 | 0.1 | 0.1 | 0.1 | 0.1 | 0.1 | 0.1 | 0.1 | 0.1 | 0.1 | 0.1 | 0.1 | 0.1 | 0.1 | 0.1 | 0.1 | 0.1 | 0.1 | 0.1 | 0.1 | 0.1 | 0.1 | 0.1 | 0.1 | 0.1 | 0.1 | 0.1 | 0.1 | 0.1 | 0.1 | 0.1 | 0.1 | 0.1 | 0.1 | 0.1 | 0.1 | 0.1 | 0.1 | 0.1 | 0.1 | 0.1 | 0.1 | 0.1 | 0.1 | 0.1 | 0.1 | 0.1
|  | Linden (PSEGF):GT6 | [6 empty] | 0.1 | 0.1 | 0.1 | 0.1 | 0.1 | 0.1 | 0.1 | 0.1 | 0.1 | 0.1 | 0.1 | 0.1 | 0.1 | 0.1 | 0.1 | 0.1 | 0.1 | 0.1 | 0.1 | 0.1 | 0.1 | 0.1 | 0.1 | 0.1 | 0.1 | 0.1 | 0.1 | 0.1 | 0.1 | 0.1 | 0.1 | 0.1 | 0.1 | 0.1 | 0.1 | 0.1 | 0.1 | 0.1 | 0.1 | 0.1 | 0.1 | 0.1 | 0.1 | 0.1 | 0.1 | 0.1 | 0.1 | 0.1
|  | Linden (PSEGF):2 | [6 empty] | 0.333 | 0.333 | 0.333 | 0.333 | 0.333 | 0.333 | 0.333 | 0.333 | 0.333 | 0.333 | 0.333 | 0.333 | 0.333 | 0.333 | 0.333 | 0.333 | 0.333 | 0.333 | 0.333 | 0.333 | 0.333 | 0.333 | 0.333 | 0.333 | 0.333 | 0.333 | 0.333 | 0.333 | 0.333 | 0.333 | 0.333 | 0.333 | 0.333 | 0.333 | 0.333 | 0.333 | 0.333 | 0.333 | 0.333 | 0.333 | 0.333 | 0.333 | 0.333 | 0.333 | 0.333 | 0.333 | 0.333 | 0.333
|  | Linden (PSEGF):3 | [6 empty] | 0.1 | 0.1 | 0.1 | 0.1 | 0.1 | 0.1 | 0.1 | 0.1 | 0.1 | 0.1 | 0.1 | 0.1 | 0.1 | 0.1 | 0.1 | 0.1 | 0.1 | 0.1 | 0.1 | 0.1 | 0.1 | 0.1 | 0.1 | 0.1 | 0.1 | 0.1 | 0.1 | 0.1 | 0.1 | 0.1 | 0.1 | 0.1 | 0.1 | 0.1 | 0.1 | 0.1 | 0.1 | 0.1 | 0.1 | 0.1 | 0.1 | 0.1 | 0.1 | 0.1 | 0.1 | 0.1 | 0.1 | 0.1
|  | Linden (PSEGF):5 | [6 empty] | 0.032 | 0.032 | 0.05 | 0.05 | 0.05 | 0.05 | 0.05 | 0.05 | 0.05 | 0.05 | 0.05 | 0.05 | 0.05 | 0.05 | 0.05 | 0.05 | 0.05 | 0.05 | 0.05 | 0.05 | 0.05 | 0.05 | 0.05 | 0.05 | 0.05 | 0.05 | 0.05 | 0.05 | 0.05 | 0.05 | 0.05 | 0.05 | 0.05 | 0.05 | 0.05 | 0.05 | 0.05 | 0.05 | 0.05 | 0.05 | 0.05 | 0.05 | 0.05 | 0.05 | 0.05 | 0.05 | 0.05 | 0.05
|  | Linden (PSEGF):6 | [6 empty] | 0.031 | 0.031 | 0.041 | 0.041 | 0.041 | 0.041 | 0.041 | 0.041 | 0.041 | 0.041 | 0.041 | 0.041 | 0.041 | 0.041 | 0.041 | 0.041 | 0.041 | 0.041 | 0.041 | 0.041 | 0.041 | 0.041 | 0.041 | 0.041 | 0.041 | 0.041 | 0.041 | 0.041 | 0.041 | 0.041 | 0.041 | 0.041 | 0.041 | 0.041 | 0.041 | 0.041 | 0.041 | 0.041 | 0.041 | 0.041 | 0.041 | 0.041 | 0.041 | 0.041 | 0.041 | 0.041 | 0.041 | 0.041
|  | Linden (PSEGF):7 | [6 empty] | 0.026 | 0.026 | 0.047 | 0.047 | 0.047 | 0.047 | 0.047 | 0.047 | 0.047 | 0.047 | 0.047 | 0.047 | 0.047 | 0.047 | 0.047 | 0.047 | 0.047 | 0.047 | 0.047 | 0.047 | 0.047 | 0.047 | 0.047 | 0.047 | 0.047 | 0.047 | 0.047 | 0.047 | 0.047 | 0.047 | 0.047 | 0.047 | 0.047 | 0.047 | 0.047 | 0.047 | 0.047 | 0.047 | 0.047 | 0.047 | 0.047 | 0.047 | 0.047 | 0.047 | 0.047 | 0.047 | 0.047 | 0.047
|  | Linden (PSEGF):8 | [6 empty] | 0.034 | 0.034 | 0.044 | 0.044 | 0.044 | 0.044 | 0.044 | 0.044 | 0.044 | 0.044 | 0.044 | 0.044 | 0.044 | 0.044 | 0.044 | 0.044 | 0.044 | 0.044 | 0.044 | 0.044 | 0.044 | 0.044 | 0.044 | 0.044 | 0.044 | 0.044 | 0.044 | 0.044 | 0.044 | 0.044 | 0.044 | 0.044 | 0.044 | 0.044 | 0.044 | 0.044 | 0.044 | 0.044 | 0.044 | 0.044 | 0.044 | 0.044 | 0.044 | 0.044 | 0.044 | 0.044 | 0.044 | 0.044
|  | Linden (PSEGF):9 | [6 empty] | 0.315 | 0.315 | 0.315 | 0.315 | 0.315 | 0.315 | 0.315 | 0.315 | 0.315 | 0.315 | 0.315 | 0.315 | 0.315 | 0.315 | 0.315 | 0.315 | 0.315 | 0.315 | 0.315 | 0.315 | 0.315 | 0.315 | 0.315 | 0.315 | 0.315 | 0.315 | 0.315 | 0.315 | 0.315 | 0.315 | 0.315 | 0.315 | 0.315 | 0.315 | 0.315 | 0.315 | 0.315 | 0.315 | 0.315 | 0.315 | 0.315 | 0.315 | 0.315 | 0.315 | 0.315 | 0.315 | 0.315 | 0.315
|  | Mercer:1 | [6 empty] | 0.101 | 0.101 | 0.085 | 0.085 | 0.085 | 0.085 | 0.085 | 0.085 | 0.085 | 0.085 | 0.085 | 0.085 | 0.085 | 0.085 | 0.085 | 0.085 | 0.085 | 0.085 | 0.085 | 0.085 | 0.085 | 0.085 | 0.085 | 0.085 | 0.085 | 0.085 | 0.085 | 0.085 | 0.085 | 0.085 | 0.085 | 0.085 | 0.085 | 0.085 | 0.085 | 0.085 | 0.085 | 0.085 | 0.085 | 0.085 | 0.085 | 0.085 | 0.085 | 0.085 | 0.085 | 0.085 | 0.085 | 0.085
2020 | 0 | Mercer:2 | [6 empty] | 0.103 | 0.103 | 0.087 | 0.087 | 0.087 | 0.087 | 0.087 | 0.087 | 0.087 | 0.087 | 0.087 | 0.087 | 0.087 | 0.087 | 0.01305 | 0.01305 | 0.01305 | 0.01305 | 0.01305 | 0.01305 | 0.01305 | 0.01305 | 0.01305 | 0.01305 | 0.01305 | 0.01305 | 0.01305 | 0.01305 | 0.01305 | 0.01305 | 0.01305 | 0.01305 | 0.01305 | 0.01305 | 0.01305 | 0.01305 | 0.01305 | 0.01305 | 0.01305 | 0.01305 | 0.01305 | 0.01305 | 0.01305 | 0.01305 | 0.01305 | 0.01305 | 0.01305 | 0.01305
0 | 0 | Mercer:GT3 | [6 empty] | 0.315 | 0.315 | 0.315 | 0.315 | 0.315 | 0.315 | 0.315 | 0.315 | 0.315 | 0.315 | 0.315 | 0.315 | 0.315 | 0.315 | 0.315 | 0.315 | 0.315 | 0.315 | 0.315 | 0.315 | 0.315 | 0.315 | 0.315 | 0.315 | 0.315 | 0.315 | 0.315 | 0.315 | 0.315 | 0.315 | 0.315 | 0.315 | 0.315 | 0.315 | 0.315 | 0.315 | 0.315 | 0.315 | 0.315 | 0.315 | 0.315 | 0.315 | 0.315 | 0.315 | 0.315 | 0.315 | 0.315 | 0.315
0 | 0 | National Park:GT1 | [6 empty] | 0.315 | 0.315 | 0.315 | 0.315 | 0.315 | 0.315 | 0.315 | 0.315 | 0.315 | 0.315 | 0.315 | 0.315 | 0.315 | 0.315 | 0.315 | 0.315 | 0.315 | 0.315 | 0.315 | 0.315 | 0.315 | 0.315 | 0.315 | 0.315 | 0.315 | 0.315 | 0.315 | 0.315 | 0.315 | 0.315 | 0.315 | 0.315 | 0.315 | 0.315 | 0.315 | 0.315 | 0.315 | 0.315 | 0.315 | 0.315 | 0.315 | 0.315 | 0.315 | 0.315 | 0.315 | 0.315 | 0.315 | 0.315
|  | Salem (PSEGP):GT3 | [6 empty] | 0.315 | 0.315 | 0.315 | 0.315 | 0.315 | 0.315 | 0.315 | 0.315 | 0.315 | 0.315 | 0.315 | 0.315 | 0.315 | 0.315 | 0.315 | 0.315 | 0.315 | 0.315 | 0.315 | 0.315 | 0.315 | 0.315 | 0.315 | 0.315 | 0.315 | 0.315 | 0.315 | 0.315 | 0.315 | 0.315 | 0.315 | 0.315 | 0.315 | 0.315 | 0.315 | 0.315 | 0.315 | 0.315 | 0.315 | 0.315 | 0.315 | 0.315 | 0.315 | 0.315 | 0.315 | 0.315 | 0.315 | 0.315
|  | Sewaren:1 | [6 empty] | 0.15 | 0.15 | 0.061 | 0.061 | 0.061 | 0.061 | 0.061 | 0.061 | 0.061 | 0.061 | 0.061 | 0.061 | 0.061 | 0.061 | 0.061 | 0.061 | 0.061 | 0.061 | 0.061 | 0.061 | 0.061 | 0.061 | 0.061 | 0.061 | 0.061 | 0.061 | 0.061 | 0.061 | 0.061 | 0.061 | 0.061 | 0.061 | 0.061 | 0.061 | 0.061 | 0.061 | 0.061 | 0.061 | 0.061 | 0.061 | 0.061 | 0.061 | 0.061 | 0.061 | 0.061 | 0.061 | 0.061 | 0.061
|  | Sewaren:2 | [6 empty] | 0.18 | 0.18 | 0.063 | 0.063 | 0.063 | 0.063 | 0.063 | 0.063 | 0.063 | 0.063 | 0.063 | 0.063 | 0.063 | 0.063 | 0.063 | 0.063 | 0.063 | 0.063 | 0.063 | 0.063 | 0.063 | 0.063 | 0.063 | 0.063 | 0.063 | 0.063 | 0.063 | 0.063 | 0.063 | 0.063 | 0.063 | 0.063 | 0.063 | 0.063 | 0.063 | 0.063 | 0.063 | 0.063 | 0.063 | 0.063 | 0.063 | 0.063 | 0.063 | 0.063 | 0.063 | 0.063 | 0.063 | 0.063
|  | Sewaren:3 | [6 empty] | 0.211 | 0.211 | 0.084 | 0.084 | 0.084 | 0.084 | 0.084 | 0.084 | 0.084 | 0.084 | 0.084 | 0.084 | 0.084 | 0.084 | 0.084 | 0.084 | 0.084 | 0.084 | 0.084 | 0.084 | 0.084 | 0.084 | 0.084 | 0.084 | 0.084 | 0.084 | 0.084 | 0.084 | 0.084 | 0.084 | 0.084 | 0.084 | 0.084 | 0.084 | 0.084 | 0.084 | 0.084 | 0.084 | 0.084 | 0.084 | 0.084 | 0.084 | 0.084 | 0.084 | 0.084 | 0.084 | 0.084 | 0.084
0 | 0 | Sewaren:4 | [6 empty] | 0.191 | 0.191 | 0.087 | 0.087 | 0.087 | 0.087 | 0.087 | 0.087 | 0.087 | 0.087 | 0.087 | 0.087 | 0.087 | 0.087 | 0.087 | 0.087 | 0.087 | 0.087 | 0.087 | 0.087 | 0.087 | 0.087 | 0.087 | 0.087 | 0.087 | 0.087 | 0.087 | 0.087 | 0.087 | 0.087 | 0.087 | 0.087 | 0.087 | 0.087 | 0.087 | 0.087 | 0.087 | 0.087 | 0.087 | 0.087 | 0.087 | 0.087 | 0.087 | 0.087 | 0.087 | 0.087 | 0.087 | 0.087
0 | 0 | Sewaren:6 | [6 empty] | 0.315 | 0.315 | 0.315 | 0.315 | 0.315 | 0.315 | 0.315 | 0.315 | 0.315 | 0.315 | 0.315 | 0.315 | 0.315 | 0.315 | 0.315 | 0.315 | 0.315 | 0.315 | 0.315 | 0.315 | 0.315 | 0.315 | 0.315 | 0.315 | 0.315 | 0.315 | 0.315 | 0.315 | 0.315 | 0.315 | 0.315 | 0.315 | 0.315 | 0.315 | 0.315 | 0.315 | 0.315 | 0.315 | 0.315 | 0.315 | 0.315 | 0.315 | 0.315 | 0.315 | 0.315 | 0.315 | 0.315 | 0.315
2017 | 0 | H.M. Down:10 | [6 empty] | 0.482 | 0.482 | 0.482 | 0.482 | 0.482 | 0.482 | 0.482 | 0.482 | 0.482 | 0.482 | 0.482 | 0.0723 | 0.0723 | 0.0723 | 0.0723 | 0.0723 | 0.0723 | 0.0723 | 0.0723 | 0.0723 | 0.0723 | 0.0723 | 0.0723 | 0.0723 | 0.0723 | 0.0723 | 0.0723 | 0.0723 | 0.0723 | 0.0723 | 0.0723 | 0.0723 | 0.0723 | 0.0723 | 0.0723 | 0.0723 | 0.0723 | 0.0723 | 0.0723 | 0.0723 | 0.0723 | 0.0723 | 0.0723 | 0.0723 | 0.0723 | 0.0723 | 0.0723 | 0.0723
0 | 0 | H.M. Down:7 | [6 empty] | 0.315 | 0.315 | 0.315 | 0.315 | 0.315 | 0.315 | 0.315 | 0.315 | 0.315 | 0.315 | 0.315 | 0.315 | 0.315 | 0.315 | 0.315 | 0.315 | 0.315 | 0.315 | 0.315 | 0.315 | 0.315 | 0.315 | 0.315 | 0.315 | 0.315 | 0.315 | 0.315 | 0.315 | 0.315 | 0.315 | 0.315 | 0.315 | 0.315 | 0.315 | 0.315 | 0.315 | 0.315 | 0.315 | 0.315 | 0.315 | 0.315 | 0.315 | 0.315 | 0.315 | 0.315 | 0.315 | 0.315 | 0.315
|  | H.M. Down:8 | [6 empty] | 0.315 | 0.315 | 0.315 | 0.315 | 0.315 | 0.315 | 0.315 | 0.315 | 0.315 | 0.315 | 0.315 | 0.315 | 0.315 | 0.315 | 0.315 | 0.315 | 0.315 | 0.315 | 0.315 | 0.315 | 0.315 | 0.315 | 0.315 | 0.315 | 0.315 | 0.315 | 0.315 | 0.315 | 0.315 | 0.315 | 0.315 | 0.315 | 0.315 | 0.315 | 0.315 | 0.315 | 0.315 | 0.315 | 0.315 | 0.315 | 0.315 | 0.315 | 0.315 | 0.315 | 0.315 | 0.315 | 0.315 | 0.315
0 | 0 | H.M. Down:9 | [6 empty] | 0.252 | 0.252 | 0.252 | 0.252 | 0.252 | 0.252 | 0.252 | 0.252 | 0.252 | 0.252 | 0.252 | 0.252 | 0.252 | 0.252 | 0.252 | 0.252 | 0.252 | 0.252 | 0.252 | 0.252 | 0.252 | 0.252 | 0.252 | 0.252 | 0.252 | 0.252 | 0.252 | 0.252 | 0.252 | 0.252 | 0.252 | 0.252 | 0.252 | 0.252 | 0.252 | 0.252 | 0.252 | 0.252 | 0.252 | 0.252 | 0.252 | 0.252 | 0.252 | 0.252 | 0.252 | 0.252 | 0.252 | 0.252
|  | Altresco Pittsfield L.P.:CC | [6 empty] | 0.08 | 0.08 | 0.025 | 0.025 | 0.025 | 0.025 | 0.025 | 0.025 | 0.025 | 0.025 | 0.025 | 0.025 | 0.025 | 0.025 | 0.025 | 0.025 | 0.025 | 0.025 | 0.025 | 0.025 | 0.025 | 0.025 | 0.025 | 0.025 | 0.025 | 0.025 | 0.025 | 0.025 | 0.025 | 0.025 | 0.025 | 0.025 | 0.025 | 0.025 | 0.025 | 0.025 | 0.025 | 0.025 | 0.025 | 0.025 | 0.025 | 0.025 | 0.025 | 0.025 | 0.025 | 0.025 | 0.025 | 0.025
|  | Linden Cogen Plant (ECOAST):CC1 | [6 empty] | 0.025 | 0.025 | 0.025 | 0.025 | 0.025 | 0.025 | 0.025 | 0.025 | 0.025 | 0.025 | 0.025 | 0.025 | 0.025 | 0.025 | 0.025 | 0.025 | 0.025 | 0.025 | 0.025 | 0.025 | 0.025 | 0.025 | 0.025 | 0.025 | 0.025 | 0.025 | 0.025 | 0.025 | 0.025 | 0.025 | 0.025 | 0.025 | 0.025 | 0.025 | 0.025 | 0.025 | 0.025 | 0.025 | 0.025 | 0.025 | 0.025 | 0.025 | 0.025 | 0.025 | 0.025 | 0.025 | 0.025 | 0.025
|  | Linden Cogen Plant (ECOAST):CC2 | [6 empty] | 0.08 | 0.08 | 0.08 | 0.08 | 0.08 | 0.08 | 0.08 | 0.08 | 0.08 | 0.08 | 0.08 | 0.08 | 0.08 | 0.08 | 0.08 | 0.08 | 0.08 | 0.08 | 0.08 | 0.08 | 0.08 | 0.08 | 0.08 | 0.08 | 0.08 | 0.08 | 0.08 | 0.08 | 0.08 | 0.08 | 0.08 | 0.08 | 0.08 | 0.08 | 0.08 | 0.08 | 0.08 | 0.08 | 0.08 | 0.08 | 0.08 | 0.08 | 0.08 | 0.08 | 0.08 | 0.08 | 0.08 | 0.08
|  | Linden Cogen Plant (ECOAST):CC3 | [6 empty] | 0.025 | 0.025 | 0.025 | 0.025 | 0.025 | 0.025 | 0.025 | 0.025 | 0.025 | 0.025 | 0.025 | 0.025 | 0.025 | 0.025 | 0.025 | 0.025 | 0.025 | 0.025 | 0.025 | 0.025 | 0.025 | 0.025 | 0.025 | 0.025 | 0.025 | 0.025 | 0.025 | 0.025 | 0.025 | 0.025 | 0.025 | 0.025 | 0.025 | 0.025 | 0.025 | 0.025 | 0.025 | 0.025 | 0.025 | 0.025 | 0.025 | 0.025 | 0.025 | 0.025 | 0.025 | 0.025 | 0.025 | 0.025
|  | Linden Cogen Plant (ECOAST):9 | [6 empty] | 0.004 | 0.004 | 0.004 | 0.004 | 0.004 | 0.004 | 0.004 | 0.004 | 0.004 | 0.004 | 0.004 | 0.004 | 0.004 | 0.004 | 0.004 | 0.004 | 0.004 | 0.004 | 0.004 | 0.004 | 0.004 | 0.004 | 0.004 | 0.004 | 0.004 | 0.004 | 0.004 | 0.004 | 0.004 | 0.004 | 0.004 | 0.004 | 0.004 | 0.004 | 0.004 | 0.004 | 0.004 | 0.004 | 0.004 | 0.004 | 0.004 | 0.004 | 0.004 | 0.004 | 0.004 | 0.004 | 0.004 | 0.004
|  | Springfield Resource Recovery:1 | [6 empty] | 0.315 | 0.315 | 0.315 | 0.315 | 0.315 | 0.315 | 0.315 | 0.315 | 0.315 | 0.315 | 0.315 | 0.315 | 0.315 | 0.315 | 0.315 | 0.315 | 0.315 | 0.315 | 0.315 | 0.315 | 0.315 | 0.315 | 0.315 | 0.315 | 0.315 | 0.315 | 0.315 | 0.315 | 0.315 | 0.315 | 0.315 | 0.315 | 0.315 | 0.315 | 0.315 | 0.315 | 0.315 | 0.315 | 0.315 | 0.315 | 0.315 | 0.315 | 0.315 | 0.315 | 0.315 | 0.315 | 0.315 | 0.315
|  | Agawam Turboexpander:ALL | [6 empty] | 0.126 | 0.126 | 0.126 | 0.126 | 0.126 | 0.126 | 0.126 | 0.126 | 0.126 | 0.126 | 0.126 | 0.126 | 0.126 | 0.126 | 0.126 | 0.126 | 0.126 | 0.126 | 0.126 | 0.126 | 0.126 | 0.126 | 0.126 | 0.126 | 0.126 | 0.126 | 0.126 | 0.126 | 0.126 | 0.126 | 0.126 | 0.126 | 0.126 | 0.126 | 0.126 | 0.126 | 0.126 | 0.126 | 0.126 | 0.126 | 0.126 | 0.126 | 0.126 | 0.126 | 0.126 | 0.126 | 0.126 | 0.126
|  | Newark Bay Cogeneration Projec:1 | [6 empty] | 0.021 | 0.021 | 0.021 | 0.021 | 0.021 | 0.021 | 0.021 | 0.021 | 0.021 | 0.021 | 0.021 | 0.021 | 0.021 | 0.021 | 0.021 | 0.021 | 0.021 | 0.021 | 0.021 | 0.021 | 0.021 | 0.021 | 0.021 | 0.021 | 0.021 | 0.021 | 0.021 | 0.021 | 0.021 | 0.021 | 0.021 | 0.021 | 0.021 | 0.021 | 0.021 | 0.021 | 0.021 | 0.021 | 0.021 | 0.021 | 0.021 | 0.021 | 0.021 | 0.021 | 0.021 | 0.021 | 0.021 | 0.021
|  | Cogen Technologies (Bayonne Cogen Plant):CC | [6 empty] | 0.08 | 0.08 | 0.08 | 0.08 | 0.08 | 0.08 | 0.08 | 0.08 | 0.08 | 0.08 | 0.08 | 0.08 | 0.08 | 0.08 | 0.08 | 0.08 | 0.08 | 0.08 | 0.08 | 0.08 | 0.08 | 0.08 | 0.08 | 0.08 | 0.08 | 0.08 | 0.08 | 0.08 | 0.08 | 0.08 | 0.08 | 0.08 | 0.08 | 0.08 | 0.08 | 0.08 | 0.08 | 0.08 | 0.08 | 0.08 | 0.08 | 0.08 | 0.08 | 0.08 | 0.08 | 0.08 | 0.08 | 0.08
0 | 0 | Capital District Energy Center:CC | [6 empty] | 0.119 | 0.119 | 0.119 | 0.119 | 0.119 | 0.119 | 0.119 | 0.119 | 0.119 | 0.119 | 0.119 | 0.119 | 0.119 | 0.119 | 0.119 | 0.119 | 0.119 | 0.119 | 0.119 | 0.119 | 0.119 | 0.119 | 0.119 | 0.119 | 0.119 | 0.119 | 0.119 | 0.119 | 0.119 | 0.119 | 0.119 | 0.119 | 0.119 | 0.119 | 0.119 | 0.119 | 0.119 | 0.119 | 0.119 | 0.119 | 0.119 | 0.119 | 0.119 | 0.119 | 0.119 | 0.119 | 0.119 | 0.119
|  | Eagle Point Cogeneration:CC | [6 empty] | 0.032 | 0.032 | 0.034 | 0.034 | 0.034 | 0.034 | 0.034 | 0.034 | 0.034 | 0.034 | 0.034 | 0.034 | 0.034 | 0.034 | 0.034 | 0.034 | 0.034 | 0.034 | 0.034 | 0.034 | 0.034 | 0.034 | 0.034 | 0.034 | 0.034 | 0.034 | 0.034 | 0.034 | 0.034 | 0.034 | 0.034 | 0.034 | 0.034 | 0.034 | 0.034 | 0.034 | 0.034 | 0.034 | 0.034 | 0.034 | 0.034 | 0.034 | 0.034 | 0.034 | 0.034 | 0.034 | 0.034 | 0.034
|  | New Milford Gas Recovery:1 | [6 empty] | 0.315 | 0.315 | 0.315 | 0.315 | 0.315 | 0.315 | 0.315 | 0.315 | 0.315 | 0.315 | 0.315 | 0.315 | 0.315 | 0.315 | 0.315 | 0.315 | 0.315 | 0.315 | 0.315 | 0.315 | 0.315 | 0.315 | 0.315 | 0.315 | 0.315 | 0.315 | 0.315 | 0.315 | 0.315 | 0.315 | 0.315 | 0.315 | 0.315 | 0.315 | 0.315 | 0.315 | 0.315 | 0.315 | 0.315 | 0.315 | 0.315 | 0.315 | 0.315 | 0.315 | 0.315 | 0.315 | 0.315 | 0.315
|  | Wallingford Resource Recovery:1 | [6 empty] | 0.315 | 0.315 | 0.315 | 0.315 | 0.315 | 0.315 | 0.315 | 0.315 | 0.315 | 0.315 | 0.315 | 0.315 | 0.315 | 0.315 | 0.315 | 0.315 | 0.315 | 0.315 | 0.315 | 0.315 | 0.315 | 0.315 | 0.315 | 0.315 | 0.315 | 0.315 | 0.315 | 0.315 | 0.315 | 0.315 | 0.315 | 0.315 | 0.315 | 0.315 | 0.315 | 0.315 | 0.315 | 0.315 | 0.315 | 0.315 | 0.315 | 0.315 | 0.315 | 0.315 | 0.315 | 0.315 | 0.315 | 0.315
|  | Newark Project:CC | [6 empty] | 0.062 | 0.062 | 0.062 | 0.062 | 0.062 | 0.062 | 0.062 | 0.062 | 0.062 | 0.062 | 0.062 | 0.062 | 0.062 | 0.062 | 0.062 | 0.062 | 0.062 | 0.062 | 0.062 | 0.062 | 0.062 | 0.062 | 0.062 | 0.062 | 0.062 | 0.062 | 0.062 | 0.062 | 0.062 | 0.062 | 0.062 | 0.062 | 0.062 | 0.062 | 0.062 | 0.062 | 0.062 | 0.062 | 0.062 | 0.062 | 0.062 | 0.062 | 0.062 | 0.062 | 0.062 | 0.062 | 0.062 | 0.062
|  | Parlin Project:CC1 | [6 empty] | 0.08 | 0.08 | 0.08 | 0.08 | 0.08 | 0.08 | 0.08 | 0.08 | 0.08 | 0.08 | 0.08 | 0.08 | 0.08 | 0.08 | 0.08 | 0.08 | 0.08 | 0.08 | 0.08 | 0.08 | 0.08 | 0.08 | 0.08 | 0.08 | 0.08 | 0.08 | 0.08 | 0.08 | 0.08 | 0.08 | 0.08 | 0.08 | 0.08 | 0.08 | 0.08 | 0.08 | 0.08 | 0.08 | 0.08 | 0.08 | 0.08 | 0.08 | 0.08 | 0.08 | 0.08 | 0.08 | 0.08 | 0.08
|  | Parlin Project:CC2 | [6 empty] | 0.022 | 0.022 | 0.022 | 0.022 | 0.022 | 0.022 | 0.022 | 0.022 | 0.022 | 0.022 | 0.022 | 0.022 | 0.022 | 0.022 | 0.022 | 0.022 | 0.022 | 0.022 | 0.022 | 0.022 | 0.022 | 0.022 | 0.022 | 0.022 | 0.022 | 0.022 | 0.022 | 0.022 | 0.022 | 0.022 | 0.022 | 0.022 | 0.022 | 0.022 | 0.022 | 0.022 | 0.022 | 0.022 | 0.022 | 0.022 | 0.022 | 0.022 | 0.022 | 0.022 | 0.022 | 0.022 | 0.022 | 0.022
|  | Cumberland (ATELCO):GT1 | [6 empty] | 0.058 | 0.058 | 0.058 | 0.058 | 0.058 | 0.058 | 0.058 | 0.058 | 0.058 | 0.058 | 0.058 | 0.058 | 0.058 | 0.058 | 0.058 | 0.058 | 0.058 | 0.058 | 0.058 | 0.058 | 0.058 | 0.058 | 0.058 | 0.058 | 0.058 | 0.058 | 0.058 | 0.058 | 0.058 | 0.058 | 0.058 | 0.058 | 0.058 | 0.058 | 0.058 | 0.058 | 0.058 | 0.058 | 0.058 | 0.058 | 0.058 | 0.058 | 0.058 | 0.058 | 0.058 | 0.058 | 0.058 | 0.058
0 | 0 | Prime Energy:CC | [6 empty] | 0.09 | 0.09 | 0.09 | 0.09 | 0.09 | 0.09 | 0.09 | 0.09 | 0.09 | 0.09 | 0.09 | 0.09 | 0.09 | 0.09 | 0.09 | 0.09 | 0.09 | 0.09 | 0.09 | 0.09 | 0.09 | 0.09 | 0.09 | 0.09 | 0.09 | 0.09 | 0.09 | 0.09 | 0.09 | 0.09 | 0.09 | 0.09 | 0.09 | 0.09 | 0.09 | 0.09 | 0.09 | 0.09 | 0.09 | 0.09 | 0.09 | 0.09 | 0.09 | 0.09 | 0.09 | 0.09 | 0.09 | 0.09
|  | Dartmouth Power Assoc.:CC | [6 empty] | 0.031 | 0.031 | 0.034 | 0.034 | 0.034 | 0.034 | 0.034 | 0.034 | 0.034 | 0.034 | 0.034 | 0.034 | 0.034 | 0.034 | 0.034 | 0.034 | 0.034 | 0.034 | 0.034 | 0.034 | 0.034 | 0.034 | 0.034 | 0.034 | 0.034 | 0.034 | 0.034 | 0.034 | 0.034 | 0.034 | 0.034 | 0.034 | 0.034 | 0.034 | 0.034 | 0.034 | 0.034 | 0.034 | 0.034 | 0.034 | 0.034 | 0.034 | 0.034 | 0.034 | 0.034 | 0.034 | 0.034 | 0.034
0 | 0 | Branford:10 | [6 empty] | 0.315 | 0.315 | 1.2 | 1.2 | 1.2 | 1.2 | 1.2 | 1.2 | 1.2 | 1.2 | 1.2 | 1.2 | 1.2 | 1.2 | 1.2 | 1.2 | 1.2 | 1.2 | 1.2 | 1.2 | 1.2 | 1.2 | 1.2 | 1.2 | 1.2 | 1.2 | 1.2 | 1.2 | 1.2 | 1.2 | 1.2 | 1.2 | 1.2 | 1.2 | 1.2 | 1.2 | 1.2 | 1.2 | 1.2 | 1.2 | 1.2 | 1.2 | 1.2 | 1.2 | 1.2 | 1.2 | 1.2 | 1.2
0 | 0 | Cos Cob:10 | [6 empty] | 0.315 | 0.315 | 1.2 | 1.2 | 1.2 | 1.2 | 1.2 | 1.2 | 1.2 | 1.2 | 1.2 | 1.2 | 1.2 | 1.2 | 1.2 | 1.2 | 1.2 | 1.2 | 1.2 | 1.2 | 1.2 | 1.2 | 1.2 | 1.2 | 1.2 | 1.2 | 1.2 | 1.2 | 1.2 | 1.2 | 1.2 | 1.2 | 1.2 | 1.2 | 1.2 | 1.2 | 1.2 | 1.2 | 1.2 | 1.2 | 1.2 | 1.2 | 1.2 | 1.2 | 1.2 | 1.2 | 1.2 | 1.2
0 | 0 | Cos Cob:11 | [6 empty] | 0.315 | 0.315 | 1.2 | 1.2 | 1.2 | 1.2 | 1.2 | 1.2 | 1.2 | 1.2 | 1.2 | 1.2 | 1.2 | 1.2 | 1.2 | 1.2 | 1.2 | 1.2 | 1.2 | 1.2 | 1.2 | 1.2 | 1.2 | 1.2 | 1.2 | 1.2 | 1.2 | 1.2 | 1.2 | 1.2 | 1.2 | 1.2 | 1.2 | 1.2 | 1.2 | 1.2 | 1.2 | 1.2 | 1.2 | 1.2 | 1.2 | 1.2 | 1.2 | 1.2 | 1.2 | 1.2 | 1.2 | 1.2
0 | 0 | Cos Cob:12 | [6 empty] | 0.315 | 0.315 | 1.2 | 1.2 | 1.2 | 1.2 | 1.2 | 1.2 | 1.2 | 1.2 | 1.2 | 1.2 | 1.2 | 1.2 | 1.2 | 1.2 | 1.2 | 1.2 | 1.2 | 1.2 | 1.2 | 1.2 | 1.2 | 1.2 | 1.2 | 1.2 | 1.2 | 1.2 | 1.2 | 1.2 | 1.2 | 1.2 | 1.2 | 1.2 | 1.2 | 1.2 | 1.2 | 1.2 | 1.2 | 1.2 | 1.2 | 1.2 | 1.2 | 1.2 | 1.2 | 1.2 | 1.2 | 1.2
0 | 0 | Devon (NRG):10 | [6 empty] | 0.315 | 0.315 | 1.2 | 1.2 | 1.2 | 1.2 | 1.2 | 1.2 | 1.2 | 1.2 | 1.2 | 1.2 | 1.2 | 1.2 | 1.2 | 1.2 | 1.2 | 1.2 | 1.2 | 1.2 | 1.2 | 1.2 | 1.2 | 1.2 | 1.2 | 1.2 | 1.2 | 1.2 | 1.2 | 1.2 | 1.2 | 1.2 | 1.2 | 1.2 | 1.2 | 1.2 | 1.2 | 1.2 | 1.2 | 1.2 | 1.2 | 1.2 | 1.2 | 1.2 | 1.2 | 1.2 | 1.2 | 1.2
0 | 0 | Devon (NRG):11 | [6 empty] | 0.126 | 0.126 | 0.158 | 0.158 | 0.158 | 0.158 | 0.158 | 0.158 | 0.158 | 0.158 | 0.158 | 0.158 | 0.158 | 0.158 | 0.158 | 0.158 | 0.158 | 0.158 | 0.158 | 0.158 | 0.158 | 0.158 | 0.158 | 0.158 | 0.158 | 0.158 | 0.158 | 0.158 | 0.158 | 0.158 | 0.158 | 0.158 | 0.158 | 0.158 | 0.158 | 0.158 | 0.158 | 0.158 | 0.158 | 0.158 | 0.158 | 0.158 | 0.158 | 0.158 | 0.158 | 0.158 | 0.158 | 0.158
0 | 0 | Devon (NRG):12 | [6 empty] | 0.134 | 0.134 | 0.129 | 0.129 | 0.129 | 0.129 | 0.129 | 0.129 | 0.129 | 0.129 | 0.129 | 0.129 | 0.129 | 0.129 | 0.129 | 0.129 | 0.129 | 0.129 | 0.129 | 0.129 | 0.129 | 0.129 | 0.129 | 0.129 | 0.129 | 0.129 | 0.129 | 0.129 | 0.129 | 0.129 | 0.129 | 0.129 | 0.129 | 0.129 | 0.129 | 0.129 | 0.129 | 0.129 | 0.129 | 0.129 | 0.129 | 0.129 | 0.129 | 0.129 | 0.129 | 0.129 | 0.129 | 0.129
0 | 0 | Devon (NRG):13 | [6 empty] | 0.121 | 0.121 | 0.151 | 0.151 | 0.151 | 0.151 | 0.151 | 0.151 | 0.151 | 0.151 | 0.151 | 0.151 | 0.151 | 0.151 | 0.151 | 0.151 | 0.151 | 0.151 | 0.151 | 0.151 | 0.151 | 0.151 | 0.151 | 0.151 | 0.151 | 0.151 | 0.151 | 0.151 | 0.151 | 0.151 | 0.151 | 0.151 | 0.151 | 0.151 | 0.151 | 0.151 | 0.151 | 0.151 | 0.151 | 0.151 | 0.151 | 0.151 | 0.151 | 0.151 | 0.151 | 0.151 | 0.151 | 0.151
0 | 0 | Devon (NRG):14 | [6 empty] | 0.131 | 0.131 | 0.149 | 0.149 | 0.149 | 0.149 | 0.149 | 0.149 | 0.149 | 0.149 | 0.149 | 0.149 | 0.149 | 0.149 | 0.149 | 0.149 | 0.149 | 0.149 | 0.149 | 0.149 | 0.149 | 0.149 | 0.149 | 0.149 | 0.149 | 0.149 | 0.149 | 0.149 | 0.149 | 0.149 | 0.149 | 0.149 | 0.149 | 0.149 | 0.149 | 0.149 | 0.149 | 0.149 | 0.149 | 0.149 | 0.149 | 0.149 | 0.149 | 0.149 | 0.149 | 0.149 | 0.149 | 0.149
|  | Devon (NRG):7 | [6 empty] | 0.18 | 0.18 | 0.18 | 0.18 | 0.18 | 0.18 | 0.18 | 0.18 | 0.18 | 0.18 | 0.18 | 0.18 | 0.18 | 0.18 | 0.18 | 0.18 | 0.18 | 0.18 | 0.18 | 0.18 | 0.18 | 0.18 | 0.18 | 0.18 | 0.18 | 0.18 | 0.18 | 0.18 | 0.18 | 0.18 | 0.18 | 0.18 | 0.18 | 0.18 | 0.18 | 0.18 | 0.18 | 0.18 | 0.18 | 0.18 | 0.18 | 0.18 | 0.18 | 0.18 | 0.18 | 0.18 | 0.18 | 0.18
|  | Devon (NRG):8 | [6 empty] | 0.18 | 0.18 | 0.18 | 0.18 | 0.18 | 0.18 | 0.18 | 0.18 | 0.18 | 0.18 | 0.18 | 0.18 | 0.18 | 0.18 | 0.18 | 0.18 | 0.18 | 0.18 | 0.18 | 0.18 | 0.18 | 0.18 | 0.18 | 0.18 | 0.18 | 0.18 | 0.18 | 0.18 | 0.18 | 0.18 | 0.18 | 0.18 | 0.18 | 0.18 | 0.18 | 0.18 | 0.18 | 0.18 | 0.18 | 0.18 | 0.18 | 0.18 | 0.18 | 0.18 | 0.18 | 0.18 | 0.18 | 0.18
|  | UAE Lowell Power:CC | [6 empty] | 0.08 | 0.08 | 0.08 | 0.08 | 0.08 | 0.08 | 0.08 | 0.08 | 0.08 | 0.08 | 0.08 | 0.08 | 0.08 | 0.08 | 0.08 | 0.08 | 0.08 | 0.08 | 0.08 | 0.08 | 0.08 | 0.08 | 0.08 | 0.08 | 0.08 | 0.08 | 0.08 | 0.08 | 0.08 | 0.08 | 0.08 | 0.08 | 0.08 | 0.08 | 0.08 | 0.08 | 0.08 | 0.08 | 0.08 | 0.08 | 0.08 | 0.08 | 0.08 | 0.08 | 0.08 | 0.08 | 0.08 | 0.08
|  | Montville:1011 | [6 empty] | 0.315 | 0.315 | 0.315 | 0.315 | 0.315 | 0.315 | 0.315 | 0.315 | 0.315 | 0.315 | 0.315 | 0.315 | 0.315 | 0.315 | 0.315 | 0.315 | 0.315 | 0.315 | 0.315 | 0.315 | 0.315 | 0.315 | 0.315 | 0.315 | 0.315 | 0.315 | 0.315 | 0.315 | 0.315 | 0.315 | 0.315 | 0.315 | 0.315 | 0.315 | 0.315 | 0.315 | 0.315 | 0.315 | 0.315 | 0.315 | 0.315 | 0.315 | 0.315 | 0.315 | 0.315 | 0.315 | 0.315 | 0.315
|  | Montville:5 | [6 empty] | 0.181 | 0.181 | 0.101 | 0.101 | 0.101 | 0.101 | 0.101 | 0.101 | 0.101 | 0.101 | 0.101 | 0.101 | 0.101 | 0.101 | 0.101 | 0.101 | 0.101 | 0.101 | 0.101 | 0.101 | 0.101 | 0.101 | 0.101 | 0.101 | 0.101 | 0.101 | 0.101 | 0.101 | 0.101 | 0.101 | 0.101 | 0.101 | 0.101 | 0.101 | 0.101 | 0.101 | 0.101 | 0.101 | 0.101 | 0.101 | 0.101 | 0.101 | 0.101 | 0.101 | 0.101 | 0.101 | 0.101 | 0.101
|  | Montville:6 | [6 empty] | 0.217 | 0.217 | 0.154 | 0.154 | 0.154 | 0.154 | 0.154 | 0.154 | 0.154 | 0.154 | 0.154 | 0.154 | 0.154 | 0.154 | 0.154 | 0.154 | 0.154 | 0.154 | 0.154 | 0.154 | 0.154 | 0.154 | 0.154 | 0.154 | 0.154 | 0.154 | 0.154 | 0.154 | 0.154 | 0.154 | 0.154 | 0.154 | 0.154 | 0.154 | 0.154 | 0.154 | 0.154 | 0.154 | 0.154 | 0.154 | 0.154 | 0.154 | 0.154 | 0.154 | 0.154 | 0.154 | 0.154 | 0.154
|  | United Technologies:ALL | [6 empty] | 0.024 | 0.024 | 0.021 | 0.021 | 0.021 | 0.021 | 0.021 | 0.021 | 0.021 | 0.021 | 0.021 | 0.021 | 0.021 | 0.021 | 0.021 | 0.021 | 0.021 | 0.021 | 0.021 | 0.021 | 0.021 | 0.021 | 0.021 | 0.021 | 0.021 | 0.021 | 0.021 | 0.021 | 0.021 | 0.021 | 0.021 | 0.021 | 0.021 | 0.021 | 0.021 | 0.021 | 0.021 | 0.021 | 0.021 | 0.021 | 0.021 | 0.021 | 0.021 | 0.021 | 0.021 | 0.021 | 0.021 | 0.021
|  | Fitchburg Power Station:1 | [6 empty] | 0.126 | 0.126 | 0.126 | 0.126 | 0.126 | 0.126 | 0.126 | 0.126 | 0.126 | 0.126 | 0.126 | 0.126 | 0.126 | 0.126 | 0.126 | 0.126 | 0.126 | 0.126 | 0.126 | 0.126 | 0.126 | 0.126 | 0.126 | 0.126 | 0.126 | 0.126 | 0.126 | 0.126 | 0.126 | 0.126 | 0.126 | 0.126 | 0.126 | 0.126 | 0.126 | 0.126 | 0.126 | 0.126 | 0.126 | 0.126 | 0.126 | 0.126 | 0.126 | 0.126 | 0.126 | 0.126 | 0.126 | 0.126
|  | Lakewood Cogeneration L/P:GT1 | [6 empty] | 0.1 | 0.1 | 0.1 | 0.1 | 0.1 | 0.1 | 0.1 | 0.1 | 0.1 | 0.1 | 0.1 | 0.1 | 0.1 | 0.1 | 0.1 | 0.1 | 0.1 | 0.1 | 0.1 | 0.1 | 0.1 | 0.1 | 0.1 | 0.1 | 0.1 | 0.1 | 0.1 | 0.1 | 0.1 | 0.1 | 0.1 | 0.1 | 0.1 | 0.1 | 0.1 | 0.1 | 0.1 | 0.1 | 0.1 | 0.1 | 0.1 | 0.1 | 0.1 | 0.1 | 0.1 | 0.1 | 0.1 | 0.1
|  | Lakewood Cogeneration L/P:GT2 | [6 empty] | 0.1 | 0.1 | 0.1 | 0.1 | 0.1 | 0.1 | 0.1 | 0.1 | 0.1 | 0.1 | 0.1 | 0.1 | 0.1 | 0.1 | 0.1 | 0.1 | 0.1 | 0.1 | 0.1 | 0.1 | 0.1 | 0.1 | 0.1 | 0.1 | 0.1 | 0.1 | 0.1 | 0.1 | 0.1 | 0.1 | 0.1 | 0.1 | 0.1 | 0.1 | 0.1 | 0.1 | 0.1 | 0.1 | 0.1 | 0.1 | 0.1 | 0.1 | 0.1 | 0.1 | 0.1 | 0.1 | 0.1 | 0.1
|  | Lakewood Cogeneration L/P:CC | [6 empty] | 0.08 | 0.08 | 0.08 | 0.08 | 0.08 | 0.08 | 0.08 | 0.08 | 0.08 | 0.08 | 0.08 | 0.08 | 0.08 | 0.08 | 0.08 | 0.08 | 0.08 | 0.08 | 0.08 | 0.08 | 0.08 | 0.08 | 0.08 | 0.08 | 0.08 | 0.08 | 0.08 | 0.08 | 0.08 | 0.08 | 0.08 | 0.08 | 0.08 | 0.08 | 0.08 | 0.08 | 0.08 | 0.08 | 0.08 | 0.08 | 0.08 | 0.08 | 0.08 | 0.08 | 0.08 | 0.08 | 0.08 | 0.08
|  | Norwalk Harbor:1 | [6 empty] | 0.146 | 0.146 | 0.135 | 0.135 | 0.135 | 0.135 | 0.135 | 0.135 | 0.135 | 0.135 | 0.135 | 0.135 | 0.135 | 0.135 | 0.135 | 0.135 | 0.135 | 0.135 | 0.135 | 0.135 | 0.135 | 0.135 | 0.135 | 0.135 | 0.135 | 0.135 | 0.135 | 0.135 | 0.135 | 0.135 | 0.135 | 0.135 | 0.135 | 0.135 | 0.135 | 0.135 | 0.135 | 0.135 | 0.135 | 0.135 | 0.135 | 0.135 | 0.135 | 0.135 | 0.135 | 0.135 | 0.135 | 0.135
0 | 0 | Norwalk Harbor:10 | [6 empty] | 0.315 | 0.315 | 1.2 | 1.2 | 1.2 | 1.2 | 1.2 | 1.2 | 1.2 | 1.2 | 1.2 | 1.2 | 1.2 | 1.2 | 1.2 | 1.2 | 1.2 | 1.2 | 1.2 | 1.2 | 1.2 | 1.2 | 1.2 | 1.2 | 1.2 | 1.2 | 1.2 | 1.2 | 1.2 | 1.2 | 1.2 | 1.2 | 1.2 | 1.2 | 1.2 | 1.2 | 1.2 | 1.2 | 1.2 | 1.2 | 1.2 | 1.2 | 1.2 | 1.2 | 1.2 | 1.2 | 1.2 | 1.2
|  | Norwalk Harbor:2 | [6 empty] | 0.146 | 0.146 | 0.131 | 0.131 | 0.131 | 0.131 | 0.131 | 0.131 | 0.131 | 0.131 | 0.131 | 0.131 | 0.131 | 0.131 | 0.131 | 0.131 | 0.131 | 0.131 | 0.131 | 0.131 | 0.131 | 0.131 | 0.131 | 0.131 | 0.131 | 0.131 | 0.131 | 0.131 | 0.131 | 0.131 | 0.131 | 0.131 | 0.131 | 0.131 | 0.131 | 0.131 | 0.131 | 0.131 | 0.131 | 0.131 | 0.131 | 0.131 | 0.131 | 0.131 | 0.131 | 0.131 | 0.131 | 0.131
|  | Milford Power Limited Partners:CC | [6 empty] | 0.08 | 0.08 | 0.058 | 0.058 | 0.058 | 0.058 | 0.058 | 0.058 | 0.058 | 0.058 | 0.058 | 0.058 | 0.058 | 0.058 | 0.058 | 0.058 | 0.058 | 0.058 | 0.058 | 0.058 | 0.058 | 0.058 | 0.058 | 0.058 | 0.058 | 0.058 | 0.058 | 0.058 | 0.058 | 0.058 | 0.058 | 0.058 | 0.058 | 0.058 | 0.058 | 0.058 | 0.058 | 0.058 | 0.058 | 0.058 | 0.058 | 0.058 | 0.058 | 0.058 | 0.058 | 0.058 | 0.058 | 0.058
|  | Vineland Cogeneration Plant:CC | [6 empty] | 0.019 | 0.019 | 0.019 | 0.019 | 0.019 | 0.019 | 0.019 | 0.019 | 0.019 | 0.019 | 0.019 | 0.019 | 0.019 | 0.019 | 0.019 | 0.019 | 0.019 | 0.019 | 0.019 | 0.019 | 0.019 | 0.019 | 0.019 | 0.019 | 0.019 | 0.019 | 0.019 | 0.019 | 0.019 | 0.019 | 0.019 | 0.019 | 0.019 | 0.019 | 0.019 | 0.019 | 0.019 | 0.019 | 0.019 | 0.019 | 0.019 | 0.019 | 0.019 | 0.019 | 0.019 | 0.019 | 0.019 | 0.019
|  | Cottage Grove Cogeneration Facility:CC | [6 empty] | 0.012 | 0.012 | 0.012 | 0.012 | 0.012 | 0.012 | 0.012 | 0.012 | 0.012 | 0.012 | 0.012 | 0.012 | 0.012 | 0.012 | 0.012 | 0.012 | 0.012 | 0.012 | 0.012 | 0.012 | 0.012 | 0.012 | 0.012 | 0.012 | 0.012 | 0.012 | 0.012 | 0.012 | 0.012 | 0.012 | 0.012 | 0.012 | 0.012 | 0.012 | 0.012 | 0.012 | 0.012 | 0.012 | 0.012 | 0.012 | 0.012 | 0.012 | 0.012 | 0.012 | 0.012 | 0.012 | 0.012 | 0.012
|  | Dighton (CPN):CC1 | [6 empty] | 0.013 | 0.013 | 0.017 | 0.017 | 0.017 | 0.017 | 0.017 | 0.017 | 0.017 | 0.017 | 0.017 | 0.017 | 0.017 | 0.017 | 0.017 | 0.017 | 0.017 | 0.017 | 0.017 | 0.017 | 0.017 | 0.017 | 0.017 | 0.017 | 0.017 | 0.017 | 0.017 | 0.017 | 0.017 | 0.017 | 0.017 | 0.017 | 0.017 | 0.017 | 0.017 | 0.017 | 0.017 | 0.017 | 0.017 | 0.017 | 0.017 | 0.017 | 0.017 | 0.017 | 0.017 | 0.017 | 0.017 | 0.017
|  | Berkshire Power:CC | [6 empty] | 0.011 | 0.011 | 0.023 | 0.023 | 0.023 | 0.023 | 0.023 | 0.023 | 0.023 | 0.023 | 0.023 | 0.023 | 0.023 | 0.023 | 0.023 | 0.023 | 0.023 | 0.023 | 0.023 | 0.023 | 0.023 | 0.023 | 0.023 | 0.023 | 0.023 | 0.023 | 0.023 | 0.023 | 0.023 | 0.023 | 0.023 | 0.023 | 0.023 | 0.023 | 0.023 | 0.023 | 0.023 | 0.023 | 0.023 | 0.023 | 0.023 | 0.023 | 0.023 | 0.023 | 0.023 | 0.023 | 0.023 | 0.023
|  | Bridgeport Energy:CC | [6 empty] | 0.02 | 0.02 | 0.02 | 0.02 | 0.02 | 0.02 | 0.02 | 0.02 | 0.02 | 0.02 | 0.02 | 0.02 | 0.02 | 0.02 | 0.02 | 0.02 | 0.02 | 0.02 | 0.02 | 0.02 | 0.02 | 0.02 | 0.02 | 0.02 | 0.02 | 0.02 | 0.02 | 0.02 | 0.02 | 0.02 | 0.02 | 0.02 | 0.02 | 0.02 | 0.02 | 0.02 | 0.02 | 0.02 | 0.02 | 0.02 | 0.02 | 0.02 | 0.02 | 0.02 | 0.02 | 0.02 | 0.02 | 0.02
|  | Millennium Power Partners LP:CC1 | [6 empty] | 0.009 | 0.009 | 0.012 | 0.012 | 0.012 | 0.012 | 0.012 | 0.012 | 0.012 | 0.012 | 0.012 | 0.012 | 0.012 | 0.012 | 0.012 | 0.012 | 0.012 | 0.012 | 0.012 | 0.012 | 0.012 | 0.012 | 0.012 | 0.012 | 0.012 | 0.012 | 0.012 | 0.012 | 0.012 | 0.012 | 0.012 | 0.012 | 0.012 | 0.012 | 0.012 | 0.012 | 0.012 | 0.012 | 0.012 | 0.012 | 0.012 | 0.012 | 0.012 | 0.012 | 0.012 | 0.012 | 0.012 | 0.012
|  | O Brien Biogas IV:1 | [6 empty] | 0.126 | 0.126 | 0.126 | 0.126 | 0.126 | 0.126 | 0.126 | 0.126 | 0.126 | 0.126 | 0.126 | 0.126 | 0.126 | 0.126 | 0.126 | 0.126 | 0.126 | 0.126 | 0.126 | 0.126 | 0.126 | 0.126 | 0.126 | 0.126 | 0.126 | 0.126 | 0.126 | 0.126 | 0.126 | 0.126 | 0.126 | 0.126 | 0.126 | 0.126 | 0.126 | 0.126 | 0.126 | 0.126 | 0.126 | 0.126 | 0.126 | 0.126 | 0.126 | 0.126 | 0.126 | 0.126 | 0.126 | 0.126
|  | Taunton:ALL | [6 empty] | 0.1 | 0.1 | 0.1 | 0.1 | 0.1 | 0.1 | 0.1 | 0.1 | 0.1 | 0.1 | 0.1 | 0.1 | 0.1 | 0.1 | 0.1 | 0.1 | 0.1 | 0.1 | 0.1 | 0.1 | 0.1 | 0.1 | 0.1 | 0.1 | 0.1 | 0.1 | 0.1 | 0.1 | 0.1 | 0.1 | 0.1 | 0.1 | 0.1 | 0.1 | 0.1 | 0.1 | 0.1 | 0.1 | 0.1 | 0.1 | 0.1 | 0.1 | 0.1 | 0.1 | 0.1 | 0.1 | 0.1 | 0.1
|  | Lowell Landfill:ALL | [6 empty] | 0.692 | 0.692 | 0.692 | 0.692 | 0.692 | 0.692 | 0.692 | 0.692 | 0.692 | 0.692 | 0.692 | 0.692 | 0.692 | 0.692 | 0.692 | 0.692 | 0.692 | 0.692 | 0.692 | 0.692 | 0.692 | 0.692 | 0.692 | 0.692 | 0.692 | 0.692 | 0.692 | 0.692 | 0.692 | 0.692 | 0.692 | 0.692 | 0.692 | 0.692 | 0.692 | 0.692 | 0.692 | 0.692 | 0.692 | 0.692 | 0.692 | 0.692 | 0.692 | 0.692 | 0.692 | 0.692 | 0.692 | 0.692
|  | Lakefield Junction Generation Facility:GT1 | [6 empty] | 0.026 | 0.026 | 0.026 | 0.026 | 0.026 | 0.026 | 0.026 | 0.026 | 0.026 | 0.026 | 0.026 | 0.026 | 0.026 | 0.026 | 0.026 | 0.026 | 0.026 | 0.026 | 0.026 | 0.026 | 0.026 | 0.026 | 0.026 | 0.026 | 0.026 | 0.026 | 0.026 | 0.026 | 0.026 | 0.026 | 0.026 | 0.026 | 0.026 | 0.026 | 0.026 | 0.026 | 0.026 | 0.026 | 0.026 | 0.026 | 0.026 | 0.026 | 0.026 | 0.026 | 0.026 | 0.026 | 0.026 | 0.026
|  | Lakefield Junction Generation Facility:GT2 | [6 empty] | 0.03 | 0.03 | 0.03 | 0.03 | 0.03 | 0.03 | 0.03 | 0.03 | 0.03 | 0.03 | 0.03 | 0.03 | 0.03 | 0.03 | 0.03 | 0.03 | 0.03 | 0.03 | 0.03 | 0.03 | 0.03 | 0.03 | 0.03 | 0.03 | 0.03 | 0.03 | 0.03 | 0.03 | 0.03 | 0.03 | 0.03 | 0.03 | 0.03 | 0.03 | 0.03 | 0.03 | 0.03 | 0.03 | 0.03 | 0.03 | 0.03 | 0.03 | 0.03 | 0.03 | 0.03 | 0.03 | 0.03 | 0.03
|  | Lakefield Junction Generation Facility:GT3 | [6 empty] | 0.03 | 0.03 | 0.03 | 0.03 | 0.03 | 0.03 | 0.03 | 0.03 | 0.03 | 0.03 | 0.03 | 0.03 | 0.03 | 0.03 | 0.03 | 0.03 | 0.03 | 0.03 | 0.03 | 0.03 | 0.03 | 0.03 | 0.03 | 0.03 | 0.03 | 0.03 | 0.03 | 0.03 | 0.03 | 0.03 | 0.03 | 0.03 | 0.03 | 0.03 | 0.03 | 0.03 | 0.03 | 0.03 | 0.03 | 0.03 | 0.03 | 0.03 | 0.03 | 0.03 | 0.03 | 0.03 | 0.03 | 0.03
|  | Lakefield Junction Generation Facility:GT4 | [6 empty] | 0.032 | 0.032 | 0.032 | 0.032 | 0.032 | 0.032 | 0.032 | 0.032 | 0.032 | 0.032 | 0.032 | 0.032 | 0.032 | 0.032 | 0.032 | 0.032 | 0.032 | 0.032 | 0.032 | 0.032 | 0.032 | 0.032 | 0.032 | 0.032 | 0.032 | 0.032 | 0.032 | 0.032 | 0.032 | 0.032 | 0.032 | 0.032 | 0.032 | 0.032 | 0.032 | 0.032 | 0.032 | 0.032 | 0.032 | 0.032 | 0.032 | 0.032 | 0.032 | 0.032 | 0.032 | 0.032 | 0.032 | 0.032
|  | Lakefield Junction Generation Facility:GT5 | [6 empty] | 0.028 | 0.028 | 0.028 | 0.028 | 0.028 | 0.028 | 0.028 | 0.028 | 0.028 | 0.028 | 0.028 | 0.028 | 0.028 | 0.028 | 0.028 | 0.028 | 0.028 | 0.028 | 0.028 | 0.028 | 0.028 | 0.028 | 0.028 | 0.028 | 0.028 | 0.028 | 0.028 | 0.028 | 0.028 | 0.028 | 0.028 | 0.028 | 0.028 | 0.028 | 0.028 | 0.028 | 0.028 | 0.028 | 0.028 | 0.028 | 0.028 | 0.028 | 0.028 | 0.028 | 0.028 | 0.028 | 0.028 | 0.028
|  | Lakefield Junction Generation Facility:GT6 | [6 empty] | 0.026 | 0.026 | 0.026 | 0.026 | 0.026 | 0.026 | 0.026 | 0.026 | 0.026 | 0.026 | 0.026 | 0.026 | 0.026 | 0.026 | 0.026 | 0.026 | 0.026 | 0.026 | 0.026 | 0.026 | 0.026 | 0.026 | 0.026 | 0.026 | 0.026 | 0.026 | 0.026 | 0.026 | 0.026 | 0.026 | 0.026 | 0.026 | 0.026 | 0.026 | 0.026 | 0.026 | 0.026 | 0.026 | 0.026 | 0.026 | 0.026 | 0.026 | 0.026 | 0.026 | 0.026 | 0.026 | 0.026 | 0.026
|  | Balefill:ALL | [6 empty] | 0.1 | 0.1 | 0.1 | 0.1 | 0.1 | 0.1 | 0.1 | 0.1 | 0.1 | 0.1 | 0.1 | 0.1 | 0.1 | 0.1 | 0.1 | 0.1 | 0.1 | 0.1 | 0.1 | 0.1 | 0.1 | 0.1 | 0.1 | 0.1 | 0.1 | 0.1 | 0.1 | 0.1 | 0.1 | 0.1 | 0.1 | 0.1 | 0.1 | 0.1 | 0.1 | 0.1 | 0.1 | 0.1 | 0.1 | 0.1 | 0.1 | 0.1 | 0.1 | 0.1 | 0.1 | 0.1 | 0.1 | 0.1
|  | WEST GEORGIA GENERATING FACILITY:GT1 | [6 empty] | 0.064 | 0.064 | 0.056 | 0.056 | 0.056 | 0.056 | 0.056 | 0.056 | 0.056 | 0.056 | 0.056 | 0.056 | 0.056 | 0.056 | 0.056 | 0.056 | 0.056 | 0.056 | 0.056 | 0.056 | 0.056 | 0.056 | 0.056 | 0.056 | 0.056 | 0.056 | 0.056 | 0.056 | 0.056 | 0.056 | 0.056 | 0.056 | 0.056 | 0.056 | 0.056 | 0.056 | 0.056 | 0.056 | 0.056 | 0.056 | 0.056 | 0.056 | 0.056 | 0.056 | 0.056 | 0.056 | 0.056 | 0.056
|  | WEST GEORGIA GENERATING FACILITY:GT2 | [6 empty] | 0.065 | 0.065 | 0.053 | 0.053 | 0.053 | 0.053 | 0.053 | 0.053 | 0.053 | 0.053 | 0.053 | 0.053 | 0.053 | 0.053 | 0.053 | 0.053 | 0.053 | 0.053 | 0.053 | 0.053 | 0.053 | 0.053 | 0.053 | 0.053 | 0.053 | 0.053 | 0.053 | 0.053 | 0.053 | 0.053 | 0.053 | 0.053 | 0.053 | 0.053 | 0.053 | 0.053 | 0.053 | 0.053 | 0.053 | 0.053 | 0.053 | 0.053 | 0.053 | 0.053 | 0.053 | 0.053 | 0.053 | 0.053
|  | WEST GEORGIA GENERATING FACILITY:GT3 | [6 empty] | 0.074 | 0.074 | 0.055 | 0.055 | 0.055 | 0.055 | 0.055 | 0.055 | 0.055 | 0.055 | 0.055 | 0.055 | 0.055 | 0.055 | 0.055 | 0.055 | 0.055 | 0.055 | 0.055 | 0.055 | 0.055 | 0.055 | 0.055 | 0.055 | 0.055 | 0.055 | 0.055 | 0.055 | 0.055 | 0.055 | 0.055 | 0.055 | 0.055 | 0.055 | 0.055 | 0.055 | 0.055 | 0.055 | 0.055 | 0.055 | 0.055 | 0.055 | 0.055 | 0.055 | 0.055 | 0.055 | 0.055 | 0.055
|  | WEST GEORGIA GENERATING FACILITY:GT4 | [6 empty] | 0.088 | 0.088 | 0.054 | 0.054 | 0.054 | 0.054 | 0.054 | 0.054 | 0.054 | 0.054 | 0.054 | 0.054 | 0.054 | 0.054 | 0.054 | 0.054 | 0.054 | 0.054 | 0.054 | 0.054 | 0.054 | 0.054 | 0.054 | 0.054 | 0.054 | 0.054 | 0.054 | 0.054 | 0.054 | 0.054 | 0.054 | 0.054 | 0.054 | 0.054 | 0.054 | 0.054 | 0.054 | 0.054 | 0.054 | 0.054 | 0.054 | 0.054 | 0.054 | 0.054 | 0.054 | 0.054 | 0.054 | 0.054
0 | 0 | Baconton:GT1 | [6 empty] | 0.111 | 0.111 | 0.096 | 0.096 | 0.096 | 0.096 | 0.096 | 0.096 | 0.096 | 0.096 | 0.096 | 0.096 | 0.096 | 0.096 | 0.096 | 0.096 | 0.096 | 0.096 | 0.096 | 0.096 | 0.096 | 0.096 | 0.096 | 0.096 | 0.096 | 0.096 | 0.096 | 0.096 | 0.096 | 0.096 | 0.096 | 0.096 | 0.096 | 0.096 | 0.096 | 0.096 | 0.096 | 0.096 | 0.096 | 0.096 | 0.096 | 0.096 | 0.096 | 0.096 | 0.096 | 0.096 | 0.096 | 0.096
0 | 0 | Baconton:GT2 | [6 empty] | 0.115 | 0.115 | 0.115 | 0.115 | 0.115 | 0.115 | 0.115 | 0.115 | 0.115 | 0.115 | 0.115 | 0.115 | 0.115 | 0.115 | 0.115 | 0.115 | 0.115 | 0.115 | 0.115 | 0.115 | 0.115 | 0.115 | 0.115 | 0.115 | 0.115 | 0.115 | 0.115 | 0.115 | 0.115 | 0.115 | 0.115 | 0.115 | 0.115 | 0.115 | 0.115 | 0.115 | 0.115 | 0.115 | 0.115 | 0.115 | 0.115 | 0.115 | 0.115 | 0.115 | 0.115 | 0.115 | 0.115 | 0.115
0 | 0 | Baconton:GT3 | [6 empty] | 0.148 | 0.148 | 0.148 | 0.148 | 0.148 | 0.148 | 0.148 | 0.148 | 0.148 | 0.148 | 0.148 | 0.148 | 0.148 | 0.148 | 0.148 | 0.148 | 0.148 | 0.148 | 0.148 | 0.148 | 0.148 | 0.148 | 0.148 | 0.148 | 0.148 | 0.148 | 0.148 | 0.148 | 0.148 | 0.148 | 0.148 | 0.148 | 0.148 | 0.148 | 0.148 | 0.148 | 0.148 | 0.148 | 0.148 | 0.148 | 0.148 | 0.148 | 0.148 | 0.148 | 0.148 | 0.148 | 0.148 | 0.148
0 | 0 | Baconton:GT4 | [6 empty] | 0.098 | 0.098 | 0.102 | 0.102 | 0.102 | 0.102 | 0.102 | 0.102 | 0.102 | 0.102 | 0.102 | 0.102 | 0.102 | 0.102 | 0.102 | 0.102 | 0.102 | 0.102 | 0.102 | 0.102 | 0.102 | 0.102 | 0.102 | 0.102 | 0.102 | 0.102 | 0.102 | 0.102 | 0.102 | 0.102 | 0.102 | 0.102 | 0.102 | 0.102 | 0.102 | 0.102 | 0.102 | 0.102 | 0.102 | 0.102 | 0.102 | 0.102 | 0.102 | 0.102 | 0.102 | 0.102 | 0.102 | 0.102
|  | Tunnel:10 | [6 empty] | 0.315 | 0.315 | 0.753 | 0.753 | 0.753 | 0.753 | 0.753 | 0.753 | 0.753 | 0.753 | 0.753 | 0.753 | 0.753 | 0.753 | 0.753 | 0.753 | 0.753 | 0.753 | 0.753 | 0.753 | 0.753 | 0.753 | 0.753 | 0.753 | 0.753 | 0.753 | 0.753 | 0.753 | 0.753 | 0.753 | 0.753 | 0.753 | 0.753 | 0.753 | 0.753 | 0.753 | 0.753 | 0.753 | 0.753 | 0.753 | 0.753 | 0.753 | 0.753 | 0.753 | 0.753 | 0.753 | 0.753 | 0.753
0 | 0 | Franklin Drive:19 | [6 empty] | 0.315 | 0.315 | 0.315 | 0.315 | 0.315 | 0.315 | 0.315 | 0.315 | 0.315 | 0.315 | 0.315 | 0.315 | 0.315 | 0.315 | 0.315 | 0.315 | 0.315 | 0.315 | 0.315 | 0.315 | 0.315 | 0.315 | 0.315 | 0.315 | 0.315 | 0.315 | 0.315 | 0.315 | 0.315 | 0.315 | 0.315 | 0.315 | 0.315 | 0.315 | 0.315 | 0.315 | 0.315 | 0.315 | 0.315 | 0.315 | 0.315 | 0.315 | 0.315 | 0.315 | 0.315 | 0.315 | 0.315 | 0.315
|  | Middletown (NRG):1 | [6 empty] | 0.315 | 0.315 | 0.315 | 0.315 | 0.315 | 0.315 | 0.315 | 0.315 | 0.315 | 0.315 | 0.315 | 0.315 | 0.315 | 0.315 | 0.315 | 0.315 | 0.315 | 0.315 | 0.315 | 0.315 | 0.315 | 0.315 | 0.315 | 0.315 | 0.315 | 0.315 | 0.315 | 0.315 | 0.315 | 0.315 | 0.315 | 0.315 | 0.315 | 0.315 | 0.315 | 0.315 | 0.315 | 0.315 | 0.315 | 0.315 | 0.315 | 0.315 | 0.315 | 0.315 | 0.315 | 0.315 | 0.315 | 0.315
0 | 0 | Middletown (NRG):10 | [6 empty] | 0.315 | 0.315 | 1.2 | 1.2 | 1.2 | 1.2 | 1.2 | 1.2 | 1.2 | 1.2 | 1.2 | 1.2 | 1.2 | 1.2 | 1.2 | 1.2 | 1.2 | 1.2 | 1.2 | 1.2 | 1.2 | 1.2 | 1.2 | 1.2 | 1.2 | 1.2 | 1.2 | 1.2 | 1.2 | 1.2 | 1.2 | 1.2 | 1.2 | 1.2 | 1.2 | 1.2 | 1.2 | 1.2 | 1.2 | 1.2 | 1.2 | 1.2 | 1.2 | 1.2 | 1.2 | 1.2 | 1.2 | 1.2
|  | Middletown (NRG):2 | [6 empty] | 0.166 | 0.166 | 0.094 | 0.094 | 0.094 | 0.094 | 0.094 | 0.094 | 0.094 | 0.094 | 0.094 | 0.094 | 0.094 | 0.094 | 0.094 | 0.094 | 0.094 | 0.094 | 0.094 | 0.094 | 0.094 | 0.094 | 0.094 | 0.094 | 0.094 | 0.094 | 0.094 | 0.094 | 0.094 | 0.094 | 0.094 | 0.094 | 0.094 | 0.094 | 0.094 | 0.094 | 0.094 | 0.094 | 0.094 | 0.094 | 0.094 | 0.094 | 0.094 | 0.094 | 0.094 | 0.094 | 0.094 | 0.094
|  | Middletown (NRG):3 | [6 empty] | 0.309 | 0.309 | 0.232 | 0.232 | 0.232 | 0.232 | 0.232 | 0.232 | 0.232 | 0.232 | 0.232 | 0.232 | 0.232 | 0.232 | 0.232 | 0.232 | 0.232 | 0.232 | 0.232 | 0.232 | 0.232 | 0.232 | 0.232 | 0.232 | 0.232 | 0.232 | 0.232 | 0.232 | 0.232 | 0.232 | 0.232 | 0.232 | 0.232 | 0.232 | 0.232 | 0.232 | 0.232 | 0.232 | 0.232 | 0.232 | 0.232 | 0.232 | 0.232 | 0.232 | 0.232 | 0.232 | 0.232 | 0.232
0 | 0 | Middletown (NRG):4 | [6 empty] | 0.233 | 0.233 | 0.156 | 0.156 | 0.156 | 0.156 | 0.156 | 0.156 | 0.156 | 0.156 | 0.156 | 0.156 | 0.156 | 0.156 | 0.156 | 0.156 | 0.156 | 0.156 | 0.156 | 0.156 | 0.156 | 0.156 | 0.156 | 0.156 | 0.156 | 0.156 | 0.156 | 0.156 | 0.156 | 0.156 | 0.156 | 0.156 | 0.156 | 0.156 | 0.156 | 0.156 | 0.156 | 0.156 | 0.156 | 0.156 | 0.156 | 0.156 | 0.156 | 0.156 | 0.156 | 0.156 | 0.156 | 0.156
0 | 0 | South Meadow:11 | [6 empty] | 0.315 | 0.315 | 0.315 | 0.315 | 0.315 | 0.315 | 0.315 | 0.315 | 0.315 | 0.315 | 0.315 | 0.315 | 0.315 | 0.315 | 0.315 | 0.315 | 0.315 | 0.315 | 0.315 | 0.315 | 0.315 | 0.315 | 0.315 | 0.315 | 0.315 | 0.315 | 0.315 | 0.315 | 0.315 | 0.315 | 0.315 | 0.315 | 0.315 | 0.315 | 0.315 | 0.315 | 0.315 | 0.315 | 0.315 | 0.315 | 0.315 | 0.315 | 0.315 | 0.315 | 0.315 | 0.315 | 0.315 | 0.315
0 | 0 | South Meadow:12 | [6 empty] | 0.315 | 0.315 | 0.315 | 0.315 | 0.315 | 0.315 | 0.315 | 0.315 | 0.315 | 0.315 | 0.315 | 0.315 | 0.315 | 0.315 | 0.315 | 0.315 | 0.315 | 0.315 | 0.315 | 0.315 | 0.315 | 0.315 | 0.315 | 0.315 | 0.315 | 0.315 | 0.315 | 0.315 | 0.315 | 0.315 | 0.315 | 0.315 | 0.315 | 0.315 | 0.315 | 0.315 | 0.315 | 0.315 | 0.315 | 0.315 | 0.315 | 0.315 | 0.315 | 0.315 | 0.315 | 0.315 | 0.315 | 0.315
0 | 0 | South Meadow:13 | [6 empty] | 0.315 | 0.315 | 0.315 | 0.315 | 0.315 | 0.315 | 0.315 | 0.315 | 0.315 | 0.315 | 0.315 | 0.315 | 0.315 | 0.315 | 0.315 | 0.315 | 0.315 | 0.315 | 0.315 | 0.315 | 0.315 | 0.315 | 0.315 | 0.315 | 0.315 | 0.315 | 0.315 | 0.315 | 0.315 | 0.315 | 0.315 | 0.315 | 0.315 | 0.315 | 0.315 | 0.315 | 0.315 | 0.315 | 0.315 | 0.315 | 0.315 | 0.315 | 0.315 | 0.315 | 0.315 | 0.315 | 0.315 | 0.315
0 | 0 | South Meadow:14 | [6 empty] | 0.315 | 0.315 | 0.315 | 0.315 | 0.315 | 0.315 | 0.315 | 0.315 | 0.315 | 0.315 | 0.315 | 0.315 | 0.315 | 0.315 | 0.315 | 0.315 | 0.315 | 0.315 | 0.315 | 0.315 | 0.315 | 0.315 | 0.315 | 0.315 | 0.315 | 0.315 | 0.315 | 0.315 | 0.315 | 0.315 | 0.315 | 0.315 | 0.315 | 0.315 | 0.315 | 0.315 | 0.315 | 0.315 | 0.315 | 0.315 | 0.315 | 0.315 | 0.315 | 0.315 | 0.315 | 0.315 | 0.315 | 0.315
|  | South Meadow:15 | [6 empty] | 0.315 | 0.315 | 0.315 | 0.315 | 0.315 | 0.315 | 0.315 | 0.315 | 0.315 | 0.315 | 0.315 | 0.315 | 0.315 | 0.315 | 0.315 | 0.315 | 0.315 | 0.315 | 0.315 | 0.315 | 0.315 | 0.315 | 0.315 | 0.315 | 0.315 | 0.315 | 0.315 | 0.315 | 0.315 | 0.315 | 0.315 | 0.315 | 0.315 | 0.315 | 0.315 | 0.315 | 0.315 | 0.315 | 0.315 | 0.315 | 0.315 | 0.315 | 0.315 | 0.315 | 0.315 | 0.315 | 0.315 | 0.315
|  | South Meadow:5-6 | [6 empty] | 0.405 | 0.405 | 0.405 | 0.405 | 0.405 | 0.405 | 0.405 | 0.405 | 0.405 | 0.405 | 0.405 | 0.405 | 0.405 | 0.405 | 0.405 | 0.405 | 0.405 | 0.405 | 0.405 | 0.405 | 0.405 | 0.405 | 0.405 | 0.405 | 0.405 | 0.405 | 0.405 | 0.405 | 0.405 | 0.405 | 0.405 | 0.405 | 0.405 | 0.405 | 0.405 | 0.405 | 0.405 | 0.405 | 0.405 | 0.405 | 0.405 | 0.405 | 0.405 | 0.405 | 0.405 | 0.405 | 0.405 | 0.405
0 | 0 | Torrington:10 | [6 empty] | 0.315 | 0.315 | 1.2 | 1.2 | 1.2 | 1.2 | 1.2 | 1.2 | 1.2 | 1.2 | 1.2 | 1.2 | 1.2 | 1.2 | 1.2 | 1.2 | 1.2 | 1.2 | 1.2 | 1.2 | 1.2 | 1.2 | 1.2 | 1.2 | 1.2 | 1.2 | 1.2 | 1.2 | 1.2 | 1.2 | 1.2 | 1.2 | 1.2 | 1.2 | 1.2 | 1.2 | 1.2 | 1.2 | 1.2 | 1.2 | 1.2 | 1.2 | 1.2 | 1.2 | 1.2 | 1.2 | 1.2 | 1.2
|  | Bridgeport Harbor:1 | [6 empty] | 0.315 | 0.315 | 0.315 | 0.315 | 0.315 | 0.315 | 0.315 | 0.315 | 0.315 | 0.315 | 0.315 | 0.315 | 0.315 | 0.315 | 0.315 | 0.315 | 0.315 | 0.315 | 0.315 | 0.315 | 0.315 | 0.315 | 0.315 | 0.315 | 0.315 | 0.315 | 0.315 | 0.315 | 0.315 | 0.315 | 0.315 | 0.315 | 0.315 | 0.315 | 0.315 | 0.315 | 0.315 | 0.315 | 0.315 | 0.315 | 0.315 | 0.315 | 0.315 | 0.315 | 0.315 | 0.315 | 0.315 | 0.315
|  | Bridgeport Harbor:2 | [6 empty] | 0.31 | 0.31 | 0.287 | 0.287 | 0.287 | 0.287 | 0.287 | 0.287 | 0.287 | 0.287 | 0.287 | 0.287 | 0.287 | 0.287 | 0.287 | 0.287 | 0.287 | 0.287 | 0.287 | 0.287 | 0.287 | 0.287 | 0.287 | 0.287 | 0.287 | 0.287 | 0.287 | 0.287 | 0.287 | 0.287 | 0.287 | 0.287 | 0.287 | 0.287 | 0.287 | 0.287 | 0.287 | 0.287 | 0.287 | 0.287 | 0.287 | 0.287 | 0.287 | 0.287 | 0.287 | 0.287 | 0.287 | 0.287
2020 | 0 | Bridgeport Harbor:3 | [6 empty] | 0.018 | 0.018 | 0.147 | 0.147 | 0.147 | 0.147 | 0.147 | 0.147 | 0.147 | 0.147 | 0.147 | 0.147 | 0.147 | 0.147 | 0.02205 | 0.02205 | 0.02205 | 0.02205 | 0.02205 | 0.02205 | 0.02205 | 0.02205 | 0.02205 | 0.02205 | 0.02205 | 0.02205 | 0.02205 | 0.02205 | 0.02205 | 0.02205 | 0.02205 | 0.02205 | 0.02205 | 0.02205 | 0.02205 | 0.02205 | 0.02205 | 0.02205 | 0.02205 | 0.02205 | 0.02205 | 0.02205 | 0.02205 | 0.02205 | 0.02205 | 0.02205 | 0.02205 | 0.02205
0 | 0 | Bridgeport Harbor:4 | [6 empty] | 0.315 | 0.315 | 0.671 | 0.671 | 0.671 | 0.671 | 0.671 | 0.671 | 0.671 | 0.671 | 0.671 | 0.671 | 0.671 | 0.671 | 0.671 | 0.671 | 0.671 | 0.671 | 0.671 | 0.671 | 0.671 | 0.671 | 0.671 | 0.671 | 0.671 | 0.671 | 0.671 | 0.671 | 0.671 | 0.671 | 0.671 | 0.671 | 0.671 | 0.671 | 0.671 | 0.671 | 0.671 | 0.671 | 0.671 | 0.671 | 0.671 | 0.671 | 0.671 | 0.671 | 0.671 | 0.671 | 0.671 | 0.671
0 | 0 | English:7 | [6 empty] | 0.18 | 0.18 | 0.18 | 0.18 | 0.18 | 0.18 | 0.18 | 0.18 | 0.18 | 0.18 | 0.18 | 0.18 | 0.18 | 0.18 | 0.18 | 0.18 | 0.18 | 0.18 | 0.18 | 0.18 | 0.18 | 0.18 | 0.18 | 0.18 | 0.18 | 0.18 | 0.18 | 0.18 | 0.18 | 0.18 | 0.18 | 0.18 | 0.18 | 0.18 | 0.18 | 0.18 | 0.18 | 0.18 | 0.18 | 0.18 | 0.18 | 0.18 | 0.18 | 0.18 | 0.18 | 0.18 | 0.18 | 0.18
|  | English:8 | [6 empty] | 0.18 | 0.18 | 0.18 | 0.18 | 0.18 | 0.18 | 0.18 | 0.18 | 0.18 | 0.18 | 0.18 | 0.18 | 0.18 | 0.18 | 0.18 | 0.18 | 0.18 | 0.18 | 0.18 | 0.18 | 0.18 | 0.18 | 0.18 | 0.18 | 0.18 | 0.18 | 0.18 | 0.18 | 0.18 | 0.18 | 0.18 | 0.18 | 0.18 | 0.18 | 0.18 | 0.18 | 0.18 | 0.18 | 0.18 | 0.18 | 0.18 | 0.18 | 0.18 | 0.18 | 0.18 | 0.18 | 0.18 | 0.18
0 | 0 | North Main Street:5 | [6 empty] | 0.315 | 0.315 | 0.315 | 0.315 | 0.315 | 0.315 | 0.315 | 0.315 | 0.315 | 0.315 | 0.315 | 0.315 | 0.315 | 0.315 | 0.315 | 0.315 | 0.315 | 0.315 | 0.315 | 0.315 | 0.315 | 0.315 | 0.315 | 0.315 | 0.315 | 0.315 | 0.315 | 0.315 | 0.315 | 0.315 | 0.315 | 0.315 | 0.315 | 0.315 | 0.315 | 0.315 | 0.315 | 0.315 | 0.315 | 0.315 | 0.315 | 0.315 | 0.315 | 0.315 | 0.315 | 0.315 | 0.315 | 0.315
0 | 0 | Christiana:11 | [6 empty] | 0.315 | 0.315 | 1.2 | 1.2 | 1.2 | 1.2 | 1.2 | 1.2 | 1.2 | 1.2 | 1.2 | 1.2 | 1.2 | 1.2 | 1.2 | 1.2 | 1.2 | 1.2 | 1.2 | 1.2 | 1.2 | 1.2 | 1.2 | 1.2 | 1.2 | 1.2 | 1.2 | 1.2 | 1.2 | 1.2 | 1.2 | 1.2 | 1.2 | 1.2 | 1.2 | 1.2 | 1.2 | 1.2 | 1.2 | 1.2 | 1.2 | 1.2 | 1.2 | 1.2 | 1.2 | 1.2 | 1.2 | 1.2
0 | 0 | Christiana:14 | [6 empty] | 0.315 | 0.315 | 1.2 | 1.2 | 1.2 | 1.2 | 1.2 | 1.2 | 1.2 | 1.2 | 1.2 | 1.2 | 1.2 | 1.2 | 1.2 | 1.2 | 1.2 | 1.2 | 1.2 | 1.2 | 1.2 | 1.2 | 1.2 | 1.2 | 1.2 | 1.2 | 1.2 | 1.2 | 1.2 | 1.2 | 1.2 | 1.2 | 1.2 | 1.2 | 1.2 | 1.2 | 1.2 | 1.2 | 1.2 | 1.2 | 1.2 | 1.2 | 1.2 | 1.2 | 1.2 | 1.2 | 1.2 | 1.2
|  | Delaware City:1 | [6 empty] | 0.405 | 0.405 | 0.405 | 0.405 | 0.405 | 0.405 | 0.405 | 0.405 | 0.405 | 0.405 | 0.405 | 0.405 | 0.405 | 0.405 | 0.405 | 0.405 | 0.405 | 0.405 | 0.405 | 0.405 | 0.405 | 0.405 | 0.405 | 0.405 | 0.405 | 0.405 | 0.405 | 0.405 | 0.405 | 0.405 | 0.405 | 0.405 | 0.405 | 0.405 | 0.405 | 0.405 | 0.405 | 0.405 | 0.405 | 0.405 | 0.405 | 0.405 | 0.405 | 0.405 | 0.405 | 0.405 | 0.405 | 0.405
0 | 0 | Delaware City:10 | [6 empty] | 0.315 | 0.315 | 1.2 | 1.2 | 1.2 | 1.2 | 1.2 | 1.2 | 1.2 | 1.2 | 1.2 | 1.2 | 1.2 | 1.2 | 1.2 | 1.2 | 1.2 | 1.2 | 1.2 | 1.2 | 1.2 | 1.2 | 1.2 | 1.2 | 1.2 | 1.2 | 1.2 | 1.2 | 1.2 | 1.2 | 1.2 | 1.2 | 1.2 | 1.2 | 1.2 | 1.2 | 1.2 | 1.2 | 1.2 | 1.2 | 1.2 | 1.2 | 1.2 | 1.2 | 1.2 | 1.2 | 1.2 | 1.2
0 | 0 | Delaware City:2 | [6 empty] | 0.405 | 0.405 | 0.405 | 0.405 | 0.405 | 0.405 | 0.405 | 0.405 | 0.405 | 0.405 | 0.405 | 0.405 | 0.405 | 0.405 | 0.405 | 0.405 | 0.405 | 0.405 | 0.405 | 0.405 | 0.405 | 0.405 | 0.405 | 0.405 | 0.405 | 0.405 | 0.405 | 0.405 | 0.405 | 0.405 | 0.405 | 0.405 | 0.405 | 0.405 | 0.405 | 0.405 | 0.405 | 0.405 | 0.405 | 0.405 | 0.405 | 0.405 | 0.405 | 0.405 | 0.405 | 0.405 | 0.405 | 0.405
|  | Delaware City:3 | [6 empty] | 0.315 | 0.315 | 0.315 | 0.315 | 0.315 | 0.315 | 0.315 | 0.315 | 0.315 | 0.315 | 0.315 | 0.315 | 0.315 | 0.315 | 0.315 | 0.315 | 0.315 | 0.315 | 0.315 | 0.315 | 0.315 | 0.315 | 0.315 | 0.315 | 0.315 | 0.315 | 0.315 | 0.315 | 0.315 | 0.315 | 0.315 | 0.315 | 0.315 | 0.315 | 0.315 | 0.315 | 0.315 | 0.315 | 0.315 | 0.315 | 0.315 | 0.315 | 0.315 | 0.315 | 0.315 | 0.315 | 0.315 | 0.315
|  | Delaware City:4 | [6 empty] | 0.405 | 0.405 | 0.405 | 0.405 | 0.405 | 0.405 | 0.405 | 0.405 | 0.405 | 0.405 | 0.405 | 0.405 | 0.405 | 0.405 | 0.405 | 0.405 | 0.405 | 0.405 | 0.405 | 0.405 | 0.405 | 0.405 | 0.405 | 0.405 | 0.405 | 0.405 | 0.405 | 0.405 | 0.405 | 0.405 | 0.405 | 0.405 | 0.405 | 0.405 | 0.405 | 0.405 | 0.405 | 0.405 | 0.405 | 0.405 | 0.405 | 0.405 | 0.405 | 0.405 | 0.405 | 0.405 | 0.405 | 0.405
|  | Edge Moor:10 | [6 empty] | 0.315 | 0.315 | 1.2 | 1.2 | 1.2 | 1.2 | 1.2 | 1.2 | 1.2 | 1.2 | 1.2 | 1.2 | 1.2 | 1.2 | 1.2 | 1.2 | 1.2 | 1.2 | 1.2 | 1.2 | 1.2 | 1.2 | 1.2 | 1.2 | 1.2 | 1.2 | 1.2 | 1.2 | 1.2 | 1.2 | 1.2 | 1.2 | 1.2 | 1.2 | 1.2 | 1.2 | 1.2 | 1.2 | 1.2 | 1.2 | 1.2 | 1.2 | 1.2 | 1.2 | 1.2 | 1.2 | 1.2 | 1.2
0 | 0 | Edge Moor:3 | [6 empty] | 0.283 | 0.283 | 0.211 | 0.211 | 0.211 | 0.211 | 0.211 | 0.211 | 0.211 | 0.211 | 0.211 | 0.211 | 0.211 | 0.211 | 0.211 | 0.211 | 0.211 | 0.211 | 0.211 | 0.211 | 0.211 | 0.211 | 0.211 | 0.211 | 0.211 | 0.211 | 0.211 | 0.211 | 0.211 | 0.211 | 0.211 | 0.211 | 0.211 | 0.211 | 0.211 | 0.211 | 0.211 | 0.211 | 0.211 | 0.211 | 0.211 | 0.211 | 0.211 | 0.211 | 0.211 | 0.211 | 0.211 | 0.211
2021 | 0 | Edge Moor:4 | [6 empty] | 0.218 | 0.218 | 0.231 | 0.231 | 0.231 | 0.231 | 0.231 | 0.231 | 0.231 | 0.231 | 0.231 | 0.231 | 0.231 | 0.231 | 0.231 | 0.03465 | 0.03465 | 0.03465 | 0.03465 | 0.03465 | 0.03465 | 0.03465 | 0.03465 | 0.03465 | 0.03465 | 0.03465 | 0.03465 | 0.03465 | 0.03465 | 0.03465 | 0.03465 | 0.03465 | 0.03465 | 0.03465 | 0.03465 | 0.03465 | 0.03465 | 0.03465 | 0.03465 | 0.03465 | 0.03465 | 0.03465 | 0.03465 | 0.03465 | 0.03465 | 0.03465 | 0.03465 | 0.03465
2021 | 0 | Edge Moor:5 | [6 empty] | 0.358 | 0.358 | 0.22 | 0.22 | 0.22 | 0.22 | 0.22 | 0.22 | 0.22 | 0.22 | 0.22 | 0.22 | 0.22 | 0.22 | 0.22 | 0.033 | 0.033 | 0.033 | 0.033 | 0.033 | 0.033 | 0.033 | 0.033 | 0.033 | 0.033 | 0.033 | 0.033 | 0.033 | 0.033 | 0.033 | 0.033 | 0.033 | 0.033 | 0.033 | 0.033 | 0.033 | 0.033 | 0.033 | 0.033 | 0.033 | 0.033 | 0.033 | 0.033 | 0.033 | 0.033 | 0.033 | 0.033 | 0.033
2021 | 0 | Indian River (DPLC):1 | [6 empty] | 0.37 | 0.37 | 0.382 | 0.382 | 0.382 | 0.382 | 0.382 | 0.382 | 0.382 | 0.382 | 0.382 | 0.382 | 0.382 | 0.382 | 0.382 | 0.0573 | 0.0573 | 0.0573 | 0.0573 | 0.0573 | 0.0573 | 0.0573 | 0.0573 | 0.0573 | 0.0573 | 0.0573 | 0.0573 | 0.0573 | 0.0573 | 0.0573 | 0.0573 | 0.0573 | 0.0573 | 0.0573 | 0.0573 | 0.0573 | 0.0573 | 0.0573 | 0.0573 | 0.0573 | 0.0573 | 0.0573 | 0.0573 | 0.0573 | 0.0573 | 0.0573 | 0.0573 | 0.0573
0 | 0 | Indian River (DPLC):10 | [6 empty] | 0.315 | 0.315 | 0.612 | 0.612 | 0.612 | 0.612 | 0.612 | 0.612 | 0.612 | 0.612 | 0.612 | 0.612 | 0.612 | 0.612 | 0.612 | 0.612 | 0.612 | 0.612 | 0.612 | 0.612 | 0.612 | 0.612 | 0.612 | 0.612 | 0.612 | 0.612 | 0.612 | 0.612 | 0.612 | 0.612 | 0.612 | 0.612 | 0.612 | 0.612 | 0.612 | 0.612 | 0.612 | 0.612 | 0.612 | 0.612 | 0.612 | 0.612 | 0.612 | 0.612 | 0.612 | 0.612 | 0.612 | 0.612
2021 | 0 | Indian River (DPLC):2 | [6 empty] | 0.387 | 0.387 | 0.352 | 0.352 | 0.352 | 0.352 | 0.352 | 0.352 | 0.352 | 0.352 | 0.352 | 0.352 | 0.352 | 0.352 | 0.352 | 0.0528 | 0.0528 | 0.0528 | 0.0528 | 0.0528 | 0.0528 | 0.0528 | 0.0528 | 0.0528 | 0.0528 | 0.0528 | 0.0528 | 0.0528 | 0.0528 | 0.0528 | 0.0528 | 0.0528 | 0.0528 | 0.0528 | 0.0528 | 0.0528 | 0.0528 | 0.0528 | 0.0528 | 0.0528 | 0.0528 | 0.0528 | 0.0528 | 0.0528 | 0.0528 | 0.0528 | 0.0528 | 0.0528
2021 | 0 | Indian River (DPLC):3 | [6 empty] | 0.41 | 0.41 | 0.283 | 0.283 | 0.283 | 0.283 | 0.283 | 0.283 | 0.283 | 0.283 | 0.283 | 0.283 | 0.283 | 0.283 | 0.283 | 0.04245 | 0.04245 | 0.04245 | 0.04245 | 0.04245 | 0.04245 | 0.04245 | 0.04245 | 0.04245 | 0.04245 | 0.04245 | 0.04245 | 0.04245 | 0.04245 | 0.04245 | 0.04245 | 0.04245 | 0.04245 | 0.04245 | 0.04245 | 0.04245 | 0.04245 | 0.04245 | 0.04245 | 0.04245 | 0.04245 | 0.04245 | 0.04245 | 0.04245 | 0.04245 | 0.04245 | 0.04245 | 0.04245
2020 | 0 | Indian River (DPLC):4 | [6 empty] | 0.329 | 0.329 | 0.304 | 0.304 | 0.304 | 0.304 | 0.304 | 0.304 | 0.304 | 0.304 | 0.304 | 0.304 | 0.304 | 0.304 | 0.0456 | 0.0456 | 0.0456 | 0.0456 | 0.0456 | 0.0456 | 0.0456 | 0.0456 | 0.0456 | 0.0456 | 0.0456 | 0.0456 | 0.0456 | 0.0456 | 0.0456 | 0.0456 | 0.0456 | 0.0456 | 0.0456 | 0.0456 | 0.0456 | 0.0456 | 0.0456 | 0.0456 | 0.0456 | 0.0456 | 0.0456 | 0.0456 | 0.0456 | 0.0456 | 0.0456 | 0.0456 | 0.0456 | 0.0456
|  | Madison Street:1 | [6 empty] | 0.315 | 0.315 | 0.315 | 0.315 | 0.315 | 0.315 | 0.315 | 0.315 | 0.315 | 0.315 | 0.315 | 0.315 | 0.315 | 0.315 | 0.315 | 0.315 | 0.315 | 0.315 | 0.315 | 0.315 | 0.315 | 0.315 | 0.315 | 0.315 | 0.315 | 0.315 | 0.315 | 0.315 | 0.315 | 0.315 | 0.315 | 0.315 | 0.315 | 0.315 | 0.315 | 0.315 | 0.315 | 0.315 | 0.315 | 0.315 | 0.315 | 0.315 | 0.315 | 0.315 | 0.315 | 0.315 | 0.315 | 0.315
0 | 0 | West Substation:1 | [6 empty] | 0.315 | 0.315 | 0.315 | 0.315 | 0.315 | 0.315 | 0.315 | 0.315 | 0.315 | 0.315 | 0.315 | 0.315 | 0.315 | 0.315 | 0.315 | 0.315 | 0.315 | 0.315 | 0.315 | 0.315 | 0.315 | 0.315 | 0.315 | 0.315 | 0.315 | 0.315 | 0.315 | 0.315 | 0.315 | 0.315 | 0.315 | 0.315 | 0.315 | 0.315 | 0.315 | 0.315 | 0.315 | 0.315 | 0.315 | 0.315 | 0.315 | 0.315 | 0.315 | 0.315 | 0.315 | 0.315 | 0.315 | 0.315
0 | 0 | McKee Run:1 | [6 empty] | 0.315 | 0.315 | 0.359 | 0.359 | 0.359 | 0.359 | 0.359 | 0.359 | 0.359 | 0.359 | 0.359 | 0.359 | 0.359 | 0.359 | 0.359 | 0.359 | 0.359 | 0.359 | 0.359 | 0.359 | 0.359 | 0.359 | 0.359 | 0.359 | 0.359 | 0.359 | 0.359 | 0.359 | 0.359 | 0.359 | 0.359 | 0.359 | 0.359 | 0.359 | 0.359 | 0.359 | 0.359 | 0.359 | 0.359 | 0.359 | 0.359 | 0.359 | 0.359 | 0.359 | 0.359 | 0.359 | 0.359 | 0.359
0 | 0 | McKee Run:2 | [6 empty] | 0.315 | 0.315 | 0.325 | 0.325 | 0.325 | 0.325 | 0.325 | 0.325 | 0.325 | 0.325 | 0.325 | 0.325 | 0.325 | 0.325 | 0.325 | 0.325 | 0.325 | 0.325 | 0.325 | 0.325 | 0.325 | 0.325 | 0.325 | 0.325 | 0.325 | 0.325 | 0.325 | 0.325 | 0.325 | 0.325 | 0.325 | 0.325 | 0.325 | 0.325 | 0.325 | 0.325 | 0.325 | 0.325 | 0.325 | 0.325 | 0.325 | 0.325 | 0.325 | 0.325 | 0.325 | 0.325 | 0.325 | 0.325
0 | 0 | McKee Run:3 | [6 empty] | 0.349 | 0.349 | 0.229 | 0.229 | 0.229 | 0.229 | 0.229 | 0.229 | 0.229 | 0.229 | 0.229 | 0.229 | 0.229 | 0.229 | 0.229 | 0.229 | 0.229 | 0.229 | 0.229 | 0.229 | 0.229 | 0.229 | 0.229 | 0.229 | 0.229 | 0.229 | 0.229 | 0.229 | 0.229 | 0.229 | 0.229 | 0.229 | 0.229 | 0.229 | 0.229 | 0.229 | 0.229 | 0.229 | 0.229 | 0.229 | 0.229 | 0.229 | 0.229 | 0.229 | 0.229 | 0.229 | 0.229 | 0.229
2017 | 0 | White Bluff:1 | [6 empty] | 0.324 | 0.324 | 0.247 | 0.247 | 0.247 | 0.247 | 0.247 | 0.247 | 0.247 | 0.247 | 0.247 | 0.03705 | 0.03705 | 0.03705 | 0.03705 | 0.03705 | 0.03705 | 0.03705 | 0.03705 | 0.03705 | 0.03705 | 0.03705 | 0.03705 | 0.03705 | 0.03705 | 0.03705 | 0.03705 | 0.03705 | 0.03705 | 0.03705 | 0.03705 | 0.03705 | 0.03705 | 0.03705 | 0.03705 | 0.03705 | 0.03705 | 0.03705 | 0.03705 | 0.03705 | 0.03705 | 0.03705 | 0.03705 | 0.03705 | 0.03705 | 0.03705 | 0.03705 | 0.03705
2017 | 0 | White Bluff:2 | [6 empty] | 0.3 | 0.3 | 0.287 | 0.287 | 0.287 | 0.287 | 0.287 | 0.287 | 0.287 | 0.287 | 0.287 | 0.04305 | 0.04305 | 0.04305 | 0.04305 | 0.04305 | 0.04305 | 0.04305 | 0.04305 | 0.04305 | 0.04305 | 0.04305 | 0.04305 | 0.04305 | 0.04305 | 0.04305 | 0.04305 | 0.04305 | 0.04305 | 0.04305 | 0.04305 | 0.04305 | 0.04305 | 0.04305 | 0.04305 | 0.04305 | 0.04305 | 0.04305 | 0.04305 | 0.04305 | 0.04305 | 0.04305 | 0.04305 | 0.04305 | 0.04305 | 0.04305 | 0.04305 | 0.04305
|  | Seaford:ALL | [6 empty] | 0.315 | 0.315 | 0.315 | 0.315 | 0.315 | 0.315 | 0.315 | 0.315 | 0.315 | 0.315 | 0.315 | 0.315 | 0.315 | 0.315 | 0.315 | 0.315 | 0.315 | 0.315 | 0.315 | 0.315 | 0.315 | 0.315 | 0.315 | 0.315 | 0.315 | 0.315 | 0.315 | 0.315 | 0.315 | 0.315 | 0.315 | 0.315 | 0.315 | 0.315 | 0.315 | 0.315 | 0.315 | 0.315 | 0.315 | 0.315 | 0.315 | 0.315 | 0.315 | 0.315 | 0.315 | 0.315 | 0.315 | 0.315
0 | 0 | West Tisbury:ALL | [6 empty] | 0.315 | 0.315 | 0.315 | 0.315 | 0.315 | 0.315 | 0.315 | 0.315 | 0.315 | 0.315 | 0.315 | 0.315 | 0.315 | 0.315 | 0.315 | 0.315 | 0.315 | 0.315 | 0.315 | 0.315 | 0.315 | 0.315 | 0.315 | 0.315 | 0.315 | 0.315 | 0.315 | 0.315 | 0.315 | 0.315 | 0.315 | 0.315 | 0.315 | 0.315 | 0.315 | 0.315 | 0.315 | 0.315 | 0.315 | 0.315 | 0.315 | 0.315 | 0.315 | 0.315 | 0.315 | 0.315 | 0.315 | 0.315
|  | Wansley:1 | [6 empty] | 0.228 | 0.228 | 0.053 | 0.053 | 0.053 | 0.053 | 0.053 | 0.053 | 0.053 | 0.053 | 0.053 | 0.053 | 0.053 | 0.053 | 0.053 | 0.053 | 0.053 | 0.053 | 0.053 | 0.053 | 0.053 | 0.053 | 0.053 | 0.053 | 0.053 | 0.053 | 0.053 | 0.053 | 0.053 | 0.053 | 0.053 | 0.053 | 0.053 | 0.053 | 0.053 | 0.053 | 0.053 | 0.053 | 0.053 | 0.053 | 0.053 | 0.053 | 0.053 | 0.053 | 0.053 | 0.053 | 0.053 | 0.053
|  | Wansley:CC1 | [6 empty] | 0 | 0 | 0 | 0 | 0 | 0 | 0 | 0 | 0 | 0 | 0 | 0 | 0 | 0 | 0 | 0 | 0 | 0 | 0 | 0 | 0 | 0 | 0 | 0 | 0 | 0 | 0 | 0 | 0 | 0 | 0 | 0 | 0 | 0 | 0 | 0 | 0 | 0 | 0 | 0 | 0 | 0 | 0 | 0 | 0 | 0 | 0 | 0
|  | Wansley:CC2 | [6 empty] | 0 | 0 | 0 | 0 | 0 | 0 | 0 | 0 | 0 | 0 | 0 | 0 | 0 | 0 | 0 | 0 | 0 | 0 | 0 | 0 | 0 | 0 | 0 | 0 | 0 | 0 | 0 | 0 | 0 | 0 | 0 | 0 | 0 | 0 | 0 | 0 | 0 | 0 | 0 | 0 | 0 | 0 | 0 | 0 | 0 | 0 | 0 | 0
|  | Wansley:2 | [6 empty] | 0.253 | 0.253 | 0.052 | 0.052 | 0.052 | 0.052 | 0.052 | 0.052 | 0.052 | 0.052 | 0.052 | 0.052 | 0.052 | 0.052 | 0.052 | 0.052 | 0.052 | 0.052 | 0.052 | 0.052 | 0.052 | 0.052 | 0.052 | 0.052 | 0.052 | 0.052 | 0.052 | 0.052 | 0.052 | 0.052 | 0.052 | 0.052 | 0.052 | 0.052 | 0.052 | 0.052 | 0.052 | 0.052 | 0.052 | 0.052 | 0.052 | 0.052 | 0.052 | 0.052 | 0.052 | 0.052 | 0.052 | 0.052
|  | Wansley:5A | [6 empty] | 0 | 0 | 0 | 0 | 0 | 0 | 0 | 0 | 0 | 0 | 0 | 0 | 0 | 0 | 0 | 0 | 0 | 0 | 0 | 0 | 0 | 0 | 0 | 0 | 0 | 0 | 0 | 0 | 0 | 0 | 0 | 0 | 0 | 0 | 0 | 0 | 0 | 0 | 0 | 0 | 0 | 0 | 0 | 0 | 0 | 0 | 0 | 0
0 | 0 | Stony Brook:1 | [6 empty] | 0.315 | 0.315 | 0.161 | 0.161 | 0.161 | 0.161 | 0.161 | 0.161 | 0.161 | 0.161 | 0.161 | 0.161 | 0.161 | 0.161 | 0.161 | 0.161 | 0.161 | 0.161 | 0.161 | 0.161 | 0.161 | 0.161 | 0.161 | 0.161 | 0.161 | 0.161 | 0.161 | 0.161 | 0.161 | 0.161 | 0.161 | 0.161 | 0.161 | 0.161 | 0.161 | 0.161 | 0.161 | 0.161 | 0.161 | 0.161 | 0.161 | 0.161 | 0.161 | 0.161 | 0.161 | 0.161 | 0.161 | 0.161
0 | 0 | Stony Brook:CC1 | [6 empty] | 0.155 | 0.155 | 0.155 | 0.155 | 0.155 | 0.155 | 0.155 | 0.155 | 0.155 | 0.155 | 0.155 | 0.155 | 0.155 | 0.155 | 0.155 | 0.155 | 0.155 | 0.155 | 0.155 | 0.155 | 0.155 | 0.155 | 0.155 | 0.155 | 0.155 | 0.155 | 0.155 | 0.155 | 0.155 | 0.155 | 0.155 | 0.155 | 0.155 | 0.155 | 0.155 | 0.155 | 0.155 | 0.155 | 0.155 | 0.155 | 0.155 | 0.155 | 0.155 | 0.155 | 0.155 | 0.155 | 0.155 | 0.155
|  | Stony Brook:2 | [6 empty] | 0.315 | 0.315 | 0.048 | 0.048 | 0.048 | 0.048 | 0.048 | 0.048 | 0.048 | 0.048 | 0.048 | 0.048 | 0.048 | 0.048 | 0.048 | 0.048 | 0.048 | 0.048 | 0.048 | 0.048 | 0.048 | 0.048 | 0.048 | 0.048 | 0.048 | 0.048 | 0.048 | 0.048 | 0.048 | 0.048 | 0.048 | 0.048 | 0.048 | 0.048 | 0.048 | 0.048 | 0.048 | 0.048 | 0.048 | 0.048 | 0.048 | 0.048 | 0.048 | 0.048 | 0.048 | 0.048 | 0.048 | 0.048
2018 | 0 | Sherburne:1 | [6 empty] | 0.247 | 0.247 | 0.209 | 0.209 | 0.209 | 0.209 | 0.209 | 0.209 | 0.209 | 0.209 | 0.209 | 0.209 | 0.03135 | 0.03135 | 0.03135 | 0.03135 | 0.03135 | 0.03135 | 0.03135 | 0.03135 | 0.03135 | 0.03135 | 0.03135 | 0.03135 | 0.03135 | 0.03135 | 0.03135 | 0.03135 | 0.03135 | 0.03135 | 0.03135 | 0.03135 | 0.03135 | 0.03135 | 0.03135 | 0.03135 | 0.03135 | 0.03135 | 0.03135 | 0.03135 | 0.03135 | 0.03135 | 0.03135 | 0.03135 | 0.03135 | 0.03135 | 0.03135 | 0.03135
2018 | 0 | Sherburne:2 | [6 empty] | 0.244 | 0.244 | 0.203 | 0.203 | 0.203 | 0.203 | 0.203 | 0.203 | 0.203 | 0.203 | 0.203 | 0.203 | 0.03045 | 0.03045 | 0.03045 | 0.03045 | 0.03045 | 0.03045 | 0.03045 | 0.03045 | 0.03045 | 0.03045 | 0.03045 | 0.03045 | 0.03045 | 0.03045 | 0.03045 | 0.03045 | 0.03045 | 0.03045 | 0.03045 | 0.03045 | 0.03045 | 0.03045 | 0.03045 | 0.03045 | 0.03045 | 0.03045 | 0.03045 | 0.03045 | 0.03045 | 0.03045 | 0.03045 | 0.03045 | 0.03045 | 0.03045 | 0.03045 | 0.03045
2017 | 0 | Sherburne:3 | [6 empty] | 0.328 | 0.328 | 0.363 | 0.363 | 0.363 | 0.363 | 0.363 | 0.363 | 0.363 | 0.363 | 0.363 | 0.05445 | 0.05445 | 0.05445 | 0.05445 | 0.05445 | 0.05445 | 0.05445 | 0.05445 | 0.05445 | 0.05445 | 0.05445 | 0.05445 | 0.05445 | 0.05445 | 0.05445 | 0.05445 | 0.05445 | 0.05445 | 0.05445 | 0.05445 | 0.05445 | 0.05445 | 0.05445 | 0.05445 | 0.05445 | 0.05445 | 0.05445 | 0.05445 | 0.05445 | 0.05445 | 0.05445 | 0.05445 | 0.05445 | 0.05445 | 0.05445 | 0.05445 | 0.05445
2017 | 0 | McIntosh (SAEP):1 | [6 empty] | 0.459 | 0.459 | 0.52 | 0.52 | 0.52 | 0.52 | 0.52 | 0.52 | 0.52 | 0.52 | 0.52 | 0.078 | 0.078 | 0.078 | 0.078 | 0.078 | 0.078 | 0.078 | 0.078 | 0.078 | 0.078 | 0.078 | 0.078 | 0.078 | 0.078 | 0.078 | 0.078 | 0.078 | 0.078 | 0.078 | 0.078 | 0.078 | 0.078 | 0.078 | 0.078 | 0.078 | 0.078 | 0.078 | 0.078 | 0.078 | 0.078 | 0.078 | 0.078 | 0.078 | 0.078 | 0.078 | 0.078 | 0.078
|  | McIntosh (SAEP):GT1 | [6 empty] | 0 | 0 | 0 | 0 | 0 | 0 | 0 | 0 | 0 | 0 | 0 | 0 | 0 | 0 | 0 | 0 | 0 | 0 | 0 | 0 | 0 | 0 | 0 | 0 | 0 | 0 | 0 | 0 | 0 | 0 | 0 | 0 | 0 | 0 | 0 | 0 | 0 | 0 | 0 | 0 | 0 | 0 | 0 | 0 | 0 | 0 | 0 | 0
|  | McIntosh (SAEP):GT2 | [6 empty] | 0 | 0 | 0 | 0 | 0 | 0 | 0 | 0 | 0 | 0 | 0 | 0 | 0 | 0 | 0 | 0 | 0 | 0 | 0 | 0 | 0 | 0 | 0 | 0 | 0 | 0 | 0 | 0 | 0 | 0 | 0 | 0 | 0 | 0 | 0 | 0 | 0 | 0 | 0 | 0 | 0 | 0 | 0 | 0 | 0 | 0 | 0 | 0
|  | McIntosh (SAEP):GT3 | [6 empty] | 0 | 0 | 0 | 0 | 0 | 0 | 0 | 0 | 0 | 0 | 0 | 0 | 0 | 0 | 0 | 0 | 0 | 0 | 0 | 0 | 0 | 0 | 0 | 0 | 0 | 0 | 0 | 0 | 0 | 0 | 0 | 0 | 0 | 0 | 0 | 0 | 0 | 0 | 0 | 0 | 0 | 0 | 0 | 0 | 0 | 0 | 0 | 0
|  | McIntosh (SAEP):GT4 | [6 empty] | 0 | 0 | 0 | 0 | 0 | 0 | 0 | 0 | 0 | 0 | 0 | 0 | 0 | 0 | 0 | 0 | 0 | 0 | 0 | 0 | 0 | 0 | 0 | 0 | 0 | 0 | 0 | 0 | 0 | 0 | 0 | 0 | 0 | 0 | 0 | 0 | 0 | 0 | 0 | 0 | 0 | 0 | 0 | 0 | 0 | 0 | 0 | 0
|  | McIntosh (SAEP):GT5 | [6 empty] | 0 | 0 | 0 | 0 | 0 | 0 | 0 | 0 | 0 | 0 | 0 | 0 | 0 | 0 | 0 | 0 | 0 | 0 | 0 | 0 | 0 | 0 | 0 | 0 | 0 | 0 | 0 | 0 | 0 | 0 | 0 | 0 | 0 | 0 | 0 | 0 | 0 | 0 | 0 | 0 | 0 | 0 | 0 | 0 | 0 | 0 | 0 | 0
|  | McIntosh (SAEP):GT6 | [6 empty] | 0 | 0 | 0 | 0 | 0 | 0 | 0 | 0 | 0 | 0 | 0 | 0 | 0 | 0 | 0 | 0 | 0 | 0 | 0 | 0 | 0 | 0 | 0 | 0 | 0 | 0 | 0 | 0 | 0 | 0 | 0 | 0 | 0 | 0 | 0 | 0 | 0 | 0 | 0 | 0 | 0 | 0 | 0 | 0 | 0 | 0 | 0 | 0
|  | McIntosh (SAEP):GT7 | [6 empty] | 0 | 0 | 0 | 0 | 0 | 0 | 0 | 0 | 0 | 0 | 0 | 0 | 0 | 0 | 0 | 0 | 0 | 0 | 0 | 0 | 0 | 0 | 0 | 0 | 0 | 0 | 0 | 0 | 0 | 0 | 0 | 0 | 0 | 0 | 0 | 0 | 0 | 0 | 0 | 0 | 0 | 0 | 0 | 0 | 0 | 0 | 0 | 0
|  | McIntosh (SAEP):GT8 | [6 empty] | 0 | 0 | 0 | 0 | 0 | 0 | 0 | 0 | 0 | 0 | 0 | 0 | 0 | 0 | 0 | 0 | 0 | 0 | 0 | 0 | 0 | 0 | 0 | 0 | 0 | 0 | 0 | 0 | 0 | 0 | 0 | 0 | 0 | 0 | 0 | 0 | 0 | 0 | 0 | 0 | 0 | 0 | 0 | 0 | 0 | 0 | 0 | 0
0 | 0 | Shrewsbury:ALL | [6 empty] | 0.315 | 0.315 | 0.315 | 0.315 | 0.315 | 0.315 | 0.315 | 0.315 | 0.315 | 0.315 | 0.315 | 0.315 | 0.315 | 0.315 | 0.315 | 0.315 | 0.315 | 0.315 | 0.315 | 0.315 | 0.315 | 0.315 | 0.315 | 0.315 | 0.315 | 0.315 | 0.315 | 0.315 | 0.315 | 0.315 | 0.315 | 0.315 | 0.315 | 0.315 | 0.315 | 0.315 | 0.315 | 0.315 | 0.315 | 0.315 | 0.315 | 0.315 | 0.315 | 0.315 | 0.315 | 0.315 | 0.315 | 0.315
2014 | 0 | Flint Creek (SOEP):1 | [6 empty] | 0.26 | 0.26 | 0.267 | 0.267 | 0.267 | 0.267 | 0.267 | 0.267 | 0.04005 | 0.04005 | 0.04005 | 0.04005 | 0.04005 | 0.04005 | 0.04005 | 0.04005 | 0.04005 | 0.04005 | 0.04005 | 0.04005 | 0.04005 | 0.04005 | 0.04005 | 0.04005 | 0.04005 | 0.04005 | 0.04005 | 0.04005 | 0.04005 | 0.04005 | 0.04005 | 0.04005 | 0.04005 | 0.04005 | 0.04005 | 0.04005 | 0.04005 | 0.04005 | 0.04005 | 0.04005 | 0.04005 | 0.04005 | 0.04005 | 0.04005 | 0.04005 | 0.04005 | 0.04005 | 0.04005
0 | 0 | New Haven Harbor:1 | [6 empty] | 0.139 | 0.139 | 0.139 | 0.139 | 0.139 | 0.139 | 0.139 | 0.139 | 0.139 | 0.139 | 0.139 | 0.139 | 0.139 | 0.139 | 0.139 | 0.139 | 0.139 | 0.139 | 0.139 | 0.139 | 0.139 | 0.139 | 0.139 | 0.139 | 0.139 | 0.139 | 0.139 | 0.139 | 0.139 | 0.139 | 0.139 | 0.139 | 0.139 | 0.139 | 0.139 | 0.139 | 0.139 | 0.139 | 0.139 | 0.139 | 0.139 | 0.139 | 0.139 | 0.139 | 0.139 | 0.139 | 0.139 | 0.139
2017 | 0 | Scherer:1 | [6 empty] | 0.148 | 0.148 | 0.154 | 0.154 | 0.154 | 0.154 | 0.154 | 0.154 | 0.154 | 0.154 | 0.154 | 0.0231 | 0.0231 | 0.0231 | 0.0231 | 0.0231 | 0.0231 | 0.0231 | 0.0231 | 0.0231 | 0.0231 | 0.0231 | 0.0231 | 0.0231 | 0.0231 | 0.0231 | 0.0231 | 0.0231 | 0.0231 | 0.0231 | 0.0231 | 0.0231 | 0.0231 | 0.0231 | 0.0231 | 0.0231 | 0.0231 | 0.0231 | 0.0231 | 0.0231 | 0.0231 | 0.0231 | 0.0231 | 0.0231 | 0.0231 | 0.0231 | 0.0231 | 0.0231
2014 | 0 | Scherer:2 | [6 empty] | 0.152 | 0.152 | 0.139 | 0.139 | 0.139 | 0.139 | 0.139 | 0.139 | 0.02085 | 0.02085 | 0.02085 | 0.02085 | 0.02085 | 0.02085 | 0.02085 | 0.02085 | 0.02085 | 0.02085 | 0.02085 | 0.02085 | 0.02085 | 0.02085 | 0.02085 | 0.02085 | 0.02085 | 0.02085 | 0.02085 | 0.02085 | 0.02085 | 0.02085 | 0.02085 | 0.02085 | 0.02085 | 0.02085 | 0.02085 | 0.02085 | 0.02085 | 0.02085 | 0.02085 | 0.02085 | 0.02085 | 0.02085 | 0.02085 | 0.02085 | 0.02085 | 0.02085 | 0.02085 | 0.02085
2017 | 0 | Scherer:3 | [6 empty] | 0.131 | 0.131 | 0.124 | 0.124 | 0.124 | 0.124 | 0.124 | 0.124 | 0.124 | 0.124 | 0.124 | 0.0186 | 0.0186 | 0.0186 | 0.0186 | 0.0186 | 0.0186 | 0.0186 | 0.0186 | 0.0186 | 0.0186 | 0.0186 | 0.0186 | 0.0186 | 0.0186 | 0.0186 | 0.0186 | 0.0186 | 0.0186 | 0.0186 | 0.0186 | 0.0186 | 0.0186 | 0.0186 | 0.0186 | 0.0186 | 0.0186 | 0.0186 | 0.0186 | 0.0186 | 0.0186 | 0.0186 | 0.0186 | 0.0186 | 0.0186 | 0.0186 | 0.0186 | 0.0186
2017 | 0 | Scherer:4 | [6 empty] | 0.148 | 0.148 | 0.135 | 0.135 | 0.135 | 0.135 | 0.135 | 0.135 | 0.135 | 0.135 | 0.135 | 0.02025 | 0.02025 | 0.02025 | 0.02025 | 0.02025 | 0.02025 | 0.02025 | 0.02025 | 0.02025 | 0.02025 | 0.02025 | 0.02025 | 0.02025 | 0.02025 | 0.02025 | 0.02025 | 0.02025 | 0.02025 | 0.02025 | 0.02025 | 0.02025 | 0.02025 | 0.02025 | 0.02025 | 0.02025 | 0.02025 | 0.02025 | 0.02025 | 0.02025 | 0.02025 | 0.02025 | 0.02025 | 0.02025 | 0.02025 | 0.02025 | 0.02025 | 0.02025
|  | Wilson (GPCO):5A | [6 empty] | 0 | 0 | 0 | 0 | 0 | 0 | 0 | 0 | 0 | 0 | 0 | 0 | 0 | 0 | 0 | 0 | 0 | 0 | 0 | 0 | 0 | 0 | 0 | 0 | 0 | 0 | 0 | 0 | 0 | 0 | 0 | 0 | 0 | 0 | 0 | 0 | 0 | 0 | 0 | 0 | 0 | 0 | 0 | 0 | 0 | 0 | 0 | 0
|  | Wilson (GPCO):5B | [6 empty] | 0 | 0 | 0 | 0 | 0 | 0 | 0 | 0 | 0 | 0 | 0 | 0 | 0 | 0 | 0 | 0 | 0 | 0 | 0 | 0 | 0 | 0 | 0 | 0 | 0 | 0 | 0 | 0 | 0 | 0 | 0 | 0 | 0 | 0 | 0 | 0 | 0 | 0 | 0 | 0 | 0 | 0 | 0 | 0 | 0 | 0 | 0 | 0
|  | Wilson (GPCO):5C | [6 empty] | 0 | 0 | 0 | 0 | 0 | 0 | 0 | 0 | 0 | 0 | 0 | 0 | 0 | 0 | 0 | 0 | 0 | 0 | 0 | 0 | 0 | 0 | 0 | 0 | 0 | 0 | 0 | 0 | 0 | 0 | 0 | 0 | 0 | 0 | 0 | 0 | 0 | 0 | 0 | 0 | 0 | 0 | 0 | 0 | 0 | 0 | 0 | 0
|  | Wilson (GPCO):5D | [6 empty] | 0 | 0 | 0 | 0 | 0 | 0 | 0 | 0 | 0 | 0 | 0 | 0 | 0 | 0 | 0 | 0 | 0 | 0 | 0 | 0 | 0 | 0 | 0 | 0 | 0 | 0 | 0 | 0 | 0 | 0 | 0 | 0 | 0 | 0 | 0 | 0 | 0 | 0 | 0 | 0 | 0 | 0 | 0 | 0 | 0 | 0 | 0 | 0
|  | Wilson (GPCO):5E | [6 empty] | 0 | 0 | 0 | 0 | 0 | 0 | 0 | 0 | 0 | 0 | 0 | 0 | 0 | 0 | 0 | 0 | 0 | 0 | 0 | 0 | 0 | 0 | 0 | 0 | 0 | 0 | 0 | 0 | 0 | 0 | 0 | 0 | 0 | 0 | 0 | 0 | 0 | 0 | 0 | 0 | 0 | 0 | 0 | 0 | 0 | 0 | 0 | 0
|  | Wilson (GPCO):5F | [6 empty] | 0 | 0 | 0 | 0 | 0 | 0 | 0 | 0 | 0 | 0 | 0 | 0 | 0 | 0 | 0 | 0 | 0 | 0 | 0 | 0 | 0 | 0 | 0 | 0 | 0 | 0 | 0 | 0 | 0 | 0 | 0 | 0 | 0 | 0 | 0 | 0 | 0 | 0 | 0 | 0 | 0 | 0 | 0 | 0 | 0 | 0 | 0 | 0
0 | 0 | Hutchinson Plant 2:1 | [6 empty] | 0.463 | 0.463 | 0.138 | 0.138 | 0.138 | 0.138 | 0.138 | 0.138 | 0.138 | 0.138 | 0.138 | 0.138 | 0.138 | 0.138 | 0.138 | 0.138 | 0.138 | 0.138 | 0.138 | 0.138 | 0.138 | 0.138 | 0.138 | 0.138 | 0.138 | 0.138 | 0.138 | 0.138 | 0.138 | 0.138 | 0.138 | 0.138 | 0.138 | 0.138 | 0.138 | 0.138 | 0.138 | 0.138 | 0.138 | 0.138 | 0.138 | 0.138 | 0.138 | 0.138 | 0.138 | 0.138 | 0.138 | 0.138
0 | 0 | Commercial Street:2 | [6 empty] | 0.315 | 0.315 | 0.315 | 0.315 | 0.315 | 0.315 | 0.315 | 0.315 | 0.315 | 0.315 | 0.315 | 0.315 | 0.315 | 0.315 | 0.315 | 0.315 | 0.315 | 0.315 | 0.315 | 0.315 | 0.315 | 0.315 | 0.315 | 0.315 | 0.315 | 0.315 | 0.315 | 0.315 | 0.315 | 0.315 | 0.315 | 0.315 | 0.315 | 0.315 | 0.315 | 0.315 | 0.315 | 0.315 | 0.315 | 0.315 | 0.315 | 0.315 | 0.315 | 0.315 | 0.315 | 0.315 | 0.315 | 0.315
0 | 0 | Wilkins Station:ALL | [6 empty] | 0.315 | 0.315 | 0.315 | 0.315 | 0.315 | 0.315 | 0.315 | 0.315 | 0.315 | 0.315 | 0.315 | 0.315 | 0.315 | 0.315 | 0.315 | 0.315 | 0.315 | 0.315 | 0.315 | 0.315 | 0.315 | 0.315 | 0.315 | 0.315 | 0.315 | 0.315 | 0.315 | 0.315 | 0.315 | 0.315 | 0.315 | 0.315 | 0.315 | 0.315 | 0.315 | 0.315 | 0.315 | 0.315 | 0.315 | 0.315 | 0.315 | 0.315 | 0.315 | 0.315 | 0.315 | 0.315 | 0.315 | 0.315
|  | South Norwalk:ALL | [6 empty] | 0.315 | 0.315 | 0.315 | 0.315 | 0.315 | 0.315 | 0.315 | 0.315 | 0.315 | 0.315 | 0.315 | 0.315 | 0.315 | 0.315 | 0.315 | 0.315 | 0.315 | 0.315 | 0.315 | 0.315 | 0.315 | 0.315 | 0.315 | 0.315 | 0.315 | 0.315 | 0.315 | 0.315 | 0.315 | 0.315 | 0.315 | 0.315 | 0.315 | 0.315 | 0.315 | 0.315 | 0.315 | 0.315 | 0.315 | 0.315 | 0.315 | 0.315 | 0.315 | 0.315 | 0.315 | 0.315 | 0.315 | 0.315
2017 | 0 | Independence:1 | [6 empty] | 0.237 | 0.237 | 0.263 | 0.263 | 0.263 | 0.263 | 0.263 | 0.263 | 0.263 | 0.263 | 0.263 | 0.03945 | 0.03945 | 0.03945 | 0.03945 | 0.03945 | 0.03945 | 0.03945 | 0.03945 | 0.03945 | 0.03945 | 0.03945 | 0.03945 | 0.03945 | 0.03945 | 0.03945 | 0.03945 | 0.03945 | 0.03945 | 0.03945 | 0.03945 | 0.03945 | 0.03945 | 0.03945 | 0.03945 | 0.03945 | 0.03945 | 0.03945 | 0.03945 | 0.03945 | 0.03945 | 0.03945 | 0.03945 | 0.03945 | 0.03945 | 0.03945 | 0.03945 | 0.03945
2017 | 0 | Independence:2 | [6 empty] | 0.241 | 0.241 | 0.248 | 0.248 | 0.248 | 0.248 | 0.248 | 0.248 | 0.248 | 0.248 | 0.248 | 0.0372 | 0.0372 | 0.0372 | 0.0372 | 0.0372 | 0.0372 | 0.0372 | 0.0372 | 0.0372 | 0.0372 | 0.0372 | 0.0372 | 0.0372 | 0.0372 | 0.0372 | 0.0372 | 0.0372 | 0.0372 | 0.0372 | 0.0372 | 0.0372 | 0.0372 | 0.0372 | 0.0372 | 0.0372 | 0.0372 | 0.0372 | 0.0372 | 0.0372 | 0.0372 | 0.0372 | 0.0372 | 0.0372 | 0.0372 | 0.0372 | 0.0372 | 0.0372
0 | 0 | West Station:1 | [6 empty] | 0.315 | 0.315 | 0.315 | 0.315 | 0.315 | 0.315 | 0.315 | 0.315 | 0.315 | 0.315 | 0.315 | 0.315 | 0.315 | 0.315 | 0.315 | 0.315 | 0.315 | 0.315 | 0.315 | 0.315 | 0.315 | 0.315 | 0.315 | 0.315 | 0.315 | 0.315 | 0.315 | 0.315 | 0.315 | 0.315 | 0.315 | 0.315 | 0.315 | 0.315 | 0.315 | 0.315 | 0.315 | 0.315 | 0.315 | 0.315 | 0.315 | 0.315 | 0.315 | 0.315 | 0.315 | 0.315 | 0.315 | 0.315
|  | Atkinson:5A | [6 empty] | 0 | 0 | 0 | 0 | 0 | 0 | 0 | 0 | 0 | 0 | 0 | 0 | 0 | 0 | 0 | 0 | 0 | 0 | 0 | 0 | 0 | 0 | 0 | 0 | 0 | 0 | 0 | 0 | 0 | 0 | 0 | 0 | 0 | 0 | 0 | 0 | 0 | 0 | 0 | 0 | 0 | 0 | 0 | 0 | 0 | 0 | 0 | 0
|  | Atkinson:5B | [6 empty] | 0 | 0 | 0 | 0 | 0 | 0 | 0 | 0 | 0 | 0 | 0 | 0 | 0 | 0 | 0 | 0 | 0 | 0 | 0 | 0 | 0 | 0 | 0 | 0 | 0 | 0 | 0 | 0 | 0 | 0 | 0 | 0 | 0 | 0 | 0 | 0 | 0 | 0 | 0 | 0 | 0 | 0 | 0 | 0 | 0 | 0 | 0 | 0
|  | Bowen:1 | [6 empty] | 0.241 | 0.241 | 0.055 | 0.055 | 0.055 | 0.055 | 0.055 | 0.055 | 0.055 | 0.055 | 0.055 | 0.055 | 0.055 | 0.055 | 0.055 | 0.055 | 0.055 | 0.055 | 0.055 | 0.055 | 0.055 | 0.055 | 0.055 | 0.055 | 0.055 | 0.055 | 0.055 | 0.055 | 0.055 | 0.055 | 0.055 | 0.055 | 0.055 | 0.055 | 0.055 | 0.055 | 0.055 | 0.055 | 0.055 | 0.055 | 0.055 | 0.055 | 0.055 | 0.055 | 0.055 | 0.055 | 0.055 | 0.055
|  | Bowen:2 | [6 empty] | 0.259 | 0.259 | 0.058 | 0.058 | 0.058 | 0.058 | 0.058 | 0.058 | 0.058 | 0.058 | 0.058 | 0.058 | 0.058 | 0.058 | 0.058 | 0.058 | 0.058 | 0.058 | 0.058 | 0.058 | 0.058 | 0.058 | 0.058 | 0.058 | 0.058 | 0.058 | 0.058 | 0.058 | 0.058 | 0.058 | 0.058 | 0.058 | 0.058 | 0.058 | 0.058 | 0.058 | 0.058 | 0.058 | 0.058 | 0.058 | 0.058 | 0.058 | 0.058 | 0.058 | 0.058 | 0.058 | 0.058 | 0.058
|  | Bowen:3 | [6 empty] | 0.244 | 0.244 | 0.056 | 0.056 | 0.056 | 0.056 | 0.056 | 0.056 | 0.056 | 0.056 | 0.056 | 0.056 | 0.056 | 0.056 | 0.056 | 0.056 | 0.056 | 0.056 | 0.056 | 0.056 | 0.056 | 0.056 | 0.056 | 0.056 | 0.056 | 0.056 | 0.056 | 0.056 | 0.056 | 0.056 | 0.056 | 0.056 | 0.056 | 0.056 | 0.056 | 0.056 | 0.056 | 0.056 | 0.056 | 0.056 | 0.056 | 0.056 | 0.056 | 0.056 | 0.056 | 0.056 | 0.056 | 0.056
|  | Bowen:4 | [6 empty] | 0.247 | 0.247 | 0.056 | 0.056 | 0.056 | 0.056 | 0.056 | 0.056 | 0.056 | 0.056 | 0.056 | 0.056 | 0.056 | 0.056 | 0.056 | 0.056 | 0.056 | 0.056 | 0.056 | 0.056 | 0.056 | 0.056 | 0.056 | 0.056 | 0.056 | 0.056 | 0.056 | 0.056 | 0.056 | 0.056 | 0.056 | 0.056 | 0.056 | 0.056 | 0.056 | 0.056 | 0.056 | 0.056 | 0.056 | 0.056 | 0.056 | 0.056 | 0.056 | 0.056 | 0.056 | 0.056 | 0.056 | 0.056
|  | Bowen:6 | [6 empty] | 0 | 0 | 0 | 0 | 0 | 0 | 0 | 0 | 0 | 0 | 0 | 0 | 0 | 0 | 0 | 0 | 0 | 0 | 0 | 0 | 0 | 0 | 0 | 0 | 0 | 0 | 0 | 0 | 0 | 0 | 0 | 0 | 0 | 0 | 0 | 0 | 0 | 0 | 0 | 0 | 0 | 0 | 0 | 0 | 0 | 0 | 0 | 0
|  | Hartwell Energy Limited Partne:1 | [6 empty] | 0.074 | 0.074 | 0.074 | 0.074 | 0.074 | 0.074 | 0.074 | 0.074 | 0.074 | 0.074 | 0.074 | 0.074 | 0.074 | 0.074 | 0.074 | 0.074 | 0.074 | 0.074 | 0.074 | 0.074 | 0.074 | 0.074 | 0.074 | 0.074 | 0.074 | 0.074 | 0.074 | 0.074 | 0.074 | 0.074 | 0.074 | 0.074 | 0.074 | 0.074 | 0.074 | 0.074 | 0.074 | 0.074 | 0.074 | 0.074 | 0.074 | 0.074 | 0.074 | 0.074 | 0.074 | 0.074 | 0.074 | 0.074
|  | Hartwell Energy Limited Partne:2 | [6 empty] | 0.084 | 0.084 | 0.084 | 0.084 | 0.084 | 0.084 | 0.084 | 0.084 | 0.084 | 0.084 | 0.084 | 0.084 | 0.084 | 0.084 | 0.084 | 0.084 | 0.084 | 0.084 | 0.084 | 0.084 | 0.084 | 0.084 | 0.084 | 0.084 | 0.084 | 0.084 | 0.084 | 0.084 | 0.084 | 0.084 | 0.084 | 0.084 | 0.084 | 0.084 | 0.084 | 0.084 | 0.084 | 0.084 | 0.084 | 0.084 | 0.084 | 0.084 | 0.084 | 0.084 | 0.084 | 0.084 | 0.084 | 0.084
2017 | 0 | Hammond (GPCO):1 | [6 empty] | 0.404 | 0.404 | 0.365 | 0.365 | 0.365 | 0.365 | 0.365 | 0.365 | 0.365 | 0.365 | 0.365 | 0.05475 | 0.05475 | 0.05475 | 0.05475 | 0.05475 | 0.05475 | 0.05475 | 0.05475 | 0.05475 | 0.05475 | 0.05475 | 0.05475 | 0.05475 | 0.05475 | 0.05475 | 0.05475 | 0.05475 | 0.05475 | 0.05475 | 0.05475 | 0.05475 | 0.05475 | 0.05475 | 0.05475 | 0.05475 | 0.05475 | 0.05475 | 0.05475 | 0.05475 | 0.05475 | 0.05475 | 0.05475 | 0.05475 | 0.05475 | 0.05475 | 0.05475 | 0.05475
2017 | 0 | Hammond (GPCO):2 | [6 empty] | 0.406 | 0.406 | 0.365 | 0.365 | 0.365 | 0.365 | 0.365 | 0.365 | 0.365 | 0.365 | 0.365 | 0.05475 | 0.05475 | 0.05475 | 0.05475 | 0.05475 | 0.05475 | 0.05475 | 0.05475 | 0.05475 | 0.05475 | 0.05475 | 0.05475 | 0.05475 | 0.05475 | 0.05475 | 0.05475 | 0.05475 | 0.05475 | 0.05475 | 0.05475 | 0.05475 | 0.05475 | 0.05475 | 0.05475 | 0.05475 | 0.05475 | 0.05475 | 0.05475 | 0.05475 | 0.05475 | 0.05475 | 0.05475 | 0.05475 | 0.05475 | 0.05475 | 0.05475 | 0.05475
2017 | 0 | Hammond (GPCO):3 | [6 empty] | 0.406 | 0.406 | 0.365 | 0.365 | 0.365 | 0.365 | 0.365 | 0.365 | 0.365 | 0.365 | 0.365 | 0.05475 | 0.05475 | 0.05475 | 0.05475 | 0.05475 | 0.05475 | 0.05475 | 0.05475 | 0.05475 | 0.05475 | 0.05475 | 0.05475 | 0.05475 | 0.05475 | 0.05475 | 0.05475 | 0.05475 | 0.05475 | 0.05475 | 0.05475 | 0.05475 | 0.05475 | 0.05475 | 0.05475 | 0.05475 | 0.05475 | 0.05475 | 0.05475 | 0.05475 | 0.05475 | 0.05475 | 0.05475 | 0.05475 | 0.05475 | 0.05475 | 0.05475 | 0.05475
|  | Hammond (GPCO):4 | [6 empty] | 0.239 | 0.239 | 0.055 | 0.055 | 0.055 | 0.055 | 0.055 | 0.055 | 0.055 | 0.055 | 0.055 | 0.055 | 0.055 | 0.055 | 0.055 | 0.055 | 0.055 | 0.055 | 0.055 | 0.055 | 0.055 | 0.055 | 0.055 | 0.055 | 0.055 | 0.055 | 0.055 | 0.055 | 0.055 | 0.055 | 0.055 | 0.055 | 0.055 | 0.055 | 0.055 | 0.055 | 0.055 | 0.055 | 0.055 | 0.055 | 0.055 | 0.055 | 0.055 | 0.055 | 0.055 | 0.055 | 0.055 | 0.055
2017 | 0 | Harlee Branch:1 | [6 empty] | 0.476 | 0.476 | 0.478 | 0.478 | 0.478 | 0.478 | 0.478 | 0.478 | 0.478 | 0.478 | 0.478 | 0.0717 | 0.0717 | 0.0717 | 0.0717 | 0.0717 | 0.0717 | 0.0717 | 0.0717 | 0.0717 | 0.0717 | 0.0717 | 0.0717 | 0.0717 | 0.0717 | 0.0717 | 0.0717 | 0.0717 | 0.0717 | 0.0717 | 0.0717 | 0.0717 | 0.0717 | 0.0717 | 0.0717 | 0.0717 | 0.0717 | 0.0717 | 0.0717 | 0.0717 | 0.0717 | 0.0717 | 0.0717 | 0.0717 | 0.0717 | 0.0717 | 0.0717 | 0.0717
2017 | 0 | Harlee Branch:2 | [6 empty] | 0.476 | 0.476 | 0.477 | 0.477 | 0.477 | 0.477 | 0.477 | 0.477 | 0.477 | 0.477 | 0.477 | 0.07155 | 0.07155 | 0.07155 | 0.07155 | 0.07155 | 0.07155 | 0.07155 | 0.07155 | 0.07155 | 0.07155 | 0.07155 | 0.07155 | 0.07155 | 0.07155 | 0.07155 | 0.07155 | 0.07155 | 0.07155 | 0.07155 | 0.07155 | 0.07155 | 0.07155 | 0.07155 | 0.07155 | 0.07155 | 0.07155 | 0.07155 | 0.07155 | 0.07155 | 0.07155 | 0.07155 | 0.07155 | 0.07155 | 0.07155 | 0.07155 | 0.07155 | 0.07155
2014 | 0 | Harlee Branch:3 | [6 empty] | 0.397 | 0.397 | 0.38 | 0.38 | 0.38 | 0.38 | 0.38 | 0.38 | 0.057 | 0.057 | 0.057 | 0.057 | 0.057 | 0.057 | 0.057 | 0.057 | 0.057 | 0.057 | 0.057 | 0.057 | 0.057 | 0.057 | 0.057 | 0.057 | 0.057 | 0.057 | 0.057 | 0.057 | 0.057 | 0.057 | 0.057 | 0.057 | 0.057 | 0.057 | 0.057 | 0.057 | 0.057 | 0.057 | 0.057 | 0.057 | 0.057 | 0.057 | 0.057 | 0.057 | 0.057 | 0.057 | 0.057 | 0.057
2014 | 0 | Harlee Branch:4 | [6 empty] | 0.396 | 0.396 | 0.385 | 0.385 | 0.385 | 0.385 | 0.385 | 0.385 | 0.05775 | 0.05775 | 0.05775 | 0.05775 | 0.05775 | 0.05775 | 0.05775 | 0.05775 | 0.05775 | 0.05775 | 0.05775 | 0.05775 | 0.05775 | 0.05775 | 0.05775 | 0.05775 | 0.05775 | 0.05775 | 0.05775 | 0.05775 | 0.05775 | 0.05775 | 0.05775 | 0.05775 | 0.05775 | 0.05775 | 0.05775 | 0.05775 | 0.05775 | 0.05775 | 0.05775 | 0.05775 | 0.05775 | 0.05775 | 0.05775 | 0.05775 | 0.05775 | 0.05775 | 0.05775 | 0.05775
2017 | 0 | McDonough:1 | [6 empty] | 0.247 | 0.247 | 0.247 | 0.247 | 0.247 | 0.247 | 0.247 | 0.247 | 0.247 | 0.247 | 0.247 | 0.03705 | 0.03705 | 0.03705 | 0.03705 | 0.03705 | 0.03705 | 0.03705 | 0.03705 | 0.03705 | 0.03705 | 0.03705 | 0.03705 | 0.03705 | 0.03705 | 0.03705 | 0.03705 | 0.03705 | 0.03705 | 0.03705 | 0.03705 | 0.03705 | 0.03705 | 0.03705 | 0.03705 | 0.03705 | 0.03705 | 0.03705 | 0.03705 | 0.03705 | 0.03705 | 0.03705 | 0.03705 | 0.03705 | 0.03705 | 0.03705 | 0.03705 | 0.03705
2017 | 0 | McDonough:2 | [6 empty] | 0.247 | 0.247 | 0.247 | 0.247 | 0.247 | 0.247 | 0.247 | 0.247 | 0.247 | 0.247 | 0.247 | 0.03705 | 0.03705 | 0.03705 | 0.03705 | 0.03705 | 0.03705 | 0.03705 | 0.03705 | 0.03705 | 0.03705 | 0.03705 | 0.03705 | 0.03705 | 0.03705 | 0.03705 | 0.03705 | 0.03705 | 0.03705 | 0.03705 | 0.03705 | 0.03705 | 0.03705 | 0.03705 | 0.03705 | 0.03705 | 0.03705 | 0.03705 | 0.03705 | 0.03705 | 0.03705 | 0.03705 | 0.03705 | 0.03705 | 0.03705 | 0.03705 | 0.03705 | 0.03705
|  | McDonough:3 | [6 empty] | 0 | 0 | 0 | 0 | 0 | 0 | 0 | 0 | 0 | 0 | 0 | 0 | 0 | 0 | 0 | 0 | 0 | 0 | 0 | 0 | 0 | 0 | 0 | 0 | 0 | 0 | 0 | 0 | 0 | 0 | 0 | 0 | 0 | 0 | 0 | 0 | 0 | 0 | 0 | 0 | 0 | 0 | 0 | 0 | 0 | 0 | 0 | 0
0 | 0 | Forked River-Gt:1 | [6 empty] | 0.1 | 0.1 | 0.1 | 0.1 | 0.1 | 0.1 | 0.1 | 0.1 | 0.1 | 0.1 | 0.1 | 0.1 | 0.1 | 0.1 | 0.1 | 0.1 | 0.1 | 0.1 | 0.1 | 0.1 | 0.1 | 0.1 | 0.1 | 0.1 | 0.1 | 0.1 | 0.1 | 0.1 | 0.1 | 0.1 | 0.1 | 0.1 | 0.1 | 0.1 | 0.1 | 0.1 | 0.1 | 0.1 | 0.1 | 0.1 | 0.1 | 0.1 | 0.1 | 0.1 | 0.1 | 0.1 | 0.1 | 0.1
0 | 0 | Forked River-Gt:2 | [6 empty] | 0.1 | 0.1 | 0.1 | 0.1 | 0.1 | 0.1 | 0.1 | 0.1 | 0.1 | 0.1 | 0.1 | 0.1 | 0.1 | 0.1 | 0.1 | 0.1 | 0.1 | 0.1 | 0.1 | 0.1 | 0.1 | 0.1 | 0.1 | 0.1 | 0.1 | 0.1 | 0.1 | 0.1 | 0.1 | 0.1 | 0.1 | 0.1 | 0.1 | 0.1 | 0.1 | 0.1 | 0.1 | 0.1 | 0.1 | 0.1 | 0.1 | 0.1 | 0.1 | 0.1 | 0.1 | 0.1 | 0.1 | 0.1
0 | 0 | McManus:1 | [6 empty] | 0.397 | 0.397 | 0.325 | 0.325 | 0.325 | 0.325 | 0.325 | 0.325 | 0.325 | 0.325 | 0.325 | 0.325 | 0.325 | 0.325 | 0.325 | 0.325 | 0.325 | 0.325 | 0.325 | 0.325 | 0.325 | 0.325 | 0.325 | 0.325 | 0.325 | 0.325 | 0.325 | 0.325 | 0.325 | 0.325 | 0.325 | 0.325 | 0.325 | 0.325 | 0.325 | 0.325 | 0.325 | 0.325 | 0.325 | 0.325 | 0.325 | 0.325 | 0.325 | 0.325 | 0.325 | 0.325 | 0.325 | 0.325
0 | 0 | McManus:IC1 | [6 empty] | 0.45 | 0.45 | 0.293 | 0.293 | 0.293 | 0.293 | 0.293 | 0.293 | 0.293 | 0.293 | 0.293 | 0.293 | 0.293 | 0.293 | 0.293 | 0.293 | 0.293 | 0.293 | 0.293 | 0.293 | 0.293 | 0.293 | 0.293 | 0.293 | 0.293 | 0.293 | 0.293 | 0.293 | 0.293 | 0.293 | 0.293 | 0.293 | 0.293 | 0.293 | 0.293 | 0.293 | 0.293 | 0.293 | 0.293 | 0.293 | 0.293 | 0.293 | 0.293 | 0.293 | 0.293 | 0.293 | 0.293 | 0.293
0 | 0 | McManus:2 | [6 empty] | 0.372 | 0.372 | 0.319 | 0.319 | 0.319 | 0.319 | 0.319 | 0.319 | 0.319 | 0.319 | 0.319 | 0.319 | 0.319 | 0.319 | 0.319 | 0.319 | 0.319 | 0.319 | 0.319 | 0.319 | 0.319 | 0.319 | 0.319 | 0.319 | 0.319 | 0.319 | 0.319 | 0.319 | 0.319 | 0.319 | 0.319 | 0.319 | 0.319 | 0.319 | 0.319 | 0.319 | 0.319 | 0.319 | 0.319 | 0.319 | 0.319 | 0.319 | 0.319 | 0.319 | 0.319 | 0.319 | 0.319 | 0.319
0 | 0 | McManus:3A | [6 empty] | 0.45 | 0.45 | 0.45 | 0.45 | 0.45 | 0.45 | 0.45 | 0.45 | 0.45 | 0.45 | 0.45 | 0.45 | 0.45 | 0.45 | 0.45 | 0.45 | 0.45 | 0.45 | 0.45 | 0.45 | 0.45 | 0.45 | 0.45 | 0.45 | 0.45 | 0.45 | 0.45 | 0.45 | 0.45 | 0.45 | 0.45 | 0.45 | 0.45 | 0.45 | 0.45 | 0.45 | 0.45 | 0.45 | 0.45 | 0.45 | 0.45 | 0.45 | 0.45 | 0.45 | 0.45 | 0.45 | 0.45 | 0.45
0 | 0 | McManus:3B | [6 empty] | 0.45 | 0.45 | 0.45 | 0.45 | 0.45 | 0.45 | 0.45 | 0.45 | 0.45 | 0.45 | 0.45 | 0.45 | 0.45 | 0.45 | 0.45 | 0.45 | 0.45 | 0.45 | 0.45 | 0.45 | 0.45 | 0.45 | 0.45 | 0.45 | 0.45 | 0.45 | 0.45 | 0.45 | 0.45 | 0.45 | 0.45 | 0.45 | 0.45 | 0.45 | 0.45 | 0.45 | 0.45 | 0.45 | 0.45 | 0.45 | 0.45 | 0.45 | 0.45 | 0.45 | 0.45 | 0.45 | 0.45 | 0.45
0 | 0 | McManus:3C | [6 empty] | 0.45 | 0.45 | 0.45 | 0.45 | 0.45 | 0.45 | 0.45 | 0.45 | 0.45 | 0.45 | 0.45 | 0.45 | 0.45 | 0.45 | 0.45 | 0.45 | 0.45 | 0.45 | 0.45 | 0.45 | 0.45 | 0.45 | 0.45 | 0.45 | 0.45 | 0.45 | 0.45 | 0.45 | 0.45 | 0.45 | 0.45 | 0.45 | 0.45 | 0.45 | 0.45 | 0.45 | 0.45 | 0.45 | 0.45 | 0.45 | 0.45 | 0.45 | 0.45 | 0.45 | 0.45 | 0.45 | 0.45 | 0.45
0 | 0 | McManus:4A | [6 empty] | 0.45 | 0.45 | 0.45 | 0.45 | 0.45 | 0.45 | 0.45 | 0.45 | 0.45 | 0.45 | 0.45 | 0.45 | 0.45 | 0.45 | 0.45 | 0.45 | 0.45 | 0.45 | 0.45 | 0.45 | 0.45 | 0.45 | 0.45 | 0.45 | 0.45 | 0.45 | 0.45 | 0.45 | 0.45 | 0.45 | 0.45 | 0.45 | 0.45 | 0.45 | 0.45 | 0.45 | 0.45 | 0.45 | 0.45 | 0.45 | 0.45 | 0.45 | 0.45 | 0.45 | 0.45 | 0.45 | 0.45 | 0.45
0 | 0 | McManus:4B | [6 empty] | 0.45 | 0.45 | 0.45 | 0.45 | 0.45 | 0.45 | 0.45 | 0.45 | 0.45 | 0.45 | 0.45 | 0.45 | 0.45 | 0.45 | 0.45 | 0.45 | 0.45 | 0.45 | 0.45 | 0.45 | 0.45 | 0.45 | 0.45 | 0.45 | 0.45 | 0.45 | 0.45 | 0.45 | 0.45 | 0.45 | 0.45 | 0.45 | 0.45 | 0.45 | 0.45 | 0.45 | 0.45 | 0.45 | 0.45 | 0.45 | 0.45 | 0.45 | 0.45 | 0.45 | 0.45 | 0.45 | 0.45 | 0.45
0 | 0 | McManus:4C | [6 empty] | 0.45 | 0.45 | 0.45 | 0.45 | 0.45 | 0.45 | 0.45 | 0.45 | 0.45 | 0.45 | 0.45 | 0.45 | 0.45 | 0.45 | 0.45 | 0.45 | 0.45 | 0.45 | 0.45 | 0.45 | 0.45 | 0.45 | 0.45 | 0.45 | 0.45 | 0.45 | 0.45 | 0.45 | 0.45 | 0.45 | 0.45 | 0.45 | 0.45 | 0.45 | 0.45 | 0.45 | 0.45 | 0.45 | 0.45 | 0.45 | 0.45 | 0.45 | 0.45 | 0.45 | 0.45 | 0.45 | 0.45 | 0.45
0 | 0 | McManus:4D | [6 empty] | 0.45 | 0.45 | 0.45 | 0.45 | 0.45 | 0.45 | 0.45 | 0.45 | 0.45 | 0.45 | 0.45 | 0.45 | 0.45 | 0.45 | 0.45 | 0.45 | 0.45 | 0.45 | 0.45 | 0.45 | 0.45 | 0.45 | 0.45 | 0.45 | 0.45 | 0.45 | 0.45 | 0.45 | 0.45 | 0.45 | 0.45 | 0.45 | 0.45 | 0.45 | 0.45 | 0.45 | 0.45 | 0.45 | 0.45 | 0.45 | 0.45 | 0.45 | 0.45 | 0.45 | 0.45 | 0.45 | 0.45 | 0.45
0 | 0 | McManus:4E | [6 empty] | 0.45 | 0.45 | 0.45 | 0.45 | 0.45 | 0.45 | 0.45 | 0.45 | 0.45 | 0.45 | 0.45 | 0.45 | 0.45 | 0.45 | 0.45 | 0.45 | 0.45 | 0.45 | 0.45 | 0.45 | 0.45 | 0.45 | 0.45 | 0.45 | 0.45 | 0.45 | 0.45 | 0.45 | 0.45 | 0.45 | 0.45 | 0.45 | 0.45 | 0.45 | 0.45 | 0.45 | 0.45 | 0.45 | 0.45 | 0.45 | 0.45 | 0.45 | 0.45 | 0.45 | 0.45 | 0.45 | 0.45 | 0.45
0 | 0 | McManus:4F | [6 empty] | 0.45 | 0.45 | 0.45 | 0.45 | 0.45 | 0.45 | 0.45 | 0.45 | 0.45 | 0.45 | 0.45 | 0.45 | 0.45 | 0.45 | 0.45 | 0.45 | 0.45 | 0.45 | 0.45 | 0.45 | 0.45 | 0.45 | 0.45 | 0.45 | 0.45 | 0.45 | 0.45 | 0.45 | 0.45 | 0.45 | 0.45 | 0.45 | 0.45 | 0.45 | 0.45 | 0.45 | 0.45 | 0.45 | 0.45 | 0.45 | 0.45 | 0.45 | 0.45 | 0.45 | 0.45 | 0.45 | 0.45 | 0.45
|  | Hay Road:CC1 | [6 empty] | 0.185 | 0.185 | 0.058 | 0.058 | 0.058 | 0.058 | 0.058 | 0.058 | 0.058 | 0.058 | 0.058 | 0.058 | 0.058 | 0.058 | 0.058 | 0.058 | 0.058 | 0.058 | 0.058 | 0.058 | 0.058 | 0.058 | 0.058 | 0.058 | 0.058 | 0.058 | 0.058 | 0.058 | 0.058 | 0.058 | 0.058 | 0.058 | 0.058 | 0.058 | 0.058 | 0.058 | 0.058 | 0.058 | 0.058 | 0.058 | 0.058 | 0.058 | 0.058 | 0.058 | 0.058 | 0.058 | 0.058 | 0.058
|  | Hay Road:CC | [6 empty] | 0.067 | 0.067 | 0.067 | 0.067 | 0.067 | 0.067 | 0.067 | 0.067 | 0.067 | 0.067 | 0.067 | 0.067 | 0.067 | 0.067 | 0.067 | 0.067 | 0.067 | 0.067 | 0.067 | 0.067 | 0.067 | 0.067 | 0.067 | 0.067 | 0.067 | 0.067 | 0.067 | 0.067 | 0.067 | 0.067 | 0.067 | 0.067 | 0.067 | 0.067 | 0.067 | 0.067 | 0.067 | 0.067 | 0.067 | 0.067 | 0.067 | 0.067 | 0.067 | 0.067 | 0.067 | 0.067 | 0.067 | 0.067
|  | Mitchell (GPCO):1 | [6 empty] | 0.63 | 0.63 | 0.63 | 0.63 | 0.63 | 0.63 | 0.63 | 0.63 | 0.63 | 0.63 | 0.63 | 0.63 | 0.63 | 0.63 | 0.63 | 0.63 | 0.63 | 0.63 | 0.63 | 0.63 | 0.63 | 0.63 | 0.63 | 0.63 | 0.63 | 0.63 | 0.63 | 0.63 | 0.63 | 0.63 | 0.63 | 0.63 | 0.63 | 0.63 | 0.63 | 0.63 | 0.63 | 0.63 | 0.63 | 0.63 | 0.63 | 0.63 | 0.63 | 0.63 | 0.63 | 0.63 | 0.63 | 0.63
|  | Mitchell (GPCO):2 | [6 empty] | 0.63 | 0.63 | 0.63 | 0.63 | 0.63 | 0.63 | 0.63 | 0.63 | 0.63 | 0.63 | 0.63 | 0.63 | 0.63 | 0.63 | 0.63 | 0.63 | 0.63 | 0.63 | 0.63 | 0.63 | 0.63 | 0.63 | 0.63 | 0.63 | 0.63 | 0.63 | 0.63 | 0.63 | 0.63 | 0.63 | 0.63 | 0.63 | 0.63 | 0.63 | 0.63 | 0.63 | 0.63 | 0.63 | 0.63 | 0.63 | 0.63 | 0.63 | 0.63 | 0.63 | 0.63 | 0.63 | 0.63 | 0.63
2017 | 0 | Mitchell (GPCO):3 | [6 empty] | 0.612 | 0.398 | 0.578 | 0.578 | 0.578 | 0.578 | 0.578 | 0.578 | 0.578 | 0.578 | 0.578 | 0.0867 | 0.0867 | 0.0867 | 0.0867 | 0.0867 | 0.0867 | 0.0867 | 0.0867 | 0.0867 | 0.0867 | 0.0867 | 0.0867 | 0.0867 | 0.0867 | 0.0867 | 0.0867 | 0.0867 | 0.0867 | 0.0867 | 0.0867 | 0.0867 | 0.0867 | 0.0867 | 0.0867 | 0.0867 | 0.0867 | 0.0867 | 0.0867 | 0.0867 | 0.0867 | 0.0867 | 0.0867 | 0.0867 | 0.0867 | 0.0867 | 0.0867 | 0.0867
0 | 0 | Mitchell (GPCO):4A | [6 empty] | 0.4 | 0.4 | 0.4 | 0.4 | 0.4 | 0.4 | 0.4 | 0.4 | 0.4 | 0.4 | 0.4 | 0.4 | 0.4 | 0.4 | 0.4 | 0.4 | 0.4 | 0.4 | 0.4 | 0.4 | 0.4 | 0.4 | 0.4 | 0.4 | 0.4 | 0.4 | 0.4 | 0.4 | 0.4 | 0.4 | 0.4 | 0.4 | 0.4 | 0.4 | 0.4 | 0.4 | 0.4 | 0.4 | 0.4 | 0.4 | 0.4 | 0.4 | 0.4 | 0.4 | 0.4 | 0.4 | 0.4 | 0.4
0 | 0 | Mitchell (GPCO):4B | [6 empty] | 0.4 | 0.4 | 0.4 | 0.4 | 0.4 | 0.4 | 0.4 | 0.4 | 0.4 | 0.4 | 0.4 | 0.4 | 0.4 | 0.4 | 0.4 | 0.4 | 0.4 | 0.4 | 0.4 | 0.4 | 0.4 | 0.4 | 0.4 | 0.4 | 0.4 | 0.4 | 0.4 | 0.4 | 0.4 | 0.4 | 0.4 | 0.4 | 0.4 | 0.4 | 0.4 | 0.4 | 0.4 | 0.4 | 0.4 | 0.4 | 0.4 | 0.4 | 0.4 | 0.4 | 0.4 | 0.4 | 0.4 | 0.4
|  | Mitchell (GPCO):4C | [6 empty] | 0.4 | 0.4 | 0.4 | 0.4 | 0.4 | 0.4 | 0.4 | 0.4 | 0.4 | 0.4 | 0.4 | 0.4 | 0.4 | 0.4 | 0.4 | 0.4 | 0.4 | 0.4 | 0.4 | 0.4 | 0.4 | 0.4 | 0.4 | 0.4 | 0.4 | 0.4 | 0.4 | 0.4 | 0.4 | 0.4 | 0.4 | 0.4 | 0.4 | 0.4 | 0.4 | 0.4 | 0.4 | 0.4 | 0.4 | 0.4 | 0.4 | 0.4 | 0.4 | 0.4 | 0.4 | 0.4 | 0.4 | 0.4
2017 | 0 | Yates:1 | [6 empty] | 0.402 | 0.402 | 0.402 | 0.402 | 0.402 | 0.402 | 0.402 | 0.402 | 0.402 | 0.402 | 0.402 | 0.0603 | 0.0603 | 0.0603 | 0.0603 | 0.0603 | 0.0603 | 0.0603 | 0.0603 | 0.0603 | 0.0603 | 0.0603 | 0.0603 | 0.0603 | 0.0603 | 0.0603 | 0.0603 | 0.0603 | 0.0603 | 0.0603 | 0.0603 | 0.0603 | 0.0603 | 0.0603 | 0.0603 | 0.0603 | 0.0603 | 0.0603 | 0.0603 | 0.0603 | 0.0603 | 0.0603 | 0.0603 | 0.0603 | 0.0603 | 0.0603 | 0.0603 | 0.0603
2017 | 0 | Yates:2 | [6 empty] | 0.451 | 0.451 | 0.451 | 0.451 | 0.451 | 0.451 | 0.451 | 0.451 | 0.451 | 0.451 | 0.451 | 0.06765 | 0.06765 | 0.06765 | 0.06765 | 0.06765 | 0.06765 | 0.06765 | 0.06765 | 0.06765 | 0.06765 | 0.06765 | 0.06765 | 0.06765 | 0.06765 | 0.06765 | 0.06765 | 0.06765 | 0.06765 | 0.06765 | 0.06765 | 0.06765 | 0.06765 | 0.06765 | 0.06765 | 0.06765 | 0.06765 | 0.06765 | 0.06765 | 0.06765 | 0.06765 | 0.06765 | 0.06765 | 0.06765 | 0.06765 | 0.06765 | 0.06765 | 0.06765
2017 | 0 | Yates:3 | [6 empty] | 0.45 | 0.45 | 0.45 | 0.45 | 0.45 | 0.45 | 0.45 | 0.45 | 0.45 | 0.45 | 0.45 | 0.0675 | 0.0675 | 0.0675 | 0.0675 | 0.0675 | 0.0675 | 0.0675 | 0.0675 | 0.0675 | 0.0675 | 0.0675 | 0.0675 | 0.0675 | 0.0675 | 0.0675 | 0.0675 | 0.0675 | 0.0675 | 0.0675 | 0.0675 | 0.0675 | 0.0675 | 0.0675 | 0.0675 | 0.0675 | 0.0675 | 0.0675 | 0.0675 | 0.0675 | 0.0675 | 0.0675 | 0.0675 | 0.0675 | 0.0675 | 0.0675 | 0.0675 | 0.0675
2017 | 0 | Yates:4 | [6 empty] | 0.394 | 0.394 | 0.394 | 0.394 | 0.394 | 0.394 | 0.394 | 0.394 | 0.394 | 0.394 | 0.394 | 0.0591 | 0.0591 | 0.0591 | 0.0591 | 0.0591 | 0.0591 | 0.0591 | 0.0591 | 0.0591 | 0.0591 | 0.0591 | 0.0591 | 0.0591 | 0.0591 | 0.0591 | 0.0591 | 0.0591 | 0.0591 | 0.0591 | 0.0591 | 0.0591 | 0.0591 | 0.0591 | 0.0591 | 0.0591 | 0.0591 | 0.0591 | 0.0591 | 0.0591 | 0.0591 | 0.0591 | 0.0591 | 0.0591 | 0.0591 | 0.0591 | 0.0591 | 0.0591
2017 | 0 | Yates:5 | [6 empty] | 0.391 | 0.391 | 0.391 | 0.391 | 0.391 | 0.391 | 0.391 | 0.391 | 0.391 | 0.391 | 0.391 | 0.05865 | 0.05865 | 0.05865 | 0.05865 | 0.05865 | 0.05865 | 0.05865 | 0.05865 | 0.05865 | 0.05865 | 0.05865 | 0.05865 | 0.05865 | 0.05865 | 0.05865 | 0.05865 | 0.05865 | 0.05865 | 0.05865 | 0.05865 | 0.05865 | 0.05865 | 0.05865 | 0.05865 | 0.05865 | 0.05865 | 0.05865 | 0.05865 | 0.05865 | 0.05865 | 0.05865 | 0.05865 | 0.05865 | 0.05865 | 0.05865 | 0.05865 | 0.05865
2017 | 0 | Yates:6 | [6 empty] | 0.284 | 0.284 | 0.284 | 0.284 | 0.284 | 0.284 | 0.284 | 0.284 | 0.284 | 0.284 | 0.284 | 0.0426 | 0.0426 | 0.0426 | 0.0426 | 0.0426 | 0.0426 | 0.0426 | 0.0426 | 0.0426 | 0.0426 | 0.0426 | 0.0426 | 0.0426 | 0.0426 | 0.0426 | 0.0426 | 0.0426 | 0.0426 | 0.0426 | 0.0426 | 0.0426 | 0.0426 | 0.0426 | 0.0426 | 0.0426 | 0.0426 | 0.0426 | 0.0426 | 0.0426 | 0.0426 | 0.0426 | 0.0426 | 0.0426 | 0.0426 | 0.0426 | 0.0426 | 0.0426
2017 | 0 | Yates:7 | [6 empty] | 0.27 | 0.27 | 0.27 | 0.27 | 0.27 | 0.27 | 0.27 | 0.27 | 0.27 | 0.27 | 0.27 | 0.0405 | 0.0405 | 0.0405 | 0.0405 | 0.0405 | 0.0405 | 0.0405 | 0.0405 | 0.0405 | 0.0405 | 0.0405 | 0.0405 | 0.0405 | 0.0405 | 0.0405 | 0.0405 | 0.0405 | 0.0405 | 0.0405 | 0.0405 | 0.0405 | 0.0405 | 0.0405 | 0.0405 | 0.0405 | 0.0405 | 0.0405 | 0.0405 | 0.0405 | 0.0405 | 0.0405 | 0.0405 | 0.0405 | 0.0405 | 0.0405 | 0.0405 | 0.0405
|  | Sherman Avenue:1 | [6 empty] | 0.083 | 0.083 | 0.064 | 0.064 | 0.064 | 0.064 | 0.064 | 0.064 | 0.064 | 0.064 | 0.064 | 0.064 | 0.064 | 0.064 | 0.064 | 0.064 | 0.064 | 0.064 | 0.064 | 0.064 | 0.064 | 0.064 | 0.064 | 0.064 | 0.064 | 0.064 | 0.064 | 0.064 | 0.064 | 0.064 | 0.064 | 0.064 | 0.064 | 0.064 | 0.064 | 0.064 | 0.064 | 0.064 | 0.064 | 0.064 | 0.064 | 0.064 | 0.064 | 0.064 | 0.064 | 0.064 | 0.064 | 0.064
0 | 0 | Van Sant:1 | [6 empty] | 0.15 | 0.15 | 0.15 | 0.15 | 0.15 | 0.15 | 0.15 | 0.15 | 0.15 | 0.15 | 0.15 | 0.15 | 0.15 | 0.15 | 0.15 | 0.15 | 0.15 | 0.15 | 0.15 | 0.15 | 0.15 | 0.15 | 0.15 | 0.15 | 0.15 | 0.15 | 0.15 | 0.15 | 0.15 | 0.15 | 0.15 | 0.15 | 0.15 | 0.15 | 0.15 | 0.15 | 0.15 | 0.15 | 0.15 | 0.15 | 0.15 | 0.15 | 0.15 | 0.15 | 0.15 | 0.15 | 0.15 | 0.15
2017 | 0 | Plant Kraft (Port Wentworth):ST1 | [6 empty] | 0.511 | 0.511 | 0.537 | 0.537 | 0.537 | 0.537 | 0.537 | 0.537 | 0.537 | 0.537 | 0.537 | 0.08055 | 0.08055 | 0.08055 | 0.08055 | 0.08055 | 0.08055 | 0.08055 | 0.08055 | 0.08055 | 0.08055 | 0.08055 | 0.08055 | 0.08055 | 0.08055 | 0.08055 | 0.08055 | 0.08055 | 0.08055 | 0.08055 | 0.08055 | 0.08055 | 0.08055 | 0.08055 | 0.08055 | 0.08055 | 0.08055 | 0.08055 | 0.08055 | 0.08055 | 0.08055 | 0.08055 | 0.08055 | 0.08055 | 0.08055 | 0.08055 | 0.08055 | 0.08055
2017 | 0 | Plant Kraft (Port Wentworth):2 | [6 empty] | 0.516 | 0.516 | 0.537 | 0.537 | 0.537 | 0.537 | 0.537 | 0.537 | 0.537 | 0.537 | 0.537 | 0.08055 | 0.08055 | 0.08055 | 0.08055 | 0.08055 | 0.08055 | 0.08055 | 0.08055 | 0.08055 | 0.08055 | 0.08055 | 0.08055 | 0.08055 | 0.08055 | 0.08055 | 0.08055 | 0.08055 | 0.08055 | 0.08055 | 0.08055 | 0.08055 | 0.08055 | 0.08055 | 0.08055 | 0.08055 | 0.08055 | 0.08055 | 0.08055 | 0.08055 | 0.08055 | 0.08055 | 0.08055 | 0.08055 | 0.08055 | 0.08055 | 0.08055 | 0.08055
2017 | 0 | Plant Kraft (Port Wentworth):3 | [6 empty] | 0.536 | 0.536 | 0.538 | 0.538 | 0.538 | 0.538 | 0.538 | 0.538 | 0.538 | 0.538 | 0.538 | 0.0807 | 0.0807 | 0.0807 | 0.0807 | 0.0807 | 0.0807 | 0.0807 | 0.0807 | 0.0807 | 0.0807 | 0.0807 | 0.0807 | 0.0807 | 0.0807 | 0.0807 | 0.0807 | 0.0807 | 0.0807 | 0.0807 | 0.0807 | 0.0807 | 0.0807 | 0.0807 | 0.0807 | 0.0807 | 0.0807 | 0.0807 | 0.0807 | 0.0807 | 0.0807 | 0.0807 | 0.0807 | 0.0807 | 0.0807 | 0.0807 | 0.0807 | 0.0807
|  | Plant Kraft (Port Wentworth):4 | [6 empty] | 0.486 | 0.486 | 0.498 | 0.498 | 0.498 | 0.498 | 0.498 | 0.498 | 0.498 | 0.498 | 0.498 | 0.498 | 0.498 | 0.498 | 0.498 | 0.498 | 0.498 | 0.498 | 0.498 | 0.498 | 0.498 | 0.498 | 0.498 | 0.498 | 0.498 | 0.498 | 0.498 | 0.498 | 0.498 | 0.498 | 0.498 | 0.498 | 0.498 | 0.498 | 0.498 | 0.498 | 0.498 | 0.498 | 0.498 | 0.498 | 0.498 | 0.498 | 0.498 | 0.498 | 0.498 | 0.498 | 0.498 | 0.498
|  | Plant Kraft (Port Wentworth):PWA | [6 empty] | 0.5 | 0.5 | 0.5 | 0.5 | 0.5 | 0.5 | 0.5 | 0.5 | 0.5 | 0.5 | 0.5 | 0.5 | 0.5 | 0.5 | 0.5 | 0.5 | 0.5 | 0.5 | 0.5 | 0.5 | 0.5 | 0.5 | 0.5 | 0.5 | 0.5 | 0.5 | 0.5 | 0.5 | 0.5 | 0.5 | 0.5 | 0.5 | 0.5 | 0.5 | 0.5 | 0.5 | 0.5 | 0.5 | 0.5 | 0.5 | 0.5 | 0.5 | 0.5 | 0.5 | 0.5 | 0.5 | 0.5 | 0.5
|  | Riverside (SAEP):4 | [6 empty] | 0.12 | 0.12 | 0.12 | 0.12 | 0.12 | 0.12 | 0.12 | 0.12 | 0.12 | 0.12 | 0.12 | 0.12 | 0.12 | 0.12 | 0.12 | 0.12 | 0.12 | 0.12 | 0.12 | 0.12 | 0.12 | 0.12 | 0.12 | 0.12 | 0.12 | 0.12 | 0.12 | 0.12 | 0.12 | 0.12 | 0.12 | 0.12 | 0.12 | 0.12 | 0.12 | 0.12 | 0.12 | 0.12 | 0.12 | 0.12 | 0.12 | 0.12 | 0.12 | 0.12 | 0.12 | 0.12 | 0.12 | 0.12
|  | Riverside (SAEP):5 | [6 empty] | 0.12 | 0.12 | 0.12 | 0.12 | 0.12 | 0.12 | 0.12 | 0.12 | 0.12 | 0.12 | 0.12 | 0.12 | 0.12 | 0.12 | 0.12 | 0.12 | 0.12 | 0.12 | 0.12 | 0.12 | 0.12 | 0.12 | 0.12 | 0.12 | 0.12 | 0.12 | 0.12 | 0.12 | 0.12 | 0.12 | 0.12 | 0.12 | 0.12 | 0.12 | 0.12 | 0.12 | 0.12 | 0.12 | 0.12 | 0.12 | 0.12 | 0.12 | 0.12 | 0.12 | 0.12 | 0.12 | 0.12 | 0.12
|  | Riverside (SAEP):6 | [6 empty] | 0.12 | 0.12 | 0.12 | 0.12 | 0.12 | 0.12 | 0.12 | 0.12 | 0.12 | 0.12 | 0.12 | 0.12 | 0.12 | 0.12 | 0.12 | 0.12 | 0.12 | 0.12 | 0.12 | 0.12 | 0.12 | 0.12 | 0.12 | 0.12 | 0.12 | 0.12 | 0.12 | 0.12 | 0.12 | 0.12 | 0.12 | 0.12 | 0.12 | 0.12 | 0.12 | 0.12 | 0.12 | 0.12 | 0.12 | 0.12 | 0.12 | 0.12 | 0.12 | 0.12 | 0.12 | 0.12 | 0.12 | 0.12
|  | Riverside (SAEP):7 | [6 empty] | 0.12 | 0.12 | 0.12 | 0.12 | 0.12 | 0.12 | 0.12 | 0.12 | 0.12 | 0.12 | 0.12 | 0.12 | 0.12 | 0.12 | 0.12 | 0.12 | 0.12 | 0.12 | 0.12 | 0.12 | 0.12 | 0.12 | 0.12 | 0.12 | 0.12 | 0.12 | 0.12 | 0.12 | 0.12 | 0.12 | 0.12 | 0.12 | 0.12 | 0.12 | 0.12 | 0.12 | 0.12 | 0.12 | 0.12 | 0.12 | 0.12 | 0.12 | 0.12 | 0.12 | 0.12 | 0.12 | 0.12 | 0.12
|  | Riverside (SAEP):8 | [6 empty] | 0.12 | 0.12 | 0.12 | 0.12 | 0.12 | 0.12 | 0.12 | 0.12 | 0.12 | 0.12 | 0.12 | 0.12 | 0.12 | 0.12 | 0.12 | 0.12 | 0.12 | 0.12 | 0.12 | 0.12 | 0.12 | 0.12 | 0.12 | 0.12 | 0.12 | 0.12 | 0.12 | 0.12 | 0.12 | 0.12 | 0.12 | 0.12 | 0.12 | 0.12 | 0.12 | 0.12 | 0.12 | 0.12 | 0.12 | 0.12 | 0.12 | 0.12 | 0.12 | 0.12 | 0.12 | 0.12 | 0.12 | 0.12
0 | 0 | Front Street (CMLP):ALL | [6 empty] | 0.315 | 0.315 | 0.315 | 0.315 | 0.315 | 0.315 | 0.315 | 0.315 | 0.315 | 0.315 | 0.315 | 0.315 | 0.315 | 0.315 | 0.315 | 0.315 | 0.315 | 0.315 | 0.315 | 0.315 | 0.315 | 0.315 | 0.315 | 0.315 | 0.315 | 0.315 | 0.315 | 0.315 | 0.315 | 0.315 | 0.315 | 0.315 | 0.315 | 0.315 | 0.315 | 0.315 | 0.315 | 0.315 | 0.315 | 0.315 | 0.315 | 0.315 | 0.315 | 0.315 | 0.315 | 0.315 | 0.315 | 0.315
|  | Dahlberg:1 | [6 empty] | 0 | 0 | 0 | 0 | 0 | 0 | 0 | 0 | 0 | 0 | 0 | 0 | 0 | 0 | 0 | 0 | 0 | 0 | 0 | 0 | 0 | 0 | 0 | 0 | 0 | 0 | 0 | 0 | 0 | 0 | 0 | 0 | 0 | 0 | 0 | 0 | 0 | 0 | 0 | 0 | 0 | 0 | 0 | 0 | 0 | 0 | 0 | 0
|  | Dahlberg:10 | [6 empty] | 0 | 0 | 0 | 0 | 0 | 0 | 0 | 0 | 0 | 0 | 0 | 0 | 0 | 0 | 0 | 0 | 0 | 0 | 0 | 0 | 0 | 0 | 0 | 0 | 0 | 0 | 0 | 0 | 0 | 0 | 0 | 0 | 0 | 0 | 0 | 0 | 0 | 0 | 0 | 0 | 0 | 0 | 0 | 0 | 0 | 0 | 0 | 0
|  | Dahlberg:2 | [6 empty] | 0 | 0 | 0 | 0 | 0 | 0 | 0 | 0 | 0 | 0 | 0 | 0 | 0 | 0 | 0 | 0 | 0 | 0 | 0 | 0 | 0 | 0 | 0 | 0 | 0 | 0 | 0 | 0 | 0 | 0 | 0 | 0 | 0 | 0 | 0 | 0 | 0 | 0 | 0 | 0 | 0 | 0 | 0 | 0 | 0 | 0 | 0 | 0
|  | Dahlberg:3 | [6 empty] | 0 | 0 | 0 | 0 | 0 | 0 | 0 | 0 | 0 | 0 | 0 | 0 | 0 | 0 | 0 | 0 | 0 | 0 | 0 | 0 | 0 | 0 | 0 | 0 | 0 | 0 | 0 | 0 | 0 | 0 | 0 | 0 | 0 | 0 | 0 | 0 | 0 | 0 | 0 | 0 | 0 | 0 | 0 | 0 | 0 | 0 | 0 | 0
|  | Dahlberg:4 | [6 empty] | 0 | 0 | 0 | 0 | 0 | 0 | 0 | 0 | 0 | 0 | 0 | 0 | 0 | 0 | 0 | 0 | 0 | 0 | 0 | 0 | 0 | 0 | 0 | 0 | 0 | 0 | 0 | 0 | 0 | 0 | 0 | 0 | 0 | 0 | 0 | 0 | 0 | 0 | 0 | 0 | 0 | 0 | 0 | 0 | 0 | 0 | 0 | 0
|  | Dahlberg:5 | [6 empty] | 0 | 0 | 0 | 0 | 0 | 0 | 0 | 0 | 0 | 0 | 0 | 0 | 0 | 0 | 0 | 0 | 0 | 0 | 0 | 0 | 0 | 0 | 0 | 0 | 0 | 0 | 0 | 0 | 0 | 0 | 0 | 0 | 0 | 0 | 0 | 0 | 0 | 0 | 0 | 0 | 0 | 0 | 0 | 0 | 0 | 0 | 0 | 0
|  | Dahlberg:6 | [6 empty] | 0 | 0 | 0 | 0 | 0 | 0 | 0 | 0 | 0 | 0 | 0 | 0 | 0 | 0 | 0 | 0 | 0 | 0 | 0 | 0 | 0 | 0 | 0 | 0 | 0 | 0 | 0 | 0 | 0 | 0 | 0 | 0 | 0 | 0 | 0 | 0 | 0 | 0 | 0 | 0 | 0 | 0 | 0 | 0 | 0 | 0 | 0 | 0
|  | Dahlberg:7 | [6 empty] | 0 | 0 | 0 | 0 | 0 | 0 | 0 | 0 | 0 | 0 | 0 | 0 | 0 | 0 | 0 | 0 | 0 | 0 | 0 | 0 | 0 | 0 | 0 | 0 | 0 | 0 | 0 | 0 | 0 | 0 | 0 | 0 | 0 | 0 | 0 | 0 | 0 | 0 | 0 | 0 | 0 | 0 | 0 | 0 | 0 | 0 | 0 | 0
|  | Dahlberg:8 | [6 empty] | 0 | 0 | 0 | 0 | 0 | 0 | 0 | 0 | 0 | 0 | 0 | 0 | 0 | 0 | 0 | 0 | 0 | 0 | 0 | 0 | 0 | 0 | 0 | 0 | 0 | 0 | 0 | 0 | 0 | 0 | 0 | 0 | 0 | 0 | 0 | 0 | 0 | 0 | 0 | 0 | 0 | 0 | 0 | 0 | 0 | 0 | 0 | 0
|  | Dahlberg:9 | [6 empty] | 0 | 0 | 0 | 0 | 0 | 0 | 0 | 0 | 0 | 0 | 0 | 0 | 0 | 0 | 0 | 0 | 0 | 0 | 0 | 0 | 0 | 0 | 0 | 0 | 0 | 0 | 0 | 0 | 0 | 0 | 0 | 0 | 0 | 0 | 0 | 0 | 0 | 0 | 0 | 0 | 0 | 0 | 0 | 0 | 0 | 0 | 0 | 0
|  | Sowega:GT1 | [6 empty] | 0.02 | 0.02 | 0.02 | 0.02 | 0.02 | 0.02 | 0.02 | 0.02 | 0.02 | 0.02 | 0.02 | 0.02 | 0.02 | 0.02 | 0.02 | 0.02 | 0.02 | 0.02 | 0.02 | 0.02 | 0.02 | 0.02 | 0.02 | 0.02 | 0.02 | 0.02 | 0.02 | 0.02 | 0.02 | 0.02 | 0.02 | 0.02 | 0.02 | 0.02 | 0.02 | 0.02 | 0.02 | 0.02 | 0.02 | 0.02 | 0.02 | 0.02 | 0.02 | 0.02 | 0.02 | 0.02 | 0.02 | 0.02
0 | 0 | Sowega:GT2 | [6 empty] | 0.124 | 0.124 | 0.124 | 0.124 | 0.124 | 0.124 | 0.124 | 0.124 | 0.124 | 0.124 | 0.124 | 0.124 | 0.124 | 0.124 | 0.124 | 0.124 | 0.124 | 0.124 | 0.124 | 0.124 | 0.124 | 0.124 | 0.124 | 0.124 | 0.124 | 0.124 | 0.124 | 0.124 | 0.124 | 0.124 | 0.124 | 0.124 | 0.124 | 0.124 | 0.124 | 0.124 | 0.124 | 0.124 | 0.124 | 0.124 | 0.124 | 0.124 | 0.124 | 0.124 | 0.124 | 0.124 | 0.124 | 0.124
|  | Sewell Creek Energy Center:GT1 | [6 empty] | 0.06 | 0.06 | 0.048 | 0.048 | 0.048 | 0.048 | 0.048 | 0.048 | 0.048 | 0.048 | 0.048 | 0.048 | 0.048 | 0.048 | 0.048 | 0.048 | 0.048 | 0.048 | 0.048 | 0.048 | 0.048 | 0.048 | 0.048 | 0.048 | 0.048 | 0.048 | 0.048 | 0.048 | 0.048 | 0.048 | 0.048 | 0.048 | 0.048 | 0.048 | 0.048 | 0.048 | 0.048 | 0.048 | 0.048 | 0.048 | 0.048 | 0.048 | 0.048 | 0.048 | 0.048 | 0.048 | 0.048 | 0.048
|  | Sewell Creek Energy Center:GT2 | [6 empty] | 0.056 | 0.056 | 0.066 | 0.066 | 0.066 | 0.066 | 0.066 | 0.066 | 0.066 | 0.066 | 0.066 | 0.066 | 0.066 | 0.066 | 0.066 | 0.066 | 0.066 | 0.066 | 0.066 | 0.066 | 0.066 | 0.066 | 0.066 | 0.066 | 0.066 | 0.066 | 0.066 | 0.066 | 0.066 | 0.066 | 0.066 | 0.066 | 0.066 | 0.066 | 0.066 | 0.066 | 0.066 | 0.066 | 0.066 | 0.066 | 0.066 | 0.066 | 0.066 | 0.066 | 0.066 | 0.066 | 0.066 | 0.066
0 | 0 | Sewell Creek Energy Center:GT3 | [6 empty] | 0.082 | 0.082 | 0.087 | 0.087 | 0.087 | 0.087 | 0.087 | 0.087 | 0.087 | 0.087 | 0.087 | 0.087 | 0.087 | 0.087 | 0.087 | 0.087 | 0.087 | 0.087 | 0.087 | 0.087 | 0.087 | 0.087 | 0.087 | 0.087 | 0.087 | 0.087 | 0.087 | 0.087 | 0.087 | 0.087 | 0.087 | 0.087 | 0.087 | 0.087 | 0.087 | 0.087 | 0.087 | 0.087 | 0.087 | 0.087 | 0.087 | 0.087 | 0.087 | 0.087 | 0.087 | 0.087 | 0.087 | 0.087
0 | 0 | Sewell Creek Energy Center:GT4 | [6 empty] | 0.097 | 0.097 | 0.107 | 0.107 | 0.107 | 0.107 | 0.107 | 0.107 | 0.107 | 0.107 | 0.107 | 0.107 | 0.107 | 0.107 | 0.107 | 0.107 | 0.107 | 0.107 | 0.107 | 0.107 | 0.107 | 0.107 | 0.107 | 0.107 | 0.107 | 0.107 | 0.107 | 0.107 | 0.107 | 0.107 | 0.107 | 0.107 | 0.107 | 0.107 | 0.107 | 0.107 | 0.107 | 0.107 | 0.107 | 0.107 | 0.107 | 0.107 | 0.107 | 0.107 | 0.107 | 0.107 | 0.107 | 0.107
|  | Smarr Energy Center:1 | [6 empty] | 0.063 | 0.063 | 0.049 | 0.049 | 0.049 | 0.049 | 0.049 | 0.049 | 0.049 | 0.049 | 0.049 | 0.049 | 0.049 | 0.049 | 0.049 | 0.049 | 0.049 | 0.049 | 0.049 | 0.049 | 0.049 | 0.049 | 0.049 | 0.049 | 0.049 | 0.049 | 0.049 | 0.049 | 0.049 | 0.049 | 0.049 | 0.049 | 0.049 | 0.049 | 0.049 | 0.049 | 0.049 | 0.049 | 0.049 | 0.049 | 0.049 | 0.049 | 0.049 | 0.049 | 0.049 | 0.049 | 0.049 | 0.049
|  | Smarr Energy Center:2 | [6 empty] | 0.059 | 0.059 | 0.041 | 0.041 | 0.041 | 0.041 | 0.041 | 0.041 | 0.041 | 0.041 | 0.041 | 0.041 | 0.041 | 0.041 | 0.041 | 0.041 | 0.041 | 0.041 | 0.041 | 0.041 | 0.041 | 0.041 | 0.041 | 0.041 | 0.041 | 0.041 | 0.041 | 0.041 | 0.041 | 0.041 | 0.041 | 0.041 | 0.041 | 0.041 | 0.041 | 0.041 | 0.041 | 0.041 | 0.041 | 0.041 | 0.041 | 0.041 | 0.041 | 0.041 | 0.041 | 0.041 | 0.041 | 0.041
0 | 0 | Mickleton:1 | [6 empty] | 0.1 | 0.1 | 0.1 | 0.1 | 0.1 | 0.1 | 0.1 | 0.1 | 0.1 | 0.1 | 0.1 | 0.1 | 0.1 | 0.1 | 0.1 | 0.1 | 0.1 | 0.1 | 0.1 | 0.1 | 0.1 | 0.1 | 0.1 | 0.1 | 0.1 | 0.1 | 0.1 | 0.1 | 0.1 | 0.1 | 0.1 | 0.1 | 0.1 | 0.1 | 0.1 | 0.1 | 0.1 | 0.1 | 0.1 | 0.1 | 0.1 | 0.1 | 0.1 | 0.1 | 0.1 | 0.1 | 0.1 | 0.1
0 | 0 | Blue Lake:1 | [6 empty] | 0.8 | 0.8 | 0.8 | 0.8 | 0.8 | 0.8 | 0.8 | 0.8 | 0.8 | 0.8 | 0.8 | 0.8 | 0.8 | 0.8 | 0.8 | 0.8 | 0.8 | 0.8 | 0.8 | 0.8 | 0.8 | 0.8 | 0.8 | 0.8 | 0.8 | 0.8 | 0.8 | 0.8 | 0.8 | 0.8 | 0.8 | 0.8 | 0.8 | 0.8 | 0.8 | 0.8 | 0.8 | 0.8 | 0.8 | 0.8 | 0.8 | 0.8 | 0.8 | 0.8 | 0.8 | 0.8 | 0.8 | 0.8
0 | 0 | Blue Lake:2 | [6 empty] | 0.8 | 0.8 | 0.8 | 0.8 | 0.8 | 0.8 | 0.8 | 0.8 | 0.8 | 0.8 | 0.8 | 0.8 | 0.8 | 0.8 | 0.8 | 0.8 | 0.8 | 0.8 | 0.8 | 0.8 | 0.8 | 0.8 | 0.8 | 0.8 | 0.8 | 0.8 | 0.8 | 0.8 | 0.8 | 0.8 | 0.8 | 0.8 | 0.8 | 0.8 | 0.8 | 0.8 | 0.8 | 0.8 | 0.8 | 0.8 | 0.8 | 0.8 | 0.8 | 0.8 | 0.8 | 0.8 | 0.8 | 0.8
0 | 0 | Blue Lake:3 | [6 empty] | 0.8 | 0.8 | 0.8 | 0.8 | 0.8 | 0.8 | 0.8 | 0.8 | 0.8 | 0.8 | 0.8 | 0.8 | 0.8 | 0.8 | 0.8 | 0.8 | 0.8 | 0.8 | 0.8 | 0.8 | 0.8 | 0.8 | 0.8 | 0.8 | 0.8 | 0.8 | 0.8 | 0.8 | 0.8 | 0.8 | 0.8 | 0.8 | 0.8 | 0.8 | 0.8 | 0.8 | 0.8 | 0.8 | 0.8 | 0.8 | 0.8 | 0.8 | 0.8 | 0.8 | 0.8 | 0.8 | 0.8 | 0.8
0 | 0 | Blue Lake:5 | [6 empty] | 0.8 | 0.8 | 0.8 | 0.8 | 0.8 | 0.8 | 0.8 | 0.8 | 0.8 | 0.8 | 0.8 | 0.8 | 0.8 | 0.8 | 0.8 | 0.8 | 0.8 | 0.8 | 0.8 | 0.8 | 0.8 | 0.8 | 0.8 | 0.8 | 0.8 | 0.8 | 0.8 | 0.8 | 0.8 | 0.8 | 0.8 | 0.8 | 0.8 | 0.8 | 0.8 | 0.8 | 0.8 | 0.8 | 0.8 | 0.8 | 0.8 | 0.8 | 0.8 | 0.8 | 0.8 | 0.8 | 0.8 | 0.8
0 | 0 | Glen Gardner:1-2 | [6 empty] | 0.1 | 0.1 | 0.1 | 0.1 | 0.1 | 0.1 | 0.1 | 0.1 | 0.1 | 0.1 | 0.1 | 0.1 | 0.1 | 0.1 | 0.1 | 0.1 | 0.1 | 0.1 | 0.1 | 0.1 | 0.1 | 0.1 | 0.1 | 0.1 | 0.1 | 0.1 | 0.1 | 0.1 | 0.1 | 0.1 | 0.1 | 0.1 | 0.1 | 0.1 | 0.1 | 0.1 | 0.1 | 0.1 | 0.1 | 0.1 | 0.1 | 0.1 | 0.1 | 0.1 | 0.1 | 0.1 | 0.1 | 0.1
|  | Glen Gardner:3-4 | [6 empty] | 0.1 | 0.1 | 0.1 | 0.1 | 0.1 | 0.1 | 0.1 | 0.1 | 0.1 | 0.1 | 0.1 | 0.1 | 0.1 | 0.1 | 0.1 | 0.1 | 0.1 | 0.1 | 0.1 | 0.1 | 0.1 | 0.1 | 0.1 | 0.1 | 0.1 | 0.1 | 0.1 | 0.1 | 0.1 | 0.1 | 0.1 | 0.1 | 0.1 | 0.1 | 0.1 | 0.1 | 0.1 | 0.1 | 0.1 | 0.1 | 0.1 | 0.1 | 0.1 | 0.1 | 0.1 | 0.1 | 0.1 | 0.1
|  | Glen Gardner:5-6 | [6 empty] | 0.1 | 0.1 | 0.1 | 0.1 | 0.1 | 0.1 | 0.1 | 0.1 | 0.1 | 0.1 | 0.1 | 0.1 | 0.1 | 0.1 | 0.1 | 0.1 | 0.1 | 0.1 | 0.1 | 0.1 | 0.1 | 0.1 | 0.1 | 0.1 | 0.1 | 0.1 | 0.1 | 0.1 | 0.1 | 0.1 | 0.1 | 0.1 | 0.1 | 0.1 | 0.1 | 0.1 | 0.1 | 0.1 | 0.1 | 0.1 | 0.1 | 0.1 | 0.1 | 0.1 | 0.1 | 0.1 | 0.1 | 0.1
|  | Glen Gardner:7-8 | [6 empty] | 0.1 | 0.1 | 0.1 | 0.1 | 0.1 | 0.1 | 0.1 | 0.1 | 0.1 | 0.1 | 0.1 | 0.1 | 0.1 | 0.1 | 0.1 | 0.1 | 0.1 | 0.1 | 0.1 | 0.1 | 0.1 | 0.1 | 0.1 | 0.1 | 0.1 | 0.1 | 0.1 | 0.1 | 0.1 | 0.1 | 0.1 | 0.1 | 0.1 | 0.1 | 0.1 | 0.1 | 0.1 | 0.1 | 0.1 | 0.1 | 0.1 | 0.1 | 0.1 | 0.1 | 0.1 | 0.1 | 0.1 | 0.1
|  | Cherry Street:12 | [6 empty] | 0.1 | 0.1 | 0.1 | 0.1 | 0.1 | 0.1 | 0.1 | 0.1 | 0.1 | 0.1 | 0.1 | 0.1 | 0.1 | 0.1 | 0.1 | 0.1 | 0.1 | 0.1 | 0.1 | 0.1 | 0.1 | 0.1 | 0.1 | 0.1 | 0.1 | 0.1 | 0.1 | 0.1 | 0.1 | 0.1 | 0.1 | 0.1 | 0.1 | 0.1 | 0.1 | 0.1 | 0.1 | 0.1 | 0.1 | 0.1 | 0.1 | 0.1 | 0.1 | 0.1 | 0.1 | 0.1 | 0.1 | 0.1
0 | 0 | Cherry Street:7 | [6 empty] | 0.315 | 0.315 | 0.315 | 0.315 | 0.315 | 0.315 | 0.315 | 0.315 | 0.315 | 0.315 | 0.315 | 0.315 | 0.315 | 0.315 | 0.315 | 0.315 | 0.315 | 0.315 | 0.315 | 0.315 | 0.315 | 0.315 | 0.315 | 0.315 | 0.315 | 0.315 | 0.315 | 0.315 | 0.315 | 0.315 | 0.315 | 0.315 | 0.315 | 0.315 | 0.315 | 0.315 | 0.315 | 0.315 | 0.315 | 0.315 | 0.315 | 0.315 | 0.315 | 0.315 | 0.315 | 0.315 | 0.315 | 0.315
|  | Cherry Street:811 | [6 empty] | 0.1 | 0.1 | 0.1 | 0.1 | 0.1 | 0.1 | 0.1 | 0.1 | 0.1 | 0.1 | 0.1 | 0.1 | 0.1 | 0.1 | 0.1 | 0.1 | 0.1 | 0.1 | 0.1 | 0.1 | 0.1 | 0.1 | 0.1 | 0.1 | 0.1 | 0.1 | 0.1 | 0.1 | 0.1 | 0.1 | 0.1 | 0.1 | 0.1 | 0.1 | 0.1 | 0.1 | 0.1 | 0.1 | 0.1 | 0.1 | 0.1 | 0.1 | 0.1 | 0.1 | 0.1 | 0.1 | 0.1 | 0.1
0 | 0 | Cabot-Holyoke:69 | [6 empty] | 0.315 | 0.315 | 0.315 | 0.315 | 0.315 | 0.315 | 0.315 | 0.315 | 0.315 | 0.315 | 0.315 | 0.315 | 0.315 | 0.315 | 0.315 | 0.315 | 0.315 | 0.315 | 0.315 | 0.315 | 0.315 | 0.315 | 0.315 | 0.315 | 0.315 | 0.315 | 0.315 | 0.315 | 0.315 | 0.315 | 0.315 | 0.315 | 0.315 | 0.315 | 0.315 | 0.315 | 0.315 | 0.315 | 0.315 | 0.315 | 0.315 | 0.315 | 0.315 | 0.315 | 0.315 | 0.315 | 0.315 | 0.315
0 | 0 | Pine Bluff Energy Center (SKYSER):CC1 | [6 empty] | 0.11 | 0.11 | 0.11 | 0.11 | 0.11 | 0.11 | 0.11 | 0.11 | 0.11 | 0.11 | 0.11 | 0.11 | 0.11 | 0.11 | 0.11 | 0.11 | 0.11 | 0.11 | 0.11 | 0.11 | 0.11 | 0.11 | 0.11 | 0.11 | 0.11 | 0.11 | 0.11 | 0.11 | 0.11 | 0.11 | 0.11 | 0.11 | 0.11 | 0.11 | 0.11 | 0.11 | 0.11 | 0.11 | 0.11 | 0.11 | 0.11 | 0.11 | 0.11 | 0.11 | 0.11 | 0.11 | 0.11 | 0.11
|  | Great River Energy - Pleasant Valley:GT1 | [6 empty] | 0.07 | 0.07 | 0.07 | 0.07 | 0.07 | 0.07 | 0.07 | 0.07 | 0.07 | 0.07 | 0.07 | 0.07 | 0.07 | 0.07 | 0.07 | 0.07 | 0.07 | 0.07 | 0.07 | 0.07 | 0.07 | 0.07 | 0.07 | 0.07 | 0.07 | 0.07 | 0.07 | 0.07 | 0.07 | 0.07 | 0.07 | 0.07 | 0.07 | 0.07 | 0.07 | 0.07 | 0.07 | 0.07 | 0.07 | 0.07 | 0.07 | 0.07 | 0.07 | 0.07 | 0.07 | 0.07 | 0.07 | 0.07
|  | Great River Energy - Pleasant Valley:GT2 | [6 empty] | 0.07 | 0.07 | 0.07 | 0.07 | 0.07 | 0.07 | 0.07 | 0.07 | 0.07 | 0.07 | 0.07 | 0.07 | 0.07 | 0.07 | 0.07 | 0.07 | 0.07 | 0.07 | 0.07 | 0.07 | 0.07 | 0.07 | 0.07 | 0.07 | 0.07 | 0.07 | 0.07 | 0.07 | 0.07 | 0.07 | 0.07 | 0.07 | 0.07 | 0.07 | 0.07 | 0.07 | 0.07 | 0.07 | 0.07 | 0.07 | 0.07 | 0.07 | 0.07 | 0.07 | 0.07 | 0.07 | 0.07 | 0.07
|  | Great River Energy - Pleasant Valley:GT3 | [6 empty] | 0.07 | 0.07 | 0.07 | 0.07 | 0.07 | 0.07 | 0.07 | 0.07 | 0.07 | 0.07 | 0.07 | 0.07 | 0.07 | 0.07 | 0.07 | 0.07 | 0.07 | 0.07 | 0.07 | 0.07 | 0.07 | 0.07 | 0.07 | 0.07 | 0.07 | 0.07 | 0.07 | 0.07 | 0.07 | 0.07 | 0.07 | 0.07 | 0.07 | 0.07 | 0.07 | 0.07 | 0.07 | 0.07 | 0.07 | 0.07 | 0.07 | 0.07 | 0.07 | 0.07 | 0.07 | 0.07 | 0.07 | 0.07
|  | Tenaska Georgia:GT1 | [6 empty] | 0 | 0 | 0 | 0 | 0 | 0 | 0 | 0 | 0 | 0 | 0 | 0 | 0 | 0 | 0 | 0 | 0 | 0 | 0 | 0 | 0 | 0 | 0 | 0 | 0 | 0 | 0 | 0 | 0 | 0 | 0 | 0 | 0 | 0 | 0 | 0 | 0 | 0 | 0 | 0 | 0 | 0 | 0 | 0 | 0 | 0 | 0 | 0
|  | Tenaska Georgia:GT2 | [6 empty] | 0 | 0 | 0 | 0 | 0 | 0 | 0 | 0 | 0 | 0 | 0 | 0 | 0 | 0 | 0 | 0 | 0 | 0 | 0 | 0 | 0 | 0 | 0 | 0 | 0 | 0 | 0 | 0 | 0 | 0 | 0 | 0 | 0 | 0 | 0 | 0 | 0 | 0 | 0 | 0 | 0 | 0 | 0 | 0 | 0 | 0 | 0 | 0
|  | Tenaska Georgia:GT3 | [6 empty] | 0 | 0 | 0 | 0 | 0 | 0 | 0 | 0 | 0 | 0 | 0 | 0 | 0 | 0 | 0 | 0 | 0 | 0 | 0 | 0 | 0 | 0 | 0 | 0 | 0 | 0 | 0 | 0 | 0 | 0 | 0 | 0 | 0 | 0 | 0 | 0 | 0 | 0 | 0 | 0 | 0 | 0 | 0 | 0 | 0 | 0 | 0 | 0
|  | Tenaska Georgia:GT4 | [6 empty] | 0 | 0 | 0 | 0 | 0 | 0 | 0 | 0 | 0 | 0 | 0 | 0 | 0 | 0 | 0 | 0 | 0 | 0 | 0 | 0 | 0 | 0 | 0 | 0 | 0 | 0 | 0 | 0 | 0 | 0 | 0 | 0 | 0 | 0 | 0 | 0 | 0 | 0 | 0 | 0 | 0 | 0 | 0 | 0 | 0 | 0 | 0 | 0
|  | Tenaska Georgia:GT5 | [6 empty] | 0 | 0 | 0 | 0 | 0 | 0 | 0 | 0 | 0 | 0 | 0 | 0 | 0 | 0 | 0 | 0 | 0 | 0 | 0 | 0 | 0 | 0 | 0 | 0 | 0 | 0 | 0 | 0 | 0 | 0 | 0 | 0 | 0 | 0 | 0 | 0 | 0 | 0 | 0 | 0 | 0 | 0 | 0 | 0 | 0 | 0 | 0 | 0
|  | Tenaska Georgia:GT6 | [6 empty] | 0 | 0 | 0 | 0 | 0 | 0 | 0 | 0 | 0 | 0 | 0 | 0 | 0 | 0 | 0 | 0 | 0 | 0 | 0 | 0 | 0 | 0 | 0 | 0 | 0 | 0 | 0 | 0 | 0 | 0 | 0 | 0 | 0 | 0 | 0 | 0 | 0 | 0 | 0 | 0 | 0 | 0 | 0 | 0 | 0 | 0 | 0 | 0
|  | Red Oak:CC1 | [6 empty] | 0.05 | 0.05 | 0.05 | 0.05 | 0.05 | 0.05 | 0.05 | 0.05 | 0.05 | 0.05 | 0.05 | 0.05 | 0.05 | 0.05 | 0.05 | 0.05 | 0.05 | 0.05 | 0.05 | 0.05 | 0.05 | 0.05 | 0.05 | 0.05 | 0.05 | 0.05 | 0.05 | 0.05 | 0.05 | 0.05 | 0.05 | 0.05 | 0.05 | 0.05 | 0.05 | 0.05 | 0.05 | 0.05 | 0.05 | 0.05 | 0.05 | 0.05 | 0.05 | 0.05 | 0.05 | 0.05 | 0.05 | 0.05
|  | Fulton (AEC):GT | [6 empty] | 0.045 | 0.045 | 0.045 | 0.045 | 0.045 | 0.045 | 0.045 | 0.045 | 0.045 | 0.045 | 0.045 | 0.045 | 0.045 | 0.045 | 0.045 | 0.045 | 0.045 | 0.045 | 0.045 | 0.045 | 0.045 | 0.045 | 0.045 | 0.045 | 0.045 | 0.045 | 0.045 | 0.045 | 0.045 | 0.045 | 0.045 | 0.045 | 0.045 | 0.045 | 0.045 | 0.045 | 0.045 | 0.045 | 0.045 | 0.045 | 0.045 | 0.045 | 0.045 | 0.045 | 0.045 | 0.045 | 0.045 | 0.045
|  | Monroe (MONPOW):GT1 | [6 empty] | 0 | 0 | 0 | 0 | 0 | 0 | 0 | 0 | 0 | 0 | 0 | 0 | 0 | 0 | 0 | 0 | 0 | 0 | 0 | 0 | 0 | 0 | 0 | 0 | 0 | 0 | 0 | 0 | 0 | 0 | 0 | 0 | 0 | 0 | 0 | 0 | 0 | 0 | 0 | 0 | 0 | 0 | 0 | 0 | 0 | 0 | 0 | 0
|  | Monroe (MONPOW):GT2 | [6 empty] | 0 | 0 | 0 | 0 | 0 | 0 | 0 | 0 | 0 | 0 | 0 | 0 | 0 | 0 | 0 | 0 | 0 | 0 | 0 | 0 | 0 | 0 | 0 | 0 | 0 | 0 | 0 | 0 | 0 | 0 | 0 | 0 | 0 | 0 | 0 | 0 | 0 | 0 | 0 | 0 | 0 | 0 | 0 | 0 | 0 | 0 | 0 | 0
|  | Union Power Partners:CC1 | [6 empty] | 0.065 | 0.065 | 0.065 | 0.065 | 0.065 | 0.065 | 0.065 | 0.065 | 0.065 | 0.065 | 0.065 | 0.065 | 0.065 | 0.065 | 0.065 | 0.065 | 0.065 | 0.065 | 0.065 | 0.065 | 0.065 | 0.065 | 0.065 | 0.065 | 0.065 | 0.065 | 0.065 | 0.065 | 0.065 | 0.065 | 0.065 | 0.065 | 0.065 | 0.065 | 0.065 | 0.065 | 0.065 | 0.065 | 0.065 | 0.065 | 0.065 | 0.065 | 0.065 | 0.065 | 0.065 | 0.065 | 0.065 | 0.065
|  | Union Power Partners:CC2 | [6 empty] | 0.02 | 0.02 | 0.02 | 0.02 | 0.02 | 0.02 | 0.02 | 0.02 | 0.02 | 0.02 | 0.02 | 0.02 | 0.02 | 0.02 | 0.02 | 0.02 | 0.02 | 0.02 | 0.02 | 0.02 | 0.02 | 0.02 | 0.02 | 0.02 | 0.02 | 0.02 | 0.02 | 0.02 | 0.02 | 0.02 | 0.02 | 0.02 | 0.02 | 0.02 | 0.02 | 0.02 | 0.02 | 0.02 | 0.02 | 0.02 | 0.02 | 0.02 | 0.02 | 0.02 | 0.02 | 0.02 | 0.02 | 0.02
0 | 0 | Union Power Partners:CC3 | [6 empty] | 0.34 | 0.34 | 0.34 | 0.34 | 0.34 | 0.34 | 0.34 | 0.34 | 0.34 | 0.34 | 0.34 | 0.34 | 0.34 | 0.34 | 0.34 | 0.34 | 0.34 | 0.34 | 0.34 | 0.34 | 0.34 | 0.34 | 0.34 | 0.34 | 0.34 | 0.34 | 0.34 | 0.34 | 0.34 | 0.34 | 0.34 | 0.34 | 0.34 | 0.34 | 0.34 | 0.34 | 0.34 | 0.34 | 0.34 | 0.34 | 0.34 | 0.34 | 0.34 | 0.34 | 0.34 | 0.34 | 0.34 | 0.34
|  | Bellingham:CC1 | [6 empty] | 0.011 | 0.011 | 0.01 | 0.01 | 0.01 | 0.01 | 0.01 | 0.01 | 0.01 | 0.01 | 0.01 | 0.01 | 0.01 | 0.01 | 0.01 | 0.01 | 0.01 | 0.01 | 0.01 | 0.01 | 0.01 | 0.01 | 0.01 | 0.01 | 0.01 | 0.01 | 0.01 | 0.01 | 0.01 | 0.01 | 0.01 | 0.01 | 0.01 | 0.01 | 0.01 | 0.01 | 0.01 | 0.01 | 0.01 | 0.01 | 0.01 | 0.01 | 0.01 | 0.01 | 0.01 | 0.01 | 0.01 | 0.01
|  | Bellingham:CC2 | [6 empty] | 0.01 | 0.01 | 0.008 | 0.008 | 0.008 | 0.008 | 0.008 | 0.008 | 0.008 | 0.008 | 0.008 | 0.008 | 0.008 | 0.008 | 0.008 | 0.008 | 0.008 | 0.008 | 0.008 | 0.008 | 0.008 | 0.008 | 0.008 | 0.008 | 0.008 | 0.008 | 0.008 | 0.008 | 0.008 | 0.008 | 0.008 | 0.008 | 0.008 | 0.008 | 0.008 | 0.008 | 0.008 | 0.008 | 0.008 | 0.008 | 0.008 | 0.008 | 0.008 | 0.008 | 0.008 | 0.008 | 0.008 | 0.008
|  | Blackstone (AMNAPO):CC1 | [6 empty] | 0.011 | 0.011 | 0.008 | 0.008 | 0.008 | 0.008 | 0.008 | 0.008 | 0.008 | 0.008 | 0.008 | 0.008 | 0.008 | 0.008 | 0.008 | 0.008 | 0.008 | 0.008 | 0.008 | 0.008 | 0.008 | 0.008 | 0.008 | 0.008 | 0.008 | 0.008 | 0.008 | 0.008 | 0.008 | 0.008 | 0.008 | 0.008 | 0.008 | 0.008 | 0.008 | 0.008 | 0.008 | 0.008 | 0.008 | 0.008 | 0.008 | 0.008 | 0.008 | 0.008 | 0.008 | 0.008 | 0.008 | 0.008
|  | Blackstone (AMNAPO):CC2 | [6 empty] | 0.014 | 0.014 | 0.008 | 0.008 | 0.008 | 0.008 | 0.008 | 0.008 | 0.008 | 0.008 | 0.008 | 0.008 | 0.008 | 0.008 | 0.008 | 0.008 | 0.008 | 0.008 | 0.008 | 0.008 | 0.008 | 0.008 | 0.008 | 0.008 | 0.008 | 0.008 | 0.008 | 0.008 | 0.008 | 0.008 | 0.008 | 0.008 | 0.008 | 0.008 | 0.008 | 0.008 | 0.008 | 0.008 | 0.008 | 0.008 | 0.008 | 0.008 | 0.008 | 0.008 | 0.008 | 0.008 | 0.008 | 0.008
|  | Monroe (LGEPOI):GT1 | [6 empty] | 0 | 0 | 0 | 0 | 0 | 0 | 0 | 0 | 0 | 0 | 0 | 0 | 0 | 0 | 0 | 0 | 0 | 0 | 0 | 0 | 0 | 0 | 0 | 0 | 0 | 0 | 0 | 0 | 0 | 0 | 0 | 0 | 0 | 0 | 0 | 0 | 0 | 0 | 0 | 0 | 0 | 0 | 0 | 0 | 0 | 0 | 0 | 0
|  | Monroe (LGEPOI):GT2 | [6 empty] | 0 | 0 | 0 | 0 | 0 | 0 | 0 | 0 | 0 | 0 | 0 | 0 | 0 | 0 | 0 | 0 | 0 | 0 | 0 | 0 | 0 | 0 | 0 | 0 | 0 | 0 | 0 | 0 | 0 | 0 | 0 | 0 | 0 | 0 | 0 | 0 | 0 | 0 | 0 | 0 | 0 | 0 | 0 | 0 | 0 | 0 | 0 | 0
|  | Monroe (LGEPOI):GT3 | [6 empty] | 0 | 0 | 0 | 0 | 0 | 0 | 0 | 0 | 0 | 0 | 0 | 0 | 0 | 0 | 0 | 0 | 0 | 0 | 0 | 0 | 0 | 0 | 0 | 0 | 0 | 0 | 0 | 0 | 0 | 0 | 0 | 0 | 0 | 0 | 0 | 0 | 0 | 0 | 0 | 0 | 0 | 0 | 0 | 0 | 0 | 0 | 0 | 0
|  | Milford (EPPSCO):CC1 | [6 empty] | 0.08 | 0.08 | 0.08 | 0.08 | 0.08 | 0.08 | 0.08 | 0.08 | 0.08 | 0.08 | 0.08 | 0.08 | 0.08 | 0.08 | 0.08 | 0.08 | 0.08 | 0.08 | 0.08 | 0.08 | 0.08 | 0.08 | 0.08 | 0.08 | 0.08 | 0.08 | 0.08 | 0.08 | 0.08 | 0.08 | 0.08 | 0.08 | 0.08 | 0.08 | 0.08 | 0.08 | 0.08 | 0.08 | 0.08 | 0.08 | 0.08 | 0.08 | 0.08 | 0.08 | 0.08 | 0.08 | 0.08 | 0.08
|  | Milford (EPPSCO):CC2 | [6 empty] | 0.05 | 0.05 | 0.05 | 0.05 | 0.05 | 0.05 | 0.05 | 0.05 | 0.05 | 0.05 | 0.05 | 0.05 | 0.05 | 0.05 | 0.05 | 0.05 | 0.05 | 0.05 | 0.05 | 0.05 | 0.05 | 0.05 | 0.05 | 0.05 | 0.05 | 0.05 | 0.05 | 0.05 | 0.05 | 0.05 | 0.05 | 0.05 | 0.05 | 0.05 | 0.05 | 0.05 | 0.05 | 0.05 | 0.05 | 0.05 | 0.05 | 0.05 | 0.05 | 0.05 | 0.05 | 0.05 | 0.05 | 0.05
|  | Wallingford:GT1 | [6 empty] | 0.016 | 0.016 | 0.016 | 0.016 | 0.016 | 0.016 | 0.016 | 0.016 | 0.016 | 0.016 | 0.016 | 0.016 | 0.016 | 0.016 | 0.016 | 0.016 | 0.016 | 0.016 | 0.016 | 0.016 | 0.016 | 0.016 | 0.016 | 0.016 | 0.016 | 0.016 | 0.016 | 0.016 | 0.016 | 0.016 | 0.016 | 0.016 | 0.016 | 0.016 | 0.016 | 0.016 | 0.016 | 0.016 | 0.016 | 0.016 | 0.016 | 0.016 | 0.016 | 0.016 | 0.016 | 0.016 | 0.016 | 0.016
|  | Wallingford:GT2 | [6 empty] | 0.015 | 0.015 | 0.015 | 0.015 | 0.015 | 0.015 | 0.015 | 0.015 | 0.015 | 0.015 | 0.015 | 0.015 | 0.015 | 0.015 | 0.015 | 0.015 | 0.015 | 0.015 | 0.015 | 0.015 | 0.015 | 0.015 | 0.015 | 0.015 | 0.015 | 0.015 | 0.015 | 0.015 | 0.015 | 0.015 | 0.015 | 0.015 | 0.015 | 0.015 | 0.015 | 0.015 | 0.015 | 0.015 | 0.015 | 0.015 | 0.015 | 0.015 | 0.015 | 0.015 | 0.015 | 0.015 | 0.015 | 0.015
|  | Wallingford:GT3 | [6 empty] | 0.025 | 0.025 | 0.025 | 0.025 | 0.025 | 0.025 | 0.025 | 0.025 | 0.025 | 0.025 | 0.025 | 0.025 | 0.025 | 0.025 | 0.025 | 0.025 | 0.025 | 0.025 | 0.025 | 0.025 | 0.025 | 0.025 | 0.025 | 0.025 | 0.025 | 0.025 | 0.025 | 0.025 | 0.025 | 0.025 | 0.025 | 0.025 | 0.025 | 0.025 | 0.025 | 0.025 | 0.025 | 0.025 | 0.025 | 0.025 | 0.025 | 0.025 | 0.025 | 0.025 | 0.025 | 0.025 | 0.025 | 0.025
|  | Wallingford:GT4 | [6 empty] | 0.1 | 0.1 | 0.1 | 0.1 | 0.1 | 0.1 | 0.1 | 0.1 | 0.1 | 0.1 | 0.1 | 0.1 | 0.1 | 0.1 | 0.1 | 0.1 | 0.1 | 0.1 | 0.1 | 0.1 | 0.1 | 0.1 | 0.1 | 0.1 | 0.1 | 0.1 | 0.1 | 0.1 | 0.1 | 0.1 | 0.1 | 0.1 | 0.1 | 0.1 | 0.1 | 0.1 | 0.1 | 0.1 | 0.1 | 0.1 | 0.1 | 0.1 | 0.1 | 0.1 | 0.1 | 0.1 | 0.1 | 0.1
|  | Wallingford:GT5 | [6 empty] | 0.02 | 0.02 | 0.02 | 0.02 | 0.02 | 0.02 | 0.02 | 0.02 | 0.02 | 0.02 | 0.02 | 0.02 | 0.02 | 0.02 | 0.02 | 0.02 | 0.02 | 0.02 | 0.02 | 0.02 | 0.02 | 0.02 | 0.02 | 0.02 | 0.02 | 0.02 | 0.02 | 0.02 | 0.02 | 0.02 | 0.02 | 0.02 | 0.02 | 0.02 | 0.02 | 0.02 | 0.02 | 0.02 | 0.02 | 0.02 | 0.02 | 0.02 | 0.02 | 0.02 | 0.02 | 0.02 | 0.02 | 0.02
|  | Wallingford:GT6 | [6 empty] | 0.016 | 0.016 | 0.016 | 0.016 | 0.016 | 0.016 | 0.016 | 0.016 | 0.016 | 0.016 | 0.016 | 0.016 | 0.016 | 0.016 | 0.016 | 0.016 | 0.016 | 0.016 | 0.016 | 0.016 | 0.016 | 0.016 | 0.016 | 0.016 | 0.016 | 0.016 | 0.016 | 0.016 | 0.016 | 0.016 | 0.016 | 0.016 | 0.016 | 0.016 | 0.016 | 0.016 | 0.016 | 0.016 | 0.016 | 0.016 | 0.016 | 0.016 | 0.016 | 0.016 | 0.016 | 0.016 | 0.016 | 0.016
|  | Fore River:CC1 | [6 empty] | 0.006 | 0.006 | 0.006 | 0.006 | 0.006 | 0.006 | 0.006 | 0.006 | 0.006 | 0.006 | 0.006 | 0.006 | 0.006 | 0.006 | 0.006 | 0.006 | 0.006 | 0.006 | 0.006 | 0.006 | 0.006 | 0.006 | 0.006 | 0.006 | 0.006 | 0.006 | 0.006 | 0.006 | 0.006 | 0.006 | 0.006 | 0.006 | 0.006 | 0.006 | 0.006 | 0.006 | 0.006 | 0.006 | 0.006 | 0.006 | 0.006 | 0.006 | 0.006 | 0.006 | 0.006 | 0.006 | 0.006 | 0.006
|  | Chattahoochee Energy Facility | [6 empty] | 0.02 | 0.02 | 0.02 | 0.02 | 0.02 | 0.02 | 0.02 | 0.02 | 0.02 | 0.02 | 0.02 | 0.02 | 0.02 | 0.02 | 0.02 | 0.02 | 0.02 | 0.02 | 0.02 | 0.02 | 0.02 | 0.02 | 0.02 | 0.02 | 0.02 | 0.02 | 0.02 | 0.02 | 0.02 | 0.02 | 0.02 | 0.02 | 0.02 | 0.02 | 0.02 | 0.02 | 0.02 | 0.02 | 0.02 | 0.02 | 0.02 | 0.02 | 0.02 | 0.02 | 0.02 | 0.02 | 0.02 | 0.02
|  | Chattahoochee Energy Facility | [6 empty] | 0.02 | 0.02 | 0.02 | 0.02 | 0.02 | 0.02 | 0.02 | 0.02 | 0.02 | 0.02 | 0.02 | 0.02 | 0.02 | 0.02 | 0.02 | 0.02 | 0.02 | 0.02 | 0.02 | 0.02 | 0.02 | 0.02 | 0.02 | 0.02 | 0.02 | 0.02 | 0.02 | 0.02 | 0.02 | 0.02 | 0.02 | 0.02 | 0.02 | 0.02 | 0.02 | 0.02 | 0.02 | 0.02 | 0.02 | 0.02 | 0.02 | 0.02 | 0.02 | 0.02 | 0.02 | 0.02 | 0.02 | 0.02
|  | Chattahoochee Energy Facility | [6 empty] | 0.02 | 0.02 | 0.02 | 0.02 | 0.02 | 0.02 | 0.02 | 0.02 | 0.02 | 0.02 | 0.02 | 0.02 | 0.02 | 0.02 | 0.02 | 0.02 | 0.02 | 0.02 | 0.02 | 0.02 | 0.02 | 0.02 | 0.02 | 0.02 | 0.02 | 0.02 | 0.02 | 0.02 | 0.02 | 0.02 | 0.02 | 0.02 | 0.02 | 0.02 | 0.02 | 0.02 | 0.02 | 0.02 | 0.02 | 0.02 | 0.02 | 0.02 | 0.02 | 0.02 | 0.02 | 0.02 | 0.02 | 0.02
2021 | 0 | Indian Orchard Plant:TG | [6 empty] | 0.405 | 0.405 | 0.405 | 0.405 | 0.405 | 0.405 | 0.405 | 0.405 | 0.405 | 0.405 | 0.405 | 0.405 | 0.405 | 0.405 | 0.405 | 0.06075 | 0.06075 | 0.06075 | 0.06075 | 0.06075 | 0.06075 | 0.06075 | 0.06075 | 0.06075 | 0.06075 | 0.06075 | 0.06075 | 0.06075 | 0.06075 | 0.06075 | 0.06075 | 0.06075 | 0.06075 | 0.06075 | 0.06075 | 0.06075 | 0.06075 | 0.06075 | 0.06075 | 0.06075 | 0.06075 | 0.06075 | 0.06075 | 0.06075 | 0.06075 | 0.06075 | 0.06075 | 0.06075
0 | 0 | Wrightsville Power Facility:CC1 | [6 empty] | 0.38 | 0.38 | 0.38 | 0.38 | 0.38 | 0.38 | 0.38 | 0.38 | 0.38 | 0.38 | 0.38 | 0.38 | 0.38 | 0.38 | 0.38 | 0.38 | 0.38 | 0.38 | 0.38 | 0.38 | 0.38 | 0.38 | 0.38 | 0.38 | 0.38 | 0.38 | 0.38 | 0.38 | 0.38 | 0.38 | 0.38 | 0.38 | 0.38 | 0.38 | 0.38 | 0.38 | 0.38 | 0.38 | 0.38 | 0.38 | 0.38 | 0.38 | 0.38 | 0.38 | 0.38 | 0.38 | 0.38 | 0.38
|  | Wrightsville Power Facility:CC2 | [6 empty] | 0.38 | 0.38 | 0.38 | 0.38 | 0.38 | 0.38 | 0.38 | 0.38 | 0.38 | 0.38 | 0.38 | 0.38 | 0.38 | 0.38 | 0.38 | 0.38 | 0.38 | 0.38 | 0.38 | 0.38 | 0.38 | 0.38 | 0.38 | 0.38 | 0.38 | 0.38 | 0.38 | 0.38 | 0.38 | 0.38 | 0.38 | 0.38 | 0.38 | 0.38 | 0.38 | 0.38 | 0.38 | 0.38 | 0.38 | 0.38 | 0.38 | 0.38 | 0.38 | 0.38 | 0.38 | 0.38 | 0.38 | 0.38
|  | Doyle Plant:GT1 | [6 empty] | 0 | 0 | 0 | 0 | 0 | 0 | 0 | 0 | 0 | 0 | 0 | 0 | 0 | 0 | 0 | 0 | 0 | 0 | 0 | 0 | 0 | 0 | 0 | 0 | 0 | 0 | 0 | 0 | 0 | 0 | 0 | 0 | 0 | 0 | 0 | 0 | 0 | 0 | 0 | 0 | 0 | 0 | 0 | 0 | 0 | 0 | 0 | 0
|  | Doyle Plant:GT2 | [6 empty] | 0 | 0 | 0 | 0 | 0 | 0 | 0 | 0 | 0 | 0 | 0 | 0 | 0 | 0 | 0 | 0 | 0 | 0 | 0 | 0 | 0 | 0 | 0 | 0 | 0 | 0 | 0 | 0 | 0 | 0 | 0 | 0 | 0 | 0 | 0 | 0 | 0 | 0 | 0 | 0 | 0 | 0 | 0 | 0 | 0 | 0 | 0 | 0
|  | Doyle Plant:GT3 | [6 empty] | 0 | 0 | 0 | 0 | 0 | 0 | 0 | 0 | 0 | 0 | 0 | 0 | 0 | 0 | 0 | 0 | 0 | 0 | 0 | 0 | 0 | 0 | 0 | 0 | 0 | 0 | 0 | 0 | 0 | 0 | 0 | 0 | 0 | 0 | 0 | 0 | 0 | 0 | 0 | 0 | 0 | 0 | 0 | 0 | 0 | 0 | 0 | 0
|  | Doyle Plant:GT4 | [6 empty] | 0 | 0 | 0 | 0 | 0 | 0 | 0 | 0 | 0 | 0 | 0 | 0 | 0 | 0 | 0 | 0 | 0 | 0 | 0 | 0 | 0 | 0 | 0 | 0 | 0 | 0 | 0 | 0 | 0 | 0 | 0 | 0 | 0 | 0 | 0 | 0 | 0 | 0 | 0 | 0 | 0 | 0 | 0 | 0 | 0 | 0 | 0 | 0
|  | Doyle Plant:GT5 | [6 empty] | 0 | 0 | 0 | 0 | 0 | 0 | 0 | 0 | 0 | 0 | 0 | 0 | 0 | 0 | 0 | 0 | 0 | 0 | 0 | 0 | 0 | 0 | 0 | 0 | 0 | 0 | 0 | 0 | 0 | 0 | 0 | 0 | 0 | 0 | 0 | 0 | 0 | 0 | 0 | 0 | 0 | 0 | 0 | 0 | 0 | 0 | 0 | 0
|  | Dell:CC | [6 empty] | 0.01 | 0.01 | 0.01 | 0.01 | 0.01 | 0.01 | 0.01 | 0.01 | 0.01 | 0.01 | 0.01 | 0.01 | 0.01 | 0.01 | 0.01 | 0.01 | 0.01 | 0.01 | 0.01 | 0.01 | 0.01 | 0.01 | 0.01 | 0.01 | 0.01 | 0.01 | 0.01 | 0.01 | 0.01 | 0.01 | 0.01 | 0.01 | 0.01 | 0.01 | 0.01 | 0.01 | 0.01 | 0.01 | 0.01 | 0.01 | 0.01 | 0.01 | 0.01 | 0.01 | 0.01 | 0.01 | 0.01 | 0.01
|  | Talbot Energy Facility:GT1 | [6 empty] | 0 | 0 | 0 | 0 | 0 | 0 | 0 | 0 | 0 | 0 | 0 | 0 | 0 | 0 | 0 | 0 | 0 | 0 | 0 | 0 | 0 | 0 | 0 | 0 | 0 | 0 | 0 | 0 | 0 | 0 | 0 | 0 | 0 | 0 | 0 | 0 | 0 | 0 | 0 | 0 | 0 | 0 | 0 | 0 | 0 | 0 | 0 | 0
|  | Talbot Energy Facility:GT2 | [6 empty] | 0 | 0 | 0 | 0 | 0 | 0 | 0 | 0 | 0 | 0 | 0 | 0 | 0 | 0 | 0 | 0 | 0 | 0 | 0 | 0 | 0 | 0 | 0 | 0 | 0 | 0 | 0 | 0 | 0 | 0 | 0 | 0 | 0 | 0 | 0 | 0 | 0 | 0 | 0 | 0 | 0 | 0 | 0 | 0 | 0 | 0 | 0 | 0
|  | Talbot Energy Facility:GT3 | [6 empty] | 0 | 0 | 0 | 0 | 0 | 0 | 0 | 0 | 0 | 0 | 0 | 0 | 0 | 0 | 0 | 0 | 0 | 0 | 0 | 0 | 0 | 0 | 0 | 0 | 0 | 0 | 0 | 0 | 0 | 0 | 0 | 0 | 0 | 0 | 0 | 0 | 0 | 0 | 0 | 0 | 0 | 0 | 0 | 0 | 0 | 0 | 0 | 0
|  | Talbot Energy Facility:GT4 | [6 empty] | 0 | 0 | 0 | 0 | 0 | 0 | 0 | 0 | 0 | 0 | 0 | 0 | 0 | 0 | 0 | 0 | 0 | 0 | 0 | 0 | 0 | 0 | 0 | 0 | 0 | 0 | 0 | 0 | 0 | 0 | 0 | 0 | 0 | 0 | 0 | 0 | 0 | 0 | 0 | 0 | 0 | 0 | 0 | 0 | 0 | 0 | 0 | 0
0 | 0 | Talbot Energy Facility:GT5 | [6 empty] | 0.215 | 0.215 | 0.215 | 0.215 | 0.215 | 0.215 | 0.215 | 0.215 | 0.215 | 0.215 | 0.215 | 0.215 | 0.215 | 0.215 | 0.215 | 0.215 | 0.215 | 0.215 | 0.215 | 0.215 | 0.215 | 0.215 | 0.215 | 0.215 | 0.215 | 0.215 | 0.215 | 0.215 | 0.215 | 0.215 | 0.215 | 0.215 | 0.215 | 0.215 | 0.215 | 0.215 | 0.215 | 0.215 | 0.215 | 0.215 | 0.215 | 0.215 | 0.215 | 0.215 | 0.215 | 0.215 | 0.215 | 0.215
0 | 0 | Talbot Energy Facility:GT6 | [6 empty] | 0.3 | 0.3 | 0.3 | 0.3 | 0.3 | 0.3 | 0.3 | 0.3 | 0.3 | 0.3 | 0.3 | 0.3 | 0.3 | 0.3 | 0.3 | 0.3 | 0.3 | 0.3 | 0.3 | 0.3 | 0.3 | 0.3 | 0.3 | 0.3 | 0.3 | 0.3 | 0.3 | 0.3 | 0.3 | 0.3 | 0.3 | 0.3 | 0.3 | 0.3 | 0.3 | 0.3 | 0.3 | 0.3 | 0.3 | 0.3 | 0.3 | 0.3 | 0.3 | 0.3 | 0.3 | 0.3 | 0.3 | 0.3
|  | Hmdc Kingsland Landfill:1 | [6 empty] | 0.1 | 0.1 | 0.1 | 0.1 | 0.1 | 0.1 | 0.1 | 0.1 | 0.1 | 0.1 | 0.1 | 0.1 | 0.1 | 0.1 | 0.1 | 0.1 | 0.1 | 0.1 | 0.1 | 0.1 | 0.1 | 0.1 | 0.1 | 0.1 | 0.1 | 0.1 | 0.1 | 0.1 | 0.1 | 0.1 | 0.1 | 0.1 | 0.1 | 0.1 | 0.1 | 0.1 | 0.1 | 0.1 | 0.1 | 0.1 | 0.1 | 0.1 | 0.1 | 0.1 | 0.1 | 0.1 | 0.1 | 0.1
|  | Effingham County:CC | [6 empty] | 0.031 | 0.031 | 0.031 | 0.031 | 0.031 | 0.031 | 0.031 | 0.031 | 0.031 | 0.031 | 0.031 | 0.031 | 0.031 | 0.031 | 0.031 | 0.031 | 0.031 | 0.031 | 0.031 | 0.031 | 0.031 | 0.031 | 0.031 | 0.031 | 0.031 | 0.031 | 0.031 | 0.031 | 0.031 | 0.031 | 0.031 | 0.031 | 0.031 | 0.031 | 0.031 | 0.031 | 0.031 | 0.031 | 0.031 | 0.031 | 0.031 | 0.031 | 0.031 | 0.031 | 0.031 | 0.031 | 0.031 | 0.031
|  | Wansley [OGLE]:CC | [6 empty] | 0 | 0 | 0 | 0 | 0 | 0 | 0 | 0 | 0 | 0 | 0 | 0 | 0 | 0 | 0 | 0 | 0 | 0 | 0 | 0 | 0 | 0 | 0 | 0 | 0 | 0 | 0 | 0 | 0 | 0 | 0 | 0 | 0 | 0 | 0 | 0 | 0 | 0 | 0 | 0 | 0 | 0 | 0 | 0 | 0 | 0 | 0 | 0
|  | Hot Spring Energy Facility (Duke):CCA | [6 empty] | 0.017 | 0.017 | 0.017 | 0.017 | 0.017 | 0.017 | 0.017 | 0.017 | 0.017 | 0.017 | 0.017 | 0.017 | 0.017 | 0.017 | 0.017 | 0.017 | 0.017 | 0.017 | 0.017 | 0.017 | 0.017 | 0.017 | 0.017 | 0.017 | 0.017 | 0.017 | 0.017 | 0.017 | 0.017 | 0.017 | 0.017 | 0.017 | 0.017 | 0.017 | 0.017 | 0.017 | 0.017 | 0.017 | 0.017 | 0.017 | 0.017 | 0.017 | 0.017 | 0.017 | 0.017 | 0.017 | 0.017 | 0.017
|  | Murray Energy Facility (Duke):CC | [6 empty] | 0.024 | 0.024 | 0.024 | 0.024 | 0.024 | 0.024 | 0.024 | 0.024 | 0.024 | 0.024 | 0.024 | 0.024 | 0.024 | 0.024 | 0.024 | 0.024 | 0.024 | 0.024 | 0.024 | 0.024 | 0.024 | 0.024 | 0.024 | 0.024 | 0.024 | 0.024 | 0.024 | 0.024 | 0.024 | 0.024 | 0.024 | 0.024 | 0.024 | 0.024 | 0.024 | 0.024 | 0.024 | 0.024 | 0.024 | 0.024 | 0.024 | 0.024 | 0.024 | 0.024 | 0.024 | 0.024 | 0.024 | 0.024
|  | Randolph Generating Facility:ALL | [6 empty] | 0.1 | 0.1 | 0.1 | 0.1 | 0.1 | 0.1 | 0.1 | 0.1 | 0.1 | 0.1 | 0.1 | 0.1 | 0.1 | 0.1 | 0.1 | 0.1 | 0.1 | 0.1 | 0.1 | 0.1 | 0.1 | 0.1 | 0.1 | 0.1 | 0.1 | 0.1 | 0.1 | 0.1 | 0.1 | 0.1 | 0.1 | 0.1 | 0.1 | 0.1 | 0.1 | 0.1 | 0.1 | 0.1 | 0.1 | 0.1 | 0.1 | 0.1 | 0.1 | 0.1 | 0.1 | 0.1 | 0.1 | 0.1
|  | American Optical Corporation:ALL | [6 empty] | 0.126 | 0.126 | 0.126 | 0.126 | 0.126 | 0.126 | 0.126 | 0.126 | 0.126 | 0.126 | 0.126 | 0.126 | 0.126 | 0.126 | 0.126 | 0.126 | 0.126 | 0.126 | 0.126 | 0.126 | 0.126 | 0.126 | 0.126 | 0.126 | 0.126 | 0.126 | 0.126 | 0.126 | 0.126 | 0.126 | 0.126 | 0.126 | 0.126 | 0.126 | 0.126 | 0.126 | 0.126 | 0.126 | 0.126 | 0.126 | 0.126 | 0.126 | 0.126 | 0.126 | 0.126 | 0.126 | 0.126 | 0.126
0 | 0 | Kenilworth Energy Facility:CC | [6 empty] | 0.107 | 0.107 | 0.107 | 0.107 | 0.107 | 0.107 | 0.107 | 0.107 | 0.107 | 0.107 | 0.107 | 0.107 | 0.107 | 0.107 | 0.107 | 0.107 | 0.107 | 0.107 | 0.107 | 0.107 | 0.107 | 0.107 | 0.107 | 0.107 | 0.107 | 0.107 | 0.107 | 0.107 | 0.107 | 0.107 | 0.107 | 0.107 | 0.107 | 0.107 | 0.107 | 0.107 | 0.107 | 0.107 | 0.107 | 0.107 | 0.107 | 0.107 | 0.107 | 0.107 | 0.107 | 0.107 | 0.107 | 0.107
|  | Easthampton Power Plant:1 | [6 empty] | 0.1 | 0.1 | 0.1 | 0.1 | 0.1 | 0.1 | 0.1 | 0.1 | 0.1 | 0.1 | 0.1 | 0.1 | 0.1 | 0.1 | 0.1 | 0.1 | 0.1 | 0.1 | 0.1 | 0.1 | 0.1 | 0.1 | 0.1 | 0.1 | 0.1 | 0.1 | 0.1 | 0.1 | 0.1 | 0.1 | 0.1 | 0.1 | 0.1 | 0.1 | 0.1 | 0.1 | 0.1 | 0.1 | 0.1 | 0.1 | 0.1 | 0.1 | 0.1 | 0.1 | 0.1 | 0.1 | 0.1 | 0.1
|  | International Crossroads:ALL | [6 empty] | 0.1 | 0.1 | 0.1 | 0.1 | 0.1 | 0.1 | 0.1 | 0.1 | 0.1 | 0.1 | 0.1 | 0.1 | 0.1 | 0.1 | 0.1 | 0.1 | 0.1 | 0.1 | 0.1 | 0.1 | 0.1 | 0.1 | 0.1 | 0.1 | 0.1 | 0.1 | 0.1 | 0.1 | 0.1 | 0.1 | 0.1 | 0.1 | 0.1 | 0.1 | 0.1 | 0.1 | 0.1 | 0.1 | 0.1 | 0.1 | 0.1 | 0.1 | 0.1 | 0.1 | 0.1 | 0.1 | 0.1 | 0.1
|  | FiberMark Warren Glen Plant:1 | [6 empty] | 0.126 | 0.126 | 0.126 | 0.126 | 0.126 | 0.126 | 0.126 | 0.126 | 0.126 | 0.126 | 0.126 | 0.126 | 0.126 | 0.126 | 0.126 | 0.126 | 0.126 | 0.126 | 0.126 | 0.126 | 0.126 | 0.126 | 0.126 | 0.126 | 0.126 | 0.126 | 0.126 | 0.126 | 0.126 | 0.126 | 0.126 | 0.126 | 0.126 | 0.126 | 0.126 | 0.126 | 0.126 | 0.126 | 0.126 | 0.126 | 0.126 | 0.126 | 0.126 | 0.126 | 0.126 | 0.126 | 0.126 | 0.126
2021 | 0 | Silver Bay Power Co.:GEN1 | [6 empty] | 0.458 | 0.458 | 0.458 | 0.458 | 0.458 | 0.458 | 0.458 | 0.458 | 0.458 | 0.458 | 0.458 | 0.458 | 0.458 | 0.458 | 0.458 | 0.0687 | 0.0687 | 0.0687 | 0.0687 | 0.0687 | 0.0687 | 0.0687 | 0.0687 | 0.0687 | 0.0687 | 0.0687 | 0.0687 | 0.0687 | 0.0687 | 0.0687 | 0.0687 | 0.0687 | 0.0687 | 0.0687 | 0.0687 | 0.0687 | 0.0687 | 0.0687 | 0.0687 | 0.0687 | 0.0687 | 0.0687 | 0.0687 | 0.0687 | 0.0687 | 0.0687 | 0.0687 | 0.0687
2021 | 0 | Silver Bay Power Co.:GEN2 | [6 empty] | 0.458 | 0.458 | 0.458 | 0.458 | 0.458 | 0.458 | 0.458 | 0.458 | 0.458 | 0.458 | 0.458 | 0.458 | 0.458 | 0.458 | 0.458 | 0.0687 | 0.0687 | 0.0687 | 0.0687 | 0.0687 | 0.0687 | 0.0687 | 0.0687 | 0.0687 | 0.0687 | 0.0687 | 0.0687 | 0.0687 | 0.0687 | 0.0687 | 0.0687 | 0.0687 | 0.0687 | 0.0687 | 0.0687 | 0.0687 | 0.0687 | 0.0687 | 0.0687 | 0.0687 | 0.0687 | 0.0687 | 0.0687 | 0.0687 | 0.0687 | 0.0687 | 0.0687 | 0.0687
|  | Downtown Cogeneration Associat:1 | [6 empty] | 0.1 | 0.1 | 0.1 | 0.1 | 0.1 | 0.1 | 0.1 | 0.1 | 0.1 | 0.1 | 0.1 | 0.1 | 0.1 | 0.1 | 0.1 | 0.1 | 0.1 | 0.1 | 0.1 | 0.1 | 0.1 | 0.1 | 0.1 | 0.1 | 0.1 | 0.1 | 0.1 | 0.1 | 0.1 | 0.1 | 0.1 | 0.1 | 0.1 | 0.1 | 0.1 | 0.1 | 0.1 | 0.1 | 0.1 | 0.1 | 0.1 | 0.1 | 0.1 | 0.1 | 0.1 | 0.1 | 0.1 | 0.1
|  | Camden Resource Recovery Facil:TGA | [6 empty] | 0.126 | 0.126 | 0.126 | 0.126 | 0.126 | 0.126 | 0.126 | 0.126 | 0.126 | 0.126 | 0.126 | 0.126 | 0.126 | 0.126 | 0.126 | 0.126 | 0.126 | 0.126 | 0.126 | 0.126 | 0.126 | 0.126 | 0.126 | 0.126 | 0.126 | 0.126 | 0.126 | 0.126 | 0.126 | 0.126 | 0.126 | 0.126 | 0.126 | 0.126 | 0.126 | 0.126 | 0.126 | 0.126 | 0.126 | 0.126 | 0.126 | 0.126 | 0.126 | 0.126 | 0.126 | 0.126 | 0.126 | 0.126
|  | Camden Resource Recovery Facil:TGB | [6 empty] | 0.126 | 0.126 | 0.126 | 0.126 | 0.126 | 0.126 | 0.126 | 0.126 | 0.126 | 0.126 | 0.126 | 0.126 | 0.126 | 0.126 | 0.126 | 0.126 | 0.126 | 0.126 | 0.126 | 0.126 | 0.126 | 0.126 | 0.126 | 0.126 | 0.126 | 0.126 | 0.126 | 0.126 | 0.126 | 0.126 | 0.126 | 0.126 | 0.126 | 0.126 | 0.126 | 0.126 | 0.126 | 0.126 | 0.126 | 0.126 | 0.126 | 0.126 | 0.126 | 0.126 | 0.126 | 0.126 | 0.126 | 0.126
|  | Crossett Paper:GEN4 | [6 empty] | 0.12 | 0.12 | 0.12 | 0.12 | 0.12 | 0.12 | 0.12 | 0.12 | 0.12 | 0.12 | 0.12 | 0.12 | 0.12 | 0.12 | 0.12 | 0.12 | 0.12 | 0.12 | 0.12 | 0.12 | 0.12 | 0.12 | 0.12 | 0.12 | 0.12 | 0.12 | 0.12 | 0.12 | 0.12 | 0.12 | 0.12 | 0.12 | 0.12 | 0.12 | 0.12 | 0.12 | 0.12 | 0.12 | 0.12 | 0.12 | 0.12 | 0.12 | 0.12 | 0.12 | 0.12 | 0.12 | 0.12 | 0.12
|  | Crossett Paper:G56 | [6 empty] | 0.12 | 0.12 | 0.12 | 0.12 | 0.12 | 0.12 | 0.12 | 0.12 | 0.12 | 0.12 | 0.12 | 0.12 | 0.12 | 0.12 | 0.12 | 0.12 | 0.12 | 0.12 | 0.12 | 0.12 | 0.12 | 0.12 | 0.12 | 0.12 | 0.12 | 0.12 | 0.12 | 0.12 | 0.12 | 0.12 | 0.12 | 0.12 | 0.12 | 0.12 | 0.12 | 0.12 | 0.12 | 0.12 | 0.12 | 0.12 | 0.12 | 0.12 | 0.12 | 0.12 | 0.12 | 0.12 | 0.12 | 0.12
|  | Cedar Springs:GEN1 | [6 empty] | 0.3 | 0.3 | 0.3 | 0.3 | 0.3 | 0.3 | 0.3 | 0.3 | 0.3 | 0.3 | 0.3 | 0.3 | 0.3 | 0.3 | 0.3 | 0.3 | 0.3 | 0.3 | 0.3 | 0.3 | 0.3 | 0.3 | 0.3 | 0.3 | 0.3 | 0.3 | 0.3 | 0.3 | 0.3 | 0.3 | 0.3 | 0.3 | 0.3 | 0.3 | 0.3 | 0.3 | 0.3 | 0.3 | 0.3 | 0.3 | 0.3 | 0.3 | 0.3 | 0.3 | 0.3 | 0.3 | 0.3 | 0.3
|  | Cedar Springs:GEN2 | [6 empty] | 0.3 | 0.3 | 0.3 | 0.3 | 0.3 | 0.3 | 0.3 | 0.3 | 0.3 | 0.3 | 0.3 | 0.3 | 0.3 | 0.3 | 0.3 | 0.3 | 0.3 | 0.3 | 0.3 | 0.3 | 0.3 | 0.3 | 0.3 | 0.3 | 0.3 | 0.3 | 0.3 | 0.3 | 0.3 | 0.3 | 0.3 | 0.3 | 0.3 | 0.3 | 0.3 | 0.3 | 0.3 | 0.3 | 0.3 | 0.3 | 0.3 | 0.3 | 0.3 | 0.3 | 0.3 | 0.3 | 0.3 | 0.3
|  | Hoechst Marion Roussel:1 | [6 empty] | 0.1 | 0.1 | 0.1 | 0.1 | 0.1 | 0.1 | 0.1 | 0.1 | 0.1 | 0.1 | 0.1 | 0.1 | 0.1 | 0.1 | 0.1 | 0.1 | 0.1 | 0.1 | 0.1 | 0.1 | 0.1 | 0.1 | 0.1 | 0.1 | 0.1 | 0.1 | 0.1 | 0.1 | 0.1 | 0.1 | 0.1 | 0.1 | 0.1 | 0.1 | 0.1 | 0.1 | 0.1 | 0.1 | 0.1 | 0.1 | 0.1 | 0.1 | 0.1 | 0.1 | 0.1 | 0.1 | 0.1 | 0.1
|  | Riverdale Mills Corporation:ALL | [6 empty] | 0.126 | 0.126 | 0.126 | 0.126 | 0.126 | 0.126 | 0.126 | 0.126 | 0.126 | 0.126 | 0.126 | 0.126 | 0.126 | 0.126 | 0.126 | 0.126 | 0.126 | 0.126 | 0.126 | 0.126 | 0.126 | 0.126 | 0.126 | 0.126 | 0.126 | 0.126 | 0.126 | 0.126 | 0.126 | 0.126 | 0.126 | 0.126 | 0.126 | 0.126 | 0.126 | 0.126 | 0.126 | 0.126 | 0.126 | 0.126 | 0.126 | 0.126 | 0.126 | 0.126 | 0.126 | 0.126 | 0.126 | 0.126
|  | Kraft Foods Cogeneration:1 | [6 empty] | 0.405 | 0.405 | 0.405 | 0.405 | 0.405 | 0.405 | 0.405 | 0.405 | 0.405 | 0.405 | 0.405 | 0.405 | 0.405 | 0.405 | 0.405 | 0.405 | 0.405 | 0.405 | 0.405 | 0.405 | 0.405 | 0.405 | 0.405 | 0.405 | 0.405 | 0.405 | 0.405 | 0.405 | 0.405 | 0.405 | 0.405 | 0.405 | 0.405 | 0.405 | 0.405 | 0.405 | 0.405 | 0.405 | 0.405 | 0.405 | 0.405 | 0.405 | 0.405 | 0.405 | 0.405 | 0.405 | 0.405 | 0.405
|  | Kraft Foods Cogeneration:GT1 | [6 empty] | 0.1 | 0.1 | 0.1 | 0.1 | 0.1 | 0.1 | 0.1 | 0.1 | 0.1 | 0.1 | 0.1 | 0.1 | 0.1 | 0.1 | 0.1 | 0.1 | 0.1 | 0.1 | 0.1 | 0.1 | 0.1 | 0.1 | 0.1 | 0.1 | 0.1 | 0.1 | 0.1 | 0.1 | 0.1 | 0.1 | 0.1 | 0.1 | 0.1 | 0.1 | 0.1 | 0.1 | 0.1 | 0.1 | 0.1 | 0.1 | 0.1 | 0.1 | 0.1 | 0.1 | 0.1 | 0.1 | 0.1 | 0.1
|  | Kraft Foods Cogeneration:GT2 | [6 empty] | 0.1 | 0.1 | 0.1 | 0.1 | 0.1 | 0.1 | 0.1 | 0.1 | 0.1 | 0.1 | 0.1 | 0.1 | 0.1 | 0.1 | 0.1 | 0.1 | 0.1 | 0.1 | 0.1 | 0.1 | 0.1 | 0.1 | 0.1 | 0.1 | 0.1 | 0.1 | 0.1 | 0.1 | 0.1 | 0.1 | 0.1 | 0.1 | 0.1 | 0.1 | 0.1 | 0.1 | 0.1 | 0.1 | 0.1 | 0.1 | 0.1 | 0.1 | 0.1 | 0.1 | 0.1 | 0.1 | 0.1 | 0.1
|  | Lafayette Energy Partners L/P:ALL | [6 empty] | 0.1 | 0.1 | 0.1 | 0.1 | 0.1 | 0.1 | 0.1 | 0.1 | 0.1 | 0.1 | 0.1 | 0.1 | 0.1 | 0.1 | 0.1 | 0.1 | 0.1 | 0.1 | 0.1 | 0.1 | 0.1 | 0.1 | 0.1 | 0.1 | 0.1 | 0.1 | 0.1 | 0.1 | 0.1 | 0.1 | 0.1 | 0.1 | 0.1 | 0.1 | 0.1 | 0.1 | 0.1 | 0.1 | 0.1 | 0.1 | 0.1 | 0.1 | 0.1 | 0.1 | 0.1 | 0.1 | 0.1 | 0.1
2021 | 0 | Taconite Harbor Power Plant:1 | [6 empty] | 0.414 | 0.414 | 0.414 | 0.414 | 0.414 | 0.414 | 0.414 | 0.414 | 0.414 | 0.414 | 0.414 | 0.414 | 0.414 | 0.414 | 0.414 | 0.0621 | 0.0621 | 0.0621 | 0.0621 | 0.0621 | 0.0621 | 0.0621 | 0.0621 | 0.0621 | 0.0621 | 0.0621 | 0.0621 | 0.0621 | 0.0621 | 0.0621 | 0.0621 | 0.0621 | 0.0621 | 0.0621 | 0.0621 | 0.0621 | 0.0621 | 0.0621 | 0.0621 | 0.0621 | 0.0621 | 0.0621 | 0.0621 | 0.0621 | 0.0621 | 0.0621 | 0.0621 | 0.0621
2021 | 0 | Taconite Harbor Power Plant:2 | [6 empty] | 0.39 | 0.39 | 0.39 | 0.39 | 0.39 | 0.39 | 0.39 | 0.39 | 0.39 | 0.39 | 0.39 | 0.39 | 0.39 | 0.39 | 0.39 | 0.0585 | 0.0585 | 0.0585 | 0.0585 | 0.0585 | 0.0585 | 0.0585 | 0.0585 | 0.0585 | 0.0585 | 0.0585 | 0.0585 | 0.0585 | 0.0585 | 0.0585 | 0.0585 | 0.0585 | 0.0585 | 0.0585 | 0.0585 | 0.0585 | 0.0585 | 0.0585 | 0.0585 | 0.0585 | 0.0585 | 0.0585 | 0.0585 | 0.0585 | 0.0585 | 0.0585 | 0.0585 | 0.0585
2021 | 0 | Taconite Harbor Power Plant:3 | [6 empty] | 0.391 | 0.391 | 0.391 | 0.391 | 0.391 | 0.391 | 0.391 | 0.391 | 0.391 | 0.391 | 0.391 | 0.391 | 0.391 | 0.391 | 0.391 | 0.05865 | 0.05865 | 0.05865 | 0.05865 | 0.05865 | 0.05865 | 0.05865 | 0.05865 | 0.05865 | 0.05865 | 0.05865 | 0.05865 | 0.05865 | 0.05865 | 0.05865 | 0.05865 | 0.05865 | 0.05865 | 0.05865 | 0.05865 | 0.05865 | 0.05865 | 0.05865 | 0.05865 | 0.05865 | 0.05865 | 0.05865 | 0.05865 | 0.05865 | 0.05865 | 0.05865 | 0.05865 | 0.05865
|  | Deer Island Treatment Plant:ST1 | [6 empty] | 0.126 | 0.126 | 0.126 | 0.126 | 0.126 | 0.126 | 0.126 | 0.126 | 0.126 | 0.126 | 0.126 | 0.126 | 0.126 | 0.126 | 0.126 | 0.126 | 0.126 | 0.126 | 0.126 | 0.126 | 0.126 | 0.126 | 0.126 | 0.126 | 0.126 | 0.126 | 0.126 | 0.126 | 0.126 | 0.126 | 0.126 | 0.126 | 0.126 | 0.126 | 0.126 | 0.126 | 0.126 | 0.126 | 0.126 | 0.126 | 0.126 | 0.126 | 0.126 | 0.126 | 0.126 | 0.126 | 0.126 | 0.126
0 | 0 | Deer Island Treatment Plant:GT12 | [6 empty] | 0.315 | 0.315 | 0.315 | 0.315 | 0.315 | 0.315 | 0.315 | 0.315 | 0.315 | 0.315 | 0.315 | 0.315 | 0.315 | 0.315 | 0.315 | 0.315 | 0.315 | 0.315 | 0.315 | 0.315 | 0.315 | 0.315 | 0.315 | 0.315 | 0.315 | 0.315 | 0.315 | 0.315 | 0.315 | 0.315 | 0.315 | 0.315 | 0.315 | 0.315 | 0.315 | 0.315 | 0.315 | 0.315 | 0.315 | 0.315 | 0.315 | 0.315 | 0.315 | 0.315 | 0.315 | 0.315 | 0.315 | 0.315
|  | Deer Island Treatment Plant:67 | [6 empty] | 0.315 | 0.315 | 0.315 | 0.315 | 0.315 | 0.315 | 0.315 | 0.315 | 0.315 | 0.315 | 0.315 | 0.315 | 0.315 | 0.315 | 0.315 | 0.315 | 0.315 | 0.315 | 0.315 | 0.315 | 0.315 | 0.315 | 0.315 | 0.315 | 0.315 | 0.315 | 0.315 | 0.315 | 0.315 | 0.315 | 0.315 | 0.315 | 0.315 | 0.315 | 0.315 | 0.315 | 0.315 | 0.315 | 0.315 | 0.315 | 0.315 | 0.315 | 0.315 | 0.315 | 0.315 | 0.315 | 0.315 | 0.315
|  | MCRC Renewable Power Partners:ALL | [6 empty] | 0.1 | 0.1 | 0.1 | 0.1 | 0.1 | 0.1 | 0.1 | 0.1 | 0.1 | 0.1 | 0.1 | 0.1 | 0.1 | 0.1 | 0.1 | 0.1 | 0.1 | 0.1 | 0.1 | 0.1 | 0.1 | 0.1 | 0.1 | 0.1 | 0.1 | 0.1 | 0.1 | 0.1 | 0.1 | 0.1 | 0.1 | 0.1 | 0.1 | 0.1 | 0.1 | 0.1 | 0.1 | 0.1 | 0.1 | 0.1 | 0.1 | 0.1 | 0.1 | 0.1 | 0.1 | 0.1 | 0.1 | 0.1
|  | Milford Power Limited Partners (MILPWR):CC | [6 empty] | 0.05 | 0.05 | 0.05 | 0.05 | 0.05 | 0.05 | 0.05 | 0.05 | 0.05 | 0.05 | 0.05 | 0.05 | 0.05 | 0.05 | 0.05 | 0.05 | 0.05 | 0.05 | 0.05 | 0.05 | 0.05 | 0.05 | 0.05 | 0.05 | 0.05 | 0.05 | 0.05 | 0.05 | 0.05 | 0.05 | 0.05 | 0.05 | 0.05 | 0.05 | 0.05 | 0.05 | 0.05 | 0.05 | 0.05 | 0.05 | 0.05 | 0.05 | 0.05 | 0.05 | 0.05 | 0.05 | 0.05 | 0.05
2021 | 0 | Norton Powerhouse:ALL | [6 empty] | 0.405 | 0.405 | 0.405 | 0.405 | 0.405 | 0.405 | 0.405 | 0.405 | 0.405 | 0.405 | 0.405 | 0.405 | 0.405 | 0.405 | 0.405 | 0.06075 | 0.06075 | 0.06075 | 0.06075 | 0.06075 | 0.06075 | 0.06075 | 0.06075 | 0.06075 | 0.06075 | 0.06075 | 0.06075 | 0.06075 | 0.06075 | 0.06075 | 0.06075 | 0.06075 | 0.06075 | 0.06075 | 0.06075 | 0.06075 | 0.06075 | 0.06075 | 0.06075 | 0.06075 | 0.06075 | 0.06075 | 0.06075 | 0.06075 | 0.06075 | 0.06075 | 0.06075 | 0.06075
|  | Pedricktown Cogeneration Plant:CC | [6 empty] | 0.08 | 0.08 | 0.08 | 0.08 | 0.08 | 0.08 | 0.08 | 0.08 | 0.08 | 0.08 | 0.08 | 0.08 | 0.08 | 0.08 | 0.08 | 0.08 | 0.08 | 0.08 | 0.08 | 0.08 | 0.08 | 0.08 | 0.08 | 0.08 | 0.08 | 0.08 | 0.08 | 0.08 | 0.08 | 0.08 | 0.08 | 0.08 | 0.08 | 0.08 | 0.08 | 0.08 | 0.08 | 0.08 | 0.08 | 0.08 | 0.08 | 0.08 | 0.08 | 0.08 | 0.08 | 0.08 | 0.08 | 0.08
|  | RTC Properties Inc.:ALL | [6 empty] | 0.126 | 0.126 | 0.126 | 0.126 | 0.126 | 0.126 | 0.126 | 0.126 | 0.126 | 0.126 | 0.126 | 0.126 | 0.126 | 0.126 | 0.126 | 0.126 | 0.126 | 0.126 | 0.126 | 0.126 | 0.126 | 0.126 | 0.126 | 0.126 | 0.126 | 0.126 | 0.126 | 0.126 | 0.126 | 0.126 | 0.126 | 0.126 | 0.126 | 0.126 | 0.126 | 0.126 | 0.126 | 0.126 | 0.126 | 0.126 | 0.126 | 0.126 | 0.126 | 0.126 | 0.126 | 0.126 | 0.126 | 0.126
0 | 0 | Stone Container Corp (CT):GEN1 | [6 empty] | 0.405 | 0.405 | 0.405 | 0.405 | 0.405 | 0.405 | 0.405 | 0.405 | 0.405 | 0.405 | 0.405 | 0.405 | 0.405 | 0.405 | 0.405 | 0.405 | 0.405 | 0.405 | 0.405 | 0.405 | 0.405 | 0.405 | 0.405 | 0.405 | 0.405 | 0.405 | 0.405 | 0.405 | 0.405 | 0.405 | 0.405 | 0.405 | 0.405 | 0.405 | 0.405 | 0.405 | 0.405 | 0.405 | 0.405 | 0.405 | 0.405 | 0.405 | 0.405 | 0.405 | 0.405 | 0.405 | 0.405 | 0.405
0 | 0 | University - Medicine/Dentistr:3 | [6 empty] | 0.1 | 0.1 | 0.1 | 0.1 | 0.1 | 0.1 | 0.1 | 0.1 | 0.1 | 0.1 | 0.1 | 0.1 | 0.1 | 0.1 | 0.1 | 0.1 | 0.1 | 0.1 | 0.1 | 0.1 | 0.1 | 0.1 | 0.1 | 0.1 | 0.1 | 0.1 | 0.1 | 0.1 | 0.1 | 0.1 | 0.1 | 0.1 | 0.1 | 0.1 | 0.1 | 0.1 | 0.1 | 0.1 | 0.1 | 0.1 | 0.1 | 0.1 | 0.1 | 0.1 | 0.1 | 0.1 | 0.1 | 0.1
|  | Wheelabrator Gloucester Compan:1 | [6 empty] | 0.315 | 0.315 | 0.315 | 0.315 | 0.315 | 0.315 | 0.315 | 0.315 | 0.315 | 0.315 | 0.315 | 0.315 | 0.315 | 0.315 | 0.315 | 0.315 | 0.315 | 0.315 | 0.315 | 0.315 | 0.315 | 0.315 | 0.315 | 0.315 | 0.315 | 0.315 | 0.315 | 0.315 | 0.315 | 0.315 | 0.315 | 0.315 | 0.315 | 0.315 | 0.315 | 0.315 | 0.315 | 0.315 | 0.315 | 0.315 | 0.315 | 0.315 | 0.315 | 0.315 | 0.315 | 0.315 | 0.315 | 0.315
|  | Hot Spring Power Project | [6 empty] | 0.017 | 0.017 | 0.017 | 0.017 | 0.017 | 0.017 | 0.017 | 0.017 | 0.017 | 0.017 | 0.017 | 0.017 | 0.017 | 0.017 | 0.017 | 0.017 | 0.017 | 0.017 | 0.017 | 0.017 | 0.017 | 0.017 | 0.017 | 0.017 | 0.017 | 0.017 | 0.017 | 0.017 | 0.017 | 0.017 | 0.017 | 0.017 | 0.017 | 0.017 | 0.017 | 0.017 | 0.017 | 0.017 | 0.017 | 0.017 | 0.017 | 0.017 | 0.017 | 0.017 | 0.017 | 0.017 | 0.017 | 0.017
|  | AES Thames Inc.:1 | [6 empty] | 0.18 | 0.18 | 0.066 | 0.066 | 0.066 | 0.066 | 0.066 | 0.066 | 0.066 | 0.066 | 0.066 | 0.066 | 0.066 | 0.066 | 0.066 | 0.066 | 0.066 | 0.066 | 0.066 | 0.066 | 0.066 | 0.066 | 0.066 | 0.066 | 0.066 | 0.066 | 0.066 | 0.066 | 0.066 | 0.066 | 0.066 | 0.066 | 0.066 | 0.066 | 0.066 | 0.066 | 0.066 | 0.066 | 0.066 | 0.066 | 0.066 | 0.066 | 0.066 | 0.066 | 0.066 | 0.066 | 0.066 | 0.066
|  | Milford Phase 1 | [6 empty] | 0.011 | 0.011 | 0.011 | 0.011 | 0.011 | 0.011 | 0.011 | 0.011 | 0.011 | 0.011 | 0.011 | 0.011 | 0.011 | 0.011 | 0.011 | 0.011 | 0.011 | 0.011 | 0.011 | 0.011 | 0.011 | 0.011 | 0.011 | 0.011 | 0.011 | 0.011 | 0.011 | 0.011 | 0.011 | 0.011 | 0.011 | 0.011 | 0.011 | 0.011 | 0.011 | 0.011 | 0.011 | 0.011 | 0.011 | 0.011 | 0.011 | 0.011 | 0.011 | 0.011 | 0.011 | 0.011 | 0.011 | 0.011
|  | Milford Phase 2 | [6 empty] | 0.011 | 0.011 | 0.011 | 0.011 | 0.011 | 0.011 | 0.011 | 0.011 | 0.011 | 0.011 | 0.011 | 0.011 | 0.011 | 0.011 | 0.011 | 0.011 | 0.011 | 0.011 | 0.011 | 0.011 | 0.011 | 0.011 | 0.011 | 0.011 | 0.011 | 0.011 | 0.011 | 0.011 | 0.011 | 0.011 | 0.011 | 0.011 | 0.011 | 0.011 | 0.011 | 0.011 | 0.011 | 0.011 | 0.011 | 0.011 | 0.011 | 0.011 | 0.011 | 0.011 | 0.011 | 0.011 | 0.011 | 0.011
|  | Ocean Peaking | [6 empty] | 0.035 | 0.035 | 0.035 | 0.035 | 0.035 | 0.035 | 0.035 | 0.035 | 0.035 | 0.035 | 0.035 | 0.035 | 0.035 | 0.035 | 0.035 | 0.035 | 0.035 | 0.035 | 0.035 | 0.035 | 0.035 | 0.035 | 0.035 | 0.035 | 0.035 | 0.035 | 0.035 | 0.035 | 0.035 | 0.035 | 0.035 | 0.035 | 0.035 | 0.035 | 0.035 | 0.035 | 0.035 | 0.035 | 0.035 | 0.035 | 0.035 | 0.035 | 0.035 | 0.035 | 0.035 | 0.035 | 0.035 | 0.035
|  | Bristol Resource Recovery Faci:1 | [6 empty] | 0.315 | 0.315 | 0.315 | 0.315 | 0.315 | 0.315 | 0.315 | 0.315 | 0.315 | 0.315 | 0.315 | 0.315 | 0.315 | 0.315 | 0.315 | 0.315 | 0.315 | 0.315 | 0.315 | 0.315 | 0.315 | 0.315 | 0.315 | 0.315 | 0.315 | 0.315 | 0.315 | 0.315 | 0.315 | 0.315 | 0.315 | 0.315 | 0.315 | 0.315 | 0.315 | 0.315 | 0.315 | 0.315 | 0.315 | 0.315 | 0.315 | 0.315 | 0.315 | 0.315 | 0.315 | 0.315 | 0.315 | 0.315
|  | Mid-Connecticut Facility:5 | [6 empty] | 0.405 | 0.405 | 0.405 | 0.405 | 0.405 | 0.405 | 0.405 | 0.405 | 0.405 | 0.405 | 0.405 | 0.405 | 0.405 | 0.405 | 0.405 | 0.405 | 0.405 | 0.405 | 0.405 | 0.405 | 0.405 | 0.405 | 0.405 | 0.405 | 0.405 | 0.405 | 0.405 | 0.405 | 0.405 | 0.405 | 0.405 | 0.405 | 0.405 | 0.405 | 0.405 | 0.405 | 0.405 | 0.405 | 0.405 | 0.405 | 0.405 | 0.405 | 0.405 | 0.405 | 0.405 | 0.405 | 0.405 | 0.405
|  | Mid-Connecticut Facility:6 | [6 empty] | 0.405 | 0.405 | 0.405 | 0.405 | 0.405 | 0.405 | 0.405 | 0.405 | 0.405 | 0.405 | 0.405 | 0.405 | 0.405 | 0.405 | 0.405 | 0.405 | 0.405 | 0.405 | 0.405 | 0.405 | 0.405 | 0.405 | 0.405 | 0.405 | 0.405 | 0.405 | 0.405 | 0.405 | 0.405 | 0.405 | 0.405 | 0.405 | 0.405 | 0.405 | 0.405 | 0.405 | 0.405 | 0.405 | 0.405 | 0.405 | 0.405 | 0.405 | 0.405 | 0.405 | 0.405 | 0.405 | 0.405 | 0.405
|  | East Bridgewater Generating Facility:ALL | [6 empty] | 0.1 | 0.1 | 0.1 | 0.1 | 0.1 | 0.1 | 0.1 | 0.1 | 0.1 | 0.1 | 0.1 | 0.1 | 0.1 | 0.1 | 0.1 | 0.1 | 0.1 | 0.1 | 0.1 | 0.1 | 0.1 | 0.1 | 0.1 | 0.1 | 0.1 | 0.1 | 0.1 | 0.1 | 0.1 | 0.1 | 0.1 | 0.1 | 0.1 | 0.1 | 0.1 | 0.1 | 0.1 | 0.1 | 0.1 | 0.1 | 0.1 | 0.1 | 0.1 | 0.1 | 0.1 | 0.1 | 0.1 | 0.1
|  | Manchester:ALL | [6 empty] | 0.1 | 0.1 | 0.1 | 0.1 | 0.1 | 0.1 | 0.1 | 0.1 | 0.1 | 0.1 | 0.1 | 0.1 | 0.1 | 0.1 | 0.1 | 0.1 | 0.1 | 0.1 | 0.1 | 0.1 | 0.1 | 0.1 | 0.1 | 0.1 | 0.1 | 0.1 | 0.1 | 0.1 | 0.1 | 0.1 | 0.1 | 0.1 | 0.1 | 0.1 | 0.1 | 0.1 | 0.1 | 0.1 | 0.1 | 0.1 | 0.1 | 0.1 | 0.1 | 0.1 | 0.1 | 0.1 | 0.1 | 0.1
|  | Lake Road:CC1 | [6 empty] | 0.08 | 0.08 | 0.08 | 0.08 | 0.08 | 0.08 | 0.08 | 0.08 | 0.08 | 0.08 | 0.08 | 0.08 | 0.08 | 0.08 | 0.08 | 0.08 | 0.08 | 0.08 | 0.08 | 0.08 | 0.08 | 0.08 | 0.08 | 0.08 | 0.08 | 0.08 | 0.08 | 0.08 | 0.08 | 0.08 | 0.08 | 0.08 | 0.08 | 0.08 | 0.08 | 0.08 | 0.08 | 0.08 | 0.08 | 0.08 | 0.08 | 0.08 | 0.08 | 0.08 | 0.08 | 0.08 | 0.08 | 0.08
|  | Lake Road:CC2 | [6 empty] | 0.05 | 0.05 | 0.05 | 0.05 | 0.05 | 0.05 | 0.05 | 0.05 | 0.05 | 0.05 | 0.05 | 0.05 | 0.05 | 0.05 | 0.05 | 0.05 | 0.05 | 0.05 | 0.05 | 0.05 | 0.05 | 0.05 | 0.05 | 0.05 | 0.05 | 0.05 | 0.05 | 0.05 | 0.05 | 0.05 | 0.05 | 0.05 | 0.05 | 0.05 | 0.05 | 0.05 | 0.05 | 0.05 | 0.05 | 0.05 | 0.05 | 0.05 | 0.05 | 0.05 | 0.05 | 0.05 | 0.05 | 0.05
|  | Lake Road:CC3 | [6 empty] | 0.05 | 0.05 | 0.05 | 0.05 | 0.05 | 0.05 | 0.05 | 0.05 | 0.05 | 0.05 | 0.05 | 0.05 | 0.05 | 0.05 | 0.05 | 0.05 | 0.05 | 0.05 | 0.05 | 0.05 | 0.05 | 0.05 | 0.05 | 0.05 | 0.05 | 0.05 | 0.05 | 0.05 | 0.05 | 0.05 | 0.05 | 0.05 | 0.05 | 0.05 | 0.05 | 0.05 | 0.05 | 0.05 | 0.05 | 0.05 | 0.05 | 0.05 | 0.05 | 0.05 | 0.05 | 0.05 | 0.05 | 0.05
|  | Heard County Power Plant:1 | [6 empty] | 0 | 0 | 0 | 0 | 0 | 0 | 0 | 0 | 0 | 0 | 0 | 0 | 0 | 0 | 0 | 0 | 0 | 0 | 0 | 0 | 0 | 0 | 0 | 0 | 0 | 0 | 0 | 0 | 0 | 0 | 0 | 0 | 0 | 0 | 0 | 0 | 0 | 0 | 0 | 0 | 0 | 0 | 0 | 0 | 0 | 0 | 0 | 0
|  | Heard County Power Plant:2 | [6 empty] | 0 | 0 | 0 | 0 | 0 | 0 | 0 | 0 | 0 | 0 | 0 | 0 | 0 | 0 | 0 | 0 | 0 | 0 | 0 | 0 | 0 | 0 | 0 | 0 | 0 | 0 | 0 | 0 | 0 | 0 | 0 | 0 | 0 | 0 | 0 | 0 | 0 | 0 | 0 | 0 | 0 | 0 | 0 | 0 | 0 | 0 | 0 | 0
|  | Heard County Power Plant:3 | [6 empty] | 0 | 0 | 0 | 0 | 0 | 0 | 0 | 0 | 0 | 0 | 0 | 0 | 0 | 0 | 0 | 0 | 0 | 0 | 0 | 0 | 0 | 0 | 0 | 0 | 0 | 0 | 0 | 0 | 0 | 0 | 0 | 0 | 0 | 0 | 0 | 0 | 0 | 0 | 0 | 0 | 0 | 0 | 0 | 0 | 0 | 0 | 0 | 0
|  | Taconite Harbor Restart | [6 empty] | 0.03 | 0.03 | 0.03 | 0.03 | 0.03 | 0.03 | 0.03 | 0.03 | 0.03 | 0.03 | 0.03 | 0.03 | 0.03 | 0.03 | 0.03 | 0.03 | 0.03 | 0.03 | 0.03 | 0.03 | 0.03 | 0.03 | 0.03 | 0.03 | 0.03 | 0.03 | 0.03 | 0.03 | 0.03 | 0.03 | 0.03 | 0.03 | 0.03 | 0.03 | 0.03 | 0.03 | 0.03 | 0.03 | 0.03 | 0.03 | 0.03 | 0.03 | 0.03 | 0.03 | 0.03 | 0.03 | 0.03 | 0.03
|  | Wansley 2 | [6 empty] | 0.011 | 0.011 | 0.011 | 0.011 | 0.011 | 0.011 | 0.011 | 0.011 | 0.011 | 0.011 | 0.011 | 0.011 | 0.011 | 0.011 | 0.011 | 0.011 | 0.011 | 0.011 | 0.011 | 0.011 | 0.011 | 0.011 | 0.011 | 0.011 | 0.011 | 0.011 | 0.011 | 0.011 | 0.011 | 0.011 | 0.011 | 0.011 | 0.011 | 0.011 | 0.011 | 0.011 | 0.011 | 0.011 | 0.011 | 0.011 | 0.011 | 0.011 | 0.011 | 0.011 | 0.011 | 0.011 | 0.011 | 0.011
|  | Warren F Beasley | [6 empty] | 0.023 | 0.023 | 0.023 | 0.023 | 0.023 | 0.023 | 0.023 | 0.023 | 0.023 | 0.023 | 0.023 | 0.023 | 0.023 | 0.023 | 0.023 | 0.023 | 0.023 | 0.023 | 0.023 | 0.023 | 0.023 | 0.023 | 0.023 | 0.023 | 0.023 | 0.023 | 0.023 | 0.023 | 0.023 | 0.023 | 0.023 | 0.023 | 0.023 | 0.023 | 0.023 | 0.023 | 0.023 | 0.023 | 0.023 | 0.023 | 0.023 | 0.023 | 0.023 | 0.023 | 0.023 | 0.023 | 0.023 | 0.023
|  | Washington County Power Complex | [6 empty] | 0.066 | 0.066 | 0.066 | 0.066 | 0.066 | 0.066 | 0.066 | 0.066 | 0.066 | 0.066 | 0.066 | 0.066 | 0.066 | 0.066 | 0.066 | 0.066 | 0.066 | 0.066 | 0.066 | 0.066 | 0.066 | 0.066 | 0.066 | 0.066 | 0.066 | 0.066 | 0.066 | 0.066 | 0.066 | 0.066 | 0.066 | 0.066 | 0.066 | 0.066 | 0.066 | 0.066 | 0.066 | 0.066 | 0.066 | 0.066 | 0.066 | 0.066 | 0.066 | 0.066 | 0.066 | 0.066 | 0.066 | 0.066
|  | Washington County Power Complex | [6 empty] | 0.066 | 0.066 | 0.066 | 0.066 | 0.066 | 0.066 | 0.066 | 0.066 | 0.066 | 0.066 | 0.066 | 0.066 | 0.066 | 0.066 | 0.066 | 0.066 | 0.066 | 0.066 | 0.066 | 0.066 | 0.066 | 0.066 | 0.066 | 0.066 | 0.066 | 0.066 | 0.066 | 0.066 | 0.066 | 0.066 | 0.066 | 0.066 | 0.066 | 0.066 | 0.066 | 0.066 | 0.066 | 0.066 | 0.066 | 0.066 | 0.066 | 0.066 | 0.066 | 0.066 | 0.066 | 0.066 | 0.066 | 0.066
|  | Washington County Power Complex | [6 empty] | 0.066 | 0.066 | 0.066 | 0.066 | 0.066 | 0.066 | 0.066 | 0.066 | 0.066 | 0.066 | 0.066 | 0.066 | 0.066 | 0.066 | 0.066 | 0.066 | 0.066 | 0.066 | 0.066 | 0.066 | 0.066 | 0.066 | 0.066 | 0.066 | 0.066 | 0.066 | 0.066 | 0.066 | 0.066 | 0.066 | 0.066 | 0.066 | 0.066 | 0.066 | 0.066 | 0.066 | 0.066 | 0.066 | 0.066 | 0.066 | 0.066 | 0.066 | 0.066 | 0.066 | 0.066 | 0.066 | 0.066 | 0.066
|  | Washington County Power Complex | [6 empty] | 0.066 | 0.066 | 0.066 | 0.066 | 0.066 | 0.066 | 0.066 | 0.066 | 0.066 | 0.066 | 0.066 | 0.066 | 0.066 | 0.066 | 0.066 | 0.066 | 0.066 | 0.066 | 0.066 | 0.066 | 0.066 | 0.066 | 0.066 | 0.066 | 0.066 | 0.066 | 0.066 | 0.066 | 0.066 | 0.066 | 0.066 | 0.066 | 0.066 | 0.066 | 0.066 | 0.066 | 0.066 | 0.066 | 0.066 | 0.066 | 0.066 | 0.066 | 0.066 | 0.066 | 0.066 | 0.066 | 0.066 | 0.066
|  | Shelton Landfill Gas Recovery:ALL | [6 empty] | 0.1 | 0.1 | 0.1 | 0.1 | 0.1 | 0.1 | 0.1 | 0.1 | 0.1 | 0.1 | 0.1 | 0.1 | 0.1 | 0.1 | 0.1 | 0.1 | 0.1 | 0.1 | 0.1 | 0.1 | 0.1 | 0.1 | 0.1 | 0.1 | 0.1 | 0.1 | 0.1 | 0.1 | 0.1 | 0.1 | 0.1 | 0.1 | 0.1 | 0.1 | 0.1 | 0.1 | 0.1 | 0.1 | 0.1 | 0.1 | 0.1 | 0.1 | 0.1 | 0.1 | 0.1 | 0.1 | 0.1 | 0.1
|  | Trenton District Energy Compan:1 | [6 empty] | 0.1 | 0.1 | 0.1 | 0.1 | 0.1 | 0.1 | 0.1 | 0.1 | 0.1 | 0.1 | 0.1 | 0.1 | 0.1 | 0.1 | 0.1 | 0.1 | 0.1 | 0.1 | 0.1 | 0.1 | 0.1 | 0.1 | 0.1 | 0.1 | 0.1 | 0.1 | 0.1 | 0.1 | 0.1 | 0.1 | 0.1 | 0.1 | 0.1 | 0.1 | 0.1 | 0.1 | 0.1 | 0.1 | 0.1 | 0.1 | 0.1 | 0.1 | 0.1 | 0.1 | 0.1 | 0.1 | 0.1 | 0.1
|  | Greene County (ALAP):ST1 | [6 empty] | 0.458 | 0.458 | 0.046 | 0.046 | 0.046 | 0.046 | 0.046 | 0.046 | 0.046 | 0.046 | 0.046 | 0.046 | 0.046 | 0.046 | 0.046 | 0.046 | 0.046 | 0.046 | 0.046 | 0.046 | 0.046 | 0.046 | 0.046 | 0.046 | 0.046 | 0.046 | 0.046 | 0.046 | 0.046 | 0.046 | 0.046 | 0.046 | 0.046 | 0.046 | 0.046 | 0.046 | 0.046 | 0.046 | 0.046 | 0.046 | 0.046 | 0.046 | 0.046 | 0.046 | 0.046 | 0.046 | 0.046 | 0.046
2017 | 0 | Greene County (ALAP):ST2 | [6 empty] | 0.367 | 0.367 | 0.367 | 0.367 | 0.367 | 0.367 | 0.367 | 0.367 | 0.367 | 0.367 | 0.367 | 0.05505 | 0.05505 | 0.05505 | 0.05505 | 0.05505 | 0.05505 | 0.05505 | 0.05505 | 0.05505 | 0.05505 | 0.05505 | 0.05505 | 0.05505 | 0.05505 | 0.05505 | 0.05505 | 0.05505 | 0.05505 | 0.05505 | 0.05505 | 0.05505 | 0.05505 | 0.05505 | 0.05505 | 0.05505 | 0.05505 | 0.05505 | 0.05505 | 0.05505 | 0.05505 | 0.05505 | 0.05505 | 0.05505 | 0.05505 | 0.05505 | 0.05505 | 0.05505
0 | 0 | Greene County (ALAP):2 | [6 empty] | 0.147 | 0.147 | 0.329 | 0.329 | 0.329 | 0.329 | 0.329 | 0.329 | 0.329 | 0.329 | 0.329 | 0.329 | 0.329 | 0.329 | 0.329 | 0.329 | 0.329 | 0.329 | 0.329 | 0.329 | 0.329 | 0.329 | 0.329 | 0.329 | 0.329 | 0.329 | 0.329 | 0.329 | 0.329 | 0.329 | 0.329 | 0.329 | 0.329 | 0.329 | 0.329 | 0.329 | 0.329 | 0.329 | 0.329 | 0.329 | 0.329 | 0.329 | 0.329 | 0.329 | 0.329 | 0.329 | 0.329 | 0.329
0 | 0 | Greene County (ALAP):3 | [6 empty] | 0.138 | 0.138 | 0.138 | 0.138 | 0.138 | 0.138 | 0.138 | 0.138 | 0.138 | 0.138 | 0.138 | 0.138 | 0.138 | 0.138 | 0.138 | 0.138 | 0.138 | 0.138 | 0.138 | 0.138 | 0.138 | 0.138 | 0.138 | 0.138 | 0.138 | 0.138 | 0.138 | 0.138 | 0.138 | 0.138 | 0.138 | 0.138 | 0.138 | 0.138 | 0.138 | 0.138 | 0.138 | 0.138 | 0.138 | 0.138 | 0.138 | 0.138 | 0.138 | 0.138 | 0.138 | 0.138 | 0.138 | 0.138
0 | 0 | Greene County (ALAP):4 | [6 empty] | 0.205 | 0.205 | 0.205 | 0.205 | 0.205 | 0.205 | 0.205 | 0.205 | 0.205 | 0.205 | 0.205 | 0.205 | 0.205 | 0.205 | 0.205 | 0.205 | 0.205 | 0.205 | 0.205 | 0.205 | 0.205 | 0.205 | 0.205 | 0.205 | 0.205 | 0.205 | 0.205 | 0.205 | 0.205 | 0.205 | 0.205 | 0.205 | 0.205 | 0.205 | 0.205 | 0.205 | 0.205 | 0.205 | 0.205 | 0.205 | 0.205 | 0.205 | 0.205 | 0.205 | 0.205 | 0.205 | 0.205 | 0.205
0 | 0 | Greene County (ALAP):5 | [6 empty] | 0.189 | 0.189 | 0.189 | 0.189 | 0.189 | 0.189 | 0.189 | 0.189 | 0.189 | 0.189 | 0.189 | 0.189 | 0.189 | 0.189 | 0.189 | 0.189 | 0.189 | 0.189 | 0.189 | 0.189 | 0.189 | 0.189 | 0.189 | 0.189 | 0.189 | 0.189 | 0.189 | 0.189 | 0.189 | 0.189 | 0.189 | 0.189 | 0.189 | 0.189 | 0.189 | 0.189 | 0.189 | 0.189 | 0.189 | 0.189 | 0.189 | 0.189 | 0.189 | 0.189 | 0.189 | 0.189 | 0.189 | 0.189
0 | 0 | Greene County (ALAP):6 | [6 empty] | 0.089 | 0.089 | 0.089 | 0.089 | 0.089 | 0.089 | 0.089 | 0.089 | 0.089 | 0.089 | 0.089 | 0.089 | 0.089 | 0.089 | 0.089 | 0.089 | 0.089 | 0.089 | 0.089 | 0.089 | 0.089 | 0.089 | 0.089 | 0.089 | 0.089 | 0.089 | 0.089 | 0.089 | 0.089 | 0.089 | 0.089 | 0.089 | 0.089 | 0.089 | 0.089 | 0.089 | 0.089 | 0.089 | 0.089 | 0.089 | 0.089 | 0.089 | 0.089 | 0.089 | 0.089 | 0.089 | 0.089 | 0.089
0 | 0 | Greene County (ALAP):7 | [6 empty] | 0.185 | 0.185 | 0.185 | 0.185 | 0.185 | 0.185 | 0.185 | 0.185 | 0.185 | 0.185 | 0.185 | 0.185 | 0.185 | 0.185 | 0.185 | 0.185 | 0.185 | 0.185 | 0.185 | 0.185 | 0.185 | 0.185 | 0.185 | 0.185 | 0.185 | 0.185 | 0.185 | 0.185 | 0.185 | 0.185 | 0.185 | 0.185 | 0.185 | 0.185 | 0.185 | 0.185 | 0.185 | 0.185 | 0.185 | 0.185 | 0.185 | 0.185 | 0.185 | 0.185 | 0.185 | 0.185 | 0.185 | 0.185
0 | 0 | Greene County (ALAP):8 | [6 empty] | 0.151 | 0.151 | 0.151 | 0.151 | 0.151 | 0.151 | 0.151 | 0.151 | 0.151 | 0.151 | 0.151 | 0.151 | 0.151 | 0.151 | 0.151 | 0.151 | 0.151 | 0.151 | 0.151 | 0.151 | 0.151 | 0.151 | 0.151 | 0.151 | 0.151 | 0.151 | 0.151 | 0.151 | 0.151 | 0.151 | 0.151 | 0.151 | 0.151 | 0.151 | 0.151 | 0.151 | 0.151 | 0.151 | 0.151 | 0.151 | 0.151 | 0.151 | 0.151 | 0.151 | 0.151 | 0.151 | 0.151 | 0.151
0 | 0 | Greene County (ALAP):9 | [6 empty] | 0.209 | 0.209 | 0.209 | 0.209 | 0.209 | 0.209 | 0.209 | 0.209 | 0.209 | 0.209 | 0.209 | 0.209 | 0.209 | 0.209 | 0.209 | 0.209 | 0.209 | 0.209 | 0.209 | 0.209 | 0.209 | 0.209 | 0.209 | 0.209 | 0.209 | 0.209 | 0.209 | 0.209 | 0.209 | 0.209 | 0.209 | 0.209 | 0.209 | 0.209 | 0.209 | 0.209 | 0.209 | 0.209 | 0.209 | 0.209 | 0.209 | 0.209 | 0.209 | 0.209 | 0.209 | 0.209 | 0.209 | 0.209
2017 | 0 | Cayuga:1 | [6 empty] | 0.33 | 0.33 | 0.273 | 0.273 | 0.273 | 0.273 | 0.273 | 0.273 | 0.273 | 0.273 | 0.273 | 0.04095 | 0.04095 | 0.04095 | 0.04095 | 0.04095 | 0.04095 | 0.04095 | 0.04095 | 0.04095 | 0.04095 | 0.04095 | 0.04095 | 0.04095 | 0.04095 | 0.04095 | 0.04095 | 0.04095 | 0.04095 | 0.04095 | 0.04095 | 0.04095 | 0.04095 | 0.04095 | 0.04095 | 0.04095 | 0.04095 | 0.04095 | 0.04095 | 0.04095 | 0.04095 | 0.04095 | 0.04095 | 0.04095 | 0.04095 | 0.04095 | 0.04095 | 0.04095
2017 | 0 | Cayuga:2 | [6 empty] | 0.365 | 0.365 | 0.29 | 0.29 | 0.29 | 0.29 | 0.29 | 0.29 | 0.29 | 0.29 | 0.29 | 0.0435 | 0.0435 | 0.0435 | 0.0435 | 0.0435 | 0.0435 | 0.0435 | 0.0435 | 0.0435 | 0.0435 | 0.0435 | 0.0435 | 0.0435 | 0.0435 | 0.0435 | 0.0435 | 0.0435 | 0.0435 | 0.0435 | 0.0435 | 0.0435 | 0.0435 | 0.0435 | 0.0435 | 0.0435 | 0.0435 | 0.0435 | 0.0435 | 0.0435 | 0.0435 | 0.0435 | 0.0435 | 0.0435 | 0.0435 | 0.0435 | 0.0435 | 0.0435
0 | 0 | Cayuga:3 | [6 empty] | 0.305 | 0.305 | 0.305 | 0.305 | 0.305 | 0.305 | 0.305 | 0.305 | 0.305 | 0.305 | 0.305 | 0.305 | 0.305 | 0.305 | 0.305 | 0.305 | 0.305 | 0.305 | 0.305 | 0.305 | 0.305 | 0.305 | 0.305 | 0.305 | 0.305 | 0.305 | 0.305 | 0.305 | 0.305 | 0.305 | 0.305 | 0.305 | 0.305 | 0.305 | 0.305 | 0.305 | 0.305 | 0.305 | 0.305 | 0.305 | 0.305 | 0.305 | 0.305 | 0.305 | 0.305 | 0.305 | 0.305 | 0.305
0 | 0 | Cayuga:4 | [6 empty] | 0.081 | 0.081 | 0.14 | 0.14 | 0.14 | 0.14 | 0.14 | 0.14 | 0.14 | 0.14 | 0.14 | 0.14 | 0.14 | 0.14 | 0.14 | 0.14 | 0.14 | 0.14 | 0.14 | 0.14 | 0.14 | 0.14 | 0.14 | 0.14 | 0.14 | 0.14 | 0.14 | 0.14 | 0.14 | 0.14 | 0.14 | 0.14 | 0.14 | 0.14 | 0.14 | 0.14 | 0.14 | 0.14 | 0.14 | 0.14 | 0.14 | 0.14 | 0.14 | 0.14 | 0.14 | 0.14 | 0.14 | 0.14
|  | Chesapeake Paper Products Co.:912 | [6 empty] | 0.396 | 0.396 | 0.396 | 0.396 | 0.396 | 0.396 | 0.396 | 0.396 | 0.396 | 0.396 | 0.396 | 0.396 | 0.396 | 0.396 | 0.396 | 0.396 | 0.396 | 0.396 | 0.396 | 0.396 | 0.396 | 0.396 | 0.396 | 0.396 | 0.396 | 0.396 | 0.396 | 0.396 | 0.396 | 0.396 | 0.396 | 0.396 | 0.396 | 0.396 | 0.396 | 0.396 | 0.396 | 0.396 | 0.396 | 0.396 | 0.396 | 0.396 | 0.396 | 0.396 | 0.396 | 0.396 | 0.396 | 0.396
0 | 0 | Connersville:1 | [6 empty] | 0.305 | 0.305 | 0.305 | 0.305 | 0.305 | 0.305 | 0.305 | 0.305 | 0.305 | 0.305 | 0.305 | 0.305 | 0.305 | 0.305 | 0.305 | 0.305 | 0.305 | 0.305 | 0.305 | 0.305 | 0.305 | 0.305 | 0.305 | 0.305 | 0.305 | 0.305 | 0.305 | 0.305 | 0.305 | 0.305 | 0.305 | 0.305 | 0.305 | 0.305 | 0.305 | 0.305 | 0.305 | 0.305 | 0.305 | 0.305 | 0.305 | 0.305 | 0.305 | 0.305 | 0.305 | 0.305 | 0.305 | 0.305
0 | 0 | Connersville:2 | [6 empty] | 0.305 | 0.305 | 0.305 | 0.305 | 0.305 | 0.305 | 0.305 | 0.305 | 0.305 | 0.305 | 0.305 | 0.305 | 0.305 | 0.305 | 0.305 | 0.305 | 0.305 | 0.305 | 0.305 | 0.305 | 0.305 | 0.305 | 0.305 | 0.305 | 0.305 | 0.305 | 0.305 | 0.305 | 0.305 | 0.305 | 0.305 | 0.305 | 0.305 | 0.305 | 0.305 | 0.305 | 0.305 | 0.305 | 0.305 | 0.305 | 0.305 | 0.305 | 0.305 | 0.305 | 0.305 | 0.305 | 0.305 | 0.305
|  | Greater Detroit Resource Recov:GEN1 | [6 empty] | 0.305 | 0.305 | 0.305 | 0.305 | 0.305 | 0.305 | 0.305 | 0.305 | 0.305 | 0.305 | 0.305 | 0.305 | 0.305 | 0.305 | 0.305 | 0.305 | 0.305 | 0.305 | 0.305 | 0.305 | 0.305 | 0.305 | 0.305 | 0.305 | 0.305 | 0.305 | 0.305 | 0.305 | 0.305 | 0.305 | 0.305 | 0.305 | 0.305 | 0.305 | 0.305 | 0.305 | 0.305 | 0.305 | 0.305 | 0.305 | 0.305 | 0.305 | 0.305 | 0.305 | 0.305 | 0.305 | 0.305 | 0.305
0 | 0 | Edwardsport:6 | [6 empty] | 0.305 | 0.305 | 0.305 | 0.305 | 0.305 | 0.305 | 0.305 | 0.305 | 0.305 | 0.305 | 0.305 | 0.305 | 0.305 | 0.305 | 0.305 | 0.305 | 0.305 | 0.305 | 0.305 | 0.305 | 0.305 | 0.305 | 0.305 | 0.305 | 0.305 | 0.305 | 0.305 | 0.305 | 0.305 | 0.305 | 0.305 | 0.305 | 0.305 | 0.305 | 0.305 | 0.305 | 0.305 | 0.305 | 0.305 | 0.305 | 0.305 | 0.305 | 0.305 | 0.305 | 0.305 | 0.305 | 0.305 | 0.305
2017 | 0 | Edwardsport:7 | [6 empty] | 0.521 | 0.521 | 0.521 | 0.521 | 0.521 | 0.521 | 0.521 | 0.521 | 0.521 | 0.521 | 0.521 | 0.07815 | 0.07815 | 0.07815 | 0.07815 | 0.07815 | 0.07815 | 0.07815 | 0.07815 | 0.07815 | 0.07815 | 0.07815 | 0.07815 | 0.07815 | 0.07815 | 0.07815 | 0.07815 | 0.07815 | 0.07815 | 0.07815 | 0.07815 | 0.07815 | 0.07815 | 0.07815 | 0.07815 | 0.07815 | 0.07815 | 0.07815 | 0.07815 | 0.07815 | 0.07815 | 0.07815 | 0.07815 | 0.07815 | 0.07815 | 0.07815 | 0.07815 | 0.07815
2017 | 0 | Edwardsport:8 | [6 empty] | 0.503 | 0.503 | 0.503 | 0.503 | 0.503 | 0.503 | 0.503 | 0.503 | 0.503 | 0.503 | 0.503 | 0.07545 | 0.07545 | 0.07545 | 0.07545 | 0.07545 | 0.07545 | 0.07545 | 0.07545 | 0.07545 | 0.07545 | 0.07545 | 0.07545 | 0.07545 | 0.07545 | 0.07545 | 0.07545 | 0.07545 | 0.07545 | 0.07545 | 0.07545 | 0.07545 | 0.07545 | 0.07545 | 0.07545 | 0.07545 | 0.07545 | 0.07545 | 0.07545 | 0.07545 | 0.07545 | 0.07545 | 0.07545 | 0.07545 | 0.07545 | 0.07545 | 0.07545 | 0.07545
|  | Orange County New York:1 | [6 empty] | 0.1 | 0.1 | 0.1 | 0.1 | 0.1 | 0.1 | 0.1 | 0.1 | 0.1 | 0.1 | 0.1 | 0.1 | 0.1 | 0.1 | 0.1 | 0.1 | 0.1 | 0.1 | 0.1 | 0.1 | 0.1 | 0.1 | 0.1 | 0.1 | 0.1 | 0.1 | 0.1 | 0.1 | 0.1 | 0.1 | 0.1 | 0.1 | 0.1 | 0.1 | 0.1 | 0.1 | 0.1 | 0.1 | 0.1 | 0.1 | 0.1 | 0.1 | 0.1 | 0.1 | 0.1 | 0.1 | 0.1 | 0.1
0 | 0 | Miami Wabash:1-3 | [6 empty] | 0.305 | 0.305 | 0.305 | 0.305 | 0.305 | 0.305 | 0.305 | 0.305 | 0.305 | 0.305 | 0.305 | 0.305 | 0.305 | 0.305 | 0.305 | 0.305 | 0.305 | 0.305 | 0.305 | 0.305 | 0.305 | 0.305 | 0.305 | 0.305 | 0.305 | 0.305 | 0.305 | 0.305 | 0.305 | 0.305 | 0.305 | 0.305 | 0.305 | 0.305 | 0.305 | 0.305 | 0.305 | 0.305 | 0.305 | 0.305 | 0.305 | 0.305 | 0.305 | 0.305 | 0.305 | 0.305 | 0.305 | 0.305
|  | Miami Wabash:4-6 | [6 empty] | 0.305 | 0.305 | 0.305 | 0.305 | 0.305 | 0.305 | 0.305 | 0.305 | 0.305 | 0.305 | 0.305 | 0.305 | 0.305 | 0.305 | 0.305 | 0.305 | 0.305 | 0.305 | 0.305 | 0.305 | 0.305 | 0.305 | 0.305 | 0.305 | 0.305 | 0.305 | 0.305 | 0.305 | 0.305 | 0.305 | 0.305 | 0.305 | 0.305 | 0.305 | 0.305 | 0.305 | 0.305 | 0.305 | 0.305 | 0.305 | 0.305 | 0.305 | 0.305 | 0.305 | 0.305 | 0.305 | 0.305 | 0.305
|  | Noblesville:1 | [6 empty] | 0.396 | 0.396 | 0.396 | 0.396 | 0.396 | 0.396 | 0.396 | 0.396 | 0.396 | 0.396 | 0.396 | 0.396 | 0.396 | 0.396 | 0.396 | 0.396 | 0.396 | 0.396 | 0.396 | 0.396 | 0.396 | 0.396 | 0.396 | 0.396 | 0.396 | 0.396 | 0.396 | 0.396 | 0.396 | 0.396 | 0.396 | 0.396 | 0.396 | 0.396 | 0.396 | 0.396 | 0.396 | 0.396 | 0.396 | 0.396 | 0.396 | 0.396 | 0.396 | 0.396 | 0.396 | 0.396 | 0.396 | 0.396
|  | Noblesville:2 | [6 empty] | 0.396 | 0.396 | 0.396 | 0.396 | 0.396 | 0.396 | 0.396 | 0.396 | 0.396 | 0.396 | 0.396 | 0.396 | 0.396 | 0.396 | 0.396 | 0.396 | 0.396 | 0.396 | 0.396 | 0.396 | 0.396 | 0.396 | 0.396 | 0.396 | 0.396 | 0.396 | 0.396 | 0.396 | 0.396 | 0.396 | 0.396 | 0.396 | 0.396 | 0.396 | 0.396 | 0.396 | 0.396 | 0.396 | 0.396 | 0.396 | 0.396 | 0.396 | 0.396 | 0.396 | 0.396 | 0.396 | 0.396 | 0.396
|  | Noblesville:CC | [6 empty] | 0.012 | 0.012 | 0.012 | 0.012 | 0.012 | 0.012 | 0.012 | 0.012 | 0.012 | 0.012 | 0.012 | 0.012 | 0.012 | 0.012 | 0.012 | 0.012 | 0.012 | 0.012 | 0.012 | 0.012 | 0.012 | 0.012 | 0.012 | 0.012 | 0.012 | 0.012 | 0.012 | 0.012 | 0.012 | 0.012 | 0.012 | 0.012 | 0.012 | 0.012 | 0.012 | 0.012 | 0.012 | 0.012 | 0.012 | 0.012 | 0.012 | 0.012 | 0.012 | 0.012 | 0.012 | 0.012 | 0.012 | 0.012
2017 | 0 | Gallagher:1 | [6 empty] | 0.33 | 0.33 | 0.319 | 0.319 | 0.319 | 0.319 | 0.319 | 0.319 | 0.319 | 0.319 | 0.319 | 0.04785 | 0.04785 | 0.04785 | 0.04785 | 0.04785 | 0.04785 | 0.04785 | 0.04785 | 0.04785 | 0.04785 | 0.04785 | 0.04785 | 0.04785 | 0.04785 | 0.04785 | 0.04785 | 0.04785 | 0.04785 | 0.04785 | 0.04785 | 0.04785 | 0.04785 | 0.04785 | 0.04785 | 0.04785 | 0.04785 | 0.04785 | 0.04785 | 0.04785 | 0.04785 | 0.04785 | 0.04785 | 0.04785 | 0.04785 | 0.04785 | 0.04785 | 0.04785
2017 | 0 | Gallagher:2 | [6 empty] | 0.294 | 0.294 | 0.319 | 0.319 | 0.319 | 0.319 | 0.319 | 0.319 | 0.319 | 0.319 | 0.319 | 0.04785 | 0.04785 | 0.04785 | 0.04785 | 0.04785 | 0.04785 | 0.04785 | 0.04785 | 0.04785 | 0.04785 | 0.04785 | 0.04785 | 0.04785 | 0.04785 | 0.04785 | 0.04785 | 0.04785 | 0.04785 | 0.04785 | 0.04785 | 0.04785 | 0.04785 | 0.04785 | 0.04785 | 0.04785 | 0.04785 | 0.04785 | 0.04785 | 0.04785 | 0.04785 | 0.04785 | 0.04785 | 0.04785 | 0.04785 | 0.04785 | 0.04785 | 0.04785
2017 | 0 | Gallagher:3 | [6 empty] | 0.312 | 0.312 | 0.334 | 0.334 | 0.334 | 0.334 | 0.334 | 0.334 | 0.334 | 0.334 | 0.334 | 0.0501 | 0.0501 | 0.0501 | 0.0501 | 0.0501 | 0.0501 | 0.0501 | 0.0501 | 0.0501 | 0.0501 | 0.0501 | 0.0501 | 0.0501 | 0.0501 | 0.0501 | 0.0501 | 0.0501 | 0.0501 | 0.0501 | 0.0501 | 0.0501 | 0.0501 | 0.0501 | 0.0501 | 0.0501 | 0.0501 | 0.0501 | 0.0501 | 0.0501 | 0.0501 | 0.0501 | 0.0501 | 0.0501 | 0.0501 | 0.0501 | 0.0501 | 0.0501
2017 | 0 | Gallagher:4 | [6 empty] | 0.312 | 0.312 | 0.337 | 0.337 | 0.337 | 0.337 | 0.337 | 0.337 | 0.337 | 0.337 | 0.337 | 0.05055 | 0.05055 | 0.05055 | 0.05055 | 0.05055 | 0.05055 | 0.05055 | 0.05055 | 0.05055 | 0.05055 | 0.05055 | 0.05055 | 0.05055 | 0.05055 | 0.05055 | 0.05055 | 0.05055 | 0.05055 | 0.05055 | 0.05055 | 0.05055 | 0.05055 | 0.05055 | 0.05055 | 0.05055 | 0.05055 | 0.05055 | 0.05055 | 0.05055 | 0.05055 | 0.05055 | 0.05055 | 0.05055 | 0.05055 | 0.05055 | 0.05055 | 0.05055
|  | Wabash River:IGCC | [6 empty] | 0.074 | 0.074 | 0.076 | 0.076 | 0.076 | 0.076 | 0.076 | 0.076 | 0.076 | 0.076 | 0.076 | 0.076 | 0.076 | 0.076 | 0.076 | 0.076 | 0.076 | 0.076 | 0.076 | 0.076 | 0.076 | 0.076 | 0.076 | 0.076 | 0.076 | 0.076 | 0.076 | 0.076 | 0.076 | 0.076 | 0.076 | 0.076 | 0.076 | 0.076 | 0.076 | 0.076 | 0.076 | 0.076 | 0.076 | 0.076 | 0.076 | 0.076 | 0.076 | 0.076 | 0.076 | 0.076 | 0.076 | 0.076
|  | Wabash River:2 | [6 empty] | 0.449 | 0.449 | 0.343 | 0.343 | 0.343 | 0.343 | 0.343 | 0.343 | 0.343 | 0.343 | 0.343 | 0.343 | 0.343 | 0.343 | 0.343 | 0.343 | 0.343 | 0.343 | 0.343 | 0.343 | 0.343 | 0.343 | 0.343 | 0.343 | 0.343 | 0.343 | 0.343 | 0.343 | 0.343 | 0.343 | 0.343 | 0.343 | 0.343 | 0.343 | 0.343 | 0.343 | 0.343 | 0.343 | 0.343 | 0.343 | 0.343 | 0.343 | 0.343 | 0.343 | 0.343 | 0.343 | 0.343 | 0.343
|  | Wabash River:3 | [6 empty] | 0.48 | 0.48 | 0.344 | 0.344 | 0.344 | 0.344 | 0.344 | 0.344 | 0.344 | 0.344 | 0.344 | 0.344 | 0.344 | 0.344 | 0.344 | 0.344 | 0.344 | 0.344 | 0.344 | 0.344 | 0.344 | 0.344 | 0.344 | 0.344 | 0.344 | 0.344 | 0.344 | 0.344 | 0.344 | 0.344 | 0.344 | 0.344 | 0.344 | 0.344 | 0.344 | 0.344 | 0.344 | 0.344 | 0.344 | 0.344 | 0.344 | 0.344 | 0.344 | 0.344 | 0.344 | 0.344 | 0.344 | 0.344
2017 | 0 | Wabash River:4 | [6 empty] | 0.364 | 0.364 | 0.343 | 0.343 | 0.343 | 0.343 | 0.343 | 0.343 | 0.343 | 0.343 | 0.343 | 0.05145 | 0.05145 | 0.05145 | 0.05145 | 0.05145 | 0.05145 | 0.05145 | 0.05145 | 0.05145 | 0.05145 | 0.05145 | 0.05145 | 0.05145 | 0.05145 | 0.05145 | 0.05145 | 0.05145 | 0.05145 | 0.05145 | 0.05145 | 0.05145 | 0.05145 | 0.05145 | 0.05145 | 0.05145 | 0.05145 | 0.05145 | 0.05145 | 0.05145 | 0.05145 | 0.05145 | 0.05145 | 0.05145 | 0.05145 | 0.05145 | 0.05145 | 0.05145
|  | Wabash River:5 | [6 empty] | 0.364 | 0.364 | 0.349 | 0.349 | 0.349 | 0.349 | 0.349 | 0.349 | 0.349 | 0.349 | 0.349 | 0.349 | 0.349 | 0.349 | 0.349 | 0.349 | 0.349 | 0.349 | 0.349 | 0.349 | 0.349 | 0.349 | 0.349 | 0.349 | 0.349 | 0.349 | 0.349 | 0.349 | 0.349 | 0.349 | 0.349 | 0.349 | 0.349 | 0.349 | 0.349 | 0.349 | 0.349 | 0.349 | 0.349 | 0.349 | 0.349 | 0.349 | 0.349 | 0.349 | 0.349 | 0.349 | 0.349 | 0.349
2017 | 0 | Wabash River:6 | [6 empty] | 0.364 | 0.364 | 0.337 | 0.337 | 0.337 | 0.337 | 0.337 | 0.337 | 0.337 | 0.337 | 0.337 | 0.05055 | 0.05055 | 0.05055 | 0.05055 | 0.05055 | 0.05055 | 0.05055 | 0.05055 | 0.05055 | 0.05055 | 0.05055 | 0.05055 | 0.05055 | 0.05055 | 0.05055 | 0.05055 | 0.05055 | 0.05055 | 0.05055 | 0.05055 | 0.05055 | 0.05055 | 0.05055 | 0.05055 | 0.05055 | 0.05055 | 0.05055 | 0.05055 | 0.05055 | 0.05055 | 0.05055 | 0.05055 | 0.05055 | 0.05055 | 0.05055 | 0.05055 | 0.05055
0 | 0 | Wabash River:7 | [6 empty] | 0.305 | 0.305 | 0.305 | 0.305 | 0.305 | 0.305 | 0.305 | 0.305 | 0.305 | 0.305 | 0.305 | 0.305 | 0.305 | 0.305 | 0.305 | 0.305 | 0.305 | 0.305 | 0.305 | 0.305 | 0.305 | 0.305 | 0.305 | 0.305 | 0.305 | 0.305 | 0.305 | 0.305 | 0.305 | 0.305 | 0.305 | 0.305 | 0.305 | 0.305 | 0.305 | 0.305 | 0.305 | 0.305 | 0.305 | 0.305 | 0.305 | 0.305 | 0.305 | 0.305 | 0.305 | 0.305 | 0.305 | 0.305
0 | 0 | Broadway (SIGE):1 | [6 empty] | 0.1 | 0.1 | 0.282 | 0.282 | 0.282 | 0.282 | 0.282 | 0.282 | 0.282 | 0.282 | 0.282 | 0.282 | 0.282 | 0.282 | 0.282 | 0.282 | 0.282 | 0.282 | 0.282 | 0.282 | 0.282 | 0.282 | 0.282 | 0.282 | 0.282 | 0.282 | 0.282 | 0.282 | 0.282 | 0.282 | 0.282 | 0.282 | 0.282 | 0.282 | 0.282 | 0.282 | 0.282 | 0.282 | 0.282 | 0.282 | 0.282 | 0.282 | 0.282 | 0.282 | 0.282 | 0.282 | 0.282 | 0.282
0 | 0 | Broadway (SIGE):2 | [6 empty] | 0.1 | 0.1 | 0.203 | 0.203 | 0.203 | 0.203 | 0.203 | 0.203 | 0.203 | 0.203 | 0.203 | 0.203 | 0.203 | 0.203 | 0.203 | 0.203 | 0.203 | 0.203 | 0.203 | 0.203 | 0.203 | 0.203 | 0.203 | 0.203 | 0.203 | 0.203 | 0.203 | 0.203 | 0.203 | 0.203 | 0.203 | 0.203 | 0.203 | 0.203 | 0.203 | 0.203 | 0.203 | 0.203 | 0.203 | 0.203 | 0.203 | 0.203 | 0.203 | 0.203 | 0.203 | 0.203 | 0.203 | 0.203
2017 | 0 | John B Rich Memorial Power St:GEN1 | [6 empty] | 0.405 | 0.405 | 0.405 | 0.405 | 0.405 | 0.405 | 0.405 | 0.405 | 0.405 | 0.405 | 0.405 | 0.06075 | 0.06075 | 0.06075 | 0.06075 | 0.06075 | 0.06075 | 0.06075 | 0.06075 | 0.06075 | 0.06075 | 0.06075 | 0.06075 | 0.06075 | 0.06075 | 0.06075 | 0.06075 | 0.06075 | 0.06075 | 0.06075 | 0.06075 | 0.06075 | 0.06075 | 0.06075 | 0.06075 | 0.06075 | 0.06075 | 0.06075 | 0.06075 | 0.06075 | 0.06075 | 0.06075 | 0.06075 | 0.06075 | 0.06075 | 0.06075 | 0.06075 | 0.06075
|  | Culley:1 | [6 empty] | 0.684 | 0.684 | 0.684 | 0.684 | 0.684 | 0.684 | 0.684 | 0.684 | 0.684 | 0.684 | 0.684 | 0.684 | 0.684 | 0.684 | 0.684 | 0.684 | 0.684 | 0.684 | 0.684 | 0.684 | 0.684 | 0.684 | 0.684 | 0.684 | 0.684 | 0.684 | 0.684 | 0.684 | 0.684 | 0.684 | 0.684 | 0.684 | 0.684 | 0.684 | 0.684 | 0.684 | 0.684 | 0.684 | 0.684 | 0.684 | 0.684 | 0.684 | 0.684 | 0.684 | 0.684 | 0.684 | 0.684 | 0.684
2017 | 0 | Culley:2 | [6 empty] | 0.47 | 0.47 | 0.152 | 0.152 | 0.152 | 0.152 | 0.152 | 0.152 | 0.152 | 0.152 | 0.152 | 0.0228 | 0.0228 | 0.0228 | 0.0228 | 0.0228 | 0.0228 | 0.0228 | 0.0228 | 0.0228 | 0.0228 | 0.0228 | 0.0228 | 0.0228 | 0.0228 | 0.0228 | 0.0228 | 0.0228 | 0.0228 | 0.0228 | 0.0228 | 0.0228 | 0.0228 | 0.0228 | 0.0228 | 0.0228 | 0.0228 | 0.0228 | 0.0228 | 0.0228 | 0.0228 | 0.0228 | 0.0228 | 0.0228 | 0.0228 | 0.0228 | 0.0228 | 0.0228
2017 | 0 | Culley:3 | [6 empty] | 0.085 | 0.085 | 0.145 | 0.145 | 0.145 | 0.145 | 0.145 | 0.145 | 0.145 | 0.145 | 0.145 | 0.02175 | 0.02175 | 0.02175 | 0.02175 | 0.02175 | 0.02175 | 0.02175 | 0.02175 | 0.02175 | 0.02175 | 0.02175 | 0.02175 | 0.02175 | 0.02175 | 0.02175 | 0.02175 | 0.02175 | 0.02175 | 0.02175 | 0.02175 | 0.02175 | 0.02175 | 0.02175 | 0.02175 | 0.02175 | 0.02175 | 0.02175 | 0.02175 | 0.02175 | 0.02175 | 0.02175 | 0.02175 | 0.02175 | 0.02175 | 0.02175 | 0.02175 | 0.02175
0 | 0 | Northeast (SIGE):1 | [6 empty] | 0.1 | 0.1 | 0.1 | 0.1 | 0.1 | 0.1 | 0.1 | 0.1 | 0.1 | 0.1 | 0.1 | 0.1 | 0.1 | 0.1 | 0.1 | 0.1 | 0.1 | 0.1 | 0.1 | 0.1 | 0.1 | 0.1 | 0.1 | 0.1 | 0.1 | 0.1 | 0.1 | 0.1 | 0.1 | 0.1 | 0.1 | 0.1 | 0.1 | 0.1 | 0.1 | 0.1 | 0.1 | 0.1 | 0.1 | 0.1 | 0.1 | 0.1 | 0.1 | 0.1 | 0.1 | 0.1 | 0.1 | 0.1
0 | 0 | Northeast (SIGE):2 | [6 empty] | 0.1 | 0.1 | 0.1 | 0.1 | 0.1 | 0.1 | 0.1 | 0.1 | 0.1 | 0.1 | 0.1 | 0.1 | 0.1 | 0.1 | 0.1 | 0.1 | 0.1 | 0.1 | 0.1 | 0.1 | 0.1 | 0.1 | 0.1 | 0.1 | 0.1 | 0.1 | 0.1 | 0.1 | 0.1 | 0.1 | 0.1 | 0.1 | 0.1 | 0.1 | 0.1 | 0.1 | 0.1 | 0.1 | 0.1 | 0.1 | 0.1 | 0.1 | 0.1 | 0.1 | 0.1 | 0.1 | 0.1 | 0.1
2017 | 0 | Colver Power Project:IPP | [6 empty] | 0.405 | 0.405 | 0.405 | 0.405 | 0.405 | 0.405 | 0.405 | 0.405 | 0.405 | 0.405 | 0.405 | 0.06075 | 0.06075 | 0.06075 | 0.06075 | 0.06075 | 0.06075 | 0.06075 | 0.06075 | 0.06075 | 0.06075 | 0.06075 | 0.06075 | 0.06075 | 0.06075 | 0.06075 | 0.06075 | 0.06075 | 0.06075 | 0.06075 | 0.06075 | 0.06075 | 0.06075 | 0.06075 | 0.06075 | 0.06075 | 0.06075 | 0.06075 | 0.06075 | 0.06075 | 0.06075 | 0.06075 | 0.06075 | 0.06075 | 0.06075 | 0.06075 | 0.06075 | 0.06075
|  | Butler Warner Generating Plant:CC1 | [6 empty] | 0.05 | 0.05 | 0.05 | 0.05 | 0.05 | 0.05 | 0.05 | 0.05 | 0.05 | 0.05 | 0.05 | 0.05 | 0.05 | 0.05 | 0.05 | 0.05 | 0.05 | 0.05 | 0.05 | 0.05 | 0.05 | 0.05 | 0.05 | 0.05 | 0.05 | 0.05 | 0.05 | 0.05 | 0.05 | 0.05 | 0.05 | 0.05 | 0.05 | 0.05 | 0.05 | 0.05 | 0.05 | 0.05 | 0.05 | 0.05 | 0.05 | 0.05 | 0.05 | 0.05 | 0.05 | 0.05 | 0.05 | 0.05
0 | 0 | Butler Warner Generating Plant:4 | [6 empty] | 0.1 | 0.1 | 0.319 | 0.319 | 0.319 | 0.319 | 0.319 | 0.319 | 0.319 | 0.319 | 0.319 | 0.319 | 0.319 | 0.319 | 0.319 | 0.319 | 0.319 | 0.319 | 0.319 | 0.319 | 0.319 | 0.319 | 0.319 | 0.319 | 0.319 | 0.319 | 0.319 | 0.319 | 0.319 | 0.319 | 0.319 | 0.319 | 0.319 | 0.319 | 0.319 | 0.319 | 0.319 | 0.319 | 0.319 | 0.319 | 0.319 | 0.319 | 0.319 | 0.319 | 0.319 | 0.319 | 0.319 | 0.319
0 | 0 | Butler Warner Generating Plant:5 | [6 empty] | 0.1 | 0.1 | 0.319 | 0.319 | 0.319 | 0.319 | 0.319 | 0.319 | 0.319 | 0.319 | 0.319 | 0.319 | 0.319 | 0.319 | 0.319 | 0.319 | 0.319 | 0.319 | 0.319 | 0.319 | 0.319 | 0.319 | 0.319 | 0.319 | 0.319 | 0.319 | 0.319 | 0.319 | 0.319 | 0.319 | 0.319 | 0.319 | 0.319 | 0.319 | 0.319 | 0.319 | 0.319 | 0.319 | 0.319 | 0.319 | 0.319 | 0.319 | 0.319 | 0.319 | 0.319 | 0.319 | 0.319 | 0.319
|  | Cogen Energy Technology L P Fort Orange Facility:CC | [6 empty] | 0.069 | 0.069 | 0.06 | 0.06 | 0.06 | 0.06 | 0.06 | 0.06 | 0.06 | 0.06 | 0.06 | 0.06 | 0.06 | 0.06 | 0.06 | 0.06 | 0.06 | 0.06 | 0.06 | 0.06 | 0.06 | 0.06 | 0.06 | 0.06 | 0.06 | 0.06 | 0.06 | 0.06 | 0.06 | 0.06 | 0.06 | 0.06 | 0.06 | 0.06 | 0.06 | 0.06 | 0.06 | 0.06 | 0.06 | 0.06 | 0.06 | 0.06 | 0.06 | 0.06 | 0.06 | 0.06 | 0.06 | 0.06
0 | 0 | Bluffton (BLUFF):12 | [6 empty] | 0.305 | 0.305 | 0.305 | 0.305 | 0.305 | 0.305 | 0.305 | 0.305 | 0.305 | 0.305 | 0.305 | 0.305 | 0.305 | 0.305 | 0.305 | 0.305 | 0.305 | 0.305 | 0.305 | 0.305 | 0.305 | 0.305 | 0.305 | 0.305 | 0.305 | 0.305 | 0.305 | 0.305 | 0.305 | 0.305 | 0.305 | 0.305 | 0.305 | 0.305 | 0.305 | 0.305 | 0.305 | 0.305 | 0.305 | 0.305 | 0.305 | 0.305 | 0.305 | 0.305 | 0.305 | 0.305 | 0.305 | 0.305
|  | Bluffton (BLUFF):34 | [6 empty] | 0.1 | 0.1 | 0.1 | 0.1 | 0.1 | 0.1 | 0.1 | 0.1 | 0.1 | 0.1 | 0.1 | 0.1 | 0.1 | 0.1 | 0.1 | 0.1 | 0.1 | 0.1 | 0.1 | 0.1 | 0.1 | 0.1 | 0.1 | 0.1 | 0.1 | 0.1 | 0.1 | 0.1 | 0.1 | 0.1 | 0.1 | 0.1 | 0.1 | 0.1 | 0.1 | 0.1 | 0.1 | 0.1 | 0.1 | 0.1 | 0.1 | 0.1 | 0.1 | 0.1 | 0.1 | 0.1 | 0.1 | 0.1
2021 | 0 | Crawfordsville:4 | [6 empty] | 0.396 | 0.396 | 0.396 | 0.396 | 0.396 | 0.396 | 0.396 | 0.396 | 0.396 | 0.396 | 0.396 | 0.396 | 0.396 | 0.396 | 0.396 | 0.0594 | 0.0594 | 0.0594 | 0.0594 | 0.0594 | 0.0594 | 0.0594 | 0.0594 | 0.0594 | 0.0594 | 0.0594 | 0.0594 | 0.0594 | 0.0594 | 0.0594 | 0.0594 | 0.0594 | 0.0594 | 0.0594 | 0.0594 | 0.0594 | 0.0594 | 0.0594 | 0.0594 | 0.0594 | 0.0594 | 0.0594 | 0.0594 | 0.0594 | 0.0594 | 0.0594 | 0.0594 | 0.0594
2021 | 0 | Crawfordsville:5 | [6 empty] | 0.396 | 0.396 | 0.396 | 0.396 | 0.396 | 0.396 | 0.396 | 0.396 | 0.396 | 0.396 | 0.396 | 0.396 | 0.396 | 0.396 | 0.396 | 0.0594 | 0.0594 | 0.0594 | 0.0594 | 0.0594 | 0.0594 | 0.0594 | 0.0594 | 0.0594 | 0.0594 | 0.0594 | 0.0594 | 0.0594 | 0.0594 | 0.0594 | 0.0594 | 0.0594 | 0.0594 | 0.0594 | 0.0594 | 0.0594 | 0.0594 | 0.0594 | 0.0594 | 0.0594 | 0.0594 | 0.0594 | 0.0594 | 0.0594 | 0.0594 | 0.0594 | 0.0594 | 0.0594
|  | Fourth Street:1 | [6 empty] | 0.305 | 0.305 | 0.305 | 0.305 | 0.305 | 0.305 | 0.305 | 0.305 | 0.305 | 0.305 | 0.305 | 0.305 | 0.305 | 0.305 | 0.305 | 0.305 | 0.305 | 0.305 | 0.305 | 0.305 | 0.305 | 0.305 | 0.305 | 0.305 | 0.305 | 0.305 | 0.305 | 0.305 | 0.305 | 0.305 | 0.305 | 0.305 | 0.305 | 0.305 | 0.305 | 0.305 | 0.305 | 0.305 | 0.305 | 0.305 | 0.305 | 0.305 | 0.305 | 0.305 | 0.305 | 0.305 | 0.305 | 0.305
2021 | 0 | Logansport:4 | [6 empty] | 0.396 | 0.396 | 0.396 | 0.396 | 0.396 | 0.396 | 0.396 | 0.396 | 0.396 | 0.396 | 0.396 | 0.396 | 0.396 | 0.396 | 0.396 | 0.0594 | 0.0594 | 0.0594 | 0.0594 | 0.0594 | 0.0594 | 0.0594 | 0.0594 | 0.0594 | 0.0594 | 0.0594 | 0.0594 | 0.0594 | 0.0594 | 0.0594 | 0.0594 | 0.0594 | 0.0594 | 0.0594 | 0.0594 | 0.0594 | 0.0594 | 0.0594 | 0.0594 | 0.0594 | 0.0594 | 0.0594 | 0.0594 | 0.0594 | 0.0594 | 0.0594 | 0.0594 | 0.0594
2021 | 0 | Logansport:5 | [6 empty] | 0.396 | 0.396 | 0.396 | 0.396 | 0.396 | 0.396 | 0.396 | 0.396 | 0.396 | 0.396 | 0.396 | 0.396 | 0.396 | 0.396 | 0.396 | 0.0594 | 0.0594 | 0.0594 | 0.0594 | 0.0594 | 0.0594 | 0.0594 | 0.0594 | 0.0594 | 0.0594 | 0.0594 | 0.0594 | 0.0594 | 0.0594 | 0.0594 | 0.0594 | 0.0594 | 0.0594 | 0.0594 | 0.0594 | 0.0594 | 0.0594 | 0.0594 | 0.0594 | 0.0594 | 0.0594 | 0.0594 | 0.0594 | 0.0594 | 0.0594 | 0.0594 | 0.0594 | 0.0594
0 | 0 | Logansport:6 | [6 empty] | 0.1 | 0.1 | 0.1 | 0.1 | 0.1 | 0.1 | 0.1 | 0.1 | 0.1 | 0.1 | 0.1 | 0.1 | 0.1 | 0.1 | 0.1 | 0.1 | 0.1 | 0.1 | 0.1 | 0.1 | 0.1 | 0.1 | 0.1 | 0.1 | 0.1 | 0.1 | 0.1 | 0.1 | 0.1 | 0.1 | 0.1 | 0.1 | 0.1 | 0.1 | 0.1 | 0.1 | 0.1 | 0.1 | 0.1 | 0.1 | 0.1 | 0.1 | 0.1 | 0.1 | 0.1 | 0.1 | 0.1 | 0.1
2017 | 0 | Foster Wheeler Mt. Carmel Inc:TG1 | [6 empty] | 0.405 | 0.405 | 0.405 | 0.405 | 0.405 | 0.405 | 0.405 | 0.405 | 0.405 | 0.405 | 0.405 | 0.06075 | 0.06075 | 0.06075 | 0.06075 | 0.06075 | 0.06075 | 0.06075 | 0.06075 | 0.06075 | 0.06075 | 0.06075 | 0.06075 | 0.06075 | 0.06075 | 0.06075 | 0.06075 | 0.06075 | 0.06075 | 0.06075 | 0.06075 | 0.06075 | 0.06075 | 0.06075 | 0.06075 | 0.06075 | 0.06075 | 0.06075 | 0.06075 | 0.06075 | 0.06075 | 0.06075 | 0.06075 | 0.06075 | 0.06075 | 0.06075 | 0.06075 | 0.06075
2017 | 0 | Green Bay Mill:GEN5 | [6 empty] | 0.6 | 0.6 | 0.6 | 0.6 | 0.6 | 0.6 | 0.6 | 0.6 | 0.6 | 0.6 | 0.6 | 0.09 | 0.09 | 0.09 | 0.09 | 0.09 | 0.09 | 0.09 | 0.09 | 0.09 | 0.09 | 0.09 | 0.09 | 0.09 | 0.09 | 0.09 | 0.09 | 0.09 | 0.09 | 0.09 | 0.09 | 0.09 | 0.09 | 0.09 | 0.09 | 0.09 | 0.09 | 0.09 | 0.09 | 0.09 | 0.09 | 0.09 | 0.09 | 0.09 | 0.09 | 0.09 | 0.09 | 0.09
2017 | 0 | Green Bay Mill:GEN6 | [6 empty] | 0.6 | 0.6 | 0.6 | 0.6 | 0.6 | 0.6 | 0.6 | 0.6 | 0.6 | 0.6 | 0.6 | 0.09 | 0.09 | 0.09 | 0.09 | 0.09 | 0.09 | 0.09 | 0.09 | 0.09 | 0.09 | 0.09 | 0.09 | 0.09 | 0.09 | 0.09 | 0.09 | 0.09 | 0.09 | 0.09 | 0.09 | 0.09 | 0.09 | 0.09 | 0.09 | 0.09 | 0.09 | 0.09 | 0.09 | 0.09 | 0.09 | 0.09 | 0.09 | 0.09 | 0.09 | 0.09 | 0.09 | 0.09
2017 | 0 | Green Bay Mill:GEN7 | [6 empty] | 0.6 | 0.6 | 0.6 | 0.6 | 0.6 | 0.6 | 0.6 | 0.6 | 0.6 | 0.6 | 0.6 | 0.09 | 0.09 | 0.09 | 0.09 | 0.09 | 0.09 | 0.09 | 0.09 | 0.09 | 0.09 | 0.09 | 0.09 | 0.09 | 0.09 | 0.09 | 0.09 | 0.09 | 0.09 | 0.09 | 0.09 | 0.09 | 0.09 | 0.09 | 0.09 | 0.09 | 0.09 | 0.09 | 0.09 | 0.09 | 0.09 | 0.09 | 0.09 | 0.09 | 0.09 | 0.09 | 0.09 | 0.09
|  | Green Bay Mill:GEN8 | [6 empty] | 0.6 | 0.6 | 0.6 | 0.6 | 0.6 | 0.6 | 0.6 | 0.6 | 0.6 | 0.6 | 0.6 | 0.6 | 0.6 | 0.6 | 0.6 | 0.6 | 0.6 | 0.6 | 0.6 | 0.6 | 0.6 | 0.6 | 0.6 | 0.6 | 0.6 | 0.6 | 0.6 | 0.6 | 0.6 | 0.6 | 0.6 | 0.6 | 0.6 | 0.6 | 0.6 | 0.6 | 0.6 | 0.6 | 0.6 | 0.6 | 0.6 | 0.6 | 0.6 | 0.6 | 0.6 | 0.6 | 0.6 | 0.6
2017 | 0 | Green Bay Mill:GEN9 | [6 empty] | 0.6 | 0.6 | 0.6 | 0.6 | 0.6 | 0.6 | 0.6 | 0.6 | 0.6 | 0.6 | 0.6 | 0.09 | 0.09 | 0.09 | 0.09 | 0.09 | 0.09 | 0.09 | 0.09 | 0.09 | 0.09 | 0.09 | 0.09 | 0.09 | 0.09 | 0.09 | 0.09 | 0.09 | 0.09 | 0.09 | 0.09 | 0.09 | 0.09 | 0.09 | 0.09 | 0.09 | 0.09 | 0.09 | 0.09 | 0.09 | 0.09 | 0.09 | 0.09 | 0.09 | 0.09 | 0.09 | 0.09 | 0.09
2021 | 0 | Peru (PERU):2 | [6 empty] | 0.396 | 0.396 | 0.396 | 0.396 | 0.396 | 0.396 | 0.396 | 0.396 | 0.396 | 0.396 | 0.396 | 0.396 | 0.396 | 0.396 | 0.396 | 0.0594 | 0.0594 | 0.0594 | 0.0594 | 0.0594 | 0.0594 | 0.0594 | 0.0594 | 0.0594 | 0.0594 | 0.0594 | 0.0594 | 0.0594 | 0.0594 | 0.0594 | 0.0594 | 0.0594 | 0.0594 | 0.0594 | 0.0594 | 0.0594 | 0.0594 | 0.0594 | 0.0594 | 0.0594 | 0.0594 | 0.0594 | 0.0594 | 0.0594 | 0.0594 | 0.0594 | 0.0594 | 0.0594
2021 | 0 | Peru (PERU):3 | [6 empty] | 0.396 | 0.396 | 0.396 | 0.396 | 0.396 | 0.396 | 0.396 | 0.396 | 0.396 | 0.396 | 0.396 | 0.396 | 0.396 | 0.396 | 0.396 | 0.0594 | 0.0594 | 0.0594 | 0.0594 | 0.0594 | 0.0594 | 0.0594 | 0.0594 | 0.0594 | 0.0594 | 0.0594 | 0.0594 | 0.0594 | 0.0594 | 0.0594 | 0.0594 | 0.0594 | 0.0594 | 0.0594 | 0.0594 | 0.0594 | 0.0594 | 0.0594 | 0.0594 | 0.0594 | 0.0594 | 0.0594 | 0.0594 | 0.0594 | 0.0594 | 0.0594 | 0.0594 | 0.0594
2021 | 0 | Cogentrix Hopewell:1 | [6 empty] | 0.396 | 0.396 | 0.396 | 0.396 | 0.396 | 0.396 | 0.396 | 0.396 | 0.396 | 0.396 | 0.396 | 0.396 | 0.396 | 0.396 | 0.396 | 0.0594 | 0.0594 | 0.0594 | 0.0594 | 0.0594 | 0.0594 | 0.0594 | 0.0594 | 0.0594 | 0.0594 | 0.0594 | 0.0594 | 0.0594 | 0.0594 | 0.0594 | 0.0594 | 0.0594 | 0.0594 | 0.0594 | 0.0594 | 0.0594 | 0.0594 | 0.0594 | 0.0594 | 0.0594 | 0.0594 | 0.0594 | 0.0594 | 0.0594 | 0.0594 | 0.0594 | 0.0594 | 0.0594
2021 | 0 | Cogentrix Hopewell:2 | [6 empty] | 0.396 | 0.396 | 0.396 | 0.396 | 0.396 | 0.396 | 0.396 | 0.396 | 0.396 | 0.396 | 0.396 | 0.396 | 0.396 | 0.396 | 0.396 | 0.0594 | 0.0594 | 0.0594 | 0.0594 | 0.0594 | 0.0594 | 0.0594 | 0.0594 | 0.0594 | 0.0594 | 0.0594 | 0.0594 | 0.0594 | 0.0594 | 0.0594 | 0.0594 | 0.0594 | 0.0594 | 0.0594 | 0.0594 | 0.0594 | 0.0594 | 0.0594 | 0.0594 | 0.0594 | 0.0594 | 0.0594 | 0.0594 | 0.0594 | 0.0594 | 0.0594 | 0.0594 | 0.0594
|  | Rensselaer (IN):511 | [6 empty] | 0.305 | 0.305 | 0.305 | 0.305 | 0.305 | 0.305 | 0.305 | 0.305 | 0.305 | 0.305 | 0.305 | 0.305 | 0.305 | 0.305 | 0.305 | 0.305 | 0.305 | 0.305 | 0.305 | 0.305 | 0.305 | 0.305 | 0.305 | 0.305 | 0.305 | 0.305 | 0.305 | 0.305 | 0.305 | 0.305 | 0.305 | 0.305 | 0.305 | 0.305 | 0.305 | 0.305 | 0.305 | 0.305 | 0.305 | 0.305 | 0.305 | 0.305 | 0.305 | 0.305 | 0.305 | 0.305 | 0.305 | 0.305
|  | Rensselaer (IN):14 | [6 empty] | 0.1 | 0.1 | 0.1 | 0.1 | 0.1 | 0.1 | 0.1 | 0.1 | 0.1 | 0.1 | 0.1 | 0.1 | 0.1 | 0.1 | 0.1 | 0.1 | 0.1 | 0.1 | 0.1 | 0.1 | 0.1 | 0.1 | 0.1 | 0.1 | 0.1 | 0.1 | 0.1 | 0.1 | 0.1 | 0.1 | 0.1 | 0.1 | 0.1 | 0.1 | 0.1 | 0.1 | 0.1 | 0.1 | 0.1 | 0.1 | 0.1 | 0.1 | 0.1 | 0.1 | 0.1 | 0.1 | 0.1 | 0.1
2021 | 0 | Whitewater:1 | [6 empty] | 0.267 | 0.267 | 0.295 | 0.295 | 0.295 | 0.295 | 0.295 | 0.295 | 0.295 | 0.295 | 0.295 | 0.295 | 0.295 | 0.295 | 0.295 | 0.04425 | 0.04425 | 0.04425 | 0.04425 | 0.04425 | 0.04425 | 0.04425 | 0.04425 | 0.04425 | 0.04425 | 0.04425 | 0.04425 | 0.04425 | 0.04425 | 0.04425 | 0.04425 | 0.04425 | 0.04425 | 0.04425 | 0.04425 | 0.04425 | 0.04425 | 0.04425 | 0.04425 | 0.04425 | 0.04425 | 0.04425 | 0.04425 | 0.04425 | 0.04425 | 0.04425 | 0.04425 | 0.04425
2021 | 0 | Whitewater:2 | [6 empty] | 0.267 | 0.267 | 0.288 | 0.288 | 0.288 | 0.288 | 0.288 | 0.288 | 0.288 | 0.288 | 0.288 | 0.288 | 0.288 | 0.288 | 0.288 | 0.0432 | 0.0432 | 0.0432 | 0.0432 | 0.0432 | 0.0432 | 0.0432 | 0.0432 | 0.0432 | 0.0432 | 0.0432 | 0.0432 | 0.0432 | 0.0432 | 0.0432 | 0.0432 | 0.0432 | 0.0432 | 0.0432 | 0.0432 | 0.0432 | 0.0432 | 0.0432 | 0.0432 | 0.0432 | 0.0432 | 0.0432 | 0.0432 | 0.0432 | 0.0432 | 0.0432 | 0.0432 | 0.0432
|  | Laidlaw Energy & Environmental Inc:ALL | [6 empty] | 0.05 | 0.05 | 0.05 | 0.05 | 0.05 | 0.05 | 0.05 | 0.05 | 0.05 | 0.05 | 0.05 | 0.05 | 0.05 | 0.05 | 0.05 | 0.05 | 0.05 | 0.05 | 0.05 | 0.05 | 0.05 | 0.05 | 0.05 | 0.05 | 0.05 | 0.05 | 0.05 | 0.05 | 0.05 | 0.05 | 0.05 | 0.05 | 0.05 | 0.05 | 0.05 | 0.05 | 0.05 | 0.05 | 0.05 | 0.05 | 0.05 | 0.05 | 0.05 | 0.05 | 0.05 | 0.05 | 0.05 | 0.05
2017 | 0 | Ratts:1 | [6 empty] | 0.491 | 0.491 | 0.319 | 0.319 | 0.319 | 0.319 | 0.319 | 0.319 | 0.319 | 0.319 | 0.319 | 0.04785 | 0.04785 | 0.04785 | 0.04785 | 0.04785 | 0.04785 | 0.04785 | 0.04785 | 0.04785 | 0.04785 | 0.04785 | 0.04785 | 0.04785 | 0.04785 | 0.04785 | 0.04785 | 0.04785 | 0.04785 | 0.04785 | 0.04785 | 0.04785 | 0.04785 | 0.04785 | 0.04785 | 0.04785 | 0.04785 | 0.04785 | 0.04785 | 0.04785 | 0.04785 | 0.04785 | 0.04785 | 0.04785 | 0.04785 | 0.04785 | 0.04785 | 0.04785
2017 | 0 | Ratts:2 | [6 empty] | 0.468 | 0.468 | 0.304 | 0.304 | 0.304 | 0.304 | 0.304 | 0.304 | 0.304 | 0.304 | 0.304 | 0.0456 | 0.0456 | 0.0456 | 0.0456 | 0.0456 | 0.0456 | 0.0456 | 0.0456 | 0.0456 | 0.0456 | 0.0456 | 0.0456 | 0.0456 | 0.0456 | 0.0456 | 0.0456 | 0.0456 | 0.0456 | 0.0456 | 0.0456 | 0.0456 | 0.0456 | 0.0456 | 0.0456 | 0.0456 | 0.0456 | 0.0456 | 0.0456 | 0.0456 | 0.0456 | 0.0456 | 0.0456 | 0.0456 | 0.0456 | 0.0456 | 0.0456 | 0.0456
|  | Dubuque:ST2 | [6 empty] | 0.85 | 0.85 | 0.85 | 0.85 | 0.85 | 0.85 | 0.85 | 0.85 | 0.85 | 0.85 | 0.85 | 0.85 | 0.85 | 0.85 | 0.85 | 0.85 | 0.85 | 0.85 | 0.85 | 0.85 | 0.85 | 0.85 | 0.85 | 0.85 | 0.85 | 0.85 | 0.85 | 0.85 | 0.85 | 0.85 | 0.85 | 0.85 | 0.85 | 0.85 | 0.85 | 0.85 | 0.85 | 0.85 | 0.85 | 0.85 | 0.85 | 0.85 | 0.85 | 0.85 | 0.85 | 0.85 | 0.85 | 0.85
|  | Dubuque:3 | [6 empty] | 0.847 | 0.847 | 0.847 | 0.847 | 0.847 | 0.847 | 0.847 | 0.847 | 0.847 | 0.847 | 0.847 | 0.847 | 0.847 | 0.847 | 0.847 | 0.847 | 0.847 | 0.847 | 0.847 | 0.847 | 0.847 | 0.847 | 0.847 | 0.847 | 0.847 | 0.847 | 0.847 | 0.847 | 0.847 | 0.847 | 0.847 | 0.847 | 0.847 | 0.847 | 0.847 | 0.847 | 0.847 | 0.847 | 0.847 | 0.847 | 0.847 | 0.847 | 0.847 | 0.847 | 0.847 | 0.847 | 0.847 | 0.847
|  | Dubuque:4 | [6 empty] | 0.852 | 0.852 | 0.852 | 0.852 | 0.852 | 0.852 | 0.852 | 0.852 | 0.852 | 0.852 | 0.852 | 0.852 | 0.852 | 0.852 | 0.852 | 0.852 | 0.852 | 0.852 | 0.852 | 0.852 | 0.852 | 0.852 | 0.852 | 0.852 | 0.852 | 0.852 | 0.852 | 0.852 | 0.852 | 0.852 | 0.852 | 0.852 | 0.852 | 0.852 | 0.852 | 0.852 | 0.852 | 0.852 | 0.852 | 0.852 | 0.852 | 0.852 | 0.852 | 0.852 | 0.852 | 0.852 | 0.852 | 0.852
|  | Dubuque:IC | [6 empty] | 0.82 | 0.82 | 0.732 | 0.732 | 0.732 | 0.732 | 0.732 | 0.732 | 0.732 | 0.732 | 0.732 | 0.732 | 0.732 | 0.732 | 0.732 | 0.732 | 0.732 | 0.732 | 0.732 | 0.732 | 0.732 | 0.732 | 0.732 | 0.732 | 0.732 | 0.732 | 0.732 | 0.732 | 0.732 | 0.732 | 0.732 | 0.732 | 0.732 | 0.732 | 0.732 | 0.732 | 0.732 | 0.732 | 0.732 | 0.732 | 0.732 | 0.732 | 0.732 | 0.732 | 0.732 | 0.732 | 0.732 | 0.732
2021 | 0 | Fort Drum Cogeneration:1 | [6 empty] | 0.405 | 0.405 | 0.405 | 0.405 | 0.405 | 0.405 | 0.405 | 0.405 | 0.405 | 0.405 | 0.405 | 0.405 | 0.405 | 0.405 | 0.405 | 0.06075 | 0.06075 | 0.06075 | 0.06075 | 0.06075 | 0.06075 | 0.06075 | 0.06075 | 0.06075 | 0.06075 | 0.06075 | 0.06075 | 0.06075 | 0.06075 | 0.06075 | 0.06075 | 0.06075 | 0.06075 | 0.06075 | 0.06075 | 0.06075 | 0.06075 | 0.06075 | 0.06075 | 0.06075 | 0.06075 | 0.06075 | 0.06075 | 0.06075 | 0.06075 | 0.06075 | 0.06075 | 0.06075
|  | Lansing:1 | [6 empty] | 0.559 | 0.559 | 0.559 | 0.559 | 0.559 | 0.559 | 0.559 | 0.559 | 0.559 | 0.559 | 0.559 | 0.559 | 0.559 | 0.559 | 0.559 | 0.559 | 0.559 | 0.559 | 0.559 | 0.559 | 0.559 | 0.559 | 0.559 | 0.559 | 0.559 | 0.559 | 0.559 | 0.559 | 0.559 | 0.559 | 0.559 | 0.559 | 0.559 | 0.559 | 0.559 | 0.559 | 0.559 | 0.559 | 0.559 | 0.559 | 0.559 | 0.559 | 0.559 | 0.559 | 0.559 | 0.559 | 0.559 | 0.559
2021 | 0 | Lansing:2 | [6 empty] | 0.611 | 0.611 | 0.611 | 0.611 | 0.611 | 0.611 | 0.611 | 0.611 | 0.611 | 0.611 | 0.611 | 0.611 | 0.611 | 0.611 | 0.611 | 0.09165 | 0.09165 | 0.09165 | 0.09165 | 0.09165 | 0.09165 | 0.09165 | 0.09165 | 0.09165 | 0.09165 | 0.09165 | 0.09165 | 0.09165 | 0.09165 | 0.09165 | 0.09165 | 0.09165 | 0.09165 | 0.09165 | 0.09165 | 0.09165 | 0.09165 | 0.09165 | 0.09165 | 0.09165 | 0.09165 | 0.09165 | 0.09165 | 0.09165 | 0.09165 | 0.09165 | 0.09165 | 0.09165
2021 | 0 | Lansing:3 | [6 empty] | 0.666 | 0.666 | 0.594 | 0.594 | 0.594 | 0.594 | 0.594 | 0.594 | 0.594 | 0.594 | 0.594 | 0.594 | 0.594 | 0.594 | 0.594 | 0.0891 | 0.0891 | 0.0891 | 0.0891 | 0.0891 | 0.0891 | 0.0891 | 0.0891 | 0.0891 | 0.0891 | 0.0891 | 0.0891 | 0.0891 | 0.0891 | 0.0891 | 0.0891 | 0.0891 | 0.0891 | 0.0891 | 0.0891 | 0.0891 | 0.0891 | 0.0891 | 0.0891 | 0.0891 | 0.0891 | 0.0891 | 0.0891 | 0.0891 | 0.0891 | 0.0891 | 0.0891 | 0.0891
2020 | 0 | Lansing:4 | [6 empty] | 0.458 | 0.458 | 0.459 | 0.459 | 0.459 | 0.459 | 0.459 | 0.459 | 0.459 | 0.459 | 0.459 | 0.459 | 0.459 | 0.459 | 0.06885 | 0.06885 | 0.06885 | 0.06885 | 0.06885 | 0.06885 | 0.06885 | 0.06885 | 0.06885 | 0.06885 | 0.06885 | 0.06885 | 0.06885 | 0.06885 | 0.06885 | 0.06885 | 0.06885 | 0.06885 | 0.06885 | 0.06885 | 0.06885 | 0.06885 | 0.06885 | 0.06885 | 0.06885 | 0.06885 | 0.06885 | 0.06885 | 0.06885 | 0.06885 | 0.06885 | 0.06885 | 0.06885 | 0.06885
0 | 0 | Lansing:IC | [6 empty] | 0.61 | 0.61 | 0.61 | 0.61 | 0.61 | 0.61 | 0.61 | 0.61 | 0.61 | 0.61 | 0.61 | 0.61 | 0.61 | 0.61 | 0.61 | 0.61 | 0.61 | 0.61 | 0.61 | 0.61 | 0.61 | 0.61 | 0.61 | 0.61 | 0.61 | 0.61 | 0.61 | 0.61 | 0.61 | 0.61 | 0.61 | 0.61 | 0.61 | 0.61 | 0.61 | 0.61 | 0.61 | 0.61 | 0.61 | 0.61 | 0.61 | 0.61 | 0.61 | 0.61 | 0.61 | 0.61 | 0.61 | 0.61
2020 | 0 | Kapp:2 | [6 empty] | 0.131 | 0.131 | 0.116 | 0.116 | 0.116 | 0.116 | 0.116 | 0.116 | 0.116 | 0.116 | 0.116 | 0.116 | 0.116 | 0.116 | 0.0174 | 0.0174 | 0.0174 | 0.0174 | 0.0174 | 0.0174 | 0.0174 | 0.0174 | 0.0174 | 0.0174 | 0.0174 | 0.0174 | 0.0174 | 0.0174 | 0.0174 | 0.0174 | 0.0174 | 0.0174 | 0.0174 | 0.0174 | 0.0174 | 0.0174 | 0.0174 | 0.0174 | 0.0174 | 0.0174 | 0.0174 | 0.0174 | 0.0174 | 0.0174 | 0.0174 | 0.0174 | 0.0174 | 0.0174
|  | Sixth Street:1 | [6 empty] | 0.4 | 0.4 | 0.4 | 0.4 | 0.4 | 0.4 | 0.4 | 0.4 | 0.4 | 0.4 | 0.4 | 0.4 | 0.4 | 0.4 | 0.4 | 0.4 | 0.4 | 0.4 | 0.4 | 0.4 | 0.4 | 0.4 | 0.4 | 0.4 | 0.4 | 0.4 | 0.4 | 0.4 | 0.4 | 0.4 | 0.4 | 0.4 | 0.4 | 0.4 | 0.4 | 0.4 | 0.4 | 0.4 | 0.4 | 0.4 | 0.4 | 0.4 | 0.4 | 0.4 | 0.4 | 0.4 | 0.4 | 0.4
|  | Sixth Street:2 | [6 empty] | 0.47 | 0.47 | 0.317 | 0.317 | 0.317 | 0.317 | 0.317 | 0.317 | 0.317 | 0.317 | 0.317 | 0.317 | 0.317 | 0.317 | 0.317 | 0.317 | 0.317 | 0.317 | 0.317 | 0.317 | 0.317 | 0.317 | 0.317 | 0.317 | 0.317 | 0.317 | 0.317 | 0.317 | 0.317 | 0.317 | 0.317 | 0.317 | 0.317 | 0.317 | 0.317 | 0.317 | 0.317 | 0.317 | 0.317 | 0.317 | 0.317 | 0.317 | 0.317 | 0.317 | 0.317 | 0.317 | 0.317 | 0.317
|  | Sixth Street:4 | [6 empty] | 0.255 | 0.255 | 0.286 | 0.286 | 0.286 | 0.286 | 0.286 | 0.286 | 0.286 | 0.286 | 0.286 | 0.286 | 0.286 | 0.286 | 0.286 | 0.286 | 0.286 | 0.286 | 0.286 | 0.286 | 0.286 | 0.286 | 0.286 | 0.286 | 0.286 | 0.286 | 0.286 | 0.286 | 0.286 | 0.286 | 0.286 | 0.286 | 0.286 | 0.286 | 0.286 | 0.286 | 0.286 | 0.286 | 0.286 | 0.286 | 0.286 | 0.286 | 0.286 | 0.286 | 0.286 | 0.286 | 0.286 | 0.286
|  | Sixth Street:6 | [6 empty] | 0.04 | 0.04 | 0.04 | 0.04 | 0.04 | 0.04 | 0.04 | 0.04 | 0.04 | 0.04 | 0.04 | 0.04 | 0.04 | 0.04 | 0.04 | 0.04 | 0.04 | 0.04 | 0.04 | 0.04 | 0.04 | 0.04 | 0.04 | 0.04 | 0.04 | 0.04 | 0.04 | 0.04 | 0.04 | 0.04 | 0.04 | 0.04 | 0.04 | 0.04 | 0.04 | 0.04 | 0.04 | 0.04 | 0.04 | 0.04 | 0.04 | 0.04 | 0.04 | 0.04 | 0.04 | 0.04 | 0.04 | 0.04
|  | Sixth Street:7 | [6 empty] | 0.04 | 0.04 | 0.04 | 0.04 | 0.04 | 0.04 | 0.04 | 0.04 | 0.04 | 0.04 | 0.04 | 0.04 | 0.04 | 0.04 | 0.04 | 0.04 | 0.04 | 0.04 | 0.04 | 0.04 | 0.04 | 0.04 | 0.04 | 0.04 | 0.04 | 0.04 | 0.04 | 0.04 | 0.04 | 0.04 | 0.04 | 0.04 | 0.04 | 0.04 | 0.04 | 0.04 | 0.04 | 0.04 | 0.04 | 0.04 | 0.04 | 0.04 | 0.04 | 0.04 | 0.04 | 0.04 | 0.04 | 0.04
|  | Sixth Street:8 | [6 empty] | 0.34 | 0.34 | 0.34 | 0.34 | 0.34 | 0.34 | 0.34 | 0.34 | 0.34 | 0.34 | 0.34 | 0.34 | 0.34 | 0.34 | 0.34 | 0.34 | 0.34 | 0.34 | 0.34 | 0.34 | 0.34 | 0.34 | 0.34 | 0.34 | 0.34 | 0.34 | 0.34 | 0.34 | 0.34 | 0.34 | 0.34 | 0.34 | 0.34 | 0.34 | 0.34 | 0.34 | 0.34 | 0.34 | 0.34 | 0.34 | 0.34 | 0.34 | 0.34 | 0.34 | 0.34 | 0.34 | 0.34 | 0.34
2017 | 0 | Cambria CoGen:GEN1 | [6 empty] | 0.405 | 0.405 | 0.104 | 0.104 | 0.104 | 0.104 | 0.104 | 0.104 | 0.104 | 0.104 | 0.104 | 0.0156 | 0.0156 | 0.0156 | 0.0156 | 0.0156 | 0.0156 | 0.0156 | 0.0156 | 0.0156 | 0.0156 | 0.0156 | 0.0156 | 0.0156 | 0.0156 | 0.0156 | 0.0156 | 0.0156 | 0.0156 | 0.0156 | 0.0156 | 0.0156 | 0.0156 | 0.0156 | 0.0156 | 0.0156 | 0.0156 | 0.0156 | 0.0156 | 0.0156 | 0.0156 | 0.0156 | 0.0156 | 0.0156 | 0.0156 | 0.0156 | 0.0156 | 0.0156
2017 | 0 | AES BV Partners Beaver Valley:2 | [6 empty] | 0.405 | 0.405 | 0.426 | 0.426 | 0.426 | 0.426 | 0.426 | 0.426 | 0.426 | 0.426 | 0.426 | 0.0639 | 0.0639 | 0.0639 | 0.0639 | 0.0639 | 0.0639 | 0.0639 | 0.0639 | 0.0639 | 0.0639 | 0.0639 | 0.0639 | 0.0639 | 0.0639 | 0.0639 | 0.0639 | 0.0639 | 0.0639 | 0.0639 | 0.0639 | 0.0639 | 0.0639 | 0.0639 | 0.0639 | 0.0639 | 0.0639 | 0.0639 | 0.0639 | 0.0639 | 0.0639 | 0.0639 | 0.0639 | 0.0639 | 0.0639 | 0.0639 | 0.0639 | 0.0639
2017 | 0 | AES BV Partners Beaver Valley:3 | [6 empty] | 0.405 | 0.405 | 0.372 | 0.372 | 0.372 | 0.372 | 0.372 | 0.372 | 0.372 | 0.372 | 0.372 | 0.0558 | 0.0558 | 0.0558 | 0.0558 | 0.0558 | 0.0558 | 0.0558 | 0.0558 | 0.0558 | 0.0558 | 0.0558 | 0.0558 | 0.0558 | 0.0558 | 0.0558 | 0.0558 | 0.0558 | 0.0558 | 0.0558 | 0.0558 | 0.0558 | 0.0558 | 0.0558 | 0.0558 | 0.0558 | 0.0558 | 0.0558 | 0.0558 | 0.0558 | 0.0558 | 0.0558 | 0.0558 | 0.0558 | 0.0558 | 0.0558 | 0.0558 | 0.0558
|  | AES Warrior Run Inc.:1 | [6 empty] | 0.405 | 0.405 | 0.055 | 0.055 | 0.055 | 0.055 | 0.055 | 0.055 | 0.055 | 0.055 | 0.055 | 0.055 | 0.055 | 0.055 | 0.055 | 0.055 | 0.055 | 0.055 | 0.055 | 0.055 | 0.055 | 0.055 | 0.055 | 0.055 | 0.055 | 0.055 | 0.055 | 0.055 | 0.055 | 0.055 | 0.055 | 0.055 | 0.055 | 0.055 | 0.055 | 0.055 | 0.055 | 0.055 | 0.055 | 0.055 | 0.055 | 0.055 | 0.055 | 0.055 | 0.055 | 0.055 | 0.055 | 0.055
0 | 0 | Marshalltown:1 | [6 empty] | 0.8 | 0.8 | 0.8 | 0.8 | 0.8 | 0.8 | 0.8 | 0.8 | 0.8 | 0.8 | 0.8 | 0.8 | 0.8 | 0.8 | 0.8 | 0.8 | 0.8 | 0.8 | 0.8 | 0.8 | 0.8 | 0.8 | 0.8 | 0.8 | 0.8 | 0.8 | 0.8 | 0.8 | 0.8 | 0.8 | 0.8 | 0.8 | 0.8 | 0.8 | 0.8 | 0.8 | 0.8 | 0.8 | 0.8 | 0.8 | 0.8 | 0.8 | 0.8 | 0.8 | 0.8 | 0.8 | 0.8 | 0.8
|  | Marshalltown:IC | [6 empty] | 0.8 | 0.8 | 0.8 | 0.8 | 0.8 | 0.8 | 0.8 | 0.8 | 0.8 | 0.8 | 0.8 | 0.8 | 0.8 | 0.8 | 0.8 | 0.8 | 0.8 | 0.8 | 0.8 | 0.8 | 0.8 | 0.8 | 0.8 | 0.8 | 0.8 | 0.8 | 0.8 | 0.8 | 0.8 | 0.8 | 0.8 | 0.8 | 0.8 | 0.8 | 0.8 | 0.8 | 0.8 | 0.8 | 0.8 | 0.8 | 0.8 | 0.8 | 0.8 | 0.8 | 0.8 | 0.8 | 0.8 | 0.8
0 | 0 | Marshalltown:2 | [6 empty] | 0.8 | 0.8 | 0.8 | 0.8 | 0.8 | 0.8 | 0.8 | 0.8 | 0.8 | 0.8 | 0.8 | 0.8 | 0.8 | 0.8 | 0.8 | 0.8 | 0.8 | 0.8 | 0.8 | 0.8 | 0.8 | 0.8 | 0.8 | 0.8 | 0.8 | 0.8 | 0.8 | 0.8 | 0.8 | 0.8 | 0.8 | 0.8 | 0.8 | 0.8 | 0.8 | 0.8 | 0.8 | 0.8 | 0.8 | 0.8 | 0.8 | 0.8 | 0.8 | 0.8 | 0.8 | 0.8 | 0.8 | 0.8
0 | 0 | Marshalltown:3 | [6 empty] | 0.8 | 0.8 | 0.8 | 0.8 | 0.8 | 0.8 | 0.8 | 0.8 | 0.8 | 0.8 | 0.8 | 0.8 | 0.8 | 0.8 | 0.8 | 0.8 | 0.8 | 0.8 | 0.8 | 0.8 | 0.8 | 0.8 | 0.8 | 0.8 | 0.8 | 0.8 | 0.8 | 0.8 | 0.8 | 0.8 | 0.8 | 0.8 | 0.8 | 0.8 | 0.8 | 0.8 | 0.8 | 0.8 | 0.8 | 0.8 | 0.8 | 0.8 | 0.8 | 0.8 | 0.8 | 0.8 | 0.8 | 0.8
|  | Selkirk Cogen Partners LP:CCA | [6 empty] | 0.08 | 0.08 | 0.08 | 0.08 | 0.08 | 0.08 | 0.08 | 0.08 | 0.08 | 0.08 | 0.08 | 0.08 | 0.08 | 0.08 | 0.08 | 0.08 | 0.08 | 0.08 | 0.08 | 0.08 | 0.08 | 0.08 | 0.08 | 0.08 | 0.08 | 0.08 | 0.08 | 0.08 | 0.08 | 0.08 | 0.08 | 0.08 | 0.08 | 0.08 | 0.08 | 0.08 | 0.08 | 0.08 | 0.08 | 0.08 | 0.08 | 0.08 | 0.08 | 0.08 | 0.08 | 0.08 | 0.08 | 0.08
|  | Selkirk Cogen Partners LP:CCB | [6 empty] | 0.08 | 0.08 | 0.08 | 0.08 | 0.08 | 0.08 | 0.08 | 0.08 | 0.08 | 0.08 | 0.08 | 0.08 | 0.08 | 0.08 | 0.08 | 0.08 | 0.08 | 0.08 | 0.08 | 0.08 | 0.08 | 0.08 | 0.08 | 0.08 | 0.08 | 0.08 | 0.08 | 0.08 | 0.08 | 0.08 | 0.08 | 0.08 | 0.08 | 0.08 | 0.08 | 0.08 | 0.08 | 0.08 | 0.08 | 0.08 | 0.08 | 0.08 | 0.08 | 0.08 | 0.08 | 0.08 | 0.08 | 0.08
2021 | 0 | Prairie Creek:1A | [6 empty] | 0.4 | 0.4 | 0.4 | 0.4 | 0.4 | 0.4 | 0.4 | 0.4 | 0.4 | 0.4 | 0.4 | 0.4 | 0.4 | 0.4 | 0.4 | 0.06 | 0.06 | 0.06 | 0.06 | 0.06 | 0.06 | 0.06 | 0.06 | 0.06 | 0.06 | 0.06 | 0.06 | 0.06 | 0.06 | 0.06 | 0.06 | 0.06 | 0.06 | 0.06 | 0.06 | 0.06 | 0.06 | 0.06 | 0.06 | 0.06 | 0.06 | 0.06 | 0.06 | 0.06 | 0.06 | 0.06 | 0.06 | 0.06
2021 | 0 | Prairie Creek:2 | [6 empty] | 0.523 | 0.523 | 0.523 | 0.523 | 0.523 | 0.523 | 0.523 | 0.523 | 0.523 | 0.523 | 0.523 | 0.523 | 0.523 | 0.523 | 0.523 | 0.07845 | 0.07845 | 0.07845 | 0.07845 | 0.07845 | 0.07845 | 0.07845 | 0.07845 | 0.07845 | 0.07845 | 0.07845 | 0.07845 | 0.07845 | 0.07845 | 0.07845 | 0.07845 | 0.07845 | 0.07845 | 0.07845 | 0.07845 | 0.07845 | 0.07845 | 0.07845 | 0.07845 | 0.07845 | 0.07845 | 0.07845 | 0.07845 | 0.07845 | 0.07845 | 0.07845 | 0.07845 | 0.07845
2021 | 0 | Prairie Creek:3 | [6 empty] | 0.523 | 0.523 | 0.514 | 0.514 | 0.514 | 0.514 | 0.514 | 0.514 | 0.514 | 0.514 | 0.514 | 0.514 | 0.514 | 0.514 | 0.514 | 0.0771 | 0.0771 | 0.0771 | 0.0771 | 0.0771 | 0.0771 | 0.0771 | 0.0771 | 0.0771 | 0.0771 | 0.0771 | 0.0771 | 0.0771 | 0.0771 | 0.0771 | 0.0771 | 0.0771 | 0.0771 | 0.0771 | 0.0771 | 0.0771 | 0.0771 | 0.0771 | 0.0771 | 0.0771 | 0.0771 | 0.0771 | 0.0771 | 0.0771 | 0.0771 | 0.0771 | 0.0771 | 0.0771
2021 | 0 | Prairie Creek:4 | [6 empty] | 0.379 | 0.379 | 0.362 | 0.362 | 0.362 | 0.362 | 0.362 | 0.362 | 0.362 | 0.362 | 0.362 | 0.362 | 0.362 | 0.362 | 0.362 | 0.0543 | 0.0543 | 0.0543 | 0.0543 | 0.0543 | 0.0543 | 0.0543 | 0.0543 | 0.0543 | 0.0543 | 0.0543 | 0.0543 | 0.0543 | 0.0543 | 0.0543 | 0.0543 | 0.0543 | 0.0543 | 0.0543 | 0.0543 | 0.0543 | 0.0543 | 0.0543 | 0.0543 | 0.0543 | 0.0543 | 0.0543 | 0.0543 | 0.0543 | 0.0543 | 0.0543 | 0.0543 | 0.0543
|  | Colonie Cogeneration Plant:CC | [6 empty] | 0.05 | 0.05 | 0.05 | 0.05 | 0.05 | 0.05 | 0.05 | 0.05 | 0.05 | 0.05 | 0.05 | 0.05 | 0.05 | 0.05 | 0.05 | 0.05 | 0.05 | 0.05 | 0.05 | 0.05 | 0.05 | 0.05 | 0.05 | 0.05 | 0.05 | 0.05 | 0.05 | 0.05 | 0.05 | 0.05 | 0.05 | 0.05 | 0.05 | 0.05 | 0.05 | 0.05 | 0.05 | 0.05 | 0.05 | 0.05 | 0.05 | 0.05 | 0.05 | 0.05 | 0.05 | 0.05 | 0.05 | 0.05
2021 | 0 | Sutherland:1-2 | [6 empty] | 0.328 | 0.328 | 0.328 | 0.328 | 0.328 | 0.328 | 0.328 | 0.328 | 0.328 | 0.328 | 0.328 | 0.328 | 0.328 | 0.328 | 0.328 | 0.0492 | 0.0492 | 0.0492 | 0.0492 | 0.0492 | 0.0492 | 0.0492 | 0.0492 | 0.0492 | 0.0492 | 0.0492 | 0.0492 | 0.0492 | 0.0492 | 0.0492 | 0.0492 | 0.0492 | 0.0492 | 0.0492 | 0.0492 | 0.0492 | 0.0492 | 0.0492 | 0.0492 | 0.0492 | 0.0492 | 0.0492 | 0.0492 | 0.0492 | 0.0492 | 0.0492 | 0.0492 | 0.0492
2021 | 0 | Sutherland:3 | [6 empty] | 0.672 | 0.672 | 0.614 | 0.614 | 0.614 | 0.614 | 0.614 | 0.614 | 0.614 | 0.614 | 0.614 | 0.614 | 0.614 | 0.614 | 0.614 | 0.0921 | 0.0921 | 0.0921 | 0.0921 | 0.0921 | 0.0921 | 0.0921 | 0.0921 | 0.0921 | 0.0921 | 0.0921 | 0.0921 | 0.0921 | 0.0921 | 0.0921 | 0.0921 | 0.0921 | 0.0921 | 0.0921 | 0.0921 | 0.0921 | 0.0921 | 0.0921 | 0.0921 | 0.0921 | 0.0921 | 0.0921 | 0.0921 | 0.0921 | 0.0921 | 0.0921 | 0.0921 | 0.0921
2020 | 0 | Holcomb:1 | [6 empty] | 0.33 | 0.33 | 0.33 | 0.33 | 0.33 | 0.33 | 0.33 | 0.33 | 0.33 | 0.33 | 0.33 | 0.33 | 0.33 | 0.33 | 0.0495 | 0.0495 | 0.0495 | 0.0495 | 0.0495 | 0.0495 | 0.0495 | 0.0495 | 0.0495 | 0.0495 | 0.0495 | 0.0495 | 0.0495 | 0.0495 | 0.0495 | 0.0495 | 0.0495 | 0.0495 | 0.0495 | 0.0495 | 0.0495 | 0.0495 | 0.0495 | 0.0495 | 0.0495 | 0.0495 | 0.0495 | 0.0495 | 0.0495 | 0.0495 | 0.0495 | 0.0495 | 0.0495 | 0.0495
|  | Ogdensburg Energy Facility (AG-Energy L/P):CC | [6 empty] | 0.066 | 0.066 | 0.066 | 0.066 | 0.066 | 0.066 | 0.066 | 0.066 | 0.066 | 0.066 | 0.066 | 0.066 | 0.066 | 0.066 | 0.066 | 0.066 | 0.066 | 0.066 | 0.066 | 0.066 | 0.066 | 0.066 | 0.066 | 0.066 | 0.066 | 0.066 | 0.066 | 0.066 | 0.066 | 0.066 | 0.066 | 0.066 | 0.066 | 0.066 | 0.066 | 0.066 | 0.066 | 0.066 | 0.066 | 0.066 | 0.066 | 0.066 | 0.066 | 0.066 | 0.066 | 0.066 | 0.066 | 0.066
2021 | 0 | Riverside (MIDAM):3HS | [6 empty] | 0.79 | 0.79 | 0.79 | 0.79 | 0.79 | 0.79 | 0.79 | 0.79 | 0.79 | 0.79 | 0.79 | 0.79 | 0.79 | 0.79 | 0.79 | 0.1185 | 0.1185 | 0.1185 | 0.1185 | 0.1185 | 0.1185 | 0.1185 | 0.1185 | 0.1185 | 0.1185 | 0.1185 | 0.1185 | 0.1185 | 0.1185 | 0.1185 | 0.1185 | 0.1185 | 0.1185 | 0.1185 | 0.1185 | 0.1185 | 0.1185 | 0.1185 | 0.1185 | 0.1185 | 0.1185 | 0.1185 | 0.1185 | 0.1185 | 0.1185 | 0.1185 | 0.1185 | 0.1185
2021 | 0 | Riverside (MIDAM):5 | [6 empty] | 0.273 | 0.273 | 0.273 | 0.273 | 0.273 | 0.273 | 0.273 | 0.273 | 0.273 | 0.273 | 0.273 | 0.273 | 0.273 | 0.273 | 0.273 | 0.04095 | 0.04095 | 0.04095 | 0.04095 | 0.04095 | 0.04095 | 0.04095 | 0.04095 | 0.04095 | 0.04095 | 0.04095 | 0.04095 | 0.04095 | 0.04095 | 0.04095 | 0.04095 | 0.04095 | 0.04095 | 0.04095 | 0.04095 | 0.04095 | 0.04095 | 0.04095 | 0.04095 | 0.04095 | 0.04095 | 0.04095 | 0.04095 | 0.04095 | 0.04095 | 0.04095 | 0.04095 | 0.04095
2021 | 0 | Council Bluffs:1 | [6 empty] | 0.463 | 0.463 | 0.341 | 0.341 | 0.341 | 0.341 | 0.341 | 0.341 | 0.341 | 0.341 | 0.341 | 0.341 | 0.341 | 0.341 | 0.341 | 0.05115 | 0.05115 | 0.05115 | 0.05115 | 0.05115 | 0.05115 | 0.05115 | 0.05115 | 0.05115 | 0.05115 | 0.05115 | 0.05115 | 0.05115 | 0.05115 | 0.05115 | 0.05115 | 0.05115 | 0.05115 | 0.05115 | 0.05115 | 0.05115 | 0.05115 | 0.05115 | 0.05115 | 0.05115 | 0.05115 | 0.05115 | 0.05115 | 0.05115 | 0.05115 | 0.05115 | 0.05115 | 0.05115
2021 | 0 | Council Bluffs:2 | [6 empty] | 0.412 | 0.412 | 0.411 | 0.411 | 0.411 | 0.411 | 0.411 | 0.411 | 0.411 | 0.411 | 0.411 | 0.411 | 0.411 | 0.411 | 0.411 | 0.06165 | 0.06165 | 0.06165 | 0.06165 | 0.06165 | 0.06165 | 0.06165 | 0.06165 | 0.06165 | 0.06165 | 0.06165 | 0.06165 | 0.06165 | 0.06165 | 0.06165 | 0.06165 | 0.06165 | 0.06165 | 0.06165 | 0.06165 | 0.06165 | 0.06165 | 0.06165 | 0.06165 | 0.06165 | 0.06165 | 0.06165 | 0.06165 | 0.06165 | 0.06165 | 0.06165 | 0.06165 | 0.06165
2018 | 0 | Council Bluffs:3 | [6 empty] | 0.423 | 0.423 | 0.173 | 0.173 | 0.173 | 0.173 | 0.173 | 0.173 | 0.173 | 0.173 | 0.173 | 0.173 | 0.02595 | 0.02595 | 0.02595 | 0.02595 | 0.02595 | 0.02595 | 0.02595 | 0.02595 | 0.02595 | 0.02595 | 0.02595 | 0.02595 | 0.02595 | 0.02595 | 0.02595 | 0.02595 | 0.02595 | 0.02595 | 0.02595 | 0.02595 | 0.02595 | 0.02595 | 0.02595 | 0.02595 | 0.02595 | 0.02595 | 0.02595 | 0.02595 | 0.02595 | 0.02595 | 0.02595 | 0.02595 | 0.02595 | 0.02595 | 0.02595 | 0.02595
0 | 0 | River Hills:1-2 | [6 empty] | 0.33 | 0.33 | 0.33 | 0.33 | 0.33 | 0.33 | 0.33 | 0.33 | 0.33 | 0.33 | 0.33 | 0.33 | 0.33 | 0.33 | 0.33 | 0.33 | 0.33 | 0.33 | 0.33 | 0.33 | 0.33 | 0.33 | 0.33 | 0.33 | 0.33 | 0.33 | 0.33 | 0.33 | 0.33 | 0.33 | 0.33 | 0.33 | 0.33 | 0.33 | 0.33 | 0.33 | 0.33 | 0.33 | 0.33 | 0.33 | 0.33 | 0.33 | 0.33 | 0.33 | 0.33 | 0.33 | 0.33 | 0.33
0 | 0 | River Hills:3-4 | [6 empty] | 0.33 | 0.33 | 0.33 | 0.33 | 0.33 | 0.33 | 0.33 | 0.33 | 0.33 | 0.33 | 0.33 | 0.33 | 0.33 | 0.33 | 0.33 | 0.33 | 0.33 | 0.33 | 0.33 | 0.33 | 0.33 | 0.33 | 0.33 | 0.33 | 0.33 | 0.33 | 0.33 | 0.33 | 0.33 | 0.33 | 0.33 | 0.33 | 0.33 | 0.33 | 0.33 | 0.33 | 0.33 | 0.33 | 0.33 | 0.33 | 0.33 | 0.33 | 0.33 | 0.33 | 0.33 | 0.33 | 0.33 | 0.33
0 | 0 | River Hills:5-6 | [6 empty] | 0.33 | 0.33 | 0.33 | 0.33 | 0.33 | 0.33 | 0.33 | 0.33 | 0.33 | 0.33 | 0.33 | 0.33 | 0.33 | 0.33 | 0.33 | 0.33 | 0.33 | 0.33 | 0.33 | 0.33 | 0.33 | 0.33 | 0.33 | 0.33 | 0.33 | 0.33 | 0.33 | 0.33 | 0.33 | 0.33 | 0.33 | 0.33 | 0.33 | 0.33 | 0.33 | 0.33 | 0.33 | 0.33 | 0.33 | 0.33 | 0.33 | 0.33 | 0.33 | 0.33 | 0.33 | 0.33 | 0.33 | 0.33
0 | 0 | River Hills:7-8 | [6 empty] | 0.33 | 0.33 | 0.33 | 0.33 | 0.33 | 0.33 | 0.33 | 0.33 | 0.33 | 0.33 | 0.33 | 0.33 | 0.33 | 0.33 | 0.33 | 0.33 | 0.33 | 0.33 | 0.33 | 0.33 | 0.33 | 0.33 | 0.33 | 0.33 | 0.33 | 0.33 | 0.33 | 0.33 | 0.33 | 0.33 | 0.33 | 0.33 | 0.33 | 0.33 | 0.33 | 0.33 | 0.33 | 0.33 | 0.33 | 0.33 | 0.33 | 0.33 | 0.33 | 0.33 | 0.33 | 0.33 | 0.33 | 0.33
0 | 0 | Hazelton:G1-2 | [6 empty] | 0.1 | 0.1 | 0.1 | 0.1 | 0.1 | 0.1 | 0.1 | 0.1 | 0.1 | 0.1 | 0.1 | 0.1 | 0.1 | 0.1 | 0.1 | 0.1 | 0.1 | 0.1 | 0.1 | 0.1 | 0.1 | 0.1 | 0.1 | 0.1 | 0.1 | 0.1 | 0.1 | 0.1 | 0.1 | 0.1 | 0.1 | 0.1 | 0.1 | 0.1 | 0.1 | 0.1 | 0.1 | 0.1 | 0.1 | 0.1 | 0.1 | 0.1 | 0.1 | 0.1 | 0.1 | 0.1 | 0.1 | 0.1
|  | Hazelton:ST1 | [6 empty] | 0.126 | 0.126 | 0.126 | 0.126 | 0.126 | 0.126 | 0.126 | 0.126 | 0.126 | 0.126 | 0.126 | 0.126 | 0.126 | 0.126 | 0.126 | 0.126 | 0.126 | 0.126 | 0.126 | 0.126 | 0.126 | 0.126 | 0.126 | 0.126 | 0.126 | 0.126 | 0.126 | 0.126 | 0.126 | 0.126 | 0.126 | 0.126 | 0.126 | 0.126 | 0.126 | 0.126 | 0.126 | 0.126 | 0.126 | 0.126 | 0.126 | 0.126 | 0.126 | 0.126 | 0.126 | 0.126 | 0.126 | 0.126
0 | 0 | Hazelton:G3-4 | [6 empty] | 0.1 | 0.1 | 0.1 | 0.1 | 0.1 | 0.1 | 0.1 | 0.1 | 0.1 | 0.1 | 0.1 | 0.1 | 0.1 | 0.1 | 0.1 | 0.1 | 0.1 | 0.1 | 0.1 | 0.1 | 0.1 | 0.1 | 0.1 | 0.1 | 0.1 | 0.1 | 0.1 | 0.1 | 0.1 | 0.1 | 0.1 | 0.1 | 0.1 | 0.1 | 0.1 | 0.1 | 0.1 | 0.1 | 0.1 | 0.1 | 0.1 | 0.1 | 0.1 | 0.1 | 0.1 | 0.1 | 0.1 | 0.1
0 | 0 | Binghamton Cogeneration Plant:GEN1 | [6 empty] | 0.126 | 0.126 | 0.382 | 0.382 | 0.382 | 0.382 | 0.382 | 0.382 | 0.382 | 0.382 | 0.382 | 0.382 | 0.382 | 0.382 | 0.382 | 0.382 | 0.382 | 0.382 | 0.382 | 0.382 | 0.382 | 0.382 | 0.382 | 0.382 | 0.382 | 0.382 | 0.382 | 0.382 | 0.382 | 0.382 | 0.382 | 0.382 | 0.382 | 0.382 | 0.382 | 0.382 | 0.382 | 0.382 | 0.382 | 0.382 | 0.382 | 0.382 | 0.382 | 0.382 | 0.382 | 0.382 | 0.382 | 0.382
2021 | 0 | George Neal North:1 | [6 empty] | 0.999 | 0.999 | 0.471 | 0.471 | 0.471 | 0.471 | 0.471 | 0.471 | 0.471 | 0.471 | 0.471 | 0.471 | 0.471 | 0.471 | 0.471 | 0.07065 | 0.07065 | 0.07065 | 0.07065 | 0.07065 | 0.07065 | 0.07065 | 0.07065 | 0.07065 | 0.07065 | 0.07065 | 0.07065 | 0.07065 | 0.07065 | 0.07065 | 0.07065 | 0.07065 | 0.07065 | 0.07065 | 0.07065 | 0.07065 | 0.07065 | 0.07065 | 0.07065 | 0.07065 | 0.07065 | 0.07065 | 0.07065 | 0.07065 | 0.07065 | 0.07065 | 0.07065 | 0.07065
2020 | 0 | George Neal North:2 | [6 empty] | 0.413 | 0.413 | 0.317 | 0.317 | 0.317 | 0.317 | 0.317 | 0.317 | 0.317 | 0.317 | 0.317 | 0.317 | 0.317 | 0.317 | 0.04755 | 0.04755 | 0.04755 | 0.04755 | 0.04755 | 0.04755 | 0.04755 | 0.04755 | 0.04755 | 0.04755 | 0.04755 | 0.04755 | 0.04755 | 0.04755 | 0.04755 | 0.04755 | 0.04755 | 0.04755 | 0.04755 | 0.04755 | 0.04755 | 0.04755 | 0.04755 | 0.04755 | 0.04755 | 0.04755 | 0.04755 | 0.04755 | 0.04755 | 0.04755 | 0.04755 | 0.04755 | 0.04755 | 0.04755
2019 | 0 | George Neal North:3 | [6 empty] | 0.229 | 0.229 | 0.234 | 0.234 | 0.234 | 0.234 | 0.234 | 0.234 | 0.234 | 0.234 | 0.234 | 0.234 | 0.234 | 0.0351 | 0.0351 | 0.0351 | 0.0351 | 0.0351 | 0.0351 | 0.0351 | 0.0351 | 0.0351 | 0.0351 | 0.0351 | 0.0351 | 0.0351 | 0.0351 | 0.0351 | 0.0351 | 0.0351 | 0.0351 | 0.0351 | 0.0351 | 0.0351 | 0.0351 | 0.0351 | 0.0351 | 0.0351 | 0.0351 | 0.0351 | 0.0351 | 0.0351 | 0.0351 | 0.0351 | 0.0351 | 0.0351 | 0.0351 | 0.0351
|  | George Neal North:4 | [6 empty] | 0.4 | 0.4 | 0.4 | 0.4 | 0.4 | 0.4 | 0.4 | 0.4 | 0.4 | 0.4 | 0.4 | 0.4 | 0.4 | 0.4 | 0.4 | 0.4 | 0.4 | 0.4 | 0.4 | 0.4 | 0.4 | 0.4 | 0.4 | 0.4 | 0.4 | 0.4 | 0.4 | 0.4 | 0.4 | 0.4 | 0.4 | 0.4 | 0.4 | 0.4 | 0.4 | 0.4 | 0.4 | 0.4 | 0.4 | 0.4 | 0.4 | 0.4 | 0.4 | 0.4 | 0.4 | 0.4 | 0.4 | 0.4
2020 | 0 | Burlington (IES):1 | [6 empty] | 0.181 | 0.181 | 0.146 | 0.146 | 0.146 | 0.146 | 0.146 | 0.146 | 0.146 | 0.146 | 0.146 | 0.146 | 0.146 | 0.146 | 0.0219 | 0.0219 | 0.0219 | 0.0219 | 0.0219 | 0.0219 | 0.0219 | 0.0219 | 0.0219 | 0.0219 | 0.0219 | 0.0219 | 0.0219 | 0.0219 | 0.0219 | 0.0219 | 0.0219 | 0.0219 | 0.0219 | 0.0219 | 0.0219 | 0.0219 | 0.0219 | 0.0219 | 0.0219 | 0.0219 | 0.0219 | 0.0219 | 0.0219 | 0.0219 | 0.0219 | 0.0219 | 0.0219 | 0.0219
0 | 0 | Burlington (IES):GT | [6 empty] | 0.1 | 0.1 | 0.1 | 0.1 | 0.1 | 0.1 | 0.1 | 0.1 | 0.1 | 0.1 | 0.1 | 0.1 | 0.1 | 0.1 | 0.1 | 0.1 | 0.1 | 0.1 | 0.1 | 0.1 | 0.1 | 0.1 | 0.1 | 0.1 | 0.1 | 0.1 | 0.1 | 0.1 | 0.1 | 0.1 | 0.1 | 0.1 | 0.1 | 0.1 | 0.1 | 0.1 | 0.1 | 0.1 | 0.1 | 0.1 | 0.1 | 0.1 | 0.1 | 0.1 | 0.1 | 0.1 | 0.1 | 0.1
|  | Ames:7 | [6 empty] | 0.384 | 0.384 | 0.033 | 0.033 | 0.033 | 0.033 | 0.033 | 0.033 | 0.033 | 0.033 | 0.033 | 0.033 | 0.033 | 0.033 | 0.033 | 0.033 | 0.033 | 0.033 | 0.033 | 0.033 | 0.033 | 0.033 | 0.033 | 0.033 | 0.033 | 0.033 | 0.033 | 0.033 | 0.033 | 0.033 | 0.033 | 0.033 | 0.033 | 0.033 | 0.033 | 0.033 | 0.033 | 0.033 | 0.033 | 0.033 | 0.033 | 0.033 | 0.033 | 0.033 | 0.033 | 0.033 | 0.033 | 0.033
2021 | 0 | Ames:8 | [6 empty] | 0.392 | 0.392 | 0.374 | 0.374 | 0.374 | 0.374 | 0.374 | 0.374 | 0.374 | 0.374 | 0.374 | 0.374 | 0.374 | 0.374 | 0.374 | 0.0561 | 0.0561 | 0.0561 | 0.0561 | 0.0561 | 0.0561 | 0.0561 | 0.0561 | 0.0561 | 0.0561 | 0.0561 | 0.0561 | 0.0561 | 0.0561 | 0.0561 | 0.0561 | 0.0561 | 0.0561 | 0.0561 | 0.0561 | 0.0561 | 0.0561 | 0.0561 | 0.0561 | 0.0561 | 0.0561 | 0.0561 | 0.0561 | 0.0561 | 0.0561 | 0.0561 | 0.0561 | 0.0561
0 | 0 | Streeter Station:6 | [6 empty] | 0.662 | 0.662 | 0.662 | 0.662 | 0.662 | 0.662 | 0.662 | 0.662 | 0.662 | 0.662 | 0.662 | 0.662 | 0.662 | 0.662 | 0.662 | 0.662 | 0.662 | 0.662 | 0.662 | 0.662 | 0.662 | 0.662 | 0.662 | 0.662 | 0.662 | 0.662 | 0.662 | 0.662 | 0.662 | 0.662 | 0.662 | 0.662 | 0.662 | 0.662 | 0.662 | 0.662 | 0.662 | 0.662 | 0.662 | 0.662 | 0.662 | 0.662 | 0.662 | 0.662 | 0.662 | 0.662 | 0.662 | 0.662
2021 | 0 | Streeter Station:7 | [6 empty] | 0.759 | 0.759 | 0.723 | 0.723 | 0.723 | 0.723 | 0.723 | 0.723 | 0.723 | 0.723 | 0.723 | 0.723 | 0.723 | 0.723 | 0.723 | 0.10845 | 0.10845 | 0.10845 | 0.10845 | 0.10845 | 0.10845 | 0.10845 | 0.10845 | 0.10845 | 0.10845 | 0.10845 | 0.10845 | 0.10845 | 0.10845 | 0.10845 | 0.10845 | 0.10845 | 0.10845 | 0.10845 | 0.10845 | 0.10845 | 0.10845 | 0.10845 | 0.10845 | 0.10845 | 0.10845 | 0.10845 | 0.10845 | 0.10845 | 0.10845 | 0.10845 | 0.10845 | 0.10845
2021 | 0 | Muscatine (MPW):7 | [6 empty] | 0.3 | 0.3 | 0.3 | 0.3 | 0.3 | 0.3 | 0.3 | 0.3 | 0.3 | 0.3 | 0.3 | 0.3 | 0.3 | 0.3 | 0.3 | 0.045 | 0.045 | 0.045 | 0.045 | 0.045 | 0.045 | 0.045 | 0.045 | 0.045 | 0.045 | 0.045 | 0.045 | 0.045 | 0.045 | 0.045 | 0.045 | 0.045 | 0.045 | 0.045 | 0.045 | 0.045 | 0.045 | 0.045 | 0.045 | 0.045 | 0.045 | 0.045 | 0.045 | 0.045 | 0.045 | 0.045 | 0.045 | 0.045
2021 | 0 | Muscatine (MPW):8 | [6 empty] | 0.899 | 0.899 | 0.919 | 0.919 | 0.919 | 0.919 | 0.919 | 0.919 | 0.919 | 0.919 | 0.919 | 0.919 | 0.919 | 0.919 | 0.919 | 0.13785 | 0.13785 | 0.13785 | 0.13785 | 0.13785 | 0.13785 | 0.13785 | 0.13785 | 0.13785 | 0.13785 | 0.13785 | 0.13785 | 0.13785 | 0.13785 | 0.13785 | 0.13785 | 0.13785 | 0.13785 | 0.13785 | 0.13785 | 0.13785 | 0.13785 | 0.13785 | 0.13785 | 0.13785 | 0.13785 | 0.13785 | 0.13785 | 0.13785 | 0.13785 | 0.13785 | 0.13785 | 0.13785
2021 | 0 | Muscatine (MPW):9 | [6 empty] | 0.263 | 0.263 | 0.212 | 0.212 | 0.212 | 0.212 | 0.212 | 0.212 | 0.212 | 0.212 | 0.212 | 0.212 | 0.212 | 0.212 | 0.212 | 0.0318 | 0.0318 | 0.0318 | 0.0318 | 0.0318 | 0.0318 | 0.0318 | 0.0318 | 0.0318 | 0.0318 | 0.0318 | 0.0318 | 0.0318 | 0.0318 | 0.0318 | 0.0318 | 0.0318 | 0.0318 | 0.0318 | 0.0318 | 0.0318 | 0.0318 | 0.0318 | 0.0318 | 0.0318 | 0.0318 | 0.0318 | 0.0318 | 0.0318 | 0.0318 | 0.0318 | 0.0318 | 0.0318
2021 | 0 | Pella:ALL | [6 empty] | 0.173 | 0.173 | 0.173 | 0.173 | 0.173 | 0.173 | 0.173 | 0.173 | 0.173 | 0.173 | 0.173 | 0.173 | 0.173 | 0.173 | 0.173 | 0.02595 | 0.02595 | 0.02595 | 0.02595 | 0.02595 | 0.02595 | 0.02595 | 0.02595 | 0.02595 | 0.02595 | 0.02595 | 0.02595 | 0.02595 | 0.02595 | 0.02595 | 0.02595 | 0.02595 | 0.02595 | 0.02595 | 0.02595 | 0.02595 | 0.02595 | 0.02595 | 0.02595 | 0.02595 | 0.02595 | 0.02595 | 0.02595 | 0.02595 | 0.02595 | 0.02595 | 0.02595 | 0.02595
2021 | 0 | Earl F. Wisdom:1 | [6 empty] | 0.535 | 0.535 | 0.583 | 0.583 | 0.583 | 0.583 | 0.583 | 0.583 | 0.583 | 0.583 | 0.583 | 0.583 | 0.583 | 0.583 | 0.583 | 0.08745 | 0.08745 | 0.08745 | 0.08745 | 0.08745 | 0.08745 | 0.08745 | 0.08745 | 0.08745 | 0.08745 | 0.08745 | 0.08745 | 0.08745 | 0.08745 | 0.08745 | 0.08745 | 0.08745 | 0.08745 | 0.08745 | 0.08745 | 0.08745 | 0.08745 | 0.08745 | 0.08745 | 0.08745 | 0.08745 | 0.08745 | 0.08745 | 0.08745 | 0.08745 | 0.08745 | 0.08745 | 0.08745
2021 | 0 | Fair Station:1 | [6 empty] | 0.423 | 0.423 | 0.423 | 0.423 | 0.423 | 0.423 | 0.423 | 0.423 | 0.423 | 0.423 | 0.423 | 0.423 | 0.423 | 0.423 | 0.423 | 0.06345 | 0.06345 | 0.06345 | 0.06345 | 0.06345 | 0.06345 | 0.06345 | 0.06345 | 0.06345 | 0.06345 | 0.06345 | 0.06345 | 0.06345 | 0.06345 | 0.06345 | 0.06345 | 0.06345 | 0.06345 | 0.06345 | 0.06345 | 0.06345 | 0.06345 | 0.06345 | 0.06345 | 0.06345 | 0.06345 | 0.06345 | 0.06345 | 0.06345 | 0.06345 | 0.06345 | 0.06345 | 0.06345
2021 | 0 | Fair Station:2 | [6 empty] | 0.457 | 0.457 | 0.413 | 0.413 | 0.413 | 0.413 | 0.413 | 0.413 | 0.413 | 0.413 | 0.413 | 0.413 | 0.413 | 0.413 | 0.413 | 0.06195 | 0.06195 | 0.06195 | 0.06195 | 0.06195 | 0.06195 | 0.06195 | 0.06195 | 0.06195 | 0.06195 | 0.06195 | 0.06195 | 0.06195 | 0.06195 | 0.06195 | 0.06195 | 0.06195 | 0.06195 | 0.06195 | 0.06195 | 0.06195 | 0.06195 | 0.06195 | 0.06195 | 0.06195 | 0.06195 | 0.06195 | 0.06195 | 0.06195 | 0.06195 | 0.06195 | 0.06195 | 0.06195
0 | 0 | Cimarron River:1 | [6 empty] | 0.197 | 0.197 | 0.192 | 0.192 | 0.192 | 0.192 | 0.192 | 0.192 | 0.192 | 0.192 | 0.192 | 0.192 | 0.192 | 0.192 | 0.192 | 0.192 | 0.192 | 0.192 | 0.192 | 0.192 | 0.192 | 0.192 | 0.192 | 0.192 | 0.192 | 0.192 | 0.192 | 0.192 | 0.192 | 0.192 | 0.192 | 0.192 | 0.192 | 0.192 | 0.192 | 0.192 | 0.192 | 0.192 | 0.192 | 0.192 | 0.192 | 0.192 | 0.192 | 0.192 | 0.192 | 0.192 | 0.192 | 0.192
0 | 0 | Judson Large:4 | [6 empty] | 0.162 | 0.162 | 0.161 | 0.161 | 0.161 | 0.161 | 0.161 | 0.161 | 0.161 | 0.161 | 0.161 | 0.161 | 0.161 | 0.161 | 0.161 | 0.161 | 0.161 | 0.161 | 0.161 | 0.161 | 0.161 | 0.161 | 0.161 | 0.161 | 0.161 | 0.161 | 0.161 | 0.161 | 0.161 | 0.161 | 0.161 | 0.161 | 0.161 | 0.161 | 0.161 | 0.161 | 0.161 | 0.161 | 0.161 | 0.161 | 0.161 | 0.161 | 0.161 | 0.161 | 0.161 | 0.161 | 0.161 | 0.161
0 | 0 | Arthur Mullergren:3 | [6 empty] | 0.221 | 0.221 | 0.226 | 0.226 | 0.226 | 0.226 | 0.226 | 0.226 | 0.226 | 0.226 | 0.226 | 0.226 | 0.226 | 0.226 | 0.226 | 0.226 | 0.226 | 0.226 | 0.226 | 0.226 | 0.226 | 0.226 | 0.226 | 0.226 | 0.226 | 0.226 | 0.226 | 0.226 | 0.226 | 0.226 | 0.226 | 0.226 | 0.226 | 0.226 | 0.226 | 0.226 | 0.226 | 0.226 | 0.226 | 0.226 | 0.226 | 0.226 | 0.226 | 0.226 | 0.226 | 0.226 | 0.226 | 0.226
0 | 0 | Riverton (EMDE):1011 | [6 empty] | 0.3 | 0.3 | 0.3 | 0.3 | 0.3 | 0.3 | 0.3 | 0.3 | 0.3 | 0.3 | 0.3 | 0.3 | 0.3 | 0.3 | 0.3 | 0.3 | 0.3 | 0.3 | 0.3 | 0.3 | 0.3 | 0.3 | 0.3 | 0.3 | 0.3 | 0.3 | 0.3 | 0.3 | 0.3 | 0.3 | 0.3 | 0.3 | 0.3 | 0.3 | 0.3 | 0.3 | 0.3 | 0.3 | 0.3 | 0.3 | 0.3 | 0.3 | 0.3 | 0.3 | 0.3 | 0.3 | 0.3 | 0.3
2021 | 0 | Riverton (EMDE):7 | [6 empty] | 0.415 | 0.415 | 0.415 | 0.415 | 0.415 | 0.415 | 0.415 | 0.415 | 0.415 | 0.415 | 0.415 | 0.415 | 0.415 | 0.415 | 0.415 | 0.06225 | 0.06225 | 0.06225 | 0.06225 | 0.06225 | 0.06225 | 0.06225 | 0.06225 | 0.06225 | 0.06225 | 0.06225 | 0.06225 | 0.06225 | 0.06225 | 0.06225 | 0.06225 | 0.06225 | 0.06225 | 0.06225 | 0.06225 | 0.06225 | 0.06225 | 0.06225 | 0.06225 | 0.06225 | 0.06225 | 0.06225 | 0.06225 | 0.06225 | 0.06225 | 0.06225 | 0.06225 | 0.06225
2021 | 0 | Riverton (EMDE):8 | [6 empty] | 0.44 | 0.44 | 0.44 | 0.44 | 0.44 | 0.44 | 0.44 | 0.44 | 0.44 | 0.44 | 0.44 | 0.44 | 0.44 | 0.44 | 0.44 | 0.066 | 0.066 | 0.066 | 0.066 | 0.066 | 0.066 | 0.066 | 0.066 | 0.066 | 0.066 | 0.066 | 0.066 | 0.066 | 0.066 | 0.066 | 0.066 | 0.066 | 0.066 | 0.066 | 0.066 | 0.066 | 0.066 | 0.066 | 0.066 | 0.066 | 0.066 | 0.066 | 0.066 | 0.066 | 0.066 | 0.066 | 0.066 | 0.066
0 | 0 | Riverton (EMDE):9 | [6 empty] | 0.3 | 0.3 | 0.3 | 0.3 | 0.3 | 0.3 | 0.3 | 0.3 | 0.3 | 0.3 | 0.3 | 0.3 | 0.3 | 0.3 | 0.3 | 0.3 | 0.3 | 0.3 | 0.3 | 0.3 | 0.3 | 0.3 | 0.3 | 0.3 | 0.3 | 0.3 | 0.3 | 0.3 | 0.3 | 0.3 | 0.3 | 0.3 | 0.3 | 0.3 | 0.3 | 0.3 | 0.3 | 0.3 | 0.3 | 0.3 | 0.3 | 0.3 | 0.3 | 0.3 | 0.3 | 0.3 | 0.3 | 0.3
0 | 0 | Gordon Evans:1 | [6 empty] | 0.271 | 0.271 | 0.163 | 0.163 | 0.163 | 0.163 | 0.163 | 0.163 | 0.163 | 0.163 | 0.163 | 0.163 | 0.163 | 0.163 | 0.163 | 0.163 | 0.163 | 0.163 | 0.163 | 0.163 | 0.163 | 0.163 | 0.163 | 0.163 | 0.163 | 0.163 | 0.163 | 0.163 | 0.163 | 0.163 | 0.163 | 0.163 | 0.163 | 0.163 | 0.163 | 0.163 | 0.163 | 0.163 | 0.163 | 0.163 | 0.163 | 0.163 | 0.163 | 0.163 | 0.163 | 0.163 | 0.163 | 0.163
|  | Gordon Evans:GT1 | [6 empty] | 0.04 | 0.04 | 0.04 | 0.04 | 0.04 | 0.04 | 0.04 | 0.04 | 0.04 | 0.04 | 0.04 | 0.04 | 0.04 | 0.04 | 0.04 | 0.04 | 0.04 | 0.04 | 0.04 | 0.04 | 0.04 | 0.04 | 0.04 | 0.04 | 0.04 | 0.04 | 0.04 | 0.04 | 0.04 | 0.04 | 0.04 | 0.04 | 0.04 | 0.04 | 0.04 | 0.04 | 0.04 | 0.04 | 0.04 | 0.04 | 0.04 | 0.04 | 0.04 | 0.04 | 0.04 | 0.04 | 0.04 | 0.04
|  | Gordon Evans:GT2 | [6 empty] | 0.047 | 0.047 | 0.047 | 0.047 | 0.047 | 0.047 | 0.047 | 0.047 | 0.047 | 0.047 | 0.047 | 0.047 | 0.047 | 0.047 | 0.047 | 0.047 | 0.047 | 0.047 | 0.047 | 0.047 | 0.047 | 0.047 | 0.047 | 0.047 | 0.047 | 0.047 | 0.047 | 0.047 | 0.047 | 0.047 | 0.047 | 0.047 | 0.047 | 0.047 | 0.047 | 0.047 | 0.047 | 0.047 | 0.047 | 0.047 | 0.047 | 0.047 | 0.047 | 0.047 | 0.047 | 0.047 | 0.047 | 0.047
|  | Gordon Evans:GT3 | [6 empty] | 0.027 | 0.027 | 0.027 | 0.027 | 0.027 | 0.027 | 0.027 | 0.027 | 0.027 | 0.027 | 0.027 | 0.027 | 0.027 | 0.027 | 0.027 | 0.027 | 0.027 | 0.027 | 0.027 | 0.027 | 0.027 | 0.027 | 0.027 | 0.027 | 0.027 | 0.027 | 0.027 | 0.027 | 0.027 | 0.027 | 0.027 | 0.027 | 0.027 | 0.027 | 0.027 | 0.027 | 0.027 | 0.027 | 0.027 | 0.027 | 0.027 | 0.027 | 0.027 | 0.027 | 0.027 | 0.027 | 0.027 | 0.027
0 | 0 | Gordon Evans:2 | [6 empty] | 0.472 | 0.472 | 0.331 | 0.331 | 0.331 | 0.331 | 0.331 | 0.331 | 0.331 | 0.331 | 0.331 | 0.331 | 0.331 | 0.331 | 0.331 | 0.331 | 0.331 | 0.331 | 0.331 | 0.331 | 0.331 | 0.331 | 0.331 | 0.331 | 0.331 | 0.331 | 0.331 | 0.331 | 0.331 | 0.331 | 0.331 | 0.331 | 0.331 | 0.331 | 0.331 | 0.331 | 0.331 | 0.331 | 0.331 | 0.331 | 0.331 | 0.331 | 0.331 | 0.331 | 0.331 | 0.331 | 0.331 | 0.331
2017 | 0 | Lacygne:1 | [6 empty] | 0.934 | 0.934 | 0.196 | 0.196 | 0.196 | 0.196 | 0.196 | 0.196 | 0.196 | 0.196 | 0.196 | 0.0294 | 0.0294 | 0.0294 | 0.0294 | 0.0294 | 0.0294 | 0.0294 | 0.0294 | 0.0294 | 0.0294 | 0.0294 | 0.0294 | 0.0294 | 0.0294 | 0.0294 | 0.0294 | 0.0294 | 0.0294 | 0.0294 | 0.0294 | 0.0294 | 0.0294 | 0.0294 | 0.0294 | 0.0294 | 0.0294 | 0.0294 | 0.0294 | 0.0294 | 0.0294 | 0.0294 | 0.0294 | 0.0294 | 0.0294 | 0.0294 | 0.0294 | 0.0294
2018 | 0 | Lacygne:2 | [6 empty] | 0.319 | 0.319 | 0.302 | 0.302 | 0.302 | 0.302 | 0.302 | 0.302 | 0.302 | 0.302 | 0.302 | 0.302 | 0.0453 | 0.0453 | 0.0453 | 0.0453 | 0.0453 | 0.0453 | 0.0453 | 0.0453 | 0.0453 | 0.0453 | 0.0453 | 0.0453 | 0.0453 | 0.0453 | 0.0453 | 0.0453 | 0.0453 | 0.0453 | 0.0453 | 0.0453 | 0.0453 | 0.0453 | 0.0453 | 0.0453 | 0.0453 | 0.0453 | 0.0453 | 0.0453 | 0.0453 | 0.0453 | 0.0453 | 0.0453 | 0.0453 | 0.0453 | 0.0453 | 0.0453
|  | Murray Gill:1 | [6 empty] | 0.246 | 0.246 | 0.082 | 0.082 | 0.082 | 0.082 | 0.082 | 0.082 | 0.082 | 0.082 | 0.082 | 0.082 | 0.082 | 0.082 | 0.082 | 0.082 | 0.082 | 0.082 | 0.082 | 0.082 | 0.082 | 0.082 | 0.082 | 0.082 | 0.082 | 0.082 | 0.082 | 0.082 | 0.082 | 0.082 | 0.082 | 0.082 | 0.082 | 0.082 | 0.082 | 0.082 | 0.082 | 0.082 | 0.082 | 0.082 | 0.082 | 0.082 | 0.082 | 0.082 | 0.082 | 0.082 | 0.082 | 0.082
0 | 0 | Murray Gill:2 | [6 empty] | 0.254 | 0.254 | 0.186 | 0.186 | 0.186 | 0.186 | 0.186 | 0.186 | 0.186 | 0.186 | 0.186 | 0.186 | 0.186 | 0.186 | 0.186 | 0.186 | 0.186 | 0.186 | 0.186 | 0.186 | 0.186 | 0.186 | 0.186 | 0.186 | 0.186 | 0.186 | 0.186 | 0.186 | 0.186 | 0.186 | 0.186 | 0.186 | 0.186 | 0.186 | 0.186 | 0.186 | 0.186 | 0.186 | 0.186 | 0.186 | 0.186 | 0.186 | 0.186 | 0.186 | 0.186 | 0.186 | 0.186 | 0.186
0 | 0 | Murray Gill:3 | [6 empty] | 0.313 | 0.313 | 0.181 | 0.181 | 0.181 | 0.181 | 0.181 | 0.181 | 0.181 | 0.181 | 0.181 | 0.181 | 0.181 | 0.181 | 0.181 | 0.181 | 0.181 | 0.181 | 0.181 | 0.181 | 0.181 | 0.181 | 0.181 | 0.181 | 0.181 | 0.181 | 0.181 | 0.181 | 0.181 | 0.181 | 0.181 | 0.181 | 0.181 | 0.181 | 0.181 | 0.181 | 0.181 | 0.181 | 0.181 | 0.181 | 0.181 | 0.181 | 0.181 | 0.181 | 0.181 | 0.181 | 0.181 | 0.181
0 | 0 | Murray Gill:4 | [6 empty] | 0.354 | 0.354 | 0.219 | 0.219 | 0.219 | 0.219 | 0.219 | 0.219 | 0.219 | 0.219 | 0.219 | 0.219 | 0.219 | 0.219 | 0.219 | 0.219 | 0.219 | 0.219 | 0.219 | 0.219 | 0.219 | 0.219 | 0.219 | 0.219 | 0.219 | 0.219 | 0.219 | 0.219 | 0.219 | 0.219 | 0.219 | 0.219 | 0.219 | 0.219 | 0.219 | 0.219 | 0.219 | 0.219 | 0.219 | 0.219 | 0.219 | 0.219 | 0.219 | 0.219 | 0.219 | 0.219 | 0.219 | 0.219
|  | Hutchinson (KPL):GT1 | [6 empty] | 0 | 0 | 0 | 0 | 0 | 0 | 0 | 0 | 0 | 0 | 0 | 0 | 0 | 0 | 0 | 0 | 0 | 0 | 0 | 0 | 0 | 0 | 0 | 0 | 0 | 0 | 0 | 0 | 0 | 0 | 0 | 0 | 0 | 0 | 0 | 0 | 0 | 0 | 0 | 0 | 0 | 0 | 0 | 0 | 0 | 0 | 0 | 0
0 | 0 | Hutchinson (KPL):ST1 | [6 empty] | 0.298 | 0.298 | 0.298 | 0.298 | 0.298 | 0.298 | 0.298 | 0.298 | 0.298 | 0.298 | 0.298 | 0.298 | 0.298 | 0.298 | 0.298 | 0.298 | 0.298 | 0.298 | 0.298 | 0.298 | 0.298 | 0.298 | 0.298 | 0.298 | 0.298 | 0.298 | 0.298 | 0.298 | 0.298 | 0.298 | 0.298 | 0.298 | 0.298 | 0.298 | 0.298 | 0.298 | 0.298 | 0.298 | 0.298 | 0.298 | 0.298 | 0.298 | 0.298 | 0.298 | 0.298 | 0.298 | 0.298 | 0.298
0 | 0 | Hutchinson (KPL):ST2 | [6 empty] | 0.298 | 0.298 | 0.298 | 0.298 | 0.298 | 0.298 | 0.298 | 0.298 | 0.298 | 0.298 | 0.298 | 0.298 | 0.298 | 0.298 | 0.298 | 0.298 | 0.298 | 0.298 | 0.298 | 0.298 | 0.298 | 0.298 | 0.298 | 0.298 | 0.298 | 0.298 | 0.298 | 0.298 | 0.298 | 0.298 | 0.298 | 0.298 | 0.298 | 0.298 | 0.298 | 0.298 | 0.298 | 0.298 | 0.298 | 0.298 | 0.298 | 0.298 | 0.298 | 0.298 | 0.298 | 0.298 | 0.298 | 0.298
0 | 0 | Hutchinson (KPL):ST3 | [6 empty] | 0.298 | 0.298 | 0.298 | 0.298 | 0.298 | 0.298 | 0.298 | 0.298 | 0.298 | 0.298 | 0.298 | 0.298 | 0.298 | 0.298 | 0.298 | 0.298 | 0.298 | 0.298 | 0.298 | 0.298 | 0.298 | 0.298 | 0.298 | 0.298 | 0.298 | 0.298 | 0.298 | 0.298 | 0.298 | 0.298 | 0.298 | 0.298 | 0.298 | 0.298 | 0.298 | 0.298 | 0.298 | 0.298 | 0.298 | 0.298 | 0.298 | 0.298 | 0.298 | 0.298 | 0.298 | 0.298 | 0.298 | 0.298
0 | 0 | Hutchinson (KPL):ST4 | [6 empty] | 0.298 | 0.298 | 0.298 | 0.298 | 0.298 | 0.298 | 0.298 | 0.298 | 0.298 | 0.298 | 0.298 | 0.298 | 0.298 | 0.298 | 0.298 | 0.298 | 0.298 | 0.298 | 0.298 | 0.298 | 0.298 | 0.298 | 0.298 | 0.298 | 0.298 | 0.298 | 0.298 | 0.298 | 0.298 | 0.298 | 0.298 | 0.298 | 0.298 | 0.298 | 0.298 | 0.298 | 0.298 | 0.298 | 0.298 | 0.298 | 0.298 | 0.298 | 0.298 | 0.298 | 0.298 | 0.298 | 0.298 | 0.298
|  | Hutchinson (KPL):GT2 | [6 empty] | 0 | 0 | 0 | 0 | 0 | 0 | 0 | 0 | 0 | 0 | 0 | 0 | 0 | 0 | 0 | 0 | 0 | 0 | 0 | 0 | 0 | 0 | 0 | 0 | 0 | 0 | 0 | 0 | 0 | 0 | 0 | 0 | 0 | 0 | 0 | 0 | 0 | 0 | 0 | 0 | 0 | 0 | 0 | 0 | 0 | 0 | 0 | 0
|  | Hutchinson (KPL):GT3 | [6 empty] | 0 | 0 | 0 | 0 | 0 | 0 | 0 | 0 | 0 | 0 | 0 | 0 | 0 | 0 | 0 | 0 | 0 | 0 | 0 | 0 | 0 | 0 | 0 | 0 | 0 | 0 | 0 | 0 | 0 | 0 | 0 | 0 | 0 | 0 | 0 | 0 | 0 | 0 | 0 | 0 | 0 | 0 | 0 | 0 | 0 | 0 | 0 | 0
0 | 0 | Hutchinson (KPL):GT4 | [6 empty] | 0.204 | 0.204 | 0.234 | 0.234 | 0.234 | 0.234 | 0.234 | 0.234 | 0.234 | 0.234 | 0.234 | 0.234 | 0.234 | 0.234 | 0.234 | 0.234 | 0.234 | 0.234 | 0.234 | 0.234 | 0.234 | 0.234 | 0.234 | 0.234 | 0.234 | 0.234 | 0.234 | 0.234 | 0.234 | 0.234 | 0.234 | 0.234 | 0.234 | 0.234 | 0.234 | 0.234 | 0.234 | 0.234 | 0.234 | 0.234 | 0.234 | 0.234 | 0.234 | 0.234 | 0.234 | 0.234 | 0.234 | 0.234
|  | Lawrence Energy Center:2 | [6 empty] | 0.26 | 0.26 | 0.26 | 0.26 | 0.26 | 0.26 | 0.26 | 0.26 | 0.26 | 0.26 | 0.26 | 0.26 | 0.26 | 0.26 | 0.26 | 0.26 | 0.26 | 0.26 | 0.26 | 0.26 | 0.26 | 0.26 | 0.26 | 0.26 | 0.26 | 0.26 | 0.26 | 0.26 | 0.26 | 0.26 | 0.26 | 0.26 | 0.26 | 0.26 | 0.26 | 0.26 | 0.26 | 0.26 | 0.26 | 0.26 | 0.26 | 0.26 | 0.26 | 0.26 | 0.26 | 0.26 | 0.26 | 0.26
2021 | 0 | Lawrence Energy Center:3 | [6 empty] | 0.313 | 0.313 | 0.217 | 0.217 | 0.217 | 0.217 | 0.217 | 0.217 | 0.217 | 0.217 | 0.217 | 0.217 | 0.217 | 0.217 | 0.217 | 0.03255 | 0.03255 | 0.03255 | 0.03255 | 0.03255 | 0.03255 | 0.03255 | 0.03255 | 0.03255 | 0.03255 | 0.03255 | 0.03255 | 0.03255 | 0.03255 | 0.03255 | 0.03255 | 0.03255 | 0.03255 | 0.03255 | 0.03255 | 0.03255 | 0.03255 | 0.03255 | 0.03255 | 0.03255 | 0.03255 | 0.03255 | 0.03255 | 0.03255 | 0.03255 | 0.03255 | 0.03255 | 0.03255
2021 | 0 | Lawrence Energy Center:4 | [6 empty] | 0.332 | 0.332 | 0.347 | 0.347 | 0.347 | 0.347 | 0.347 | 0.347 | 0.347 | 0.347 | 0.347 | 0.347 | 0.347 | 0.347 | 0.347 | 0.05205 | 0.05205 | 0.05205 | 0.05205 | 0.05205 | 0.05205 | 0.05205 | 0.05205 | 0.05205 | 0.05205 | 0.05205 | 0.05205 | 0.05205 | 0.05205 | 0.05205 | 0.05205 | 0.05205 | 0.05205 | 0.05205 | 0.05205 | 0.05205 | 0.05205 | 0.05205 | 0.05205 | 0.05205 | 0.05205 | 0.05205 | 0.05205 | 0.05205 | 0.05205 | 0.05205 | 0.05205 | 0.05205
2020 | 0 | Lawrence Energy Center:5 | [6 empty] | 0.185 | 0.185 | 0.201 | 0.201 | 0.201 | 0.201 | 0.201 | 0.201 | 0.201 | 0.201 | 0.201 | 0.201 | 0.201 | 0.201 | 0.03015 | 0.03015 | 0.03015 | 0.03015 | 0.03015 | 0.03015 | 0.03015 | 0.03015 | 0.03015 | 0.03015 | 0.03015 | 0.03015 | 0.03015 | 0.03015 | 0.03015 | 0.03015 | 0.03015 | 0.03015 | 0.03015 | 0.03015 | 0.03015 | 0.03015 | 0.03015 | 0.03015 | 0.03015 | 0.03015 | 0.03015 | 0.03015 | 0.03015 | 0.03015 | 0.03015 | 0.03015 | 0.03015 | 0.03015
0 | 0 | Tecumseh Energy Center:1 | [6 empty] | 0.35 | 0.35 | 0.35 | 0.35 | 0.35 | 0.35 | 0.35 | 0.35 | 0.35 | 0.35 | 0.35 | 0.35 | 0.35 | 0.35 | 0.35 | 0.35 | 0.35 | 0.35 | 0.35 | 0.35 | 0.35 | 0.35 | 0.35 | 0.35 | 0.35 | 0.35 | 0.35 | 0.35 | 0.35 | 0.35 | 0.35 | 0.35 | 0.35 | 0.35 | 0.35 | 0.35 | 0.35 | 0.35 | 0.35 | 0.35 | 0.35 | 0.35 | 0.35 | 0.35 | 0.35 | 0.35 | 0.35 | 0.35
|  | Tecumseh Energy Center:2 | [6 empty] | 0.06 | 0.06 | 0.06 | 0.06 | 0.06 | 0.06 | 0.06 | 0.06 | 0.06 | 0.06 | 0.06 | 0.06 | 0.06 | 0.06 | 0.06 | 0.06 | 0.06 | 0.06 | 0.06 | 0.06 | 0.06 | 0.06 | 0.06 | 0.06 | 0.06 | 0.06 | 0.06 | 0.06 | 0.06 | 0.06 | 0.06 | 0.06 | 0.06 | 0.06 | 0.06 | 0.06 | 0.06 | 0.06 | 0.06 | 0.06 | 0.06 | 0.06 | 0.06 | 0.06 | 0.06 | 0.06 | 0.06 | 0.06
2021 | 0 | Tecumseh Energy Center:7 | [6 empty] | 0.397 | 0.397 | 0.397 | 0.397 | 0.397 | 0.397 | 0.397 | 0.397 | 0.397 | 0.397 | 0.397 | 0.397 | 0.397 | 0.397 | 0.397 | 0.05955 | 0.05955 | 0.05955 | 0.05955 | 0.05955 | 0.05955 | 0.05955 | 0.05955 | 0.05955 | 0.05955 | 0.05955 | 0.05955 | 0.05955 | 0.05955 | 0.05955 | 0.05955 | 0.05955 | 0.05955 | 0.05955 | 0.05955 | 0.05955 | 0.05955 | 0.05955 | 0.05955 | 0.05955 | 0.05955 | 0.05955 | 0.05955 | 0.05955 | 0.05955 | 0.05955 | 0.05955 | 0.05955
2021 | 0 | Tecumseh Energy Center:8 | [6 empty] | 0.425 | 0.425 | 0.425 | 0.425 | 0.425 | 0.425 | 0.425 | 0.425 | 0.425 | 0.425 | 0.425 | 0.425 | 0.425 | 0.425 | 0.425 | 0.06375 | 0.06375 | 0.06375 | 0.06375 | 0.06375 | 0.06375 | 0.06375 | 0.06375 | 0.06375 | 0.06375 | 0.06375 | 0.06375 | 0.06375 | 0.06375 | 0.06375 | 0.06375 | 0.06375 | 0.06375 | 0.06375 | 0.06375 | 0.06375 | 0.06375 | 0.06375 | 0.06375 | 0.06375 | 0.06375 | 0.06375 | 0.06375 | 0.06375 | 0.06375 | 0.06375 | 0.06375 | 0.06375
|  | Chanute 1:46 | [6 empty] | 0.088 | 0.088 | 0.088 | 0.088 | 0.088 | 0.088 | 0.088 | 0.088 | 0.088 | 0.088 | 0.088 | 0.088 | 0.088 | 0.088 | 0.088 | 0.088 | 0.088 | 0.088 | 0.088 | 0.088 | 0.088 | 0.088 | 0.088 | 0.088 | 0.088 | 0.088 | 0.088 | 0.088 | 0.088 | 0.088 | 0.088 | 0.088 | 0.088 | 0.088 | 0.088 | 0.088 | 0.088 | 0.088 | 0.088 | 0.088 | 0.088 | 0.088 | 0.088 | 0.088 | 0.088 | 0.088 | 0.088 | 0.088
|  | Chanute 1:5 | [6 empty] | 0.088 | 0.088 | 0.088 | 0.088 | 0.088 | 0.088 | 0.088 | 0.088 | 0.088 | 0.088 | 0.088 | 0.088 | 0.088 | 0.088 | 0.088 | 0.088 | 0.088 | 0.088 | 0.088 | 0.088 | 0.088 | 0.088 | 0.088 | 0.088 | 0.088 | 0.088 | 0.088 | 0.088 | 0.088 | 0.088 | 0.088 | 0.088 | 0.088 | 0.088 | 0.088 | 0.088 | 0.088 | 0.088 | 0.088 | 0.088 | 0.088 | 0.088 | 0.088 | 0.088 | 0.088 | 0.088 | 0.088 | 0.088
0 | 0 | Chanute 2:ALL | [6 empty] | 0.088 | 0.088 | 0.088 | 0.088 | 0.088 | 0.088 | 0.088 | 0.088 | 0.088 | 0.088 | 0.088 | 0.088 | 0.088 | 0.088 | 0.088 | 0.088 | 0.088 | 0.088 | 0.088 | 0.088 | 0.088 | 0.088 | 0.088 | 0.088 | 0.088 | 0.088 | 0.088 | 0.088 | 0.088 | 0.088 | 0.088 | 0.088 | 0.088 | 0.088 | 0.088 | 0.088 | 0.088 | 0.088 | 0.088 | 0.088 | 0.088 | 0.088 | 0.088 | 0.088 | 0.088 | 0.088 | 0.088 | 0.088
2021 | 0 | Quindaro:1 | [6 empty] | 0.798 | 0.798 | 0.779 | 0.779 | 0.779 | 0.779 | 0.779 | 0.779 | 0.779 | 0.779 | 0.779 | 0.779 | 0.779 | 0.779 | 0.779 | 0.11685 | 0.11685 | 0.11685 | 0.11685 | 0.11685 | 0.11685 | 0.11685 | 0.11685 | 0.11685 | 0.11685 | 0.11685 | 0.11685 | 0.11685 | 0.11685 | 0.11685 | 0.11685 | 0.11685 | 0.11685 | 0.11685 | 0.11685 | 0.11685 | 0.11685 | 0.11685 | 0.11685 | 0.11685 | 0.11685 | 0.11685 | 0.11685 | 0.11685 | 0.11685 | 0.11685 | 0.11685 | 0.11685
0 | 0 | Quindaro:GT1 | [6 empty] | 0.3 | 0.3 | 0.3 | 0.3 | 0.3 | 0.3 | 0.3 | 0.3 | 0.3 | 0.3 | 0.3 | 0.3 | 0.3 | 0.3 | 0.3 | 0.3 | 0.3 | 0.3 | 0.3 | 0.3 | 0.3 | 0.3 | 0.3 | 0.3 | 0.3 | 0.3 | 0.3 | 0.3 | 0.3 | 0.3 | 0.3 | 0.3 | 0.3 | 0.3 | 0.3 | 0.3 | 0.3 | 0.3 | 0.3 | 0.3 | 0.3 | 0.3 | 0.3 | 0.3 | 0.3 | 0.3 | 0.3 | 0.3
0 | 0 | Quindaro:GT2 | [6 empty] | 0.3 | 0.3 | 0.3 | 0.3 | 0.3 | 0.3 | 0.3 | 0.3 | 0.3 | 0.3 | 0.3 | 0.3 | 0.3 | 0.3 | 0.3 | 0.3 | 0.3 | 0.3 | 0.3 | 0.3 | 0.3 | 0.3 | 0.3 | 0.3 | 0.3 | 0.3 | 0.3 | 0.3 | 0.3 | 0.3 | 0.3 | 0.3 | 0.3 | 0.3 | 0.3 | 0.3 | 0.3 | 0.3 | 0.3 | 0.3 | 0.3 | 0.3 | 0.3 | 0.3 | 0.3 | 0.3 | 0.3 | 0.3
0 | 0 | Quindaro:GT3 | [6 empty] | 0.3 | 0.3 | 0.3 | 0.3 | 0.3 | 0.3 | 0.3 | 0.3 | 0.3 | 0.3 | 0.3 | 0.3 | 0.3 | 0.3 | 0.3 | 0.3 | 0.3 | 0.3 | 0.3 | 0.3 | 0.3 | 0.3 | 0.3 | 0.3 | 0.3 | 0.3 | 0.3 | 0.3 | 0.3 | 0.3 | 0.3 | 0.3 | 0.3 | 0.3 | 0.3 | 0.3 | 0.3 | 0.3 | 0.3 | 0.3 | 0.3 | 0.3 | 0.3 | 0.3 | 0.3 | 0.3 | 0.3 | 0.3
2021 | 0 | Quindaro:2 | [6 empty] | 0.318 | 0.318 | 0.269 | 0.269 | 0.269 | 0.269 | 0.269 | 0.269 | 0.269 | 0.269 | 0.269 | 0.269 | 0.269 | 0.269 | 0.269 | 0.04035 | 0.04035 | 0.04035 | 0.04035 | 0.04035 | 0.04035 | 0.04035 | 0.04035 | 0.04035 | 0.04035 | 0.04035 | 0.04035 | 0.04035 | 0.04035 | 0.04035 | 0.04035 | 0.04035 | 0.04035 | 0.04035 | 0.04035 | 0.04035 | 0.04035 | 0.04035 | 0.04035 | 0.04035 | 0.04035 | 0.04035 | 0.04035 | 0.04035 | 0.04035 | 0.04035 | 0.04035 | 0.04035
2016 | 0 | Cross:1 | [6 empty] | 0.066 | 0.066 | 0.095 | 0.095 | 0.095 | 0.095 | 0.095 | 0.095 | 0.095 | 0.095 | 0.01425 | 0.01425 | 0.01425 | 0.01425 | 0.01425 | 0.01425 | 0.01425 | 0.01425 | 0.01425 | 0.01425 | 0.01425 | 0.01425 | 0.01425 | 0.01425 | 0.01425 | 0.01425 | 0.01425 | 0.01425 | 0.01425 | 0.01425 | 0.01425 | 0.01425 | 0.01425 | 0.01425 | 0.01425 | 0.01425 | 0.01425 | 0.01425 | 0.01425 | 0.01425 | 0.01425 | 0.01425 | 0.01425 | 0.01425 | 0.01425 | 0.01425 | 0.01425 | 0.01425
2016 | 0 | Cross:2 | [6 empty] | 0.075 | 0.075 | 0.101 | 0.101 | 0.101 | 0.101 | 0.101 | 0.101 | 0.101 | 0.101 | 0.01515 | 0.01515 | 0.01515 | 0.01515 | 0.01515 | 0.01515 | 0.01515 | 0.01515 | 0.01515 | 0.01515 | 0.01515 | 0.01515 | 0.01515 | 0.01515 | 0.01515 | 0.01515 | 0.01515 | 0.01515 | 0.01515 | 0.01515 | 0.01515 | 0.01515 | 0.01515 | 0.01515 | 0.01515 | 0.01515 | 0.01515 | 0.01515 | 0.01515 | 0.01515 | 0.01515 | 0.01515 | 0.01515 | 0.01515 | 0.01515 | 0.01515 | 0.01515 | 0.01515
|  | McPherson 2:1 | [6 empty] | 0.161 | 0.161 | 0.161 | 0.161 | 0.161 | 0.161 | 0.161 | 0.161 | 0.161 | 0.161 | 0.161 | 0.161 | 0.161 | 0.161 | 0.161 | 0.161 | 0.161 | 0.161 | 0.161 | 0.161 | 0.161 | 0.161 | 0.161 | 0.161 | 0.161 | 0.161 | 0.161 | 0.161 | 0.161 | 0.161 | 0.161 | 0.161 | 0.161 | 0.161 | 0.161 | 0.161 | 0.161 | 0.161 | 0.161 | 0.161 | 0.161 | 0.161 | 0.161 | 0.161 | 0.161 | 0.161 | 0.161 | 0.161
0 | 0 | McPherson 2:GT1 | [6 empty] | 0.15 | 0.15 | 0.15 | 0.15 | 0.15 | 0.15 | 0.15 | 0.15 | 0.15 | 0.15 | 0.15 | 0.15 | 0.15 | 0.15 | 0.15 | 0.15 | 0.15 | 0.15 | 0.15 | 0.15 | 0.15 | 0.15 | 0.15 | 0.15 | 0.15 | 0.15 | 0.15 | 0.15 | 0.15 | 0.15 | 0.15 | 0.15 | 0.15 | 0.15 | 0.15 | 0.15 | 0.15 | 0.15 | 0.15 | 0.15 | 0.15 | 0.15 | 0.15 | 0.15 | 0.15 | 0.15 | 0.15 | 0.15
|  | McPherson 2:GT2 | [6 empty] | 0.15 | 0.15 | 0.15 | 0.15 | 0.15 | 0.15 | 0.15 | 0.15 | 0.15 | 0.15 | 0.15 | 0.15 | 0.15 | 0.15 | 0.15 | 0.15 | 0.15 | 0.15 | 0.15 | 0.15 | 0.15 | 0.15 | 0.15 | 0.15 | 0.15 | 0.15 | 0.15 | 0.15 | 0.15 | 0.15 | 0.15 | 0.15 | 0.15 | 0.15 | 0.15 | 0.15 | 0.15 | 0.15 | 0.15 | 0.15 | 0.15 | 0.15 | 0.15 | 0.15 | 0.15 | 0.15 | 0.15 | 0.15
0 | 0 | McPherson 2:GT3 | [6 empty] | 0.15 | 0.15 | 0.15 | 0.15 | 0.15 | 0.15 | 0.15 | 0.15 | 0.15 | 0.15 | 0.15 | 0.15 | 0.15 | 0.15 | 0.15 | 0.15 | 0.15 | 0.15 | 0.15 | 0.15 | 0.15 | 0.15 | 0.15 | 0.15 | 0.15 | 0.15 | 0.15 | 0.15 | 0.15 | 0.15 | 0.15 | 0.15 | 0.15 | 0.15 | 0.15 | 0.15 | 0.15 | 0.15 | 0.15 | 0.15 | 0.15 | 0.15 | 0.15 | 0.15 | 0.15 | 0.15 | 0.15 | 0.15
|  | Osage City:ALL | [6 empty] | 0.034 | 0.034 | 0.034 | 0.034 | 0.034 | 0.034 | 0.034 | 0.034 | 0.034 | 0.034 | 0.034 | 0.034 | 0.034 | 0.034 | 0.034 | 0.034 | 0.034 | 0.034 | 0.034 | 0.034 | 0.034 | 0.034 | 0.034 | 0.034 | 0.034 | 0.034 | 0.034 | 0.034 | 0.034 | 0.034 | 0.034 | 0.034 | 0.034 | 0.034 | 0.034 | 0.034 | 0.034 | 0.034 | 0.034 | 0.034 | 0.034 | 0.034 | 0.034 | 0.034 | 0.034 | 0.034 | 0.034 | 0.034
|  | Osawatomie:ALL | [6 empty] | 0.034 | 0.034 | 0.034 | 0.034 | 0.034 | 0.034 | 0.034 | 0.034 | 0.034 | 0.034 | 0.034 | 0.034 | 0.034 | 0.034 | 0.034 | 0.034 | 0.034 | 0.034 | 0.034 | 0.034 | 0.034 | 0.034 | 0.034 | 0.034 | 0.034 | 0.034 | 0.034 | 0.034 | 0.034 | 0.034 | 0.034 | 0.034 | 0.034 | 0.034 | 0.034 | 0.034 | 0.034 | 0.034 | 0.034 | 0.034 | 0.034 | 0.034 | 0.034 | 0.034 | 0.034 | 0.034 | 0.034 | 0.034
|  | Osborne:ALL | [6 empty] | 0.034 | 0.034 | 0.034 | 0.034 | 0.034 | 0.034 | 0.034 | 0.034 | 0.034 | 0.034 | 0.034 | 0.034 | 0.034 | 0.034 | 0.034 | 0.034 | 0.034 | 0.034 | 0.034 | 0.034 | 0.034 | 0.034 | 0.034 | 0.034 | 0.034 | 0.034 | 0.034 | 0.034 | 0.034 | 0.034 | 0.034 | 0.034 | 0.034 | 0.034 | 0.034 | 0.034 | 0.034 | 0.034 | 0.034 | 0.034 | 0.034 | 0.034 | 0.034 | 0.034 | 0.034 | 0.034 | 0.034 | 0.034
0 | 0 | Garden City (SUNC):S3 | [6 empty] | 0.237 | 0.237 | 0.237 | 0.237 | 0.237 | 0.237 | 0.237 | 0.237 | 0.237 | 0.237 | 0.237 | 0.237 | 0.237 | 0.237 | 0.237 | 0.237 | 0.237 | 0.237 | 0.237 | 0.237 | 0.237 | 0.237 | 0.237 | 0.237 | 0.237 | 0.237 | 0.237 | 0.237 | 0.237 | 0.237 | 0.237 | 0.237 | 0.237 | 0.237 | 0.237 | 0.237 | 0.237 | 0.237 | 0.237 | 0.237 | 0.237 | 0.237 | 0.237 | 0.237 | 0.237 | 0.237 | 0.237 | 0.237
0 | 0 | Garden City (SUNC):S4 | [6 empty] | 0.237 | 0.237 | 0.237 | 0.237 | 0.237 | 0.237 | 0.237 | 0.237 | 0.237 | 0.237 | 0.237 | 0.237 | 0.237 | 0.237 | 0.237 | 0.237 | 0.237 | 0.237 | 0.237 | 0.237 | 0.237 | 0.237 | 0.237 | 0.237 | 0.237 | 0.237 | 0.237 | 0.237 | 0.237 | 0.237 | 0.237 | 0.237 | 0.237 | 0.237 | 0.237 | 0.237 | 0.237 | 0.237 | 0.237 | 0.237 | 0.237 | 0.237 | 0.237 | 0.237 | 0.237 | 0.237 | 0.237 | 0.237
0 | 0 | Garden City (SUNC):S5 | [6 empty] | 0.237 | 0.237 | 0.237 | 0.237 | 0.237 | 0.237 | 0.237 | 0.237 | 0.237 | 0.237 | 0.237 | 0.237 | 0.237 | 0.237 | 0.237 | 0.237 | 0.237 | 0.237 | 0.237 | 0.237 | 0.237 | 0.237 | 0.237 | 0.237 | 0.237 | 0.237 | 0.237 | 0.237 | 0.237 | 0.237 | 0.237 | 0.237 | 0.237 | 0.237 | 0.237 | 0.237 | 0.237 | 0.237 | 0.237 | 0.237 | 0.237 | 0.237 | 0.237 | 0.237 | 0.237 | 0.237 | 0.237 | 0.237
2017 | 0 | Big Sandy (KPC):1 | [6 empty] | 0.085 | 0.085 | 0.35 | 0.35 | 0.245 | 0.245 | 0.245 | 0.245 | 0.245 | 0.245 | 0.245 | 0.03675 | 0.03675 | 0.03675 | 0.03675 | 0.03675 | 0.03675 | 0.03675 | 0.03675 | 0.03675 | 0.03675 | 0.03675 | 0.03675 | 0.03675 | 0.03675 | 0.03675 | 0.03675 | 0.03675 | 0.03675 | 0.03675 | 0.03675 | 0.03675 | 0.03675 | 0.03675 | 0.03675 | 0.03675 | 0.03675 | 0.03675 | 0.03675 | 0.03675 | 0.03675 | 0.03675 | 0.03675 | 0.03675 | 0.03675 | 0.03675 | 0.03675 | 0.03675
|  | Big Sandy (KPC):2 | [6 empty] | 0.148 | 0.148 | 0.126 | 0.05 | 0.05 | 0.05 | 0.05 | 0.05 | 0.05 | 0.05 | 0.05 | 0.05 | 0.05 | 0.05 | 0.05 | 0.05 | 0.05 | 0.05 | 0.05 | 0.05 | 0.05 | 0.05 | 0.05 | 0.05 | 0.05 | 0.05 | 0.05 | 0.05 | 0.05 | 0.05 | 0.05 | 0.05 | 0.05 | 0.05 | 0.05 | 0.05 | 0.05 | 0.05 | 0.05 | 0.05 | 0.05 | 0.05 | 0.05 | 0.05 | 0.05 | 0.05 | 0.05 | 0.05
2017 | 0 | Brown (KUC):1 | [6 empty] | 0.457 | 0.457 | 0.48 | 0.48 | 0.48 | 0.48 | 0.48 | 0.48 | 0.48 | 0.48 | 0.48 | 0.072 | 0.072 | 0.072 | 0.072 | 0.072 | 0.072 | 0.072 | 0.072 | 0.072 | 0.072 | 0.072 | 0.072 | 0.072 | 0.072 | 0.072 | 0.072 | 0.072 | 0.072 | 0.072 | 0.072 | 0.072 | 0.072 | 0.072 | 0.072 | 0.072 | 0.072 | 0.072 | 0.072 | 0.072 | 0.072 | 0.072 | 0.072 | 0.072 | 0.072 | 0.072 | 0.072 | 0.072
0 | 0 | Brown (KUC):10 | [6 empty] | 0.134 | 0.134 | 0.139 | 0.139 | 0.139 | 0.139 | 0.139 | 0.139 | 0.139 | 0.139 | 0.139 | 0.139 | 0.139 | 0.139 | 0.139 | 0.139 | 0.139 | 0.139 | 0.139 | 0.139 | 0.139 | 0.139 | 0.139 | 0.139 | 0.139 | 0.139 | 0.139 | 0.139 | 0.139 | 0.139 | 0.139 | 0.139 | 0.139 | 0.139 | 0.139 | 0.139 | 0.139 | 0.139 | 0.139 | 0.139 | 0.139 | 0.139 | 0.139 | 0.139 | 0.139 | 0.139 | 0.139 | 0.139
0 | 0 | Brown (KUC):11 | [6 empty] | 0.119 | 0.119 | 0.11 | 0.11 | 0.11 | 0.11 | 0.11 | 0.11 | 0.11 | 0.11 | 0.11 | 0.11 | 0.11 | 0.11 | 0.11 | 0.11 | 0.11 | 0.11 | 0.11 | 0.11 | 0.11 | 0.11 | 0.11 | 0.11 | 0.11 | 0.11 | 0.11 | 0.11 | 0.11 | 0.11 | 0.11 | 0.11 | 0.11 | 0.11 | 0.11 | 0.11 | 0.11 | 0.11 | 0.11 | 0.11 | 0.11 | 0.11 | 0.11 | 0.11 | 0.11 | 0.11 | 0.11 | 0.11
2017 | 0 | Brown (KUC):2 | [6 empty] | 0.298 | 0.298 | 0.347 | 0.347 | 0.347 | 0.347 | 0.347 | 0.347 | 0.347 | 0.347 | 0.347 | 0.05205 | 0.05205 | 0.05205 | 0.05205 | 0.05205 | 0.05205 | 0.05205 | 0.05205 | 0.05205 | 0.05205 | 0.05205 | 0.05205 | 0.05205 | 0.05205 | 0.05205 | 0.05205 | 0.05205 | 0.05205 | 0.05205 | 0.05205 | 0.05205 | 0.05205 | 0.05205 | 0.05205 | 0.05205 | 0.05205 | 0.05205 | 0.05205 | 0.05205 | 0.05205 | 0.05205 | 0.05205 | 0.05205 | 0.05205 | 0.05205 | 0.05205 | 0.05205
2017 | 0 | Brown (KUC):3 | [6 empty] | 0.298 | 0.03 | 0.348 | 0.348 | 0.348 | 0.348 | 0.348 | 0.348 | 0.348 | 0.348 | 0.348 | 0.0522 | 0.0522 | 0.0522 | 0.0522 | 0.0522 | 0.0522 | 0.0522 | 0.0522 | 0.0522 | 0.0522 | 0.0522 | 0.0522 | 0.0522 | 0.0522 | 0.0522 | 0.0522 | 0.0522 | 0.0522 | 0.0522 | 0.0522 | 0.0522 | 0.0522 | 0.0522 | 0.0522 | 0.0522 | 0.0522 | 0.0522 | 0.0522 | 0.0522 | 0.0522 | 0.0522 | 0.0522 | 0.0522 | 0.0522 | 0.0522 | 0.0522 | 0.0522
0 | 0 | Brown (KUC):4 | [6 empty] | 0.1 | 0.1 | 0.1 | 0.1 | 0.1 | 0.1 | 0.1 | 0.1 | 0.1 | 0.1 | 0.1 | 0.1 | 0.1 | 0.1 | 0.1 | 0.1 | 0.1 | 0.1 | 0.1 | 0.1 | 0.1 | 0.1 | 0.1 | 0.1 | 0.1 | 0.1 | 0.1 | 0.1 | 0.1 | 0.1 | 0.1 | 0.1 | 0.1 | 0.1 | 0.1 | 0.1 | 0.1 | 0.1 | 0.1 | 0.1 | 0.1 | 0.1 | 0.1 | 0.1 | 0.1 | 0.1 | 0.1 | 0.1
|  | Brown (KUC):6 | [6 empty] | 0.049 | 0.049 | 0.036 | 0.036 | 0.036 | 0.036 | 0.036 | 0.036 | 0.036 | 0.036 | 0.036 | 0.036 | 0.036 | 0.036 | 0.036 | 0.036 | 0.036 | 0.036 | 0.036 | 0.036 | 0.036 | 0.036 | 0.036 | 0.036 | 0.036 | 0.036 | 0.036 | 0.036 | 0.036 | 0.036 | 0.036 | 0.036 | 0.036 | 0.036 | 0.036 | 0.036 | 0.036 | 0.036 | 0.036 | 0.036 | 0.036 | 0.036 | 0.036 | 0.036 | 0.036 | 0.036 | 0.036 | 0.036
|  | Brown (KUC):7 | [6 empty] | 0.038 | 0.038 | 0.032 | 0.032 | 0.032 | 0.032 | 0.032 | 0.032 | 0.032 | 0.032 | 0.032 | 0.032 | 0.032 | 0.032 | 0.032 | 0.032 | 0.032 | 0.032 | 0.032 | 0.032 | 0.032 | 0.032 | 0.032 | 0.032 | 0.032 | 0.032 | 0.032 | 0.032 | 0.032 | 0.032 | 0.032 | 0.032 | 0.032 | 0.032 | 0.032 | 0.032 | 0.032 | 0.032 | 0.032 | 0.032 | 0.032 | 0.032 | 0.032 | 0.032 | 0.032 | 0.032 | 0.032 | 0.032
0 | 0 | Brown (KUC):8 | [6 empty] | 0.117 | 0.117 | 0.132 | 0.132 | 0.132 | 0.132 | 0.132 | 0.132 | 0.132 | 0.132 | 0.132 | 0.132 | 0.132 | 0.132 | 0.132 | 0.132 | 0.132 | 0.132 | 0.132 | 0.132 | 0.132 | 0.132 | 0.132 | 0.132 | 0.132 | 0.132 | 0.132 | 0.132 | 0.132 | 0.132 | 0.132 | 0.132 | 0.132 | 0.132 | 0.132 | 0.132 | 0.132 | 0.132 | 0.132 | 0.132 | 0.132 | 0.132 | 0.132 | 0.132 | 0.132 | 0.132 | 0.132 | 0.132
0 | 0 | Brown (KUC):9 | [6 empty] | 0.119 | 0.119 | 0.113 | 0.113 | 0.113 | 0.113 | 0.113 | 0.113 | 0.113 | 0.113 | 0.113 | 0.113 | 0.113 | 0.113 | 0.113 | 0.113 | 0.113 | 0.113 | 0.113 | 0.113 | 0.113 | 0.113 | 0.113 | 0.113 | 0.113 | 0.113 | 0.113 | 0.113 | 0.113 | 0.113 | 0.113 | 0.113 | 0.113 | 0.113 | 0.113 | 0.113 | 0.113 | 0.113 | 0.113 | 0.113 | 0.113 | 0.113 | 0.113 | 0.113 | 0.113 | 0.113 | 0.113 | 0.113
|  | Ghent:1 | [6 empty] | 0.04 | 0.04 | 0.082 | 0.082 | 0.082 | 0.082 | 0.082 | 0.082 | 0.082 | 0.082 | 0.082 | 0.082 | 0.082 | 0.082 | 0.082 | 0.082 | 0.082 | 0.082 | 0.082 | 0.082 | 0.082 | 0.082 | 0.082 | 0.082 | 0.082 | 0.082 | 0.082 | 0.082 | 0.082 | 0.082 | 0.082 | 0.082 | 0.082 | 0.082 | 0.082 | 0.082 | 0.082 | 0.082 | 0.082 | 0.082 | 0.082 | 0.082 | 0.082 | 0.082 | 0.082 | 0.082 | 0.082 | 0.082
2017 | 0 | Ghent:2 | [6 empty] | 0.026 | 0.026 | 0.265 | 0.265 | 0.265 | 0.265 | 0.265 | 0.265 | 0.265 | 0.265 | 0.265 | 0.03975 | 0.03975 | 0.03975 | 0.03975 | 0.03975 | 0.03975 | 0.03975 | 0.03975 | 0.03975 | 0.03975 | 0.03975 | 0.03975 | 0.03975 | 0.03975 | 0.03975 | 0.03975 | 0.03975 | 0.03975 | 0.03975 | 0.03975 | 0.03975 | 0.03975 | 0.03975 | 0.03975 | 0.03975 | 0.03975 | 0.03975 | 0.03975 | 0.03975 | 0.03975 | 0.03975 | 0.03975 | 0.03975 | 0.03975 | 0.03975 | 0.03975 | 0.03975
2017 | 0 | Ghent:3 | [6 empty] | 0.085 | 0.085 | 0.087 | 0.087 | 0.087 | 0.087 | 0.087 | 0.087 | 0.087 | 0.087 | 0.087 | 0.01305 | 0.01305 | 0.01305 | 0.01305 | 0.01305 | 0.01305 | 0.01305 | 0.01305 | 0.01305 | 0.01305 | 0.01305 | 0.01305 | 0.01305 | 0.01305 | 0.01305 | 0.01305 | 0.01305 | 0.01305 | 0.01305 | 0.01305 | 0.01305 | 0.01305 | 0.01305 | 0.01305 | 0.01305 | 0.01305 | 0.01305 | 0.01305 | 0.01305 | 0.01305 | 0.01305 | 0.01305 | 0.01305 | 0.01305 | 0.01305 | 0.01305 | 0.01305
|  | Ghent:4 | [6 empty] | 0.085 | 0.085 | 0.039 | 0.039 | 0.039 | 0.039 | 0.039 | 0.039 | 0.039 | 0.039 | 0.039 | 0.039 | 0.039 | 0.039 | 0.039 | 0.039 | 0.039 | 0.039 | 0.039 | 0.039 | 0.039 | 0.039 | 0.039 | 0.039 | 0.039 | 0.039 | 0.039 | 0.039 | 0.039 | 0.039 | 0.039 | 0.039 | 0.039 | 0.039 | 0.039 | 0.039 | 0.039 | 0.039 | 0.039 | 0.039 | 0.039 | 0.039 | 0.039 | 0.039 | 0.039 | 0.039 | 0.039 | 0.039
|  | Green River (KUC):12 | [6 empty] | 0.518 | 0.518 | 0.518 | 0.518 | 0.518 | 0.518 | 0.518 | 0.518 | 0.518 | 0.518 | 0.518 | 0.518 | 0.518 | 0.518 | 0.518 | 0.518 | 0.518 | 0.518 | 0.518 | 0.518 | 0.518 | 0.518 | 0.518 | 0.518 | 0.518 | 0.518 | 0.518 | 0.518 | 0.518 | 0.518 | 0.518 | 0.518 | 0.518 | 0.518 | 0.518 | 0.518 | 0.518 | 0.518 | 0.518 | 0.518 | 0.518 | 0.518 | 0.518 | 0.518 | 0.518 | 0.518 | 0.518 | 0.518
2017 | 0 | Green River (KUC):3 | [6 empty] | 0.396 | 0.396 | 0.396 | 0.396 | 0.396 | 0.396 | 0.396 | 0.396 | 0.396 | 0.396 | 0.396 | 0.0594 | 0.0594 | 0.0594 | 0.0594 | 0.0594 | 0.0594 | 0.0594 | 0.0594 | 0.0594 | 0.0594 | 0.0594 | 0.0594 | 0.0594 | 0.0594 | 0.0594 | 0.0594 | 0.0594 | 0.0594 | 0.0594 | 0.0594 | 0.0594 | 0.0594 | 0.0594 | 0.0594 | 0.0594 | 0.0594 | 0.0594 | 0.0594 | 0.0594 | 0.0594 | 0.0594 | 0.0594 | 0.0594 | 0.0594 | 0.0594 | 0.0594 | 0.0594
2017 | 0 | Green River (KUC):4 | [6 empty] | 0.399 | 0.399 | 0.359 | 0.359 | 0.359 | 0.359 | 0.359 | 0.359 | 0.359 | 0.359 | 0.359 | 0.05385 | 0.05385 | 0.05385 | 0.05385 | 0.05385 | 0.05385 | 0.05385 | 0.05385 | 0.05385 | 0.05385 | 0.05385 | 0.05385 | 0.05385 | 0.05385 | 0.05385 | 0.05385 | 0.05385 | 0.05385 | 0.05385 | 0.05385 | 0.05385 | 0.05385 | 0.05385 | 0.05385 | 0.05385 | 0.05385 | 0.05385 | 0.05385 | 0.05385 | 0.05385 | 0.05385 | 0.05385 | 0.05385 | 0.05385 | 0.05385 | 0.05385 | 0.05385
0 | 0 | Haefling:ALL | [6 empty] | 0.1 | 0.1 | 0.1 | 0.1 | 0.1 | 0.1 | 0.1 | 0.1 | 0.1 | 0.1 | 0.1 | 0.1 | 0.1 | 0.1 | 0.1 | 0.1 | 0.1 | 0.1 | 0.1 | 0.1 | 0.1 | 0.1 | 0.1 | 0.1 | 0.1 | 0.1 | 0.1 | 0.1 | 0.1 | 0.1 | 0.1 | 0.1 | 0.1 | 0.1 | 0.1 | 0.1 | 0.1 | 0.1 | 0.1 | 0.1 | 0.1 | 0.1 | 0.1 | 0.1 | 0.1 | 0.1 | 0.1 | 0.1
2016 | 0 | Seminole (SECI):1 | [6 empty] | 0.474 | 0.474 | 0.356 | 0.356 | 0.356 | 0.356 | 0.356 | 0.356 | 0.356 | 0.356 | 0.0534 | 0.0534 | 0.0534 | 0.0534 | 0.0534 | 0.0534 | 0.0534 | 0.0534 | 0.0534 | 0.0534 | 0.0534 | 0.0534 | 0.0534 | 0.0534 | 0.0534 | 0.0534 | 0.0534 | 0.0534 | 0.0534 | 0.0534 | 0.0534 | 0.0534 | 0.0534 | 0.0534 | 0.0534 | 0.0534 | 0.0534 | 0.0534 | 0.0534 | 0.0534 | 0.0534 | 0.0534 | 0.0534 | 0.0534 | 0.0534 | 0.0534 | 0.0534 | 0.0534
2016 | 0 | Seminole (SECI):2 | [6 empty] | 0.476 | 0.476 | 0.34 | 0.34 | 0.34 | 0.34 | 0.34 | 0.34 | 0.34 | 0.34 | 0.051 | 0.051 | 0.051 | 0.051 | 0.051 | 0.051 | 0.051 | 0.051 | 0.051 | 0.051 | 0.051 | 0.051 | 0.051 | 0.051 | 0.051 | 0.051 | 0.051 | 0.051 | 0.051 | 0.051 | 0.051 | 0.051 | 0.051 | 0.051 | 0.051 | 0.051 | 0.051 | 0.051 | 0.051 | 0.051 | 0.051 | 0.051 | 0.051 | 0.051 | 0.051 | 0.051 | 0.051 | 0.051
|  | Pineville:3 | [6 empty] | 0.458 | 0.458 | 0.458 | 0.458 | 0.458 | 0.458 | 0.458 | 0.458 | 0.458 | 0.458 | 0.458 | 0.458 | 0.458 | 0.458 | 0.458 | 0.458 | 0.458 | 0.458 | 0.458 | 0.458 | 0.458 | 0.458 | 0.458 | 0.458 | 0.458 | 0.458 | 0.458 | 0.458 | 0.458 | 0.458 | 0.458 | 0.458 | 0.458 | 0.458 | 0.458 | 0.458 | 0.458 | 0.458 | 0.458 | 0.458 | 0.458 | 0.458 | 0.458 | 0.458 | 0.458 | 0.458 | 0.458 | 0.458
|  | Tyrone (KUC):1-2 | [6 empty] | 0.2 | 0.2 | 0.2 | 0.2 | 0.2 | 0.2 | 0.2 | 0.2 | 0.2 | 0.2 | 0.2 | 0.2 | 0.2 | 0.2 | 0.2 | 0.2 | 0.2 | 0.2 | 0.2 | 0.2 | 0.2 | 0.2 | 0.2 | 0.2 | 0.2 | 0.2 | 0.2 | 0.2 | 0.2 | 0.2 | 0.2 | 0.2 | 0.2 | 0.2 | 0.2 | 0.2 | 0.2 | 0.2 | 0.2 | 0.2 | 0.2 | 0.2 | 0.2 | 0.2 | 0.2 | 0.2 | 0.2 | 0.2
2021 | 0 | Tyrone (KUC):3 | [6 empty] | 0.48 | 0.48 | 0.48 | 0.48 | 0.48 | 0.48 | 0.48 | 0.48 | 0.48 | 0.48 | 0.48 | 0.48 | 0.48 | 0.48 | 0.48 | 0.072 | 0.072 | 0.072 | 0.072 | 0.072 | 0.072 | 0.072 | 0.072 | 0.072 | 0.072 | 0.072 | 0.072 | 0.072 | 0.072 | 0.072 | 0.072 | 0.072 | 0.072 | 0.072 | 0.072 | 0.072 | 0.072 | 0.072 | 0.072 | 0.072 | 0.072 | 0.072 | 0.072 | 0.072 | 0.072 | 0.072 | 0.072 | 0.072
0 | 0 | Cane Run:11 | [6 empty] | 0.1 | 0.1 | 0.1 | 0.1 | 0.1 | 0.1 | 0.1 | 0.1 | 0.1 | 0.1 | 0.1 | 0.1 | 0.1 | 0.1 | 0.1 | 0.1 | 0.1 | 0.1 | 0.1 | 0.1 | 0.1 | 0.1 | 0.1 | 0.1 | 0.1 | 0.1 | 0.1 | 0.1 | 0.1 | 0.1 | 0.1 | 0.1 | 0.1 | 0.1 | 0.1 | 0.1 | 0.1 | 0.1 | 0.1 | 0.1 | 0.1 | 0.1 | 0.1 | 0.1 | 0.1 | 0.1 | 0.1 | 0.1
2017 | 0 | Cane Run:4 | [6 empty] | 0.372 | 0.372 | 0.347 | 0.347 | 0.347 | 0.347 | 0.347 | 0.347 | 0.347 | 0.347 | 0.347 | 0.05205 | 0.05205 | 0.05205 | 0.05205 | 0.05205 | 0.05205 | 0.05205 | 0.05205 | 0.05205 | 0.05205 | 0.05205 | 0.05205 | 0.05205 | 0.05205 | 0.05205 | 0.05205 | 0.05205 | 0.05205 | 0.05205 | 0.05205 | 0.05205 | 0.05205 | 0.05205 | 0.05205 | 0.05205 | 0.05205 | 0.05205 | 0.05205 | 0.05205 | 0.05205 | 0.05205 | 0.05205 | 0.05205 | 0.05205 | 0.05205 | 0.05205 | 0.05205
2017 | 0 | Cane Run:5 | [6 empty] | 0.429 | 0.429 | 0.388 | 0.388 | 0.388 | 0.388 | 0.388 | 0.388 | 0.388 | 0.388 | 0.388 | 0.0582 | 0.0582 | 0.0582 | 0.0582 | 0.0582 | 0.0582 | 0.0582 | 0.0582 | 0.0582 | 0.0582 | 0.0582 | 0.0582 | 0.0582 | 0.0582 | 0.0582 | 0.0582 | 0.0582 | 0.0582 | 0.0582 | 0.0582 | 0.0582 | 0.0582 | 0.0582 | 0.0582 | 0.0582 | 0.0582 | 0.0582 | 0.0582 | 0.0582 | 0.0582 | 0.0582 | 0.0582 | 0.0582 | 0.0582 | 0.0582 | 0.0582 | 0.0582
2017 | 0 | Cane Run:6 | [6 empty] | 0.322 | 0.322 | 0.302 | 0.302 | 0.302 | 0.302 | 0.302 | 0.302 | 0.302 | 0.302 | 0.302 | 0.0453 | 0.0453 | 0.0453 | 0.0453 | 0.0453 | 0.0453 | 0.0453 | 0.0453 | 0.0453 | 0.0453 | 0.0453 | 0.0453 | 0.0453 | 0.0453 | 0.0453 | 0.0453 | 0.0453 | 0.0453 | 0.0453 | 0.0453 | 0.0453 | 0.0453 | 0.0453 | 0.0453 | 0.0453 | 0.0453 | 0.0453 | 0.0453 | 0.0453 | 0.0453 | 0.0453 | 0.0453 | 0.0453 | 0.0453 | 0.0453 | 0.0453 | 0.0453
2017 | 0 | Mill Creek (LG&E):1 | [6 empty] | 0.322 | 0.322 | 0.315 | 0.315 | 0.315 | 0.315 | 0.315 | 0.315 | 0.315 | 0.315 | 0.315 | 0.04725 | 0.04725 | 0.04725 | 0.04725 | 0.04725 | 0.04725 | 0.04725 | 0.04725 | 0.04725 | 0.04725 | 0.04725 | 0.04725 | 0.04725 | 0.04725 | 0.04725 | 0.04725 | 0.04725 | 0.04725 | 0.04725 | 0.04725 | 0.04725 | 0.04725 | 0.04725 | 0.04725 | 0.04725 | 0.04725 | 0.04725 | 0.04725 | 0.04725 | 0.04725 | 0.04725 | 0.04725 | 0.04725 | 0.04725 | 0.04725 | 0.04725 | 0.04725
2017 | 0 | Mill Creek (LG&E):2 | [6 empty] | 0.31 | 0.31 | 0.313 | 0.313 | 0.313 | 0.313 | 0.313 | 0.313 | 0.313 | 0.313 | 0.313 | 0.04695 | 0.04695 | 0.04695 | 0.04695 | 0.04695 | 0.04695 | 0.04695 | 0.04695 | 0.04695 | 0.04695 | 0.04695 | 0.04695 | 0.04695 | 0.04695 | 0.04695 | 0.04695 | 0.04695 | 0.04695 | 0.04695 | 0.04695 | 0.04695 | 0.04695 | 0.04695 | 0.04695 | 0.04695 | 0.04695 | 0.04695 | 0.04695 | 0.04695 | 0.04695 | 0.04695 | 0.04695 | 0.04695 | 0.04695 | 0.04695 | 0.04695 | 0.04695
|  | Mill Creek (LG&E):3 | [6 empty] | 0.041 | 0.041 | 0.051 | 0.051 | 0.051 | 0.051 | 0.051 | 0.051 | 0.051 | 0.051 | 0.051 | 0.051 | 0.051 | 0.051 | 0.051 | 0.051 | 0.051 | 0.051 | 0.051 | 0.051 | 0.051 | 0.051 | 0.051 | 0.051 | 0.051 | 0.051 | 0.051 | 0.051 | 0.051 | 0.051 | 0.051 | 0.051 | 0.051 | 0.051 | 0.051 | 0.051 | 0.051 | 0.051 | 0.051 | 0.051 | 0.051 | 0.051 | 0.051 | 0.051 | 0.051 | 0.051 | 0.051 | 0.051
|  | Mill Creek (LG&E):4 | [6 empty] | 0.039 | 0.039 | 0.037 | 0.037 | 0.037 | 0.037 | 0.037 | 0.037 | 0.037 | 0.037 | 0.037 | 0.037 | 0.037 | 0.037 | 0.037 | 0.037 | 0.037 | 0.037 | 0.037 | 0.037 | 0.037 | 0.037 | 0.037 | 0.037 | 0.037 | 0.037 | 0.037 | 0.037 | 0.037 | 0.037 | 0.037 | 0.037 | 0.037 | 0.037 | 0.037 | 0.037 | 0.037 | 0.037 | 0.037 | 0.037 | 0.037 | 0.037 | 0.037 | 0.037 | 0.037 | 0.037 | 0.037 | 0.037
0 | 0 | Paddys Run:11 | [6 empty] | 0.1 | 0.1 | 0.1 | 0.1 | 0.1 | 0.1 | 0.1 | 0.1 | 0.1 | 0.1 | 0.1 | 0.1 | 0.1 | 0.1 | 0.1 | 0.1 | 0.1 | 0.1 | 0.1 | 0.1 | 0.1 | 0.1 | 0.1 | 0.1 | 0.1 | 0.1 | 0.1 | 0.1 | 0.1 | 0.1 | 0.1 | 0.1 | 0.1 | 0.1 | 0.1 | 0.1 | 0.1 | 0.1 | 0.1 | 0.1 | 0.1 | 0.1 | 0.1 | 0.1 | 0.1 | 0.1 | 0.1 | 0.1
0 | 0 | Paddys Run:12 | [6 empty] | 0.1 | 0.1 | 0.1 | 0.1 | 0.1 | 0.1 | 0.1 | 0.1 | 0.1 | 0.1 | 0.1 | 0.1 | 0.1 | 0.1 | 0.1 | 0.1 | 0.1 | 0.1 | 0.1 | 0.1 | 0.1 | 0.1 | 0.1 | 0.1 | 0.1 | 0.1 | 0.1 | 0.1 | 0.1 | 0.1 | 0.1 | 0.1 | 0.1 | 0.1 | 0.1 | 0.1 | 0.1 | 0.1 | 0.1 | 0.1 | 0.1 | 0.1 | 0.1 | 0.1 | 0.1 | 0.1 | 0.1 | 0.1
|  | Paddys Run:13 | [6 empty] | 0.082 | 0.082 | 0.079 | 0.079 | 0.079 | 0.079 | 0.079 | 0.079 | 0.079 | 0.079 | 0.079 | 0.079 | 0.079 | 0.079 | 0.079 | 0.079 | 0.079 | 0.079 | 0.079 | 0.079 | 0.079 | 0.079 | 0.079 | 0.079 | 0.079 | 0.079 | 0.079 | 0.079 | 0.079 | 0.079 | 0.079 | 0.079 | 0.079 | 0.079 | 0.079 | 0.079 | 0.079 | 0.079 | 0.079 | 0.079 | 0.079 | 0.079 | 0.079 | 0.079 | 0.079 | 0.079 | 0.079 | 0.079
|  | Waterside (LG&E):ALL | [6 empty] | 0.1 | 0.1 | 0.1 | 0.1 | 0.1 | 0.1 | 0.1 | 0.1 | 0.1 | 0.1 | 0.1 | 0.1 | 0.1 | 0.1 | 0.1 | 0.1 | 0.1 | 0.1 | 0.1 | 0.1 | 0.1 | 0.1 | 0.1 | 0.1 | 0.1 | 0.1 | 0.1 | 0.1 | 0.1 | 0.1 | 0.1 | 0.1 | 0.1 | 0.1 | 0.1 | 0.1 | 0.1 | 0.1 | 0.1 | 0.1 | 0.1 | 0.1 | 0.1 | 0.1 | 0.1 | 0.1 | 0.1 | 0.1
0 | 0 | Zorn:1 | [6 empty] | 0.1 | 0.1 | 0.1 | 0.1 | 0.1 | 0.1 | 0.1 | 0.1 | 0.1 | 0.1 | 0.1 | 0.1 | 0.1 | 0.1 | 0.1 | 0.1 | 0.1 | 0.1 | 0.1 | 0.1 | 0.1 | 0.1 | 0.1 | 0.1 | 0.1 | 0.1 | 0.1 | 0.1 | 0.1 | 0.1 | 0.1 | 0.1 | 0.1 | 0.1 | 0.1 | 0.1 | 0.1 | 0.1 | 0.1 | 0.1 | 0.1 | 0.1 | 0.1 | 0.1 | 0.1 | 0.1 | 0.1 | 0.1
|  | Henderson 1:GT | [6 empty] | 0.1 | 0.1 | 0.1 | 0.1 | 0.1 | 0.1 | 0.1 | 0.1 | 0.1 | 0.1 | 0.1 | 0.1 | 0.1 | 0.1 | 0.1 | 0.1 | 0.1 | 0.1 | 0.1 | 0.1 | 0.1 | 0.1 | 0.1 | 0.1 | 0.1 | 0.1 | 0.1 | 0.1 | 0.1 | 0.1 | 0.1 | 0.1 | 0.1 | 0.1 | 0.1 | 0.1 | 0.1 | 0.1 | 0.1 | 0.1 | 0.1 | 0.1 | 0.1 | 0.1 | 0.1 | 0.1 | 0.1 | 0.1
|  | Henderson 1:56 | [6 empty] | 0.396 | 0.396 | 0.396 | 0.396 | 0.396 | 0.396 | 0.396 | 0.396 | 0.396 | 0.396 | 0.396 | 0.396 | 0.396 | 0.396 | 0.396 | 0.396 | 0.396 | 0.396 | 0.396 | 0.396 | 0.396 | 0.396 | 0.396 | 0.396 | 0.396 | 0.396 | 0.396 | 0.396 | 0.396 | 0.396 | 0.396 | 0.396 | 0.396 | 0.396 | 0.396 | 0.396 | 0.396 | 0.396 | 0.396 | 0.396 | 0.396 | 0.396 | 0.396 | 0.396 | 0.396 | 0.396 | 0.396 | 0.396
2017 | 0 | Smith (OMU):1 | [6 empty] | 0.085 | 0.085 | 0.234 | 0.234 | 0.234 | 0.234 | 0.234 | 0.234 | 0.234 | 0.234 | 0.234 | 0.0351 | 0.0351 | 0.0351 | 0.0351 | 0.0351 | 0.0351 | 0.0351 | 0.0351 | 0.0351 | 0.0351 | 0.0351 | 0.0351 | 0.0351 | 0.0351 | 0.0351 | 0.0351 | 0.0351 | 0.0351 | 0.0351 | 0.0351 | 0.0351 | 0.0351 | 0.0351 | 0.0351 | 0.0351 | 0.0351 | 0.0351 | 0.0351 | 0.0351 | 0.0351 | 0.0351 | 0.0351 | 0.0351 | 0.0351 | 0.0351 | 0.0351 | 0.0351
2017 | 0 | Smith (OMU):2 | [6 empty] | 0.085 | 0.085 | 0.223 | 0.223 | 0.223 | 0.223 | 0.223 | 0.223 | 0.223 | 0.223 | 0.223 | 0.03345 | 0.03345 | 0.03345 | 0.03345 | 0.03345 | 0.03345 | 0.03345 | 0.03345 | 0.03345 | 0.03345 | 0.03345 | 0.03345 | 0.03345 | 0.03345 | 0.03345 | 0.03345 | 0.03345 | 0.03345 | 0.03345 | 0.03345 | 0.03345 | 0.03345 | 0.03345 | 0.03345 | 0.03345 | 0.03345 | 0.03345 | 0.03345 | 0.03345 | 0.03345 | 0.03345 | 0.03345 | 0.03345 | 0.03345 | 0.03345 | 0.03345 | 0.03345
2016 | 0 | Paradise (TVA):1 | [6 empty] | 0.086 | 0.086 | 0.109 | 0.109 | 0.109 | 0.109 | 0.109 | 0.109 | 0.109 | 0.109 | 0.01635 | 0.01635 | 0.01635 | 0.01635 | 0.01635 | 0.01635 | 0.01635 | 0.01635 | 0.01635 | 0.01635 | 0.01635 | 0.01635 | 0.01635 | 0.01635 | 0.01635 | 0.01635 | 0.01635 | 0.01635 | 0.01635 | 0.01635 | 0.01635 | 0.01635 | 0.01635 | 0.01635 | 0.01635 | 0.01635 | 0.01635 | 0.01635 | 0.01635 | 0.01635 | 0.01635 | 0.01635 | 0.01635 | 0.01635 | 0.01635 | 0.01635 | 0.01635 | 0.01635
2016 | 0 | Paradise (TVA):2 | [6 empty] | 0.087 | 0.087 | 0.127 | 0.127 | 0.127 | 0.127 | 0.127 | 0.127 | 0.127 | 0.127 | 0.01905 | 0.01905 | 0.01905 | 0.01905 | 0.01905 | 0.01905 | 0.01905 | 0.01905 | 0.01905 | 0.01905 | 0.01905 | 0.01905 | 0.01905 | 0.01905 | 0.01905 | 0.01905 | 0.01905 | 0.01905 | 0.01905 | 0.01905 | 0.01905 | 0.01905 | 0.01905 | 0.01905 | 0.01905 | 0.01905 | 0.01905 | 0.01905 | 0.01905 | 0.01905 | 0.01905 | 0.01905 | 0.01905 | 0.01905 | 0.01905 | 0.01905 | 0.01905 | 0.01905
2015 | 0 | Paradise (TVA):3 | [6 empty] | 0.086 | 0.086 | 0.207 | 0.207 | 0.207 | 0.207 | 0.207 | 0.207 | 0.207 | 0.03105 | 0.03105 | 0.03105 | 0.03105 | 0.03105 | 0.03105 | 0.03105 | 0.03105 | 0.03105 | 0.03105 | 0.03105 | 0.03105 | 0.03105 | 0.03105 | 0.03105 | 0.03105 | 0.03105 | 0.03105 | 0.03105 | 0.03105 | 0.03105 | 0.03105 | 0.03105 | 0.03105 | 0.03105 | 0.03105 | 0.03105 | 0.03105 | 0.03105 | 0.03105 | 0.03105 | 0.03105 | 0.03105 | 0.03105 | 0.03105 | 0.03105 | 0.03105 | 0.03105 | 0.03105
2021 | 0 | Shawnee (TVA):1 | [6 empty] | 0.382 | 0.382 | 0.374 | 0.374 | 0.374 | 0.374 | 0.374 | 0.374 | 0.374 | 0.374 | 0.374 | 0.374 | 0.374 | 0.374 | 0.374 | 0.0561 | 0.0561 | 0.0561 | 0.0561 | 0.0561 | 0.0561 | 0.0561 | 0.0561 | 0.0561 | 0.0561 | 0.0561 | 0.0561 | 0.0561 | 0.0561 | 0.0561 | 0.0561 | 0.0561 | 0.0561 | 0.0561 | 0.0561 | 0.0561 | 0.0561 | 0.0561 | 0.0561 | 0.0561 | 0.0561 | 0.0561 | 0.0561 | 0.0561 | 0.0561 | 0.0561 | 0.0561 | 0.0561
2021 | 0 | Shawnee (TVA):10 | [6 empty] | 0.382 | 0.382 | 0.291 | 0.291 | 0.291 | 0.291 | 0.291 | 0.291 | 0.291 | 0.291 | 0.291 | 0.291 | 0.291 | 0.291 | 0.291 | 0.04365 | 0.04365 | 0.04365 | 0.04365 | 0.04365 | 0.04365 | 0.04365 | 0.04365 | 0.04365 | 0.04365 | 0.04365 | 0.04365 | 0.04365 | 0.04365 | 0.04365 | 0.04365 | 0.04365 | 0.04365 | 0.04365 | 0.04365 | 0.04365 | 0.04365 | 0.04365 | 0.04365 | 0.04365 | 0.04365 | 0.04365 | 0.04365 | 0.04365 | 0.04365 | 0.04365 | 0.04365 | 0.04365
2021 | 0 | Shawnee (TVA):2 | [6 empty] | 0.382 | 0.382 | 0.374 | 0.374 | 0.374 | 0.374 | 0.374 | 0.374 | 0.374 | 0.374 | 0.374 | 0.374 | 0.374 | 0.374 | 0.374 | 0.0561 | 0.0561 | 0.0561 | 0.0561 | 0.0561 | 0.0561 | 0.0561 | 0.0561 | 0.0561 | 0.0561 | 0.0561 | 0.0561 | 0.0561 | 0.0561 | 0.0561 | 0.0561 | 0.0561 | 0.0561 | 0.0561 | 0.0561 | 0.0561 | 0.0561 | 0.0561 | 0.0561 | 0.0561 | 0.0561 | 0.0561 | 0.0561 | 0.0561 | 0.0561 | 0.0561 | 0.0561 | 0.0561
2021 | 0 | Shawnee (TVA):3 | [6 empty] | 0.382 | 0.382 | 0.374 | 0.374 | 0.374 | 0.374 | 0.374 | 0.374 | 0.374 | 0.374 | 0.374 | 0.374 | 0.374 | 0.374 | 0.374 | 0.0561 | 0.0561 | 0.0561 | 0.0561 | 0.0561 | 0.0561 | 0.0561 | 0.0561 | 0.0561 | 0.0561 | 0.0561 | 0.0561 | 0.0561 | 0.0561 | 0.0561 | 0.0561 | 0.0561 | 0.0561 | 0.0561 | 0.0561 | 0.0561 | 0.0561 | 0.0561 | 0.0561 | 0.0561 | 0.0561 | 0.0561 | 0.0561 | 0.0561 | 0.0561 | 0.0561 | 0.0561 | 0.0561
2021 | 0 | Shawnee (TVA):4 | [6 empty] | 0.382 | 0.382 | 0.374 | 0.374 | 0.374 | 0.374 | 0.374 | 0.374 | 0.374 | 0.374 | 0.374 | 0.374 | 0.374 | 0.374 | 0.374 | 0.0561 | 0.0561 | 0.0561 | 0.0561 | 0.0561 | 0.0561 | 0.0561 | 0.0561 | 0.0561 | 0.0561 | 0.0561 | 0.0561 | 0.0561 | 0.0561 | 0.0561 | 0.0561 | 0.0561 | 0.0561 | 0.0561 | 0.0561 | 0.0561 | 0.0561 | 0.0561 | 0.0561 | 0.0561 | 0.0561 | 0.0561 | 0.0561 | 0.0561 | 0.0561 | 0.0561 | 0.0561 | 0.0561
2021 | 0 | Shawnee (TVA):5 | [6 empty] | 0.382 | 0.382 | 0.374 | 0.374 | 0.374 | 0.374 | 0.374 | 0.374 | 0.374 | 0.374 | 0.374 | 0.374 | 0.374 | 0.374 | 0.374 | 0.0561 | 0.0561 | 0.0561 | 0.0561 | 0.0561 | 0.0561 | 0.0561 | 0.0561 | 0.0561 | 0.0561 | 0.0561 | 0.0561 | 0.0561 | 0.0561 | 0.0561 | 0.0561 | 0.0561 | 0.0561 | 0.0561 | 0.0561 | 0.0561 | 0.0561 | 0.0561 | 0.0561 | 0.0561 | 0.0561 | 0.0561 | 0.0561 | 0.0561 | 0.0561 | 0.0561 | 0.0561 | 0.0561
2021 | 0 | Shawnee (TVA):6 | [6 empty] | 0.382 | 0.382 | 0.368 | 0.368 | 0.368 | 0.368 | 0.368 | 0.368 | 0.368 | 0.368 | 0.368 | 0.368 | 0.368 | 0.368 | 0.368 | 0.0552 | 0.0552 | 0.0552 | 0.0552 | 0.0552 | 0.0552 | 0.0552 | 0.0552 | 0.0552 | 0.0552 | 0.0552 | 0.0552 | 0.0552 | 0.0552 | 0.0552 | 0.0552 | 0.0552 | 0.0552 | 0.0552 | 0.0552 | 0.0552 | 0.0552 | 0.0552 | 0.0552 | 0.0552 | 0.0552 | 0.0552 | 0.0552 | 0.0552 | 0.0552 | 0.0552 | 0.0552 | 0.0552
2021 | 0 | Shawnee (TVA):7 | [6 empty] | 0.382 | 0.382 | 0.364 | 0.364 | 0.364 | 0.364 | 0.364 | 0.364 | 0.364 | 0.364 | 0.364 | 0.364 | 0.364 | 0.364 | 0.364 | 0.0546 | 0.0546 | 0.0546 | 0.0546 | 0.0546 | 0.0546 | 0.0546 | 0.0546 | 0.0546 | 0.0546 | 0.0546 | 0.0546 | 0.0546 | 0.0546 | 0.0546 | 0.0546 | 0.0546 | 0.0546 | 0.0546 | 0.0546 | 0.0546 | 0.0546 | 0.0546 | 0.0546 | 0.0546 | 0.0546 | 0.0546 | 0.0546 | 0.0546 | 0.0546 | 0.0546 | 0.0546 | 0.0546
2021 | 0 | Shawnee (TVA):8 | [6 empty] | 0.382 | 0.382 | 0.364 | 0.364 | 0.364 | 0.364 | 0.364 | 0.364 | 0.364 | 0.364 | 0.364 | 0.364 | 0.364 | 0.364 | 0.364 | 0.0546 | 0.0546 | 0.0546 | 0.0546 | 0.0546 | 0.0546 | 0.0546 | 0.0546 | 0.0546 | 0.0546 | 0.0546 | 0.0546 | 0.0546 | 0.0546 | 0.0546 | 0.0546 | 0.0546 | 0.0546 | 0.0546 | 0.0546 | 0.0546 | 0.0546 | 0.0546 | 0.0546 | 0.0546 | 0.0546 | 0.0546 | 0.0546 | 0.0546 | 0.0546 | 0.0546 | 0.0546 | 0.0546
2021 | 0 | Shawnee (TVA):9 | [6 empty] | 0.382 | 0.382 | 0.363 | 0.363 | 0.363 | 0.363 | 0.363 | 0.363 | 0.363 | 0.363 | 0.363 | 0.363 | 0.363 | 0.363 | 0.363 | 0.05445 | 0.05445 | 0.05445 | 0.05445 | 0.05445 | 0.05445 | 0.05445 | 0.05445 | 0.05445 | 0.05445 | 0.05445 | 0.05445 | 0.05445 | 0.05445 | 0.05445 | 0.05445 | 0.05445 | 0.05445 | 0.05445 | 0.05445 | 0.05445 | 0.05445 | 0.05445 | 0.05445 | 0.05445 | 0.05445 | 0.05445 | 0.05445 | 0.05445 | 0.05445 | 0.05445 | 0.05445 | 0.05445
2017 | 0 | Coleman (WKEC):1 | [6 empty] | 0.309 | 0.309 | 0.309 | 0.309 | 0.309 | 0.309 | 0.309 | 0.309 | 0.309 | 0.309 | 0.309 | 0.04635 | 0.04635 | 0.04635 | 0.04635 | 0.04635 | 0.04635 | 0.04635 | 0.04635 | 0.04635 | 0.04635 | 0.04635 | 0.04635 | 0.04635 | 0.04635 | 0.04635 | 0.04635 | 0.04635 | 0.04635 | 0.04635 | 0.04635 | 0.04635 | 0.04635 | 0.04635 | 0.04635 | 0.04635 | 0.04635 | 0.04635 | 0.04635 | 0.04635 | 0.04635 | 0.04635 | 0.04635 | 0.04635 | 0.04635 | 0.04635 | 0.04635 | 0.04635
2017 | 0 | Coleman (WKEC):2 | [6 empty] | 0.299 | 0.299 | 0.299 | 0.299 | 0.299 | 0.299 | 0.299 | 0.299 | 0.299 | 0.299 | 0.299 | 0.04485 | 0.04485 | 0.04485 | 0.04485 | 0.04485 | 0.04485 | 0.04485 | 0.04485 | 0.04485 | 0.04485 | 0.04485 | 0.04485 | 0.04485 | 0.04485 | 0.04485 | 0.04485 | 0.04485 | 0.04485 | 0.04485 | 0.04485 | 0.04485 | 0.04485 | 0.04485 | 0.04485 | 0.04485 | 0.04485 | 0.04485 | 0.04485 | 0.04485 | 0.04485 | 0.04485 | 0.04485 | 0.04485 | 0.04485 | 0.04485 | 0.04485 | 0.04485
2017 | 0 | Coleman (WKEC):3 | [6 empty] | 0.3 | 0.3 | 0.3 | 0.3 | 0.3 | 0.3 | 0.3 | 0.3 | 0.3 | 0.3 | 0.3 | 0.045 | 0.045 | 0.045 | 0.045 | 0.045 | 0.045 | 0.045 | 0.045 | 0.045 | 0.045 | 0.045 | 0.045 | 0.045 | 0.045 | 0.045 | 0.045 | 0.045 | 0.045 | 0.045 | 0.045 | 0.045 | 0.045 | 0.045 | 0.045 | 0.045 | 0.045 | 0.045 | 0.045 | 0.045 | 0.045 | 0.045 | 0.045 | 0.045 | 0.045 | 0.045 | 0.045 | 0.045
|  | Henderson II:1 | [6 empty] | 0.077 | 0.077 | 0.077 | 0.077 | 0.077 | 0.077 | 0.077 | 0.077 | 0.077 | 0.077 | 0.077 | 0.077 | 0.077 | 0.077 | 0.077 | 0.077 | 0.077 | 0.077 | 0.077 | 0.077 | 0.077 | 0.077 | 0.077 | 0.077 | 0.077 | 0.077 | 0.077 | 0.077 | 0.077 | 0.077 | 0.077 | 0.077 | 0.077 | 0.077 | 0.077 | 0.077 | 0.077 | 0.077 | 0.077 | 0.077 | 0.077 | 0.077 | 0.077 | 0.077 | 0.077 | 0.077 | 0.077 | 0.077
|  | Henderson II:2 | [6 empty] | 0.074 | 0.074 | 0.074 | 0.074 | 0.074 | 0.074 | 0.074 | 0.074 | 0.074 | 0.074 | 0.074 | 0.074 | 0.074 | 0.074 | 0.074 | 0.074 | 0.074 | 0.074 | 0.074 | 0.074 | 0.074 | 0.074 | 0.074 | 0.074 | 0.074 | 0.074 | 0.074 | 0.074 | 0.074 | 0.074 | 0.074 | 0.074 | 0.074 | 0.074 | 0.074 | 0.074 | 0.074 | 0.074 | 0.074 | 0.074 | 0.074 | 0.074 | 0.074 | 0.074 | 0.074 | 0.074 | 0.074 | 0.074
2017 | 0 | Reid:1 | [6 empty] | 0.509 | 0.509 | 0.509 | 0.509 | 0.509 | 0.509 | 0.509 | 0.509 | 0.509 | 0.509 | 0.509 | 0.07635 | 0.07635 | 0.07635 | 0.07635 | 0.07635 | 0.07635 | 0.07635 | 0.07635 | 0.07635 | 0.07635 | 0.07635 | 0.07635 | 0.07635 | 0.07635 | 0.07635 | 0.07635 | 0.07635 | 0.07635 | 0.07635 | 0.07635 | 0.07635 | 0.07635 | 0.07635 | 0.07635 | 0.07635 | 0.07635 | 0.07635 | 0.07635 | 0.07635 | 0.07635 | 0.07635 | 0.07635 | 0.07635 | 0.07635 | 0.07635 | 0.07635 | 0.07635
0 | 0 | Reid:GT1 | [6 empty] | 0.305 | 0.305 | 0.305 | 0.305 | 0.305 | 0.305 | 0.305 | 0.305 | 0.305 | 0.305 | 0.305 | 0.305 | 0.305 | 0.305 | 0.305 | 0.305 | 0.305 | 0.305 | 0.305 | 0.305 | 0.305 | 0.305 | 0.305 | 0.305 | 0.305 | 0.305 | 0.305 | 0.305 | 0.305 | 0.305 | 0.305 | 0.305 | 0.305 | 0.305 | 0.305 | 0.305 | 0.305 | 0.305 | 0.305 | 0.305 | 0.305 | 0.305 | 0.305 | 0.305 | 0.305 | 0.305 | 0.305 | 0.305
2017 | 0 | Cooper:1 | [6 empty] | 0.491 | 0.491 | 0.489 | 0.489 | 0.489 | 0.489 | 0.489 | 0.489 | 0.489 | 0.489 | 0.489 | 0.07335 | 0.07335 | 0.07335 | 0.07335 | 0.07335 | 0.07335 | 0.07335 | 0.07335 | 0.07335 | 0.07335 | 0.07335 | 0.07335 | 0.07335 | 0.07335 | 0.07335 | 0.07335 | 0.07335 | 0.07335 | 0.07335 | 0.07335 | 0.07335 | 0.07335 | 0.07335 | 0.07335 | 0.07335 | 0.07335 | 0.07335 | 0.07335 | 0.07335 | 0.07335 | 0.07335 | 0.07335 | 0.07335 | 0.07335 | 0.07335 | 0.07335 | 0.07335
2017 | 0 | Cooper:2 | [6 empty] | 0.085 | 0.085 | 0.493 | 0.493 | 0.493 | 0.493 | 0.493 | 0.493 | 0.493 | 0.493 | 0.493 | 0.07395 | 0.07395 | 0.07395 | 0.07395 | 0.07395 | 0.07395 | 0.07395 | 0.07395 | 0.07395 | 0.07395 | 0.07395 | 0.07395 | 0.07395 | 0.07395 | 0.07395 | 0.07395 | 0.07395 | 0.07395 | 0.07395 | 0.07395 | 0.07395 | 0.07395 | 0.07395 | 0.07395 | 0.07395 | 0.07395 | 0.07395 | 0.07395 | 0.07395 | 0.07395 | 0.07395 | 0.07395 | 0.07395 | 0.07395 | 0.07395 | 0.07395 | 0.07395
2021 | 0 | Dale (EKPC):1 | [6 empty] | 0.396 | 0.396 | 0.697 | 0.697 | 0.697 | 0.697 | 0.697 | 0.697 | 0.697 | 0.697 | 0.697 | 0.697 | 0.697 | 0.697 | 0.697 | 0.10455 | 0.10455 | 0.10455 | 0.10455 | 0.10455 | 0.10455 | 0.10455 | 0.10455 | 0.10455 | 0.10455 | 0.10455 | 0.10455 | 0.10455 | 0.10455 | 0.10455 | 0.10455 | 0.10455 | 0.10455 | 0.10455 | 0.10455 | 0.10455 | 0.10455 | 0.10455 | 0.10455 | 0.10455 | 0.10455 | 0.10455 | 0.10455 | 0.10455 | 0.10455 | 0.10455 | 0.10455 | 0.10455
2021 | 0 | Dale (EKPC):2 | [6 empty] | 0.396 | 0.396 | 0.723 | 0.723 | 0.723 | 0.723 | 0.723 | 0.723 | 0.723 | 0.723 | 0.723 | 0.723 | 0.723 | 0.723 | 0.723 | 0.10845 | 0.10845 | 0.10845 | 0.10845 | 0.10845 | 0.10845 | 0.10845 | 0.10845 | 0.10845 | 0.10845 | 0.10845 | 0.10845 | 0.10845 | 0.10845 | 0.10845 | 0.10845 | 0.10845 | 0.10845 | 0.10845 | 0.10845 | 0.10845 | 0.10845 | 0.10845 | 0.10845 | 0.10845 | 0.10845 | 0.10845 | 0.10845 | 0.10845 | 0.10845 | 0.10845 | 0.10845 | 0.10845
2021 | 0 | Dale (EKPC):3 | [6 empty] | 0.435 | 0.435 | 0.407 | 0.407 | 0.407 | 0.407 | 0.407 | 0.407 | 0.407 | 0.407 | 0.407 | 0.407 | 0.407 | 0.407 | 0.407 | 0.06105 | 0.06105 | 0.06105 | 0.06105 | 0.06105 | 0.06105 | 0.06105 | 0.06105 | 0.06105 | 0.06105 | 0.06105 | 0.06105 | 0.06105 | 0.06105 | 0.06105 | 0.06105 | 0.06105 | 0.06105 | 0.06105 | 0.06105 | 0.06105 | 0.06105 | 0.06105 | 0.06105 | 0.06105 | 0.06105 | 0.06105 | 0.06105 | 0.06105 | 0.06105 | 0.06105 | 0.06105 | 0.06105
2021 | 0 | Dale (EKPC):4 | [6 empty] | 0.435 | 0.435 | 0.403 | 0.403 | 0.403 | 0.403 | 0.403 | 0.403 | 0.403 | 0.403 | 0.403 | 0.403 | 0.403 | 0.403 | 0.403 | 0.06045 | 0.06045 | 0.06045 | 0.06045 | 0.06045 | 0.06045 | 0.06045 | 0.06045 | 0.06045 | 0.06045 | 0.06045 | 0.06045 | 0.06045 | 0.06045 | 0.06045 | 0.06045 | 0.06045 | 0.06045 | 0.06045 | 0.06045 | 0.06045 | 0.06045 | 0.06045 | 0.06045 | 0.06045 | 0.06045 | 0.06045 | 0.06045 | 0.06045 | 0.06045 | 0.06045 | 0.06045 | 0.06045
0 | 0 | Louisiana 2:7 | [6 empty] | 0.145 | 0.145 | 0.145 | 0.145 | 0.145 | 0.145 | 0.145 | 0.145 | 0.145 | 0.145 | 0.145 | 0.145 | 0.145 | 0.145 | 0.145 | 0.145 | 0.145 | 0.145 | 0.145 | 0.145 | 0.145 | 0.145 | 0.145 | 0.145 | 0.145 | 0.145 | 0.145 | 0.145 | 0.145 | 0.145 | 0.145 | 0.145 | 0.145 | 0.145 | 0.145 | 0.145 | 0.145 | 0.145 | 0.145 | 0.145 | 0.145 | 0.145 | 0.145 | 0.145 | 0.145 | 0.145 | 0.145 | 0.145
|  | Louisiana 2:8 | [6 empty] | 0.042 | 0.042 | 0.042 | 0.042 | 0.042 | 0.042 | 0.042 | 0.042 | 0.042 | 0.042 | 0.042 | 0.042 | 0.042 | 0.042 | 0.042 | 0.042 | 0.042 | 0.042 | 0.042 | 0.042 | 0.042 | 0.042 | 0.042 | 0.042 | 0.042 | 0.042 | 0.042 | 0.042 | 0.042 | 0.042 | 0.042 | 0.042 | 0.042 | 0.042 | 0.042 | 0.042 | 0.042 | 0.042 | 0.042 | 0.042 | 0.042 | 0.042 | 0.042 | 0.042 | 0.042 | 0.042 | 0.042 | 0.042
0 | 0 | Louisiana 2:9 | [6 empty] | 0.15 | 0.15 | 0.15 | 0.15 | 0.15 | 0.15 | 0.15 | 0.15 | 0.15 | 0.15 | 0.15 | 0.15 | 0.15 | 0.15 | 0.15 | 0.15 | 0.15 | 0.15 | 0.15 | 0.15 | 0.15 | 0.15 | 0.15 | 0.15 | 0.15 | 0.15 | 0.15 | 0.15 | 0.15 | 0.15 | 0.15 | 0.15 | 0.15 | 0.15 | 0.15 | 0.15 | 0.15 | 0.15 | 0.15 | 0.15 | 0.15 | 0.15 | 0.15 | 0.15 | 0.15 | 0.15 | 0.15 | 0.15
|  | Nelson:1 | [6 empty] | 0.18 | 0.18 | 0.18 | 0.18 | 0.18 | 0.18 | 0.18 | 0.18 | 0.18 | 0.18 | 0.18 | 0.18 | 0.18 | 0.18 | 0.18 | 0.18 | 0.18 | 0.18 | 0.18 | 0.18 | 0.18 | 0.18 | 0.18 | 0.18 | 0.18 | 0.18 | 0.18 | 0.18 | 0.18 | 0.18 | 0.18 | 0.18 | 0.18 | 0.18 | 0.18 | 0.18 | 0.18 | 0.18 | 0.18 | 0.18 | 0.18 | 0.18 | 0.18 | 0.18 | 0.18 | 0.18 | 0.18 | 0.18
|  | Nelson:2 | [6 empty] | 0.18 | 0.18 | 0.18 | 0.18 | 0.18 | 0.18 | 0.18 | 0.18 | 0.18 | 0.18 | 0.18 | 0.18 | 0.18 | 0.18 | 0.18 | 0.18 | 0.18 | 0.18 | 0.18 | 0.18 | 0.18 | 0.18 | 0.18 | 0.18 | 0.18 | 0.18 | 0.18 | 0.18 | 0.18 | 0.18 | 0.18 | 0.18 | 0.18 | 0.18 | 0.18 | 0.18 | 0.18 | 0.18 | 0.18 | 0.18 | 0.18 | 0.18 | 0.18 | 0.18 | 0.18 | 0.18 | 0.18 | 0.18
0 | 0 | Nelson:3 | [6 empty] | 0.167 | 0.167 | 0.152 | 0.152 | 0.152 | 0.152 | 0.152 | 0.152 | 0.152 | 0.152 | 0.152 | 0.152 | 0.152 | 0.152 | 0.152 | 0.152 | 0.152 | 0.152 | 0.152 | 0.152 | 0.152 | 0.152 | 0.152 | 0.152 | 0.152 | 0.152 | 0.152 | 0.152 | 0.152 | 0.152 | 0.152 | 0.152 | 0.152 | 0.152 | 0.152 | 0.152 | 0.152 | 0.152 | 0.152 | 0.152 | 0.152 | 0.152 | 0.152 | 0.152 | 0.152 | 0.152 | 0.152 | 0.152
0 | 0 | Nelson:4 | [6 empty] | 0.127 | 0.127 | 0.124 | 0.124 | 0.124 | 0.124 | 0.124 | 0.124 | 0.124 | 0.124 | 0.124 | 0.124 | 0.124 | 0.124 | 0.124 | 0.124 | 0.124 | 0.124 | 0.124 | 0.124 | 0.124 | 0.124 | 0.124 | 0.124 | 0.124 | 0.124 | 0.124 | 0.124 | 0.124 | 0.124 | 0.124 | 0.124 | 0.124 | 0.124 | 0.124 | 0.124 | 0.124 | 0.124 | 0.124 | 0.124 | 0.124 | 0.124 | 0.124 | 0.124 | 0.124 | 0.124 | 0.124 | 0.124
2019 | 0 | Nelson:6 | [6 empty] | 0.236 | 0.236 | 0.206 | 0.206 | 0.206 | 0.206 | 0.206 | 0.206 | 0.206 | 0.206 | 0.206 | 0.206 | 0.206 | 0.0309 | 0.0309 | 0.0309 | 0.0309 | 0.0309 | 0.0309 | 0.0309 | 0.0309 | 0.0309 | 0.0309 | 0.0309 | 0.0309 | 0.0309 | 0.0309 | 0.0309 | 0.0309 | 0.0309 | 0.0309 | 0.0309 | 0.0309 | 0.0309 | 0.0309 | 0.0309 | 0.0309 | 0.0309 | 0.0309 | 0.0309 | 0.0309 | 0.0309 | 0.0309 | 0.0309 | 0.0309 | 0.0309 | 0.0309 | 0.0309
0 | 0 | Willow Glen:1 | [6 empty] | 0.131 | 0.131 | 0.131 | 0.131 | 0.131 | 0.131 | 0.131 | 0.131 | 0.131 | 0.131 | 0.131 | 0.131 | 0.131 | 0.131 | 0.131 | 0.131 | 0.131 | 0.131 | 0.131 | 0.131 | 0.131 | 0.131 | 0.131 | 0.131 | 0.131 | 0.131 | 0.131 | 0.131 | 0.131 | 0.131 | 0.131 | 0.131 | 0.131 | 0.131 | 0.131 | 0.131 | 0.131 | 0.131 | 0.131 | 0.131 | 0.131 | 0.131 | 0.131 | 0.131 | 0.131 | 0.131 | 0.131 | 0.131
0 | 0 | Willow Glen:2 | [6 empty] | 0.128 | 0.128 | 0.104 | 0.104 | 0.104 | 0.104 | 0.104 | 0.104 | 0.104 | 0.104 | 0.104 | 0.104 | 0.104 | 0.104 | 0.104 | 0.104 | 0.104 | 0.104 | 0.104 | 0.104 | 0.104 | 0.104 | 0.104 | 0.104 | 0.104 | 0.104 | 0.104 | 0.104 | 0.104 | 0.104 | 0.104 | 0.104 | 0.104 | 0.104 | 0.104 | 0.104 | 0.104 | 0.104 | 0.104 | 0.104 | 0.104 | 0.104 | 0.104 | 0.104 | 0.104 | 0.104 | 0.104 | 0.104
|  | Willow Glen:3 | [6 empty] | 0.073 | 0.073 | 0.029 | 0.029 | 0.029 | 0.029 | 0.029 | 0.029 | 0.029 | 0.029 | 0.029 | 0.029 | 0.029 | 0.029 | 0.029 | 0.029 | 0.029 | 0.029 | 0.029 | 0.029 | 0.029 | 0.029 | 0.029 | 0.029 | 0.029 | 0.029 | 0.029 | 0.029 | 0.029 | 0.029 | 0.029 | 0.029 | 0.029 | 0.029 | 0.029 | 0.029 | 0.029 | 0.029 | 0.029 | 0.029 | 0.029 | 0.029 | 0.029 | 0.029 | 0.029 | 0.029 | 0.029 | 0.029
0 | 0 | Willow Glen:4 | [6 empty] | 0.23 | 0.23 | 0.172 | 0.172 | 0.172 | 0.172 | 0.172 | 0.172 | 0.172 | 0.172 | 0.172 | 0.172 | 0.172 | 0.172 | 0.172 | 0.172 | 0.172 | 0.172 | 0.172 | 0.172 | 0.172 | 0.172 | 0.172 | 0.172 | 0.172 | 0.172 | 0.172 | 0.172 | 0.172 | 0.172 | 0.172 | 0.172 | 0.172 | 0.172 | 0.172 | 0.172 | 0.172 | 0.172 | 0.172 | 0.172 | 0.172 | 0.172 | 0.172 | 0.172 | 0.172 | 0.172 | 0.172 | 0.172
0 | 0 | Willow Glen:5 | [6 empty] | 0.15 | 0.15 | 0.118 | 0.118 | 0.118 | 0.118 | 0.118 | 0.118 | 0.118 | 0.118 | 0.118 | 0.118 | 0.118 | 0.118 | 0.118 | 0.118 | 0.118 | 0.118 | 0.118 | 0.118 | 0.118 | 0.118 | 0.118 | 0.118 | 0.118 | 0.118 | 0.118 | 0.118 | 0.118 | 0.118 | 0.118 | 0.118 | 0.118 | 0.118 | 0.118 | 0.118 | 0.118 | 0.118 | 0.118 | 0.118 | 0.118 | 0.118 | 0.118 | 0.118 | 0.118 | 0.118 | 0.118 | 0.118
|  | Cleco Evangeline:CC | [6 empty] | 0.067 | 0.067 | 0.067 | 0.067 | 0.067 | 0.067 | 0.067 | 0.067 | 0.067 | 0.067 | 0.067 | 0.067 | 0.067 | 0.067 | 0.067 | 0.067 | 0.067 | 0.067 | 0.067 | 0.067 | 0.067 | 0.067 | 0.067 | 0.067 | 0.067 | 0.067 | 0.067 | 0.067 | 0.067 | 0.067 | 0.067 | 0.067 | 0.067 | 0.067 | 0.067 | 0.067 | 0.067 | 0.067 | 0.067 | 0.067 | 0.067 | 0.067 | 0.067 | 0.067 | 0.067 | 0.067 | 0.067 | 0.067
0 | 0 | Teche:2 | [6 empty] | 0.143 | 0.143 | 0.193 | 0.193 | 0.193 | 0.193 | 0.193 | 0.193 | 0.193 | 0.193 | 0.193 | 0.193 | 0.193 | 0.193 | 0.193 | 0.193 | 0.193 | 0.193 | 0.193 | 0.193 | 0.193 | 0.193 | 0.193 | 0.193 | 0.193 | 0.193 | 0.193 | 0.193 | 0.193 | 0.193 | 0.193 | 0.193 | 0.193 | 0.193 | 0.193 | 0.193 | 0.193 | 0.193 | 0.193 | 0.193 | 0.193 | 0.193 | 0.193 | 0.193 | 0.193 | 0.193 | 0.193 | 0.193
0 | 0 | Teche:3 | [6 empty] | 0.188 | 0.188 | 0.179 | 0.179 | 0.179 | 0.179 | 0.179 | 0.179 | 0.179 | 0.179 | 0.179 | 0.179 | 0.179 | 0.179 | 0.179 | 0.179 | 0.179 | 0.179 | 0.179 | 0.179 | 0.179 | 0.179 | 0.179 | 0.179 | 0.179 | 0.179 | 0.179 | 0.179 | 0.179 | 0.179 | 0.179 | 0.179 | 0.179 | 0.179 | 0.179 | 0.179 | 0.179 | 0.179 | 0.179 | 0.179 | 0.179 | 0.179 | 0.179 | 0.179 | 0.179 | 0.179 | 0.179 | 0.179
0 | 0 | Little Gypsy:1 | [6 empty] | 0.15 | 0.15 | 0.116 | 0.116 | 0.116 | 0.116 | 0.116 | 0.116 | 0.116 | 0.116 | 0.116 | 0.116 | 0.116 | 0.116 | 0.116 | 0.116 | 0.116 | 0.116 | 0.116 | 0.116 | 0.116 | 0.116 | 0.116 | 0.116 | 0.116 | 0.116 | 0.116 | 0.116 | 0.116 | 0.116 | 0.116 | 0.116 | 0.116 | 0.116 | 0.116 | 0.116 | 0.116 | 0.116 | 0.116 | 0.116 | 0.116 | 0.116 | 0.116 | 0.116 | 0.116 | 0.116 | 0.116 | 0.116
0 | 0 | Little Gypsy:2 | [6 empty] | 0.134 | 0.134 | 0.115 | 0.115 | 0.115 | 0.115 | 0.115 | 0.115 | 0.115 | 0.115 | 0.115 | 0.115 | 0.115 | 0.115 | 0.115 | 0.115 | 0.115 | 0.115 | 0.115 | 0.115 | 0.115 | 0.115 | 0.115 | 0.115 | 0.115 | 0.115 | 0.115 | 0.115 | 0.115 | 0.115 | 0.115 | 0.115 | 0.115 | 0.115 | 0.115 | 0.115 | 0.115 | 0.115 | 0.115 | 0.115 | 0.115 | 0.115 | 0.115 | 0.115 | 0.115 | 0.115 | 0.115 | 0.115
0 | 0 | Little Gypsy:3 | [6 empty] | 0.283 | 0.283 | 0.29 | 0.29 | 0.29 | 0.29 | 0.29 | 0.29 | 0.29 | 0.29 | 0.29 | 0.29 | 0.29 | 0.29 | 0.29 | 0.29 | 0.29 | 0.29 | 0.29 | 0.29 | 0.29 | 0.29 | 0.29 | 0.29 | 0.29 | 0.29 | 0.29 | 0.29 | 0.29 | 0.29 | 0.29 | 0.29 | 0.29 | 0.29 | 0.29 | 0.29 | 0.29 | 0.29 | 0.29 | 0.29 | 0.29 | 0.29 | 0.29 | 0.29 | 0.29 | 0.29 | 0.29 | 0.29
|  | Ninemile Point (ELA):1 | [6 empty] | 0.152 | 0.152 | 0.071 | 0.071 | 0.071 | 0.071 | 0.071 | 0.071 | 0.071 | 0.071 | 0.071 | 0.071 | 0.071 | 0.071 | 0.071 | 0.071 | 0.071 | 0.071 | 0.071 | 0.071 | 0.071 | 0.071 | 0.071 | 0.071 | 0.071 | 0.071 | 0.071 | 0.071 | 0.071 | 0.071 | 0.071 | 0.071 | 0.071 | 0.071 | 0.071 | 0.071 | 0.071 | 0.071 | 0.071 | 0.071 | 0.071 | 0.071 | 0.071 | 0.071 | 0.071 | 0.071 | 0.071 | 0.071
|  | Ninemile Point (ELA):2 | [6 empty] | 0.083 | 0.083 | 0.03 | 0.03 | 0.03 | 0.03 | 0.03 | 0.03 | 0.03 | 0.03 | 0.03 | 0.03 | 0.03 | 0.03 | 0.03 | 0.03 | 0.03 | 0.03 | 0.03 | 0.03 | 0.03 | 0.03 | 0.03 | 0.03 | 0.03 | 0.03 | 0.03 | 0.03 | 0.03 | 0.03 | 0.03 | 0.03 | 0.03 | 0.03 | 0.03 | 0.03 | 0.03 | 0.03 | 0.03 | 0.03 | 0.03 | 0.03 | 0.03 | 0.03 | 0.03 | 0.03 | 0.03 | 0.03
0 | 0 | Ninemile Point (ELA):3 | [6 empty] | 0.124 | 0.124 | 0.11 | 0.11 | 0.11 | 0.11 | 0.11 | 0.11 | 0.11 | 0.11 | 0.11 | 0.11 | 0.11 | 0.11 | 0.11 | 0.11 | 0.11 | 0.11 | 0.11 | 0.11 | 0.11 | 0.11 | 0.11 | 0.11 | 0.11 | 0.11 | 0.11 | 0.11 | 0.11 | 0.11 | 0.11 | 0.11 | 0.11 | 0.11 | 0.11 | 0.11 | 0.11 | 0.11 | 0.11 | 0.11 | 0.11 | 0.11 | 0.11 | 0.11 | 0.11 | 0.11 | 0.11 | 0.11
0 | 0 | Ninemile Point (ELA):5 | [6 empty] | 0.29 | 0.29 | 0.313 | 0.313 | 0.313 | 0.313 | 0.313 | 0.313 | 0.313 | 0.313 | 0.313 | 0.313 | 0.313 | 0.313 | 0.313 | 0.313 | 0.313 | 0.313 | 0.313 | 0.313 | 0.313 | 0.313 | 0.313 | 0.313 | 0.313 | 0.313 | 0.313 | 0.313 | 0.313 | 0.313 | 0.313 | 0.313 | 0.313 | 0.313 | 0.313 | 0.313 | 0.313 | 0.313 | 0.313 | 0.313 | 0.313 | 0.313 | 0.313 | 0.313 | 0.313 | 0.313 | 0.313 | 0.313
0 | 0 | Ninemile Point (ELA):6 | [6 empty] | 0.271 | 0.271 | 0.271 | 0.271 | 0.271 | 0.271 | 0.271 | 0.271 | 0.271 | 0.271 | 0.271 | 0.271 | 0.271 | 0.271 | 0.271 | 0.271 | 0.271 | 0.271 | 0.271 | 0.271 | 0.271 | 0.271 | 0.271 | 0.271 | 0.271 | 0.271 | 0.271 | 0.271 | 0.271 | 0.271 | 0.271 | 0.271 | 0.271 | 0.271 | 0.271 | 0.271 | 0.271 | 0.271 | 0.271 | 0.271 | 0.271 | 0.271 | 0.271 | 0.271 | 0.271 | 0.271 | 0.271 | 0.271
0 | 0 | Sterlington (ELA):CC1 | [6 empty] | 0.271 | 0.271 | 0.271 | 0.271 | 0.271 | 0.271 | 0.271 | 0.271 | 0.271 | 0.271 | 0.271 | 0.271 | 0.271 | 0.271 | 0.271 | 0.271 | 0.271 | 0.271 | 0.271 | 0.271 | 0.271 | 0.271 | 0.271 | 0.271 | 0.271 | 0.271 | 0.271 | 0.271 | 0.271 | 0.271 | 0.271 | 0.271 | 0.271 | 0.271 | 0.271 | 0.271 | 0.271 | 0.271 | 0.271 | 0.271 | 0.271 | 0.271 | 0.271 | 0.271 | 0.271 | 0.271 | 0.271 | 0.271
0 | 0 | Sterlington (ELA):6 | [6 empty] | 0.271 | 0.271 | 0.271 | 0.271 | 0.271 | 0.271 | 0.271 | 0.271 | 0.271 | 0.271 | 0.271 | 0.271 | 0.271 | 0.271 | 0.271 | 0.271 | 0.271 | 0.271 | 0.271 | 0.271 | 0.271 | 0.271 | 0.271 | 0.271 | 0.271 | 0.271 | 0.271 | 0.271 | 0.271 | 0.271 | 0.271 | 0.271 | 0.271 | 0.271 | 0.271 | 0.271 | 0.271 | 0.271 | 0.271 | 0.271 | 0.271 | 0.271 | 0.271 | 0.271 | 0.271 | 0.271 | 0.271 | 0.271
|  | Michoud:1 | [6 empty] | 0.099 | 0.099 | 0.099 | 0.099 | 0.099 | 0.099 | 0.099 | 0.099 | 0.099 | 0.099 | 0.099 | 0.099 | 0.099 | 0.099 | 0.099 | 0.099 | 0.099 | 0.099 | 0.099 | 0.099 | 0.099 | 0.099 | 0.099 | 0.099 | 0.099 | 0.099 | 0.099 | 0.099 | 0.099 | 0.099 | 0.099 | 0.099 | 0.099 | 0.099 | 0.099 | 0.099 | 0.099 | 0.099 | 0.099 | 0.099 | 0.099 | 0.099 | 0.099 | 0.099 | 0.099 | 0.099 | 0.099 | 0.099
0 | 0 | Michoud:2 | [6 empty] | 0.15 | 0.15 | 0.131 | 0.131 | 0.131 | 0.131 | 0.131 | 0.131 | 0.131 | 0.131 | 0.131 | 0.131 | 0.131 | 0.131 | 0.131 | 0.131 | 0.131 | 0.131 | 0.131 | 0.131 | 0.131 | 0.131 | 0.131 | 0.131 | 0.131 | 0.131 | 0.131 | 0.131 | 0.131 | 0.131 | 0.131 | 0.131 | 0.131 | 0.131 | 0.131 | 0.131 | 0.131 | 0.131 | 0.131 | 0.131 | 0.131 | 0.131 | 0.131 | 0.131 | 0.131 | 0.131 | 0.131 | 0.131
0 | 0 | Michoud:3 | [6 empty] | 0.354 | 0.354 | 0.237 | 0.237 | 0.237 | 0.237 | 0.237 | 0.237 | 0.237 | 0.237 | 0.237 | 0.237 | 0.237 | 0.237 | 0.237 | 0.237 | 0.237 | 0.237 | 0.237 | 0.237 | 0.237 | 0.237 | 0.237 | 0.237 | 0.237 | 0.237 | 0.237 | 0.237 | 0.237 | 0.237 | 0.237 | 0.237 | 0.237 | 0.237 | 0.237 | 0.237 | 0.237 | 0.237 | 0.237 | 0.237 | 0.237 | 0.237 | 0.237 | 0.237 | 0.237 | 0.237 | 0.237 | 0.237
|  | Arsenal Hill:5 | [6 empty] | 0.124 | 0.124 | 0.071 | 0.071 | 0.071 | 0.071 | 0.071 | 0.071 | 0.071 | 0.071 | 0.071 | 0.071 | 0.071 | 0.071 | 0.071 | 0.071 | 0.071 | 0.071 | 0.071 | 0.071 | 0.071 | 0.071 | 0.071 | 0.071 | 0.071 | 0.071 | 0.071 | 0.071 | 0.071 | 0.071 | 0.071 | 0.071 | 0.071 | 0.071 | 0.071 | 0.071 | 0.071 | 0.071 | 0.071 | 0.071 | 0.071 | 0.071 | 0.071 | 0.071 | 0.071 | 0.071 | 0.071 | 0.071
0 | 0 | Lieberman:1 | [6 empty] | 0.2 | 0.2 | 0.2 | 0.2 | 0.2 | 0.2 | 0.2 | 0.2 | 0.2 | 0.2 | 0.2 | 0.2 | 0.2 | 0.2 | 0.2 | 0.2 | 0.2 | 0.2 | 0.2 | 0.2 | 0.2 | 0.2 | 0.2 | 0.2 | 0.2 | 0.2 | 0.2 | 0.2 | 0.2 | 0.2 | 0.2 | 0.2 | 0.2 | 0.2 | 0.2 | 0.2 | 0.2 | 0.2 | 0.2 | 0.2 | 0.2 | 0.2 | 0.2 | 0.2 | 0.2 | 0.2 | 0.2 | 0.2
0 | 0 | Lieberman:2 | [6 empty] | 0.2 | 0.2 | 0.2 | 0.2 | 0.2 | 0.2 | 0.2 | 0.2 | 0.2 | 0.2 | 0.2 | 0.2 | 0.2 | 0.2 | 0.2 | 0.2 | 0.2 | 0.2 | 0.2 | 0.2 | 0.2 | 0.2 | 0.2 | 0.2 | 0.2 | 0.2 | 0.2 | 0.2 | 0.2 | 0.2 | 0.2 | 0.2 | 0.2 | 0.2 | 0.2 | 0.2 | 0.2 | 0.2 | 0.2 | 0.2 | 0.2 | 0.2 | 0.2 | 0.2 | 0.2 | 0.2 | 0.2 | 0.2
0 | 0 | Lieberman:3 | [6 empty] | 0.118 | 0.118 | 0.122 | 0.122 | 0.122 | 0.122 | 0.122 | 0.122 | 0.122 | 0.122 | 0.122 | 0.122 | 0.122 | 0.122 | 0.122 | 0.122 | 0.122 | 0.122 | 0.122 | 0.122 | 0.122 | 0.122 | 0.122 | 0.122 | 0.122 | 0.122 | 0.122 | 0.122 | 0.122 | 0.122 | 0.122 | 0.122 | 0.122 | 0.122 | 0.122 | 0.122 | 0.122 | 0.122 | 0.122 | 0.122 | 0.122 | 0.122 | 0.122 | 0.122 | 0.122 | 0.122 | 0.122 | 0.122
0 | 0 | Lieberman:4 | [6 empty] | 0.096 | 0.096 | 0.096 | 0.096 | 0.096 | 0.096 | 0.096 | 0.096 | 0.096 | 0.096 | 0.096 | 0.096 | 0.096 | 0.096 | 0.096 | 0.096 | 0.096 | 0.096 | 0.096 | 0.096 | 0.096 | 0.096 | 0.096 | 0.096 | 0.096 | 0.096 | 0.096 | 0.096 | 0.096 | 0.096 | 0.096 | 0.096 | 0.096 | 0.096 | 0.096 | 0.096 | 0.096 | 0.096 | 0.096 | 0.096 | 0.096 | 0.096 | 0.096 | 0.096 | 0.096 | 0.096 | 0.096 | 0.096
|  | Houma:12 | [6 empty] | 0.27 | 0.27 | 0.27 | 0.27 | 0.27 | 0.27 | 0.27 | 0.27 | 0.27 | 0.27 | 0.27 | 0.27 | 0.27 | 0.27 | 0.27 | 0.27 | 0.27 | 0.27 | 0.27 | 0.27 | 0.27 | 0.27 | 0.27 | 0.27 | 0.27 | 0.27 | 0.27 | 0.27 | 0.27 | 0.27 | 0.27 | 0.27 | 0.27 | 0.27 | 0.27 | 0.27 | 0.27 | 0.27 | 0.27 | 0.27 | 0.27 | 0.27 | 0.27 | 0.27 | 0.27 | 0.27 | 0.27 | 0.27
0 | 0 | Houma:14 | [6 empty] | 0.27 | 0.27 | 0.27 | 0.27 | 0.27 | 0.27 | 0.27 | 0.27 | 0.27 | 0.27 | 0.27 | 0.27 | 0.27 | 0.27 | 0.27 | 0.27 | 0.27 | 0.27 | 0.27 | 0.27 | 0.27 | 0.27 | 0.27 | 0.27 | 0.27 | 0.27 | 0.27 | 0.27 | 0.27 | 0.27 | 0.27 | 0.27 | 0.27 | 0.27 | 0.27 | 0.27 | 0.27 | 0.27 | 0.27 | 0.27 | 0.27 | 0.27 | 0.27 | 0.27 | 0.27 | 0.27 | 0.27 | 0.27
0 | 0 | Houma:15 | [6 empty] | 0.288 | 0.288 | 0.5 | 0.5 | 0.5 | 0.5 | 0.5 | 0.5 | 0.5 | 0.5 | 0.5 | 0.5 | 0.5 | 0.5 | 0.5 | 0.5 | 0.5 | 0.5 | 0.5 | 0.5 | 0.5 | 0.5 | 0.5 | 0.5 | 0.5 | 0.5 | 0.5 | 0.5 | 0.5 | 0.5 | 0.5 | 0.5 | 0.5 | 0.5 | 0.5 | 0.5 | 0.5 | 0.5 | 0.5 | 0.5 | 0.5 | 0.5 | 0.5 | 0.5 | 0.5 | 0.5 | 0.5 | 0.5
0 | 0 | Houma:16 | [6 empty] | 0.204 | 0.204 | 0.176 | 0.176 | 0.176 | 0.176 | 0.176 | 0.176 | 0.176 | 0.176 | 0.176 | 0.176 | 0.176 | 0.176 | 0.176 | 0.176 | 0.176 | 0.176 | 0.176 | 0.176 | 0.176 | 0.176 | 0.176 | 0.176 | 0.176 | 0.176 | 0.176 | 0.176 | 0.176 | 0.176 | 0.176 | 0.176 | 0.176 | 0.176 | 0.176 | 0.176 | 0.176 | 0.176 | 0.176 | 0.176 | 0.176 | 0.176 | 0.176 | 0.176 | 0.176 | 0.176 | 0.176 | 0.176
|  | Houma:611 | [6 empty] | 0.25 | 0.25 | 0.25 | 0.25 | 0.25 | 0.25 | 0.25 | 0.25 | 0.25 | 0.25 | 0.25 | 0.25 | 0.25 | 0.25 | 0.25 | 0.25 | 0.25 | 0.25 | 0.25 | 0.25 | 0.25 | 0.25 | 0.25 | 0.25 | 0.25 | 0.25 | 0.25 | 0.25 | 0.25 | 0.25 | 0.25 | 0.25 | 0.25 | 0.25 | 0.25 | 0.25 | 0.25 | 0.25 | 0.25 | 0.25 | 0.25 | 0.25 | 0.25 | 0.25 | 0.25 | 0.25 | 0.25 | 0.25
0 | 0 | Doc Bonin:1 | [6 empty] | 0.154 | 0.154 | 0.087 | 0.087 | 0.087 | 0.087 | 0.087 | 0.087 | 0.087 | 0.087 | 0.087 | 0.087 | 0.087 | 0.087 | 0.087 | 0.087 | 0.087 | 0.087 | 0.087 | 0.087 | 0.087 | 0.087 | 0.087 | 0.087 | 0.087 | 0.087 | 0.087 | 0.087 | 0.087 | 0.087 | 0.087 | 0.087 | 0.087 | 0.087 | 0.087 | 0.087 | 0.087 | 0.087 | 0.087 | 0.087 | 0.087 | 0.087 | 0.087 | 0.087 | 0.087 | 0.087 | 0.087 | 0.087
0 | 0 | Doc Bonin:2 | [6 empty] | 0.129 | 0.129 | 0.101 | 0.101 | 0.101 | 0.101 | 0.101 | 0.101 | 0.101 | 0.101 | 0.101 | 0.101 | 0.101 | 0.101 | 0.101 | 0.101 | 0.101 | 0.101 | 0.101 | 0.101 | 0.101 | 0.101 | 0.101 | 0.101 | 0.101 | 0.101 | 0.101 | 0.101 | 0.101 | 0.101 | 0.101 | 0.101 | 0.101 | 0.101 | 0.101 | 0.101 | 0.101 | 0.101 | 0.101 | 0.101 | 0.101 | 0.101 | 0.101 | 0.101 | 0.101 | 0.101 | 0.101 | 0.101
0 | 0 | Doc Bonin:3 | [6 empty] | 0.312 | 0.312 | 0.312 | 0.312 | 0.312 | 0.312 | 0.312 | 0.312 | 0.312 | 0.312 | 0.312 | 0.312 | 0.312 | 0.312 | 0.312 | 0.312 | 0.312 | 0.312 | 0.312 | 0.312 | 0.312 | 0.312 | 0.312 | 0.312 | 0.312 | 0.312 | 0.312 | 0.312 | 0.312 | 0.312 | 0.312 | 0.312 | 0.312 | 0.312 | 0.312 | 0.312 | 0.312 | 0.312 | 0.312 | 0.312 | 0.312 | 0.312 | 0.312 | 0.312 | 0.312 | 0.312 | 0.312 | 0.312
0 | 0 | Monroe (ELA):10 | [6 empty] | 0.2 | 0.2 | 0.2 | 0.2 | 0.2 | 0.2 | 0.2 | 0.2 | 0.2 | 0.2 | 0.2 | 0.2 | 0.2 | 0.2 | 0.2 | 0.2 | 0.2 | 0.2 | 0.2 | 0.2 | 0.2 | 0.2 | 0.2 | 0.2 | 0.2 | 0.2 | 0.2 | 0.2 | 0.2 | 0.2 | 0.2 | 0.2 | 0.2 | 0.2 | 0.2 | 0.2 | 0.2 | 0.2 | 0.2 | 0.2 | 0.2 | 0.2 | 0.2 | 0.2 | 0.2 | 0.2 | 0.2 | 0.2
0 | 0 | Monroe (ELA):11 | [6 empty] | 0.298 | 0.298 | 0.298 | 0.298 | 0.298 | 0.298 | 0.298 | 0.298 | 0.298 | 0.298 | 0.298 | 0.298 | 0.298 | 0.298 | 0.298 | 0.298 | 0.298 | 0.298 | 0.298 | 0.298 | 0.298 | 0.298 | 0.298 | 0.298 | 0.298 | 0.298 | 0.298 | 0.298 | 0.298 | 0.298 | 0.298 | 0.298 | 0.298 | 0.298 | 0.298 | 0.298 | 0.298 | 0.298 | 0.298 | 0.298 | 0.298 | 0.298 | 0.298 | 0.298 | 0.298 | 0.298 | 0.298 | 0.298
0 | 0 | Monroe (ELA):12 | [6 empty] | 0.298 | 0.298 | 0.298 | 0.298 | 0.298 | 0.298 | 0.298 | 0.298 | 0.298 | 0.298 | 0.298 | 0.298 | 0.298 | 0.298 | 0.298 | 0.298 | 0.298 | 0.298 | 0.298 | 0.298 | 0.298 | 0.298 | 0.298 | 0.298 | 0.298 | 0.298 | 0.298 | 0.298 | 0.298 | 0.298 | 0.298 | 0.298 | 0.298 | 0.298 | 0.298 | 0.298 | 0.298 | 0.298 | 0.298 | 0.298 | 0.298 | 0.298 | 0.298 | 0.298 | 0.298 | 0.298 | 0.298 | 0.298
|  | Morgan City:12 | [6 empty] | 0.085 | 0.085 | 0.085 | 0.085 | 0.085 | 0.085 | 0.085 | 0.085 | 0.085 | 0.085 | 0.085 | 0.085 | 0.085 | 0.085 | 0.085 | 0.085 | 0.085 | 0.085 | 0.085 | 0.085 | 0.085 | 0.085 | 0.085 | 0.085 | 0.085 | 0.085 | 0.085 | 0.085 | 0.085 | 0.085 | 0.085 | 0.085 | 0.085 | 0.085 | 0.085 | 0.085 | 0.085 | 0.085 | 0.085 | 0.085 | 0.085 | 0.085 | 0.085 | 0.085 | 0.085 | 0.085 | 0.085 | 0.085
|  | Morgan City:3 | [6 empty] | 0.085 | 0.085 | 0.085 | 0.085 | 0.085 | 0.085 | 0.085 | 0.085 | 0.085 | 0.085 | 0.085 | 0.085 | 0.085 | 0.085 | 0.085 | 0.085 | 0.085 | 0.085 | 0.085 | 0.085 | 0.085 | 0.085 | 0.085 | 0.085 | 0.085 | 0.085 | 0.085 | 0.085 | 0.085 | 0.085 | 0.085 | 0.085 | 0.085 | 0.085 | 0.085 | 0.085 | 0.085 | 0.085 | 0.085 | 0.085 | 0.085 | 0.085 | 0.085 | 0.085 | 0.085 | 0.085 | 0.085 | 0.085
0 | 0 | Morgan City:4 | [6 empty] | 0.107 | 0.107 | 0.088 | 0.088 | 0.088 | 0.088 | 0.088 | 0.088 | 0.088 | 0.088 | 0.088 | 0.088 | 0.088 | 0.088 | 0.088 | 0.088 | 0.088 | 0.088 | 0.088 | 0.088 | 0.088 | 0.088 | 0.088 | 0.088 | 0.088 | 0.088 | 0.088 | 0.088 | 0.088 | 0.088 | 0.088 | 0.088 | 0.088 | 0.088 | 0.088 | 0.088 | 0.088 | 0.088 | 0.088 | 0.088 | 0.088 | 0.088 | 0.088 | 0.088 | 0.088 | 0.088 | 0.088 | 0.088
0 | 0 | Natchitoches:10 | [6 empty] | 0.233 | 0.233 | 0.226 | 0.226 | 0.226 | 0.226 | 0.226 | 0.226 | 0.226 | 0.226 | 0.226 | 0.226 | 0.226 | 0.226 | 0.226 | 0.226 | 0.226 | 0.226 | 0.226 | 0.226 | 0.226 | 0.226 | 0.226 | 0.226 | 0.226 | 0.226 | 0.226 | 0.226 | 0.226 | 0.226 | 0.226 | 0.226 | 0.226 | 0.226 | 0.226 | 0.226 | 0.226 | 0.226 | 0.226 | 0.226 | 0.226 | 0.226 | 0.226 | 0.226 | 0.226 | 0.226 | 0.226 | 0.226
0 | 0 | Natchitoches:23 | [6 empty] | 0.209 | 0.209 | 0.209 | 0.209 | 0.209 | 0.209 | 0.209 | 0.209 | 0.209 | 0.209 | 0.209 | 0.209 | 0.209 | 0.209 | 0.209 | 0.209 | 0.209 | 0.209 | 0.209 | 0.209 | 0.209 | 0.209 | 0.209 | 0.209 | 0.209 | 0.209 | 0.209 | 0.209 | 0.209 | 0.209 | 0.209 | 0.209 | 0.209 | 0.209 | 0.209 | 0.209 | 0.209 | 0.209 | 0.209 | 0.209 | 0.209 | 0.209 | 0.209 | 0.209 | 0.209 | 0.209 | 0.209 | 0.209
0 | 0 | Natchitoches:67 | [6 empty] | 0.209 | 0.209 | 0.209 | 0.209 | 0.209 | 0.209 | 0.209 | 0.209 | 0.209 | 0.209 | 0.209 | 0.209 | 0.209 | 0.209 | 0.209 | 0.209 | 0.209 | 0.209 | 0.209 | 0.209 | 0.209 | 0.209 | 0.209 | 0.209 | 0.209 | 0.209 | 0.209 | 0.209 | 0.209 | 0.209 | 0.209 | 0.209 | 0.209 | 0.209 | 0.209 | 0.209 | 0.209 | 0.209 | 0.209 | 0.209 | 0.209 | 0.209 | 0.209 | 0.209 | 0.209 | 0.209 | 0.209 | 0.209
0 | 0 | Natchitoches:8 | [6 empty] | 0.209 | 0.209 | 0.209 | 0.209 | 0.209 | 0.209 | 0.209 | 0.209 | 0.209 | 0.209 | 0.209 | 0.209 | 0.209 | 0.209 | 0.209 | 0.209 | 0.209 | 0.209 | 0.209 | 0.209 | 0.209 | 0.209 | 0.209 | 0.209 | 0.209 | 0.209 | 0.209 | 0.209 | 0.209 | 0.209 | 0.209 | 0.209 | 0.209 | 0.209 | 0.209 | 0.209 | 0.209 | 0.209 | 0.209 | 0.209 | 0.209 | 0.209 | 0.209 | 0.209 | 0.209 | 0.209 | 0.209 | 0.209
0 | 0 | Natchitoches:9 | [6 empty] | 0.209 | 0.209 | 0.209 | 0.209 | 0.209 | 0.209 | 0.209 | 0.209 | 0.209 | 0.209 | 0.209 | 0.209 | 0.209 | 0.209 | 0.209 | 0.209 | 0.209 | 0.209 | 0.209 | 0.209 | 0.209 | 0.209 | 0.209 | 0.209 | 0.209 | 0.209 | 0.209 | 0.209 | 0.209 | 0.209 | 0.209 | 0.209 | 0.209 | 0.209 | 0.209 | 0.209 | 0.209 | 0.209 | 0.209 | 0.209 | 0.209 | 0.209 | 0.209 | 0.209 | 0.209 | 0.209 | 0.209 | 0.209
|  | Ruston (Rust):1 | [6 empty] | 0.106 | 0.106 | 0.106 | 0.106 | 0.106 | 0.106 | 0.106 | 0.106 | 0.106 | 0.106 | 0.106 | 0.106 | 0.106 | 0.106 | 0.106 | 0.106 | 0.106 | 0.106 | 0.106 | 0.106 | 0.106 | 0.106 | 0.106 | 0.106 | 0.106 | 0.106 | 0.106 | 0.106 | 0.106 | 0.106 | 0.106 | 0.106 | 0.106 | 0.106 | 0.106 | 0.106 | 0.106 | 0.106 | 0.106 | 0.106 | 0.106 | 0.106 | 0.106 | 0.106 | 0.106 | 0.106 | 0.106 | 0.106
|  | Ruston (Rust):2 | [6 empty] | 0 | 0 | 0 | 0 | 0 | 0 | 0 | 0 | 0 | 0 | 0 | 0 | 0 | 0 | 0 | 0 | 0 | 0 | 0 | 0 | 0 | 0 | 0 | 0 | 0 | 0 | 0 | 0 | 0 | 0 | 0 | 0 | 0 | 0 | 0 | 0 | 0 | 0 | 0 | 0 | 0 | 0 | 0 | 0 | 0 | 0 | 0 | 0
|  | Ruston (Rust):3 | [6 empty] | 0.13 | 0.13 | 0.13 | 0.13 | 0.13 | 0.13 | 0.13 | 0.13 | 0.13 | 0.13 | 0.13 | 0.13 | 0.13 | 0.13 | 0.13 | 0.13 | 0.13 | 0.13 | 0.13 | 0.13 | 0.13 | 0.13 | 0.13 | 0.13 | 0.13 | 0.13 | 0.13 | 0.13 | 0.13 | 0.13 | 0.13 | 0.13 | 0.13 | 0.13 | 0.13 | 0.13 | 0.13 | 0.13 | 0.13 | 0.13 | 0.13 | 0.13 | 0.13 | 0.13 | 0.13 | 0.13 | 0.13 | 0.13
|  | Ruston (Rust):9 | [6 empty] | 0.406 | 0.406 | 0.406 | 0.406 | 0.406 | 0.406 | 0.406 | 0.406 | 0.406 | 0.406 | 0.406 | 0.406 | 0.406 | 0.406 | 0.406 | 0.406 | 0.406 | 0.406 | 0.406 | 0.406 | 0.406 | 0.406 | 0.406 | 0.406 | 0.406 | 0.406 | 0.406 | 0.406 | 0.406 | 0.406 | 0.406 | 0.406 | 0.406 | 0.406 | 0.406 | 0.406 | 0.406 | 0.406 | 0.406 | 0.406 | 0.406 | 0.406 | 0.406 | 0.406 | 0.406 | 0.406 | 0.406 | 0.406
0 | 0 | Big Cajun 1:1 | [6 empty] | 0.097 | 0.097 | 0.097 | 0.097 | 0.097 | 0.097 | 0.097 | 0.097 | 0.097 | 0.097 | 0.097 | 0.097 | 0.097 | 0.097 | 0.097 | 0.097 | 0.097 | 0.097 | 0.097 | 0.097 | 0.097 | 0.097 | 0.097 | 0.097 | 0.097 | 0.097 | 0.097 | 0.097 | 0.097 | 0.097 | 0.097 | 0.097 | 0.097 | 0.097 | 0.097 | 0.097 | 0.097 | 0.097 | 0.097 | 0.097 | 0.097 | 0.097 | 0.097 | 0.097 | 0.097 | 0.097 | 0.097 | 0.097
|  | Big Cajun 1:2 | [6 empty] | 0.079 | 0.079 | 0.079 | 0.079 | 0.079 | 0.079 | 0.079 | 0.079 | 0.079 | 0.079 | 0.079 | 0.079 | 0.079 | 0.079 | 0.079 | 0.079 | 0.079 | 0.079 | 0.079 | 0.079 | 0.079 | 0.079 | 0.079 | 0.079 | 0.079 | 0.079 | 0.079 | 0.079 | 0.079 | 0.079 | 0.079 | 0.079 | 0.079 | 0.079 | 0.079 | 0.079 | 0.079 | 0.079 | 0.079 | 0.079 | 0.079 | 0.079 | 0.079 | 0.079 | 0.079 | 0.079 | 0.079 | 0.079
|  | Big Cajun 1:GT4 | [6 empty] | 0.069 | 0.069 | 0.069 | 0.069 | 0.069 | 0.069 | 0.069 | 0.069 | 0.069 | 0.069 | 0.069 | 0.069 | 0.069 | 0.069 | 0.069 | 0.069 | 0.069 | 0.069 | 0.069 | 0.069 | 0.069 | 0.069 | 0.069 | 0.069 | 0.069 | 0.069 | 0.069 | 0.069 | 0.069 | 0.069 | 0.069 | 0.069 | 0.069 | 0.069 | 0.069 | 0.069 | 0.069 | 0.069 | 0.069 | 0.069 | 0.069 | 0.069 | 0.069 | 0.069 | 0.069 | 0.069 | 0.069 | 0.069
|  | Big Cajun 1:GT5 | [6 empty] | 0.071 | 0.071 | 0.071 | 0.071 | 0.071 | 0.071 | 0.071 | 0.071 | 0.071 | 0.071 | 0.071 | 0.071 | 0.071 | 0.071 | 0.071 | 0.071 | 0.071 | 0.071 | 0.071 | 0.071 | 0.071 | 0.071 | 0.071 | 0.071 | 0.071 | 0.071 | 0.071 | 0.071 | 0.071 | 0.071 | 0.071 | 0.071 | 0.071 | 0.071 | 0.071 | 0.071 | 0.071 | 0.071 | 0.071 | 0.071 | 0.071 | 0.071 | 0.071 | 0.071 | 0.071 | 0.071 | 0.071 | 0.071
2020 | 0 | Crane:1 | [6 empty] | 0.408 | 0.408 | 0.432 | 0.432 | 0.432 | 0.432 | 0.432 | 0.432 | 0.432 | 0.432 | 0.432 | 0.432 | 0.432 | 0.432 | 0.0648 | 0.0648 | 0.0648 | 0.0648 | 0.0648 | 0.0648 | 0.0648 | 0.0648 | 0.0648 | 0.0648 | 0.0648 | 0.0648 | 0.0648 | 0.0648 | 0.0648 | 0.0648 | 0.0648 | 0.0648 | 0.0648 | 0.0648 | 0.0648 | 0.0648 | 0.0648 | 0.0648 | 0.0648 | 0.0648 | 0.0648 | 0.0648 | 0.0648 | 0.0648 | 0.0648 | 0.0648 | 0.0648 | 0.0648
|  | Crane:GT1 | [6 empty] | 0.315 | 0.315 | 0.315 | 0.315 | 0.315 | 0.315 | 0.315 | 0.315 | 0.315 | 0.315 | 0.315 | 0.315 | 0.315 | 0.315 | 0.315 | 0.315 | 0.315 | 0.315 | 0.315 | 0.315 | 0.315 | 0.315 | 0.315 | 0.315 | 0.315 | 0.315 | 0.315 | 0.315 | 0.315 | 0.315 | 0.315 | 0.315 | 0.315 | 0.315 | 0.315 | 0.315 | 0.315 | 0.315 | 0.315 | 0.315 | 0.315 | 0.315 | 0.315 | 0.315 | 0.315 | 0.315 | 0.315 | 0.315
2020 | 0 | Crane:2 | [6 empty] | 0.412 | 0.412 | 0.415 | 0.415 | 0.415 | 0.415 | 0.415 | 0.415 | 0.415 | 0.415 | 0.415 | 0.415 | 0.415 | 0.415 | 0.06225 | 0.06225 | 0.06225 | 0.06225 | 0.06225 | 0.06225 | 0.06225 | 0.06225 | 0.06225 | 0.06225 | 0.06225 | 0.06225 | 0.06225 | 0.06225 | 0.06225 | 0.06225 | 0.06225 | 0.06225 | 0.06225 | 0.06225 | 0.06225 | 0.06225 | 0.06225 | 0.06225 | 0.06225 | 0.06225 | 0.06225 | 0.06225 | 0.06225 | 0.06225 | 0.06225 | 0.06225 | 0.06225 | 0.06225
0 | 0 | Gould Street:3 | [6 empty] | 0.207 | 0.207 | 0.207 | 0.207 | 0.207 | 0.207 | 0.207 | 0.207 | 0.207 | 0.207 | 0.207 | 0.207 | 0.207 | 0.207 | 0.207 | 0.207 | 0.207 | 0.207 | 0.207 | 0.207 | 0.207 | 0.207 | 0.207 | 0.207 | 0.207 | 0.207 | 0.207 | 0.207 | 0.207 | 0.207 | 0.207 | 0.207 | 0.207 | 0.207 | 0.207 | 0.207 | 0.207 | 0.207 | 0.207 | 0.207 | 0.207 | 0.207 | 0.207 | 0.207 | 0.207 | 0.207 | 0.207 | 0.207
0 | 0 | Wagner:1 | [6 empty] | 0.296 | 0.296 | 0.093 | 0.093 | 0.093 | 0.093 | 0.093 | 0.093 | 0.093 | 0.093 | 0.093 | 0.093 | 0.093 | 0.093 | 0.093 | 0.093 | 0.093 | 0.093 | 0.093 | 0.093 | 0.093 | 0.093 | 0.093 | 0.093 | 0.093 | 0.093 | 0.093 | 0.093 | 0.093 | 0.093 | 0.093 | 0.093 | 0.093 | 0.093 | 0.093 | 0.093 | 0.093 | 0.093 | 0.093 | 0.093 | 0.093 | 0.093 | 0.093 | 0.093 | 0.093 | 0.093 | 0.093 | 0.093
0 | 0 | Wagner:GT1 | [6 empty] | 0.315 | 0.315 | 0.315 | 0.315 | 0.315 | 0.315 | 0.315 | 0.315 | 0.315 | 0.315 | 0.315 | 0.315 | 0.315 | 0.315 | 0.315 | 0.315 | 0.315 | 0.315 | 0.315 | 0.315 | 0.315 | 0.315 | 0.315 | 0.315 | 0.315 | 0.315 | 0.315 | 0.315 | 0.315 | 0.315 | 0.315 | 0.315 | 0.315 | 0.315 | 0.315 | 0.315 | 0.315 | 0.315 | 0.315 | 0.315 | 0.315 | 0.315 | 0.315 | 0.315 | 0.315 | 0.315 | 0.315 | 0.315
2021 | 0 | Wagner:2 | [6 empty] | 0.442 | 0.442 | 0.399 | 0.399 | 0.399 | 0.399 | 0.399 | 0.399 | 0.399 | 0.399 | 0.399 | 0.399 | 0.399 | 0.399 | 0.399 | 0.05985 | 0.05985 | 0.05985 | 0.05985 | 0.05985 | 0.05985 | 0.05985 | 0.05985 | 0.05985 | 0.05985 | 0.05985 | 0.05985 | 0.05985 | 0.05985 | 0.05985 | 0.05985 | 0.05985 | 0.05985 | 0.05985 | 0.05985 | 0.05985 | 0.05985 | 0.05985 | 0.05985 | 0.05985 | 0.05985 | 0.05985 | 0.05985 | 0.05985 | 0.05985 | 0.05985 | 0.05985 | 0.05985
|  | Wagner:3 | [6 empty] | 0.087 | 0.087 | 0.072 | 0.072 | 0.072 | 0.072 | 0.072 | 0.072 | 0.072 | 0.072 | 0.072 | 0.072 | 0.072 | 0.072 | 0.072 | 0.072 | 0.072 | 0.072 | 0.072 | 0.072 | 0.072 | 0.072 | 0.072 | 0.072 | 0.072 | 0.072 | 0.072 | 0.072 | 0.072 | 0.072 | 0.072 | 0.072 | 0.072 | 0.072 | 0.072 | 0.072 | 0.072 | 0.072 | 0.072 | 0.072 | 0.072 | 0.072 | 0.072 | 0.072 | 0.072 | 0.072 | 0.072 | 0.072
0 | 0 | Wagner:4 | [6 empty] | 0.271 | 0.271 | 0.199 | 0.199 | 0.199 | 0.199 | 0.199 | 0.199 | 0.199 | 0.199 | 0.199 | 0.199 | 0.199 | 0.199 | 0.199 | 0.199 | 0.199 | 0.199 | 0.199 | 0.199 | 0.199 | 0.199 | 0.199 | 0.199 | 0.199 | 0.199 | 0.199 | 0.199 | 0.199 | 0.199 | 0.199 | 0.199 | 0.199 | 0.199 | 0.199 | 0.199 | 0.199 | 0.199 | 0.199 | 0.199 | 0.199 | 0.199 | 0.199 | 0.199 | 0.199 | 0.199 | 0.199 | 0.199
0 | 0 | Notch Cliff:G1-4 | [6 empty] | 0.1 | 0.1 | 0.1 | 0.1 | 0.1 | 0.1 | 0.1 | 0.1 | 0.1 | 0.1 | 0.1 | 0.1 | 0.1 | 0.1 | 0.1 | 0.1 | 0.1 | 0.1 | 0.1 | 0.1 | 0.1 | 0.1 | 0.1 | 0.1 | 0.1 | 0.1 | 0.1 | 0.1 | 0.1 | 0.1 | 0.1 | 0.1 | 0.1 | 0.1 | 0.1 | 0.1 | 0.1 | 0.1 | 0.1 | 0.1 | 0.1 | 0.1 | 0.1 | 0.1 | 0.1 | 0.1 | 0.1 | 0.1
0 | 0 | Notch Cliff:G5-8 | [6 empty] | 0.1 | 0.1 | 0.1 | 0.1 | 0.1 | 0.1 | 0.1 | 0.1 | 0.1 | 0.1 | 0.1 | 0.1 | 0.1 | 0.1 | 0.1 | 0.1 | 0.1 | 0.1 | 0.1 | 0.1 | 0.1 | 0.1 | 0.1 | 0.1 | 0.1 | 0.1 | 0.1 | 0.1 | 0.1 | 0.1 | 0.1 | 0.1 | 0.1 | 0.1 | 0.1 | 0.1 | 0.1 | 0.1 | 0.1 | 0.1 | 0.1 | 0.1 | 0.1 | 0.1 | 0.1 | 0.1 | 0.1 | 0.1
0 | 0 | Perryman:GT1 | [6 empty] | 0.315 | 0.315 | 0.315 | 0.315 | 0.315 | 0.315 | 0.315 | 0.315 | 0.315 | 0.315 | 0.315 | 0.315 | 0.315 | 0.315 | 0.315 | 0.315 | 0.315 | 0.315 | 0.315 | 0.315 | 0.315 | 0.315 | 0.315 | 0.315 | 0.315 | 0.315 | 0.315 | 0.315 | 0.315 | 0.315 | 0.315 | 0.315 | 0.315 | 0.315 | 0.315 | 0.315 | 0.315 | 0.315 | 0.315 | 0.315 | 0.315 | 0.315 | 0.315 | 0.315 | 0.315 | 0.315 | 0.315 | 0.315
0 | 0 | Perryman:GT2 | [6 empty] | 0.315 | 0.315 | 0.315 | 0.315 | 0.315 | 0.315 | 0.315 | 0.315 | 0.315 | 0.315 | 0.315 | 0.315 | 0.315 | 0.315 | 0.315 | 0.315 | 0.315 | 0.315 | 0.315 | 0.315 | 0.315 | 0.315 | 0.315 | 0.315 | 0.315 | 0.315 | 0.315 | 0.315 | 0.315 | 0.315 | 0.315 | 0.315 | 0.315 | 0.315 | 0.315 | 0.315 | 0.315 | 0.315 | 0.315 | 0.315 | 0.315 | 0.315 | 0.315 | 0.315 | 0.315 | 0.315 | 0.315 | 0.315
0 | 0 | Perryman:GT3 | [6 empty] | 0.315 | 0.315 | 0.315 | 0.315 | 0.315 | 0.315 | 0.315 | 0.315 | 0.315 | 0.315 | 0.315 | 0.315 | 0.315 | 0.315 | 0.315 | 0.315 | 0.315 | 0.315 | 0.315 | 0.315 | 0.315 | 0.315 | 0.315 | 0.315 | 0.315 | 0.315 | 0.315 | 0.315 | 0.315 | 0.315 | 0.315 | 0.315 | 0.315 | 0.315 | 0.315 | 0.315 | 0.315 | 0.315 | 0.315 | 0.315 | 0.315 | 0.315 | 0.315 | 0.315 | 0.315 | 0.315 | 0.315 | 0.315
0 | 0 | Perryman:GT4 | [6 empty] | 0.315 | 0.315 | 0.315 | 0.315 | 0.315 | 0.315 | 0.315 | 0.315 | 0.315 | 0.315 | 0.315 | 0.315 | 0.315 | 0.315 | 0.315 | 0.315 | 0.315 | 0.315 | 0.315 | 0.315 | 0.315 | 0.315 | 0.315 | 0.315 | 0.315 | 0.315 | 0.315 | 0.315 | 0.315 | 0.315 | 0.315 | 0.315 | 0.315 | 0.315 | 0.315 | 0.315 | 0.315 | 0.315 | 0.315 | 0.315 | 0.315 | 0.315 | 0.315 | 0.315 | 0.315 | 0.315 | 0.315 | 0.315
|  | Perryman:51 | [6 empty] | 0.062 | 0.062 | 0.062 | 0.062 | 0.062 | 0.062 | 0.062 | 0.062 | 0.062 | 0.062 | 0.062 | 0.062 | 0.062 | 0.062 | 0.062 | 0.062 | 0.062 | 0.062 | 0.062 | 0.062 | 0.062 | 0.062 | 0.062 | 0.062 | 0.062 | 0.062 | 0.062 | 0.062 | 0.062 | 0.062 | 0.062 | 0.062 | 0.062 | 0.062 | 0.062 | 0.062 | 0.062 | 0.062 | 0.062 | 0.062 | 0.062 | 0.062 | 0.062 | 0.062 | 0.062 | 0.062 | 0.062 | 0.062
0 | 0 | Philadelphia Road:GT1 | [6 empty] | 0.315 | 0.315 | 0.315 | 0.315 | 0.315 | 0.315 | 0.315 | 0.315 | 0.315 | 0.315 | 0.315 | 0.315 | 0.315 | 0.315 | 0.315 | 0.315 | 0.315 | 0.315 | 0.315 | 0.315 | 0.315 | 0.315 | 0.315 | 0.315 | 0.315 | 0.315 | 0.315 | 0.315 | 0.315 | 0.315 | 0.315 | 0.315 | 0.315 | 0.315 | 0.315 | 0.315 | 0.315 | 0.315 | 0.315 | 0.315 | 0.315 | 0.315 | 0.315 | 0.315 | 0.315 | 0.315 | 0.315 | 0.315
0 | 0 | Philadelphia Road:GT2 | [6 empty] | 0.315 | 0.315 | 0.315 | 0.315 | 0.315 | 0.315 | 0.315 | 0.315 | 0.315 | 0.315 | 0.315 | 0.315 | 0.315 | 0.315 | 0.315 | 0.315 | 0.315 | 0.315 | 0.315 | 0.315 | 0.315 | 0.315 | 0.315 | 0.315 | 0.315 | 0.315 | 0.315 | 0.315 | 0.315 | 0.315 | 0.315 | 0.315 | 0.315 | 0.315 | 0.315 | 0.315 | 0.315 | 0.315 | 0.315 | 0.315 | 0.315 | 0.315 | 0.315 | 0.315 | 0.315 | 0.315 | 0.315 | 0.315
0 | 0 | Philadelphia Road:GT3 | [6 empty] | 0.315 | 0.315 | 0.315 | 0.315 | 0.315 | 0.315 | 0.315 | 0.315 | 0.315 | 0.315 | 0.315 | 0.315 | 0.315 | 0.315 | 0.315 | 0.315 | 0.315 | 0.315 | 0.315 | 0.315 | 0.315 | 0.315 | 0.315 | 0.315 | 0.315 | 0.315 | 0.315 | 0.315 | 0.315 | 0.315 | 0.315 | 0.315 | 0.315 | 0.315 | 0.315 | 0.315 | 0.315 | 0.315 | 0.315 | 0.315 | 0.315 | 0.315 | 0.315 | 0.315 | 0.315 | 0.315 | 0.315 | 0.315
0 | 0 | Philadelphia Road:GT4 | [6 empty] | 0.315 | 0.315 | 0.315 | 0.315 | 0.315 | 0.315 | 0.315 | 0.315 | 0.315 | 0.315 | 0.315 | 0.315 | 0.315 | 0.315 | 0.315 | 0.315 | 0.315 | 0.315 | 0.315 | 0.315 | 0.315 | 0.315 | 0.315 | 0.315 | 0.315 | 0.315 | 0.315 | 0.315 | 0.315 | 0.315 | 0.315 | 0.315 | 0.315 | 0.315 | 0.315 | 0.315 | 0.315 | 0.315 | 0.315 | 0.315 | 0.315 | 0.315 | 0.315 | 0.315 | 0.315 | 0.315 | 0.315 | 0.315
0 | 0 | Riverside (CONST):4 | [6 empty] | 0.414 | 0.414 | 0.438 | 0.438 | 0.438 | 0.438 | 0.438 | 0.438 | 0.438 | 0.438 | 0.438 | 0.438 | 0.438 | 0.438 | 0.438 | 0.438 | 0.438 | 0.438 | 0.438 | 0.438 | 0.438 | 0.438 | 0.438 | 0.438 | 0.438 | 0.438 | 0.438 | 0.438 | 0.438 | 0.438 | 0.438 | 0.438 | 0.438 | 0.438 | 0.438 | 0.438 | 0.438 | 0.438 | 0.438 | 0.438 | 0.438 | 0.438 | 0.438 | 0.438 | 0.438 | 0.438 | 0.438 | 0.438
0 | 0 | Riverside (CONST):6 | [6 empty] | 0.1 | 0.1 | 0.1 | 0.1 | 0.1 | 0.1 | 0.1 | 0.1 | 0.1 | 0.1 | 0.1 | 0.1 | 0.1 | 0.1 | 0.1 | 0.1 | 0.1 | 0.1 | 0.1 | 0.1 | 0.1 | 0.1 | 0.1 | 0.1 | 0.1 | 0.1 | 0.1 | 0.1 | 0.1 | 0.1 | 0.1 | 0.1 | 0.1 | 0.1 | 0.1 | 0.1 | 0.1 | 0.1 | 0.1 | 0.1 | 0.1 | 0.1 | 0.1 | 0.1 | 0.1 | 0.1 | 0.1 | 0.1
0 | 0 | Riverside (CONST):7 | [6 empty] | 0.315 | 0.315 | 0.315 | 0.315 | 0.315 | 0.315 | 0.315 | 0.315 | 0.315 | 0.315 | 0.315 | 0.315 | 0.315 | 0.315 | 0.315 | 0.315 | 0.315 | 0.315 | 0.315 | 0.315 | 0.315 | 0.315 | 0.315 | 0.315 | 0.315 | 0.315 | 0.315 | 0.315 | 0.315 | 0.315 | 0.315 | 0.315 | 0.315 | 0.315 | 0.315 | 0.315 | 0.315 | 0.315 | 0.315 | 0.315 | 0.315 | 0.315 | 0.315 | 0.315 | 0.315 | 0.315 | 0.315 | 0.315
0 | 0 | Riverside (CONST):8 | [6 empty] | 0.315 | 0.315 | 0.315 | 0.315 | 0.315 | 0.315 | 0.315 | 0.315 | 0.315 | 0.315 | 0.315 | 0.315 | 0.315 | 0.315 | 0.315 | 0.315 | 0.315 | 0.315 | 0.315 | 0.315 | 0.315 | 0.315 | 0.315 | 0.315 | 0.315 | 0.315 | 0.315 | 0.315 | 0.315 | 0.315 | 0.315 | 0.315 | 0.315 | 0.315 | 0.315 | 0.315 | 0.315 | 0.315 | 0.315 | 0.315 | 0.315 | 0.315 | 0.315 | 0.315 | 0.315 | 0.315 | 0.315 | 0.315
0 | 0 | Westport:GT5 | [6 empty] | 0.1 | 0.1 | 0.1 | 0.1 | 0.1 | 0.1 | 0.1 | 0.1 | 0.1 | 0.1 | 0.1 | 0.1 | 0.1 | 0.1 | 0.1 | 0.1 | 0.1 | 0.1 | 0.1 | 0.1 | 0.1 | 0.1 | 0.1 | 0.1 | 0.1 | 0.1 | 0.1 | 0.1 | 0.1 | 0.1 | 0.1 | 0.1 | 0.1 | 0.1 | 0.1 | 0.1 | 0.1 | 0.1 | 0.1 | 0.1 | 0.1 | 0.1 | 0.1 | 0.1 | 0.1 | 0.1 | 0.1 | 0.1
0 | 0 | Crisfield:ALL | [6 empty] | 0.315 | 0.315 | 0.315 | 0.315 | 0.315 | 0.315 | 0.315 | 0.315 | 0.315 | 0.315 | 0.315 | 0.315 | 0.315 | 0.315 | 0.315 | 0.315 | 0.315 | 0.315 | 0.315 | 0.315 | 0.315 | 0.315 | 0.315 | 0.315 | 0.315 | 0.315 | 0.315 | 0.315 | 0.315 | 0.315 | 0.315 | 0.315 | 0.315 | 0.315 | 0.315 | 0.315 | 0.315 | 0.315 | 0.315 | 0.315 | 0.315 | 0.315 | 0.315 | 0.315 | 0.315 | 0.315 | 0.315 | 0.315
0 | 0 | Vienna:10 | [6 empty] | 0.315 | 0.315 | 0.315 | 0.315 | 0.315 | 0.315 | 0.315 | 0.315 | 0.315 | 0.315 | 0.315 | 0.315 | 0.315 | 0.315 | 0.315 | 0.315 | 0.315 | 0.315 | 0.315 | 0.315 | 0.315 | 0.315 | 0.315 | 0.315 | 0.315 | 0.315 | 0.315 | 0.315 | 0.315 | 0.315 | 0.315 | 0.315 | 0.315 | 0.315 | 0.315 | 0.315 | 0.315 | 0.315 | 0.315 | 0.315 | 0.315 | 0.315 | 0.315 | 0.315 | 0.315 | 0.315 | 0.315 | 0.315
0 | 0 | Vienna:8 | [6 empty] | 0.299 | 0.299 | 0.263 | 0.263 | 0.263 | 0.263 | 0.263 | 0.263 | 0.263 | 0.263 | 0.263 | 0.263 | 0.263 | 0.263 | 0.263 | 0.263 | 0.263 | 0.263 | 0.263 | 0.263 | 0.263 | 0.263 | 0.263 | 0.263 | 0.263 | 0.263 | 0.263 | 0.263 | 0.263 | 0.263 | 0.263 | 0.263 | 0.263 | 0.263 | 0.263 | 0.263 | 0.263 | 0.263 | 0.263 | 0.263 | 0.263 | 0.263 | 0.263 | 0.263 | 0.263 | 0.263 | 0.263 | 0.263
2021 | 0 | Smith (POTED):3 | [6 empty] | 0.521 | 0.521 | 0.521 | 0.521 | 0.521 | 0.521 | 0.521 | 0.521 | 0.521 | 0.521 | 0.521 | 0.521 | 0.521 | 0.521 | 0.521 | 0.07815 | 0.07815 | 0.07815 | 0.07815 | 0.07815 | 0.07815 | 0.07815 | 0.07815 | 0.07815 | 0.07815 | 0.07815 | 0.07815 | 0.07815 | 0.07815 | 0.07815 | 0.07815 | 0.07815 | 0.07815 | 0.07815 | 0.07815 | 0.07815 | 0.07815 | 0.07815 | 0.07815 | 0.07815 | 0.07815 | 0.07815 | 0.07815 | 0.07815 | 0.07815 | 0.07815 | 0.07815 | 0.07815
2021 | 0 | Smith (POTED):4 | [6 empty] | 0.369 | 0.369 | 0.369 | 0.369 | 0.369 | 0.369 | 0.369 | 0.369 | 0.369 | 0.369 | 0.369 | 0.369 | 0.369 | 0.369 | 0.369 | 0.05535 | 0.05535 | 0.05535 | 0.05535 | 0.05535 | 0.05535 | 0.05535 | 0.05535 | 0.05535 | 0.05535 | 0.05535 | 0.05535 | 0.05535 | 0.05535 | 0.05535 | 0.05535 | 0.05535 | 0.05535 | 0.05535 | 0.05535 | 0.05535 | 0.05535 | 0.05535 | 0.05535 | 0.05535 | 0.05535 | 0.05535 | 0.05535 | 0.05535 | 0.05535 | 0.05535 | 0.05535 | 0.05535
0 | 0 | Chalk Point:GT1 | [6 empty] | 0.315 | 0.315 | 0.4 | 0.4 | 0.4 | 0.4 | 0.4 | 0.4 | 0.4 | 0.4 | 0.4 | 0.4 | 0.4 | 0.4 | 0.4 | 0.4 | 0.4 | 0.4 | 0.4 | 0.4 | 0.4 | 0.4 | 0.4 | 0.4 | 0.4 | 0.4 | 0.4 | 0.4 | 0.4 | 0.4 | 0.4 | 0.4 | 0.4 | 0.4 | 0.4 | 0.4 | 0.4 | 0.4 | 0.4 | 0.4 | 0.4 | 0.4 | 0.4 | 0.4 | 0.4 | 0.4 | 0.4 | 0.4
|  | Chalk Point:ST1 | [6 empty] | 0.132 | 0.132 | 0.013 | 0.013 | 0.013 | 0.013 | 0.013 | 0.013 | 0.013 | 0.013 | 0.013 | 0.013 | 0.013 | 0.013 | 0.013 | 0.013 | 0.013 | 0.013 | 0.013 | 0.013 | 0.013 | 0.013 | 0.013 | 0.013 | 0.013 | 0.013 | 0.013 | 0.013 | 0.013 | 0.013 | 0.013 | 0.013 | 0.013 | 0.013 | 0.013 | 0.013 | 0.013 | 0.013 | 0.013 | 0.013 | 0.013 | 0.013 | 0.013 | 0.013 | 0.013 | 0.013 | 0.013 | 0.013
|  | Chalk Point:ST2 | [6 empty] | 0.126 | 0.126 | 0.013 | 0.013 | 0.013 | 0.013 | 0.013 | 0.013 | 0.013 | 0.013 | 0.013 | 0.013 | 0.013 | 0.013 | 0.013 | 0.013 | 0.013 | 0.013 | 0.013 | 0.013 | 0.013 | 0.013 | 0.013 | 0.013 | 0.013 | 0.013 | 0.013 | 0.013 | 0.013 | 0.013 | 0.013 | 0.013 | 0.013 | 0.013 | 0.013 | 0.013 | 0.013 | 0.013 | 0.013 | 0.013 | 0.013 | 0.013 | 0.013 | 0.013 | 0.013 | 0.013 | 0.013 | 0.013
0 | 0 | Chalk Point:ST3 | [6 empty] | 0.25 | 0.25 | 0.25 | 0.25 | 0.25 | 0.25 | 0.25 | 0.25 | 0.25 | 0.25 | 0.25 | 0.25 | 0.25 | 0.25 | 0.25 | 0.25 | 0.25 | 0.25 | 0.25 | 0.25 | 0.25 | 0.25 | 0.25 | 0.25 | 0.25 | 0.25 | 0.25 | 0.25 | 0.25 | 0.25 | 0.25 | 0.25 | 0.25 | 0.25 | 0.25 | 0.25 | 0.25 | 0.25 | 0.25 | 0.25 | 0.25 | 0.25 | 0.25 | 0.25 | 0.25 | 0.25 | 0.25 | 0.25
0 | 0 | Chalk Point:ST4 | [6 empty] | 0.218 | 0.218 | 0.218 | 0.218 | 0.218 | 0.218 | 0.218 | 0.218 | 0.218 | 0.218 | 0.218 | 0.218 | 0.218 | 0.218 | 0.218 | 0.218 | 0.218 | 0.218 | 0.218 | 0.218 | 0.218 | 0.218 | 0.218 | 0.218 | 0.218 | 0.218 | 0.218 | 0.218 | 0.218 | 0.218 | 0.218 | 0.218 | 0.218 | 0.218 | 0.218 | 0.218 | 0.218 | 0.218 | 0.218 | 0.218 | 0.218 | 0.218 | 0.218 | 0.218 | 0.218 | 0.218 | 0.218 | 0.218
0 | 0 | Chalk Point:GT2 | [6 empty] | 0.315 | 0.315 | 0.401 | 0.401 | 0.401 | 0.401 | 0.401 | 0.401 | 0.401 | 0.401 | 0.401 | 0.401 | 0.401 | 0.401 | 0.401 | 0.401 | 0.401 | 0.401 | 0.401 | 0.401 | 0.401 | 0.401 | 0.401 | 0.401 | 0.401 | 0.401 | 0.401 | 0.401 | 0.401 | 0.401 | 0.401 | 0.401 | 0.401 | 0.401 | 0.401 | 0.401 | 0.401 | 0.401 | 0.401 | 0.401 | 0.401 | 0.401 | 0.401 | 0.401 | 0.401 | 0.401 | 0.401 | 0.401
0 | 0 | Chalk Point:GT3 | [6 empty] | 0.08 | 0.08 | 0.092 | 0.092 | 0.092 | 0.092 | 0.092 | 0.092 | 0.092 | 0.092 | 0.092 | 0.092 | 0.092 | 0.092 | 0.092 | 0.092 | 0.092 | 0.092 | 0.092 | 0.092 | 0.092 | 0.092 | 0.092 | 0.092 | 0.092 | 0.092 | 0.092 | 0.092 | 0.092 | 0.092 | 0.092 | 0.092 | 0.092 | 0.092 | 0.092 | 0.092 | 0.092 | 0.092 | 0.092 | 0.092 | 0.092 | 0.092 | 0.092 | 0.092 | 0.092 | 0.092 | 0.092 | 0.092
0 | 0 | Chalk Point:GT4 | [6 empty] | 0.071 | 0.071 | 0.089 | 0.089 | 0.089 | 0.089 | 0.089 | 0.089 | 0.089 | 0.089 | 0.089 | 0.089 | 0.089 | 0.089 | 0.089 | 0.089 | 0.089 | 0.089 | 0.089 | 0.089 | 0.089 | 0.089 | 0.089 | 0.089 | 0.089 | 0.089 | 0.089 | 0.089 | 0.089 | 0.089 | 0.089 | 0.089 | 0.089 | 0.089 | 0.089 | 0.089 | 0.089 | 0.089 | 0.089 | 0.089 | 0.089 | 0.089 | 0.089 | 0.089 | 0.089 | 0.089 | 0.089 | 0.089
|  | Chalk Point:GT5 | [6 empty] | 0.025 | 0.025 | 0.025 | 0.025 | 0.025 | 0.025 | 0.025 | 0.025 | 0.025 | 0.025 | 0.025 | 0.025 | 0.025 | 0.025 | 0.025 | 0.025 | 0.025 | 0.025 | 0.025 | 0.025 | 0.025 | 0.025 | 0.025 | 0.025 | 0.025 | 0.025 | 0.025 | 0.025 | 0.025 | 0.025 | 0.025 | 0.025 | 0.025 | 0.025 | 0.025 | 0.025 | 0.025 | 0.025 | 0.025 | 0.025 | 0.025 | 0.025 | 0.025 | 0.025 | 0.025 | 0.025 | 0.025 | 0.025
|  | Chalk Point:GT6 | [6 empty] | 0.058 | 0.058 | 0.058 | 0.058 | 0.058 | 0.058 | 0.058 | 0.058 | 0.058 | 0.058 | 0.058 | 0.058 | 0.058 | 0.058 | 0.058 | 0.058 | 0.058 | 0.058 | 0.058 | 0.058 | 0.058 | 0.058 | 0.058 | 0.058 | 0.058 | 0.058 | 0.058 | 0.058 | 0.058 | 0.058 | 0.058 | 0.058 | 0.058 | 0.058 | 0.058 | 0.058 | 0.058 | 0.058 | 0.058 | 0.058 | 0.058 | 0.058 | 0.058 | 0.058 | 0.058 | 0.058 | 0.058 | 0.058
2017 | 0 | Dickerson:1 | [6 empty] | 0.28 | 0.28 | 0.292 | 0.292 | 0.292 | 0.292 | 0.292 | 0.292 | 0.292 | 0.292 | 0.292 | 0.0438 | 0.0438 | 0.0438 | 0.0438 | 0.0438 | 0.0438 | 0.0438 | 0.0438 | 0.0438 | 0.0438 | 0.0438 | 0.0438 | 0.0438 | 0.0438 | 0.0438 | 0.0438 | 0.0438 | 0.0438 | 0.0438 | 0.0438 | 0.0438 | 0.0438 | 0.0438 | 0.0438 | 0.0438 | 0.0438 | 0.0438 | 0.0438 | 0.0438 | 0.0438 | 0.0438 | 0.0438 | 0.0438 | 0.0438 | 0.0438 | 0.0438 | 0.0438
0 | 0 | Dickerson:GT1 | [6 empty] | 0.315 | 0.315 | 0.315 | 0.315 | 0.315 | 0.315 | 0.315 | 0.315 | 0.315 | 0.315 | 0.315 | 0.315 | 0.315 | 0.315 | 0.315 | 0.315 | 0.315 | 0.315 | 0.315 | 0.315 | 0.315 | 0.315 | 0.315 | 0.315 | 0.315 | 0.315 | 0.315 | 0.315 | 0.315 | 0.315 | 0.315 | 0.315 | 0.315 | 0.315 | 0.315 | 0.315 | 0.315 | 0.315 | 0.315 | 0.315 | 0.315 | 0.315 | 0.315 | 0.315 | 0.315 | 0.315 | 0.315 | 0.315
0 | 0 | Dickerson:GT2 | [6 empty] | 0.16 | 0.16 | 0.16 | 0.16 | 0.16 | 0.16 | 0.16 | 0.16 | 0.16 | 0.16 | 0.16 | 0.16 | 0.16 | 0.16 | 0.16 | 0.16 | 0.16 | 0.16 | 0.16 | 0.16 | 0.16 | 0.16 | 0.16 | 0.16 | 0.16 | 0.16 | 0.16 | 0.16 | 0.16 | 0.16 | 0.16 | 0.16 | 0.16 | 0.16 | 0.16 | 0.16 | 0.16 | 0.16 | 0.16 | 0.16 | 0.16 | 0.16 | 0.16 | 0.16 | 0.16 | 0.16 | 0.16 | 0.16
0 | 0 | Dickerson:GT3 | [6 empty] | 0.12 | 0.12 | 0.12 | 0.12 | 0.12 | 0.12 | 0.12 | 0.12 | 0.12 | 0.12 | 0.12 | 0.12 | 0.12 | 0.12 | 0.12 | 0.12 | 0.12 | 0.12 | 0.12 | 0.12 | 0.12 | 0.12 | 0.12 | 0.12 | 0.12 | 0.12 | 0.12 | 0.12 | 0.12 | 0.12 | 0.12 | 0.12 | 0.12 | 0.12 | 0.12 | 0.12 | 0.12 | 0.12 | 0.12 | 0.12 | 0.12 | 0.12 | 0.12 | 0.12 | 0.12 | 0.12 | 0.12 | 0.12
2017 | 0 | Dickerson:2 | [6 empty] | 0.134 | 0.134 | 0.286 | 0.286 | 0.286 | 0.286 | 0.286 | 0.286 | 0.286 | 0.286 | 0.286 | 0.0429 | 0.0429 | 0.0429 | 0.0429 | 0.0429 | 0.0429 | 0.0429 | 0.0429 | 0.0429 | 0.0429 | 0.0429 | 0.0429 | 0.0429 | 0.0429 | 0.0429 | 0.0429 | 0.0429 | 0.0429 | 0.0429 | 0.0429 | 0.0429 | 0.0429 | 0.0429 | 0.0429 | 0.0429 | 0.0429 | 0.0429 | 0.0429 | 0.0429 | 0.0429 | 0.0429 | 0.0429 | 0.0429 | 0.0429 | 0.0429 | 0.0429 | 0.0429
2017 | 0 | Dickerson:3 | [6 empty] | 0.119 | 0.119 | 0.285 | 0.285 | 0.285 | 0.285 | 0.285 | 0.285 | 0.285 | 0.285 | 0.285 | 0.04275 | 0.04275 | 0.04275 | 0.04275 | 0.04275 | 0.04275 | 0.04275 | 0.04275 | 0.04275 | 0.04275 | 0.04275 | 0.04275 | 0.04275 | 0.04275 | 0.04275 | 0.04275 | 0.04275 | 0.04275 | 0.04275 | 0.04275 | 0.04275 | 0.04275 | 0.04275 | 0.04275 | 0.04275 | 0.04275 | 0.04275 | 0.04275 | 0.04275 | 0.04275 | 0.04275 | 0.04275 | 0.04275 | 0.04275 | 0.04275 | 0.04275 | 0.04275
|  | Morgantown:GT1 | [6 empty] | 0.315 | 0.315 | 0.065 | 0.065 | 0.065 | 0.065 | 0.065 | 0.065 | 0.065 | 0.065 | 0.065 | 0.065 | 0.065 | 0.065 | 0.065 | 0.065 | 0.065 | 0.065 | 0.065 | 0.065 | 0.065 | 0.065 | 0.065 | 0.065 | 0.065 | 0.065 | 0.065 | 0.065 | 0.065 | 0.065 | 0.065 | 0.065 | 0.065 | 0.065 | 0.065 | 0.065 | 0.065 | 0.065 | 0.065 | 0.065 | 0.065 | 0.065 | 0.065 | 0.065 | 0.065 | 0.065 | 0.065 | 0.065
|  | Morgantown:ST1 | [6 empty] | 0.391 | 0.391 | 0.039 | 0.039 | 0.039 | 0.039 | 0.039 | 0.039 | 0.039 | 0.039 | 0.039 | 0.039 | 0.039 | 0.039 | 0.039 | 0.039 | 0.039 | 0.039 | 0.039 | 0.039 | 0.039 | 0.039 | 0.039 | 0.039 | 0.039 | 0.039 | 0.039 | 0.039 | 0.039 | 0.039 | 0.039 | 0.039 | 0.039 | 0.039 | 0.039 | 0.039 | 0.039 | 0.039 | 0.039 | 0.039 | 0.039 | 0.039 | 0.039 | 0.039 | 0.039 | 0.039 | 0.039 | 0.039
2016 | 0 | Morgantown:ST2 | [6 empty] | 0.343 | 0.343 | 0.343 | 0.343 | 0.343 | 0.343 | 0.343 | 0.343 | 0.343 | 0.343 | 0.05145 | 0.05145 | 0.05145 | 0.05145 | 0.05145 | 0.05145 | 0.05145 | 0.05145 | 0.05145 | 0.05145 | 0.05145 | 0.05145 | 0.05145 | 0.05145 | 0.05145 | 0.05145 | 0.05145 | 0.05145 | 0.05145 | 0.05145 | 0.05145 | 0.05145 | 0.05145 | 0.05145 | 0.05145 | 0.05145 | 0.05145 | 0.05145 | 0.05145 | 0.05145 | 0.05145 | 0.05145 | 0.05145 | 0.05145 | 0.05145 | 0.05145 | 0.05145 | 0.05145
0 | 0 | Morgantown:GT2 | [6 empty] | 0.315 | 0.315 | 0.322 | 0.322 | 0.322 | 0.322 | 0.322 | 0.322 | 0.322 | 0.322 | 0.322 | 0.322 | 0.322 | 0.322 | 0.322 | 0.322 | 0.322 | 0.322 | 0.322 | 0.322 | 0.322 | 0.322 | 0.322 | 0.322 | 0.322 | 0.322 | 0.322 | 0.322 | 0.322 | 0.322 | 0.322 | 0.322 | 0.322 | 0.322 | 0.322 | 0.322 | 0.322 | 0.322 | 0.322 | 0.322 | 0.322 | 0.322 | 0.322 | 0.322 | 0.322 | 0.322 | 0.322 | 0.322
0 | 0 | Morgantown:3 | [6 empty] | 0.315 | 0.315 | 0.315 | 0.315 | 0.315 | 0.315 | 0.315 | 0.315 | 0.315 | 0.315 | 0.315 | 0.315 | 0.315 | 0.315 | 0.315 | 0.315 | 0.315 | 0.315 | 0.315 | 0.315 | 0.315 | 0.315 | 0.315 | 0.315 | 0.315 | 0.315 | 0.315 | 0.315 | 0.315 | 0.315 | 0.315 | 0.315 | 0.315 | 0.315 | 0.315 | 0.315 | 0.315 | 0.315 | 0.315 | 0.315 | 0.315 | 0.315 | 0.315 | 0.315 | 0.315 | 0.315 | 0.315 | 0.315
0 | 0 | Morgantown:4 | [6 empty] | 0.315 | 0.315 | 0.315 | 0.315 | 0.315 | 0.315 | 0.315 | 0.315 | 0.315 | 0.315 | 0.315 | 0.315 | 0.315 | 0.315 | 0.315 | 0.315 | 0.315 | 0.315 | 0.315 | 0.315 | 0.315 | 0.315 | 0.315 | 0.315 | 0.315 | 0.315 | 0.315 | 0.315 | 0.315 | 0.315 | 0.315 | 0.315 | 0.315 | 0.315 | 0.315 | 0.315 | 0.315 | 0.315 | 0.315 | 0.315 | 0.315 | 0.315 | 0.315 | 0.315 | 0.315 | 0.315 | 0.315 | 0.315
0 | 0 | Morgantown:5 | [6 empty] | 0.315 | 0.315 | 0.315 | 0.315 | 0.315 | 0.315 | 0.315 | 0.315 | 0.315 | 0.315 | 0.315 | 0.315 | 0.315 | 0.315 | 0.315 | 0.315 | 0.315 | 0.315 | 0.315 | 0.315 | 0.315 | 0.315 | 0.315 | 0.315 | 0.315 | 0.315 | 0.315 | 0.315 | 0.315 | 0.315 | 0.315 | 0.315 | 0.315 | 0.315 | 0.315 | 0.315 | 0.315 | 0.315 | 0.315 | 0.315 | 0.315 | 0.315 | 0.315 | 0.315 | 0.315 | 0.315 | 0.315 | 0.315
0 | 0 | Morgantown:6 | [6 empty] | 0.315 | 0.315 | 0.315 | 0.315 | 0.315 | 0.315 | 0.315 | 0.315 | 0.315 | 0.315 | 0.315 | 0.315 | 0.315 | 0.315 | 0.315 | 0.315 | 0.315 | 0.315 | 0.315 | 0.315 | 0.315 | 0.315 | 0.315 | 0.315 | 0.315 | 0.315 | 0.315 | 0.315 | 0.315 | 0.315 | 0.315 | 0.315 | 0.315 | 0.315 | 0.315 | 0.315 | 0.315 | 0.315 | 0.315 | 0.315 | 0.315 | 0.315 | 0.315 | 0.315 | 0.315 | 0.315 | 0.315 | 0.315
|  | Easton:1114 | [6 empty] | 0.1 | 0.1 | 0.1 | 0.1 | 0.1 | 0.1 | 0.1 | 0.1 | 0.1 | 0.1 | 0.1 | 0.1 | 0.1 | 0.1 | 0.1 | 0.1 | 0.1 | 0.1 | 0.1 | 0.1 | 0.1 | 0.1 | 0.1 | 0.1 | 0.1 | 0.1 | 0.1 | 0.1 | 0.1 | 0.1 | 0.1 | 0.1 | 0.1 | 0.1 | 0.1 | 0.1 | 0.1 | 0.1 | 0.1 | 0.1 | 0.1 | 0.1 | 0.1 | 0.1 | 0.1 | 0.1 | 0.1 | 0.1
|  | Easton:79 | [6 empty] | 0.315 | 0.315 | 0.315 | 0.315 | 0.315 | 0.315 | 0.315 | 0.315 | 0.315 | 0.315 | 0.315 | 0.315 | 0.315 | 0.315 | 0.315 | 0.315 | 0.315 | 0.315 | 0.315 | 0.315 | 0.315 | 0.315 | 0.315 | 0.315 | 0.315 | 0.315 | 0.315 | 0.315 | 0.315 | 0.315 | 0.315 | 0.315 | 0.315 | 0.315 | 0.315 | 0.315 | 0.315 | 0.315 | 0.315 | 0.315 | 0.315 | 0.315 | 0.315 | 0.315 | 0.315 | 0.315 | 0.315 | 0.315
|  | Cobb:2 | [6 empty] | 0.062 | 0.062 | 0.045 | 0.045 | 0.045 | 0.045 | 0.045 | 0.045 | 0.045 | 0.045 | 0.045 | 0.045 | 0.045 | 0.045 | 0.045 | 0.045 | 0.045 | 0.045 | 0.045 | 0.045 | 0.045 | 0.045 | 0.045 | 0.045 | 0.045 | 0.045 | 0.045 | 0.045 | 0.045 | 0.045 | 0.045 | 0.045 | 0.045 | 0.045 | 0.045 | 0.045 | 0.045 | 0.045 | 0.045 | 0.045 | 0.045 | 0.045 | 0.045 | 0.045 | 0.045 | 0.045 | 0.045 | 0.045
2021 | 0 | Cobb:4 | [6 empty] | 0.392 | 0.392 | 0.42 | 0.42 | 0.42 | 0.42 | 0.42 | 0.42 | 0.42 | 0.42 | 0.42 | 0.42 | 0.42 | 0.42 | 0.42 | 0.063 | 0.063 | 0.063 | 0.063 | 0.063 | 0.063 | 0.063 | 0.063 | 0.063 | 0.063 | 0.063 | 0.063 | 0.063 | 0.063 | 0.063 | 0.063 | 0.063 | 0.063 | 0.063 | 0.063 | 0.063 | 0.063 | 0.063 | 0.063 | 0.063 | 0.063 | 0.063 | 0.063 | 0.063 | 0.063 | 0.063 | 0.063 | 0.063
2021 | 0 | Cobb:5 | [6 empty] | 0.158 | 0.158 | 0.171 | 0.171 | 0.171 | 0.171 | 0.171 | 0.171 | 0.171 | 0.171 | 0.171 | 0.171 | 0.171 | 0.171 | 0.171 | 0.02565 | 0.02565 | 0.02565 | 0.02565 | 0.02565 | 0.02565 | 0.02565 | 0.02565 | 0.02565 | 0.02565 | 0.02565 | 0.02565 | 0.02565 | 0.02565 | 0.02565 | 0.02565 | 0.02565 | 0.02565 | 0.02565 | 0.02565 | 0.02565 | 0.02565 | 0.02565 | 0.02565 | 0.02565 | 0.02565 | 0.02565 | 0.02565 | 0.02565 | 0.02565 | 0.02565 | 0.02565 | 0.02565
0 | 0 | B.E. Morrow:A | [6 empty] | 0.1 | 0.1 | 0.1 | 0.1 | 0.1 | 0.1 | 0.1 | 0.1 | 0.1 | 0.1 | 0.1 | 0.1 | 0.1 | 0.1 | 0.1 | 0.1 | 0.1 | 0.1 | 0.1 | 0.1 | 0.1 | 0.1 | 0.1 | 0.1 | 0.1 | 0.1 | 0.1 | 0.1 | 0.1 | 0.1 | 0.1 | 0.1 | 0.1 | 0.1 | 0.1 | 0.1 | 0.1 | 0.1 | 0.1 | 0.1 | 0.1 | 0.1 | 0.1 | 0.1 | 0.1 | 0.1 | 0.1 | 0.1
0 | 0 | B.E. Morrow:B | [6 empty] | 0.1 | 0.1 | 0.1 | 0.1 | 0.1 | 0.1 | 0.1 | 0.1 | 0.1 | 0.1 | 0.1 | 0.1 | 0.1 | 0.1 | 0.1 | 0.1 | 0.1 | 0.1 | 0.1 | 0.1 | 0.1 | 0.1 | 0.1 | 0.1 | 0.1 | 0.1 | 0.1 | 0.1 | 0.1 | 0.1 | 0.1 | 0.1 | 0.1 | 0.1 | 0.1 | 0.1 | 0.1 | 0.1 | 0.1 | 0.1 | 0.1 | 0.1 | 0.1 | 0.1 | 0.1 | 0.1 | 0.1 | 0.1
2020 | 0 | Karn:1 | [6 empty] | 0.067 | 0.067 | 0.144 | 0.144 | 0.144 | 0.144 | 0.144 | 0.144 | 0.144 | 0.144 | 0.144 | 0.144 | 0.144 | 0.144 | 0.0216 | 0.0216 | 0.0216 | 0.0216 | 0.0216 | 0.0216 | 0.0216 | 0.0216 | 0.0216 | 0.0216 | 0.0216 | 0.0216 | 0.0216 | 0.0216 | 0.0216 | 0.0216 | 0.0216 | 0.0216 | 0.0216 | 0.0216 | 0.0216 | 0.0216 | 0.0216 | 0.0216 | 0.0216 | 0.0216 | 0.0216 | 0.0216 | 0.0216 | 0.0216 | 0.0216 | 0.0216 | 0.0216 | 0.0216
|  | Karn:2 | [6 empty] | 0.051 | 0.051 | 0.081 | 0.081 | 0.081 | 0.081 | 0.081 | 0.081 | 0.081 | 0.081 | 0.081 | 0.081 | 0.081 | 0.081 | 0.081 | 0.081 | 0.081 | 0.081 | 0.081 | 0.081 | 0.081 | 0.081 | 0.081 | 0.081 | 0.081 | 0.081 | 0.081 | 0.081 | 0.081 | 0.081 | 0.081 | 0.081 | 0.081 | 0.081 | 0.081 | 0.081 | 0.081 | 0.081 | 0.081 | 0.081 | 0.081 | 0.081 | 0.081 | 0.081 | 0.081 | 0.081 | 0.081 | 0.081
0 | 0 | Karn:3 | [6 empty] | 0.208 | 0.208 | 0.141 | 0.141 | 0.141 | 0.141 | 0.141 | 0.141 | 0.141 | 0.141 | 0.141 | 0.141 | 0.141 | 0.141 | 0.141 | 0.141 | 0.141 | 0.141 | 0.141 | 0.141 | 0.141 | 0.141 | 0.141 | 0.141 | 0.141 | 0.141 | 0.141 | 0.141 | 0.141 | 0.141 | 0.141 | 0.141 | 0.141 | 0.141 | 0.141 | 0.141 | 0.141 | 0.141 | 0.141 | 0.141 | 0.141 | 0.141 | 0.141 | 0.141 | 0.141 | 0.141 | 0.141 | 0.141
0 | 0 | Karn:4 | [6 empty] | 0.208 | 0.208 | 0.142 | 0.142 | 0.142 | 0.142 | 0.142 | 0.142 | 0.142 | 0.142 | 0.142 | 0.142 | 0.142 | 0.142 | 0.142 | 0.142 | 0.142 | 0.142 | 0.142 | 0.142 | 0.142 | 0.142 | 0.142 | 0.142 | 0.142 | 0.142 | 0.142 | 0.142 | 0.142 | 0.142 | 0.142 | 0.142 | 0.142 | 0.142 | 0.142 | 0.142 | 0.142 | 0.142 | 0.142 | 0.142 | 0.142 | 0.142 | 0.142 | 0.142 | 0.142 | 0.142 | 0.142 | 0.142
2020 | 0 | Campbell (CEC):1 | [6 empty] | 0.259 | 0.259 | 0.16 | 0.16 | 0.16 | 0.16 | 0.16 | 0.16 | 0.16 | 0.16 | 0.16 | 0.16 | 0.16 | 0.16 | 0.024 | 0.024 | 0.024 | 0.024 | 0.024 | 0.024 | 0.024 | 0.024 | 0.024 | 0.024 | 0.024 | 0.024 | 0.024 | 0.024 | 0.024 | 0.024 | 0.024 | 0.024 | 0.024 | 0.024 | 0.024 | 0.024 | 0.024 | 0.024 | 0.024 | 0.024 | 0.024 | 0.024 | 0.024 | 0.024 | 0.024 | 0.024 | 0.024 | 0.024
2020 | 0 | Campbell (CEC):2 | [6 empty] | 0.085 | 0.085 | 0.306 | 0.306 | 0.306 | 0.306 | 0.306 | 0.306 | 0.306 | 0.306 | 0.306 | 0.306 | 0.306 | 0.306 | 0.0459 | 0.0459 | 0.0459 | 0.0459 | 0.0459 | 0.0459 | 0.0459 | 0.0459 | 0.0459 | 0.0459 | 0.0459 | 0.0459 | 0.0459 | 0.0459 | 0.0459 | 0.0459 | 0.0459 | 0.0459 | 0.0459 | 0.0459 | 0.0459 | 0.0459 | 0.0459 | 0.0459 | 0.0459 | 0.0459 | 0.0459 | 0.0459 | 0.0459 | 0.0459 | 0.0459 | 0.0459 | 0.0459 | 0.0459
2017 | 0 | Campbell (CEC):3 | [6 empty] | 0.356 | 0.356 | 0.148 | 0.148 | 0.148 | 0.148 | 0.148 | 0.148 | 0.148 | 0.148 | 0.148 | 0.0222 | 0.0222 | 0.0222 | 0.0222 | 0.0222 | 0.0222 | 0.0222 | 0.0222 | 0.0222 | 0.0222 | 0.0222 | 0.0222 | 0.0222 | 0.0222 | 0.0222 | 0.0222 | 0.0222 | 0.0222 | 0.0222 | 0.0222 | 0.0222 | 0.0222 | 0.0222 | 0.0222 | 0.0222 | 0.0222 | 0.0222 | 0.0222 | 0.0222 | 0.0222 | 0.0222 | 0.0222 | 0.0222 | 0.0222 | 0.0222 | 0.0222 | 0.0222
|  | Campbell (CEC):A | [6 empty] | 0.305 | 0.305 | 0.305 | 0.305 | 0.305 | 0.305 | 0.305 | 0.305 | 0.305 | 0.305 | 0.305 | 0.305 | 0.305 | 0.305 | 0.305 | 0.305 | 0.305 | 0.305 | 0.305 | 0.305 | 0.305 | 0.305 | 0.305 | 0.305 | 0.305 | 0.305 | 0.305 | 0.305 | 0.305 | 0.305 | 0.305 | 0.305 | 0.305 | 0.305 | 0.305 | 0.305 | 0.305 | 0.305 | 0.305 | 0.305 | 0.305 | 0.305 | 0.305 | 0.305 | 0.305 | 0.305 | 0.305 | 0.305
0 | 0 | Thetford:1 | [6 empty] | 0.1 | 0.1 | 0.49 | 0.49 | 0.49 | 0.49 | 0.49 | 0.49 | 0.49 | 0.49 | 0.49 | 0.49 | 0.49 | 0.49 | 0.49 | 0.49 | 0.49 | 0.49 | 0.49 | 0.49 | 0.49 | 0.49 | 0.49 | 0.49 | 0.49 | 0.49 | 0.49 | 0.49 | 0.49 | 0.49 | 0.49 | 0.49 | 0.49 | 0.49 | 0.49 | 0.49 | 0.49 | 0.49 | 0.49 | 0.49 | 0.49 | 0.49 | 0.49 | 0.49 | 0.49 | 0.49 | 0.49 | 0.49
0 | 0 | Thetford:2 | [6 empty] | 0.1 | 0.1 | 0.488 | 0.488 | 0.488 | 0.488 | 0.488 | 0.488 | 0.488 | 0.488 | 0.488 | 0.488 | 0.488 | 0.488 | 0.488 | 0.488 | 0.488 | 0.488 | 0.488 | 0.488 | 0.488 | 0.488 | 0.488 | 0.488 | 0.488 | 0.488 | 0.488 | 0.488 | 0.488 | 0.488 | 0.488 | 0.488 | 0.488 | 0.488 | 0.488 | 0.488 | 0.488 | 0.488 | 0.488 | 0.488 | 0.488 | 0.488 | 0.488 | 0.488 | 0.488 | 0.488 | 0.488 | 0.488
0 | 0 | Thetford:3 | [6 empty] | 0.1 | 0.1 | 0.489 | 0.489 | 0.489 | 0.489 | 0.489 | 0.489 | 0.489 | 0.489 | 0.489 | 0.489 | 0.489 | 0.489 | 0.489 | 0.489 | 0.489 | 0.489 | 0.489 | 0.489 | 0.489 | 0.489 | 0.489 | 0.489 | 0.489 | 0.489 | 0.489 | 0.489 | 0.489 | 0.489 | 0.489 | 0.489 | 0.489 | 0.489 | 0.489 | 0.489 | 0.489 | 0.489 | 0.489 | 0.489 | 0.489 | 0.489 | 0.489 | 0.489 | 0.489 | 0.489 | 0.489 | 0.489
0 | 0 | Thetford:4 | [6 empty] | 0.1 | 0.1 | 0.486 | 0.486 | 0.486 | 0.486 | 0.486 | 0.486 | 0.486 | 0.486 | 0.486 | 0.486 | 0.486 | 0.486 | 0.486 | 0.486 | 0.486 | 0.486 | 0.486 | 0.486 | 0.486 | 0.486 | 0.486 | 0.486 | 0.486 | 0.486 | 0.486 | 0.486 | 0.486 | 0.486 | 0.486 | 0.486 | 0.486 | 0.486 | 0.486 | 0.486 | 0.486 | 0.486 | 0.486 | 0.486 | 0.486 | 0.486 | 0.486 | 0.486 | 0.486 | 0.486 | 0.486 | 0.486
0 | 0 | Thetford:5-6 | [6 empty] | 0.1 | 0.1 | 0.1 | 0.1 | 0.1 | 0.1 | 0.1 | 0.1 | 0.1 | 0.1 | 0.1 | 0.1 | 0.1 | 0.1 | 0.1 | 0.1 | 0.1 | 0.1 | 0.1 | 0.1 | 0.1 | 0.1 | 0.1 | 0.1 | 0.1 | 0.1 | 0.1 | 0.1 | 0.1 | 0.1 | 0.1 | 0.1 | 0.1 | 0.1 | 0.1 | 0.1 | 0.1 | 0.1 | 0.1 | 0.1 | 0.1 | 0.1 | 0.1 | 0.1 | 0.1 | 0.1 | 0.1 | 0.1
0 | 0 | Thetford:7-9 | [6 empty] | 0.1 | 0.1 | 0.1 | 0.1 | 0.1 | 0.1 | 0.1 | 0.1 | 0.1 | 0.1 | 0.1 | 0.1 | 0.1 | 0.1 | 0.1 | 0.1 | 0.1 | 0.1 | 0.1 | 0.1 | 0.1 | 0.1 | 0.1 | 0.1 | 0.1 | 0.1 | 0.1 | 0.1 | 0.1 | 0.1 | 0.1 | 0.1 | 0.1 | 0.1 | 0.1 | 0.1 | 0.1 | 0.1 | 0.1 | 0.1 | 0.1 | 0.1 | 0.1 | 0.1 | 0.1 | 0.1 | 0.1 | 0.1
0 | 0 | Weadock:A | [6 empty] | 0.1 | 0.1 | 0.1 | 0.1 | 0.1 | 0.1 | 0.1 | 0.1 | 0.1 | 0.1 | 0.1 | 0.1 | 0.1 | 0.1 | 0.1 | 0.1 | 0.1 | 0.1 | 0.1 | 0.1 | 0.1 | 0.1 | 0.1 | 0.1 | 0.1 | 0.1 | 0.1 | 0.1 | 0.1 | 0.1 | 0.1 | 0.1 | 0.1 | 0.1 | 0.1 | 0.1 | 0.1 | 0.1 | 0.1 | 0.1 | 0.1 | 0.1 | 0.1 | 0.1 | 0.1 | 0.1 | 0.1 | 0.1
2021 | 0 | Weadock:7 | [6 empty] | 0.324 | 0.324 | 0.337 | 0.337 | 0.337 | 0.337 | 0.337 | 0.337 | 0.337 | 0.337 | 0.337 | 0.337 | 0.337 | 0.337 | 0.337 | 0.05055 | 0.05055 | 0.05055 | 0.05055 | 0.05055 | 0.05055 | 0.05055 | 0.05055 | 0.05055 | 0.05055 | 0.05055 | 0.05055 | 0.05055 | 0.05055 | 0.05055 | 0.05055 | 0.05055 | 0.05055 | 0.05055 | 0.05055 | 0.05055 | 0.05055 | 0.05055 | 0.05055 | 0.05055 | 0.05055 | 0.05055 | 0.05055 | 0.05055 | 0.05055 | 0.05055 | 0.05055 | 0.05055
2021 | 0 | Weadock:8 | [6 empty] | 0.324 | 0.324 | 0.333 | 0.333 | 0.333 | 0.333 | 0.333 | 0.333 | 0.333 | 0.333 | 0.333 | 0.333 | 0.333 | 0.333 | 0.333 | 0.04995 | 0.04995 | 0.04995 | 0.04995 | 0.04995 | 0.04995 | 0.04995 | 0.04995 | 0.04995 | 0.04995 | 0.04995 | 0.04995 | 0.04995 | 0.04995 | 0.04995 | 0.04995 | 0.04995 | 0.04995 | 0.04995 | 0.04995 | 0.04995 | 0.04995 | 0.04995 | 0.04995 | 0.04995 | 0.04995 | 0.04995 | 0.04995 | 0.04995 | 0.04995 | 0.04995 | 0.04995 | 0.04995
2021 | 0 | Whiting (CEC):1 | [6 empty] | 0.01 | 0.01 | 0.244 | 0.244 | 0.244 | 0.244 | 0.244 | 0.244 | 0.244 | 0.244 | 0.244 | 0.244 | 0.244 | 0.244 | 0.244 | 0.0366 | 0.0366 | 0.0366 | 0.0366 | 0.0366 | 0.0366 | 0.0366 | 0.0366 | 0.0366 | 0.0366 | 0.0366 | 0.0366 | 0.0366 | 0.0366 | 0.0366 | 0.0366 | 0.0366 | 0.0366 | 0.0366 | 0.0366 | 0.0366 | 0.0366 | 0.0366 | 0.0366 | 0.0366 | 0.0366 | 0.0366 | 0.0366 | 0.0366 | 0.0366 | 0.0366 | 0.0366 | 0.0366
2021 | 0 | Whiting (CEC):2 | [6 empty] | 0.241 | 0.241 | 0.243 | 0.243 | 0.243 | 0.243 | 0.243 | 0.243 | 0.243 | 0.243 | 0.243 | 0.243 | 0.243 | 0.243 | 0.243 | 0.03645 | 0.03645 | 0.03645 | 0.03645 | 0.03645 | 0.03645 | 0.03645 | 0.03645 | 0.03645 | 0.03645 | 0.03645 | 0.03645 | 0.03645 | 0.03645 | 0.03645 | 0.03645 | 0.03645 | 0.03645 | 0.03645 | 0.03645 | 0.03645 | 0.03645 | 0.03645 | 0.03645 | 0.03645 | 0.03645 | 0.03645 | 0.03645 | 0.03645 | 0.03645 | 0.03645 | 0.03645 | 0.03645
2021 | 0 | Whiting (CEC):3 | [6 empty] | 0.22 | 0.22 | 0.236 | 0.236 | 0.236 | 0.236 | 0.236 | 0.236 | 0.236 | 0.236 | 0.236 | 0.236 | 0.236 | 0.236 | 0.236 | 0.0354 | 0.0354 | 0.0354 | 0.0354 | 0.0354 | 0.0354 | 0.0354 | 0.0354 | 0.0354 | 0.0354 | 0.0354 | 0.0354 | 0.0354 | 0.0354 | 0.0354 | 0.0354 | 0.0354 | 0.0354 | 0.0354 | 0.0354 | 0.0354 | 0.0354 | 0.0354 | 0.0354 | 0.0354 | 0.0354 | 0.0354 | 0.0354 | 0.0354 | 0.0354 | 0.0354 | 0.0354 | 0.0354
|  | Whiting (CEC):A | [6 empty] | 0.305 | 0.305 | 0.305 | 0.305 | 0.305 | 0.305 | 0.305 | 0.305 | 0.305 | 0.305 | 0.305 | 0.305 | 0.305 | 0.305 | 0.305 | 0.305 | 0.305 | 0.305 | 0.305 | 0.305 | 0.305 | 0.305 | 0.305 | 0.305 | 0.305 | 0.305 | 0.305 | 0.305 | 0.305 | 0.305 | 0.305 | 0.305 | 0.305 | 0.305 | 0.305 | 0.305 | 0.305 | 0.305 | 0.305 | 0.305 | 0.305 | 0.305 | 0.305 | 0.305 | 0.305 | 0.305 | 0.305 | 0.305
|  | Beacon Heating:25 | [6 empty] | 0.126 | 0.126 | 0.126 | 0.126 | 0.126 | 0.126 | 0.126 | 0.126 | 0.126 | 0.126 | 0.126 | 0.126 | 0.126 | 0.126 | 0.126 | 0.126 | 0.126 | 0.126 | 0.126 | 0.126 | 0.126 | 0.126 | 0.126 | 0.126 | 0.126 | 0.126 | 0.126 | 0.126 | 0.126 | 0.126 | 0.126 | 0.126 | 0.126 | 0.126 | 0.126 | 0.126 | 0.126 | 0.126 | 0.126 | 0.126 | 0.126 | 0.126 | 0.126 | 0.126 | 0.126 | 0.126 | 0.126 | 0.126
0 | 0 | Colfax (DETED):ALL | [6 empty] | 0.305 | 0.305 | 0.305 | 0.305 | 0.305 | 0.305 | 0.305 | 0.305 | 0.305 | 0.305 | 0.305 | 0.305 | 0.305 | 0.305 | 0.305 | 0.305 | 0.305 | 0.305 | 0.305 | 0.305 | 0.305 | 0.305 | 0.305 | 0.305 | 0.305 | 0.305 | 0.305 | 0.305 | 0.305 | 0.305 | 0.305 | 0.305 | 0.305 | 0.305 | 0.305 | 0.305 | 0.305 | 0.305 | 0.305 | 0.305 | 0.305 | 0.305 | 0.305 | 0.305 | 0.305 | 0.305 | 0.305 | 0.305
0 | 0 | Conners Creek:12 | [6 empty] | 0.305 | 0.305 | 0.305 | 0.305 | 0.305 | 0.305 | 0.305 | 0.305 | 0.305 | 0.305 | 0.305 | 0.305 | 0.305 | 0.305 | 0.305 | 0.305 | 0.305 | 0.305 | 0.305 | 0.305 | 0.305 | 0.305 | 0.305 | 0.305 | 0.305 | 0.305 | 0.305 | 0.305 | 0.305 | 0.305 | 0.305 | 0.305 | 0.305 | 0.305 | 0.305 | 0.305 | 0.305 | 0.305 | 0.305 | 0.305 | 0.305 | 0.305 | 0.305 | 0.305 | 0.305 | 0.305 | 0.305 | 0.305
0 | 0 | Conners Creek:15 | [6 empty] | 0.105 | 0.105 | 0.088 | 0.088 | 0.088 | 0.088 | 0.088 | 0.088 | 0.088 | 0.088 | 0.088 | 0.088 | 0.088 | 0.088 | 0.088 | 0.088 | 0.088 | 0.088 | 0.088 | 0.088 | 0.088 | 0.088 | 0.088 | 0.088 | 0.088 | 0.088 | 0.088 | 0.088 | 0.088 | 0.088 | 0.088 | 0.088 | 0.088 | 0.088 | 0.088 | 0.088 | 0.088 | 0.088 | 0.088 | 0.088 | 0.088 | 0.088 | 0.088 | 0.088 | 0.088 | 0.088 | 0.088 | 0.088
0 | 0 | Conners Creek:16 | [6 empty] | 0.093 | 0.093 | 0.097 | 0.097 | 0.097 | 0.097 | 0.097 | 0.097 | 0.097 | 0.097 | 0.097 | 0.097 | 0.097 | 0.097 | 0.097 | 0.097 | 0.097 | 0.097 | 0.097 | 0.097 | 0.097 | 0.097 | 0.097 | 0.097 | 0.097 | 0.097 | 0.097 | 0.097 | 0.097 | 0.097 | 0.097 | 0.097 | 0.097 | 0.097 | 0.097 | 0.097 | 0.097 | 0.097 | 0.097 | 0.097 | 0.097 | 0.097 | 0.097 | 0.097 | 0.097 | 0.097 | 0.097 | 0.097
0 | 0 | Dayton (DETED):ALL | [6 empty] | 0.305 | 0.305 | 0.305 | 0.305 | 0.305 | 0.305 | 0.305 | 0.305 | 0.305 | 0.305 | 0.305 | 0.305 | 0.305 | 0.305 | 0.305 | 0.305 | 0.305 | 0.305 | 0.305 | 0.305 | 0.305 | 0.305 | 0.305 | 0.305 | 0.305 | 0.305 | 0.305 | 0.305 | 0.305 | 0.305 | 0.305 | 0.305 | 0.305 | 0.305 | 0.305 | 0.305 | 0.305 | 0.305 | 0.305 | 0.305 | 0.305 | 0.305 | 0.305 | 0.305 | 0.305 | 0.305 | 0.305 | 0.305
0 | 0 | Delray:11-1 | [6 empty] | 0.1 | 0.1 | 0.1 | 0.1 | 0.1 | 0.1 | 0.1 | 0.1 | 0.1 | 0.1 | 0.1 | 0.1 | 0.1 | 0.1 | 0.1 | 0.1 | 0.1 | 0.1 | 0.1 | 0.1 | 0.1 | 0.1 | 0.1 | 0.1 | 0.1 | 0.1 | 0.1 | 0.1 | 0.1 | 0.1 | 0.1 | 0.1 | 0.1 | 0.1 | 0.1 | 0.1 | 0.1 | 0.1 | 0.1 | 0.1 | 0.1 | 0.1 | 0.1 | 0.1 | 0.1 | 0.1 | 0.1 | 0.1
0 | 0 | Delray:12-1 | [6 empty] | 0.1 | 0.1 | 0.1 | 0.1 | 0.1 | 0.1 | 0.1 | 0.1 | 0.1 | 0.1 | 0.1 | 0.1 | 0.1 | 0.1 | 0.1 | 0.1 | 0.1 | 0.1 | 0.1 | 0.1 | 0.1 | 0.1 | 0.1 | 0.1 | 0.1 | 0.1 | 0.1 | 0.1 | 0.1 | 0.1 | 0.1 | 0.1 | 0.1 | 0.1 | 0.1 | 0.1 | 0.1 | 0.1 | 0.1 | 0.1 | 0.1 | 0.1 | 0.1 | 0.1 | 0.1 | 0.1 | 0.1 | 0.1
0 | 0 | Fermi:GT | [6 empty] | 0.305 | 0.305 | 0.305 | 0.305 | 0.305 | 0.305 | 0.305 | 0.305 | 0.305 | 0.305 | 0.305 | 0.305 | 0.305 | 0.305 | 0.305 | 0.305 | 0.305 | 0.305 | 0.305 | 0.305 | 0.305 | 0.305 | 0.305 | 0.305 | 0.305 | 0.305 | 0.305 | 0.305 | 0.305 | 0.305 | 0.305 | 0.305 | 0.305 | 0.305 | 0.305 | 0.305 | 0.305 | 0.305 | 0.305 | 0.305 | 0.305 | 0.305 | 0.305 | 0.305 | 0.305 | 0.305 | 0.305 | 0.305
0 | 0 | Hancock (DETED):1-4 | [6 empty] | 0.1 | 0.1 | 0.1 | 0.1 | 0.1 | 0.1 | 0.1 | 0.1 | 0.1 | 0.1 | 0.1 | 0.1 | 0.1 | 0.1 | 0.1 | 0.1 | 0.1 | 0.1 | 0.1 | 0.1 | 0.1 | 0.1 | 0.1 | 0.1 | 0.1 | 0.1 | 0.1 | 0.1 | 0.1 | 0.1 | 0.1 | 0.1 | 0.1 | 0.1 | 0.1 | 0.1 | 0.1 | 0.1 | 0.1 | 0.1 | 0.1 | 0.1 | 0.1 | 0.1 | 0.1 | 0.1 | 0.1 | 0.1
0 | 0 | Hancock (DETED):5-6 | [6 empty] | 0.1 | 0.1 | 0.1 | 0.1 | 0.1 | 0.1 | 0.1 | 0.1 | 0.1 | 0.1 | 0.1 | 0.1 | 0.1 | 0.1 | 0.1 | 0.1 | 0.1 | 0.1 | 0.1 | 0.1 | 0.1 | 0.1 | 0.1 | 0.1 | 0.1 | 0.1 | 0.1 | 0.1 | 0.1 | 0.1 | 0.1 | 0.1 | 0.1 | 0.1 | 0.1 | 0.1 | 0.1 | 0.1 | 0.1 | 0.1 | 0.1 | 0.1 | 0.1 | 0.1 | 0.1 | 0.1 | 0.1 | 0.1
2021 | 0 | Harbor Beach:1 | [6 empty] | 0.554 | 0.554 | 0.281 | 0.281 | 0.281 | 0.281 | 0.281 | 0.281 | 0.281 | 0.281 | 0.281 | 0.281 | 0.281 | 0.281 | 0.281 | 0.04215 | 0.04215 | 0.04215 | 0.04215 | 0.04215 | 0.04215 | 0.04215 | 0.04215 | 0.04215 | 0.04215 | 0.04215 | 0.04215 | 0.04215 | 0.04215 | 0.04215 | 0.04215 | 0.04215 | 0.04215 | 0.04215 | 0.04215 | 0.04215 | 0.04215 | 0.04215 | 0.04215 | 0.04215 | 0.04215 | 0.04215 | 0.04215 | 0.04215 | 0.04215 | 0.04215 | 0.04215 | 0.04215
0 | 0 | Harbor Beach:IC | [6 empty] | 0.3 | 0.3 | 0.3 | 0.3 | 0.3 | 0.3 | 0.3 | 0.3 | 0.3 | 0.3 | 0.3 | 0.3 | 0.3 | 0.3 | 0.3 | 0.3 | 0.3 | 0.3 | 0.3 | 0.3 | 0.3 | 0.3 | 0.3 | 0.3 | 0.3 | 0.3 | 0.3 | 0.3 | 0.3 | 0.3 | 0.3 | 0.3 | 0.3 | 0.3 | 0.3 | 0.3 | 0.3 | 0.3 | 0.3 | 0.3 | 0.3 | 0.3 | 0.3 | 0.3 | 0.3 | 0.3 | 0.3 | 0.3
|  | Marysville:7 | [6 empty] | 0.321 | 0.321 | 0.321 | 0.321 | 0.321 | 0.321 | 0.321 | 0.321 | 0.321 | 0.321 | 0.321 | 0.321 | 0.321 | 0.321 | 0.321 | 0.321 | 0.321 | 0.321 | 0.321 | 0.321 | 0.321 | 0.321 | 0.321 | 0.321 | 0.321 | 0.321 | 0.321 | 0.321 | 0.321 | 0.321 | 0.321 | 0.321 | 0.321 | 0.321 | 0.321 | 0.321 | 0.321 | 0.321 | 0.321 | 0.321 | 0.321 | 0.321 | 0.321 | 0.321 | 0.321 | 0.321 | 0.321 | 0.321
|  | Marysville:8 | [6 empty] | 0.321 | 0.321 | 0.321 | 0.321 | 0.321 | 0.321 | 0.321 | 0.321 | 0.321 | 0.321 | 0.321 | 0.321 | 0.321 | 0.321 | 0.321 | 0.321 | 0.321 | 0.321 | 0.321 | 0.321 | 0.321 | 0.321 | 0.321 | 0.321 | 0.321 | 0.321 | 0.321 | 0.321 | 0.321 | 0.321 | 0.321 | 0.321 | 0.321 | 0.321 | 0.321 | 0.321 | 0.321 | 0.321 | 0.321 | 0.321 | 0.321 | 0.321 | 0.321 | 0.321 | 0.321 | 0.321 | 0.321 | 0.321
2014 | 0 | Monroe (DETED):1 | [6 empty] | 0.085 | 0.085 | 0.274 | 0.274 | 0.274 | 0.274 | 0.274 | 0.274 | 0.0411 | 0.0411 | 0.0411 | 0.0411 | 0.0411 | 0.0411 | 0.0411 | 0.0411 | 0.0411 | 0.0411 | 0.0411 | 0.0411 | 0.0411 | 0.0411 | 0.0411 | 0.0411 | 0.0411 | 0.0411 | 0.0411 | 0.0411 | 0.0411 | 0.0411 | 0.0411 | 0.0411 | 0.0411 | 0.0411 | 0.0411 | 0.0411 | 0.0411 | 0.0411 | 0.0411 | 0.0411 | 0.0411 | 0.0411 | 0.0411 | 0.0411 | 0.0411 | 0.0411 | 0.0411 | 0.0411
2014 | 0 | Monroe (DETED):2 | [6 empty] | 0.266 | 0.266 | 0.307 | 0.307 | 0.307 | 0.307 | 0.307 | 0.307 | 0.04605 | 0.04605 | 0.04605 | 0.04605 | 0.04605 | 0.04605 | 0.04605 | 0.04605 | 0.04605 | 0.04605 | 0.04605 | 0.04605 | 0.04605 | 0.04605 | 0.04605 | 0.04605 | 0.04605 | 0.04605 | 0.04605 | 0.04605 | 0.04605 | 0.04605 | 0.04605 | 0.04605 | 0.04605 | 0.04605 | 0.04605 | 0.04605 | 0.04605 | 0.04605 | 0.04605 | 0.04605 | 0.04605 | 0.04605 | 0.04605 | 0.04605 | 0.04605 | 0.04605 | 0.04605 | 0.04605
|  | Monroe (DETED):3 | [6 empty] | 0.329 | 0.329 | 0.065 | 0.065 | 0.065 | 0.065 | 0.065 | 0.065 | 0.065 | 0.065 | 0.065 | 0.065 | 0.065 | 0.065 | 0.065 | 0.065 | 0.065 | 0.065 | 0.065 | 0.065 | 0.065 | 0.065 | 0.065 | 0.065 | 0.065 | 0.065 | 0.065 | 0.065 | 0.065 | 0.065 | 0.065 | 0.065 | 0.065 | 0.065 | 0.065 | 0.065 | 0.065 | 0.065 | 0.065 | 0.065 | 0.065 | 0.065 | 0.065 | 0.065 | 0.065 | 0.065 | 0.065 | 0.065
|  | Monroe (DETED):4 | [6 empty] | 0.085 | 0.085 | 0.07 | 0.07 | 0.07 | 0.07 | 0.07 | 0.07 | 0.07 | 0.07 | 0.07 | 0.07 | 0.07 | 0.07 | 0.07 | 0.07 | 0.07 | 0.07 | 0.07 | 0.07 | 0.07 | 0.07 | 0.07 | 0.07 | 0.07 | 0.07 | 0.07 | 0.07 | 0.07 | 0.07 | 0.07 | 0.07 | 0.07 | 0.07 | 0.07 | 0.07 | 0.07 | 0.07 | 0.07 | 0.07 | 0.07 | 0.07 | 0.07 | 0.07 | 0.07 | 0.07 | 0.07 | 0.07
0 | 0 | Monroe (DETED):IC | [6 empty] | 0.305 | 0.305 | 0.305 | 0.305 | 0.305 | 0.305 | 0.305 | 0.305 | 0.305 | 0.305 | 0.305 | 0.305 | 0.305 | 0.305 | 0.305 | 0.305 | 0.305 | 0.305 | 0.305 | 0.305 | 0.305 | 0.305 | 0.305 | 0.305 | 0.305 | 0.305 | 0.305 | 0.305 | 0.305 | 0.305 | 0.305 | 0.305 | 0.305 | 0.305 | 0.305 | 0.305 | 0.305 | 0.305 | 0.305 | 0.305 | 0.305 | 0.305 | 0.305 | 0.305 | 0.305 | 0.305 | 0.305 | 0.305
0 | 0 | Northeast (DETED):1-4 | [6 empty] | 0.1 | 0.1 | 0.1 | 0.1 | 0.1 | 0.1 | 0.1 | 0.1 | 0.1 | 0.1 | 0.1 | 0.1 | 0.1 | 0.1 | 0.1 | 0.1 | 0.1 | 0.1 | 0.1 | 0.1 | 0.1 | 0.1 | 0.1 | 0.1 | 0.1 | 0.1 | 0.1 | 0.1 | 0.1 | 0.1 | 0.1 | 0.1 | 0.1 | 0.1 | 0.1 | 0.1 | 0.1 | 0.1 | 0.1 | 0.1 | 0.1 | 0.1 | 0.1 | 0.1 | 0.1 | 0.1 | 0.1 | 0.1
|  | Northeast (DETED):5 | [6 empty] | 0.1 | 0.1 | 0.1 | 0.1 | 0.1 | 0.1 | 0.1 | 0.1 | 0.1 | 0.1 | 0.1 | 0.1 | 0.1 | 0.1 | 0.1 | 0.1 | 0.1 | 0.1 | 0.1 | 0.1 | 0.1 | 0.1 | 0.1 | 0.1 | 0.1 | 0.1 | 0.1 | 0.1 | 0.1 | 0.1 | 0.1 | 0.1 | 0.1 | 0.1 | 0.1 | 0.1 | 0.1 | 0.1 | 0.1 | 0.1 | 0.1 | 0.1 | 0.1 | 0.1 | 0.1 | 0.1 | 0.1 | 0.1
0 | 0 | Northeast (DETED):6-7 | [6 empty] | 0.305 | 0.305 | 0.305 | 0.305 | 0.305 | 0.305 | 0.305 | 0.305 | 0.305 | 0.305 | 0.305 | 0.305 | 0.305 | 0.305 | 0.305 | 0.305 | 0.305 | 0.305 | 0.305 | 0.305 | 0.305 | 0.305 | 0.305 | 0.305 | 0.305 | 0.305 | 0.305 | 0.305 | 0.305 | 0.305 | 0.305 | 0.305 | 0.305 | 0.305 | 0.305 | 0.305 | 0.305 | 0.305 | 0.305 | 0.305 | 0.305 | 0.305 | 0.305 | 0.305 | 0.305 | 0.305 | 0.305 | 0.305
0 | 0 | Placid 12:ALL | [6 empty] | 0.305 | 0.305 | 0.305 | 0.305 | 0.305 | 0.305 | 0.305 | 0.305 | 0.305 | 0.305 | 0.305 | 0.305 | 0.305 | 0.305 | 0.305 | 0.305 | 0.305 | 0.305 | 0.305 | 0.305 | 0.305 | 0.305 | 0.305 | 0.305 | 0.305 | 0.305 | 0.305 | 0.305 | 0.305 | 0.305 | 0.305 | 0.305 | 0.305 | 0.305 | 0.305 | 0.305 | 0.305 | 0.305 | 0.305 | 0.305 | 0.305 | 0.305 | 0.305 | 0.305 | 0.305 | 0.305 | 0.305 | 0.305
0 | 0 | Putnam (DETED):ALL | [6 empty] | 0.305 | 0.305 | 0.305 | 0.305 | 0.305 | 0.305 | 0.305 | 0.305 | 0.305 | 0.305 | 0.305 | 0.305 | 0.305 | 0.305 | 0.305 | 0.305 | 0.305 | 0.305 | 0.305 | 0.305 | 0.305 | 0.305 | 0.305 | 0.305 | 0.305 | 0.305 | 0.305 | 0.305 | 0.305 | 0.305 | 0.305 | 0.305 | 0.305 | 0.305 | 0.305 | 0.305 | 0.305 | 0.305 | 0.305 | 0.305 | 0.305 | 0.305 | 0.305 | 0.305 | 0.305 | 0.305 | 0.305 | 0.305
0 | 0 | River Rouge:1 | [6 empty] | 0.098 | 0.098 | 0.098 | 0.098 | 0.098 | 0.098 | 0.098 | 0.098 | 0.098 | 0.098 | 0.098 | 0.098 | 0.098 | 0.098 | 0.098 | 0.098 | 0.098 | 0.098 | 0.098 | 0.098 | 0.098 | 0.098 | 0.098 | 0.098 | 0.098 | 0.098 | 0.098 | 0.098 | 0.098 | 0.098 | 0.098 | 0.098 | 0.098 | 0.098 | 0.098 | 0.098 | 0.098 | 0.098 | 0.098 | 0.098 | 0.098 | 0.098 | 0.098 | 0.098 | 0.098 | 0.098 | 0.098 | 0.098
2020 | 0 | River Rouge:2 | [6 empty] | 0.179 | 0.179 | 0.173 | 0.173 | 0.173 | 0.173 | 0.173 | 0.173 | 0.173 | 0.173 | 0.173 | 0.173 | 0.173 | 0.173 | 0.02595 | 0.02595 | 0.02595 | 0.02595 | 0.02595 | 0.02595 | 0.02595 | 0.02595 | 0.02595 | 0.02595 | 0.02595 | 0.02595 | 0.02595 | 0.02595 | 0.02595 | 0.02595 | 0.02595 | 0.02595 | 0.02595 | 0.02595 | 0.02595 | 0.02595 | 0.02595 | 0.02595 | 0.02595 | 0.02595 | 0.02595 | 0.02595 | 0.02595 | 0.02595 | 0.02595 | 0.02595 | 0.02595 | 0.02595
2020 | 0 | River Rouge:3 | [6 empty] | 0.371 | 0.371 | 0.337 | 0.337 | 0.337 | 0.337 | 0.337 | 0.337 | 0.337 | 0.337 | 0.337 | 0.337 | 0.337 | 0.337 | 0.05055 | 0.05055 | 0.05055 | 0.05055 | 0.05055 | 0.05055 | 0.05055 | 0.05055 | 0.05055 | 0.05055 | 0.05055 | 0.05055 | 0.05055 | 0.05055 | 0.05055 | 0.05055 | 0.05055 | 0.05055 | 0.05055 | 0.05055 | 0.05055 | 0.05055 | 0.05055 | 0.05055 | 0.05055 | 0.05055 | 0.05055 | 0.05055 | 0.05055 | 0.05055 | 0.05055 | 0.05055 | 0.05055 | 0.05055
0 | 0 | River Rouge:IC | [6 empty] | 0.305 | 0.305 | 0.305 | 0.305 | 0.305 | 0.305 | 0.305 | 0.305 | 0.305 | 0.305 | 0.305 | 0.305 | 0.305 | 0.305 | 0.305 | 0.305 | 0.305 | 0.305 | 0.305 | 0.305 | 0.305 | 0.305 | 0.305 | 0.305 | 0.305 | 0.305 | 0.305 | 0.305 | 0.305 | 0.305 | 0.305 | 0.305 | 0.305 | 0.305 | 0.305 | 0.305 | 0.305 | 0.305 | 0.305 | 0.305 | 0.305 | 0.305 | 0.305 | 0.305 | 0.305 | 0.305 | 0.305 | 0.305
0 | 0 | Slocum:ALL | [6 empty] | 0.305 | 0.305 | 0.305 | 0.305 | 0.305 | 0.305 | 0.305 | 0.305 | 0.305 | 0.305 | 0.305 | 0.305 | 0.305 | 0.305 | 0.305 | 0.305 | 0.305 | 0.305 | 0.305 | 0.305 | 0.305 | 0.305 | 0.305 | 0.305 | 0.305 | 0.305 | 0.305 | 0.305 | 0.305 | 0.305 | 0.305 | 0.305 | 0.305 | 0.305 | 0.305 | 0.305 | 0.305 | 0.305 | 0.305 | 0.305 | 0.305 | 0.305 | 0.305 | 0.305 | 0.305 | 0.305 | 0.305 | 0.305
2021 | 0 | St. Clair:1 | [6 empty] | 0.688 | 0.447 | 0.373 | 0.373 | 0.373 | 0.373 | 0.373 | 0.373 | 0.373 | 0.373 | 0.373 | 0.373 | 0.373 | 0.373 | 0.373 | 0.05595 | 0.05595 | 0.05595 | 0.05595 | 0.05595 | 0.05595 | 0.05595 | 0.05595 | 0.05595 | 0.05595 | 0.05595 | 0.05595 | 0.05595 | 0.05595 | 0.05595 | 0.05595 | 0.05595 | 0.05595 | 0.05595 | 0.05595 | 0.05595 | 0.05595 | 0.05595 | 0.05595 | 0.05595 | 0.05595 | 0.05595 | 0.05595 | 0.05595 | 0.05595 | 0.05595 | 0.05595 | 0.05595
0 | 0 | St. Clair:11 | [6 empty] | 0.1 | 0.1 | 0.1 | 0.1 | 0.1 | 0.1 | 0.1 | 0.1 | 0.1 | 0.1 | 0.1 | 0.1 | 0.1 | 0.1 | 0.1 | 0.1 | 0.1 | 0.1 | 0.1 | 0.1 | 0.1 | 0.1 | 0.1 | 0.1 | 0.1 | 0.1 | 0.1 | 0.1 | 0.1 | 0.1 | 0.1 | 0.1 | 0.1 | 0.1 | 0.1 | 0.1 | 0.1 | 0.1 | 0.1 | 0.1 | 0.1 | 0.1 | 0.1 | 0.1 | 0.1 | 0.1 | 0.1 | 0.1
0 | 0 | St. Clair:12 | [6 empty] | 0.305 | 0.305 | 0.305 | 0.305 | 0.305 | 0.305 | 0.305 | 0.305 | 0.305 | 0.305 | 0.305 | 0.305 | 0.305 | 0.305 | 0.305 | 0.305 | 0.305 | 0.305 | 0.305 | 0.305 | 0.305 | 0.305 | 0.305 | 0.305 | 0.305 | 0.305 | 0.305 | 0.305 | 0.305 | 0.305 | 0.305 | 0.305 | 0.305 | 0.305 | 0.305 | 0.305 | 0.305 | 0.305 | 0.305 | 0.305 | 0.305 | 0.305 | 0.305 | 0.305 | 0.305 | 0.305 | 0.305 | 0.305
2021 | 0 | St. Clair:2 | [6 empty] | 0.371 | 0.371 | 0.33 | 0.33 | 0.33 | 0.33 | 0.33 | 0.33 | 0.33 | 0.33 | 0.33 | 0.33 | 0.33 | 0.33 | 0.33 | 0.0495 | 0.0495 | 0.0495 | 0.0495 | 0.0495 | 0.0495 | 0.0495 | 0.0495 | 0.0495 | 0.0495 | 0.0495 | 0.0495 | 0.0495 | 0.0495 | 0.0495 | 0.0495 | 0.0495 | 0.0495 | 0.0495 | 0.0495 | 0.0495 | 0.0495 | 0.0495 | 0.0495 | 0.0495 | 0.0495 | 0.0495 | 0.0495 | 0.0495 | 0.0495 | 0.0495 | 0.0495 | 0.0495
2021 | 0 | St. Clair:3 | [6 empty] | 0.376 | 0.376 | 0.391 | 0.391 | 0.391 | 0.391 | 0.391 | 0.391 | 0.391 | 0.391 | 0.391 | 0.391 | 0.391 | 0.391 | 0.391 | 0.05865 | 0.05865 | 0.05865 | 0.05865 | 0.05865 | 0.05865 | 0.05865 | 0.05865 | 0.05865 | 0.05865 | 0.05865 | 0.05865 | 0.05865 | 0.05865 | 0.05865 | 0.05865 | 0.05865 | 0.05865 | 0.05865 | 0.05865 | 0.05865 | 0.05865 | 0.05865 | 0.05865 | 0.05865 | 0.05865 | 0.05865 | 0.05865 | 0.05865 | 0.05865 | 0.05865 | 0.05865 | 0.05865
2021 | 0 | St. Clair:4 | [6 empty] | 0.314 | 0.314 | 0.328 | 0.328 | 0.328 | 0.328 | 0.328 | 0.328 | 0.328 | 0.328 | 0.328 | 0.328 | 0.328 | 0.328 | 0.328 | 0.0492 | 0.0492 | 0.0492 | 0.0492 | 0.0492 | 0.0492 | 0.0492 | 0.0492 | 0.0492 | 0.0492 | 0.0492 | 0.0492 | 0.0492 | 0.0492 | 0.0492 | 0.0492 | 0.0492 | 0.0492 | 0.0492 | 0.0492 | 0.0492 | 0.0492 | 0.0492 | 0.0492 | 0.0492 | 0.0492 | 0.0492 | 0.0492 | 0.0492 | 0.0492 | 0.0492 | 0.0492 | 0.0492
2020 | 0 | St. Clair:6 | [6 empty] | 0.137 | 0.137 | 0.145 | 0.145 | 0.145 | 0.145 | 0.145 | 0.145 | 0.145 | 0.145 | 0.145 | 0.145 | 0.145 | 0.145 | 0.02175 | 0.02175 | 0.02175 | 0.02175 | 0.02175 | 0.02175 | 0.02175 | 0.02175 | 0.02175 | 0.02175 | 0.02175 | 0.02175 | 0.02175 | 0.02175 | 0.02175 | 0.02175 | 0.02175 | 0.02175 | 0.02175 | 0.02175 | 0.02175 | 0.02175 | 0.02175 | 0.02175 | 0.02175 | 0.02175 | 0.02175 | 0.02175 | 0.02175 | 0.02175 | 0.02175 | 0.02175 | 0.02175 | 0.02175
2020 | 0 | St. Clair:7 | [6 empty] | 0.169 | 0.169 | 0.187 | 0.187 | 0.187 | 0.187 | 0.187 | 0.187 | 0.187 | 0.187 | 0.187 | 0.187 | 0.187 | 0.187 | 0.02805 | 0.02805 | 0.02805 | 0.02805 | 0.02805 | 0.02805 | 0.02805 | 0.02805 | 0.02805 | 0.02805 | 0.02805 | 0.02805 | 0.02805 | 0.02805 | 0.02805 | 0.02805 | 0.02805 | 0.02805 | 0.02805 | 0.02805 | 0.02805 | 0.02805 | 0.02805 | 0.02805 | 0.02805 | 0.02805 | 0.02805 | 0.02805 | 0.02805 | 0.02805 | 0.02805 | 0.02805 | 0.02805 | 0.02805
0 | 0 | Superior:ALL | [6 empty] | 0.305 | 0.305 | 0.305 | 0.305 | 0.305 | 0.305 | 0.305 | 0.305 | 0.305 | 0.305 | 0.305 | 0.305 | 0.305 | 0.305 | 0.305 | 0.305 | 0.305 | 0.305 | 0.305 | 0.305 | 0.305 | 0.305 | 0.305 | 0.305 | 0.305 | 0.305 | 0.305 | 0.305 | 0.305 | 0.305 | 0.305 | 0.305 | 0.305 | 0.305 | 0.305 | 0.305 | 0.305 | 0.305 | 0.305 | 0.305 | 0.305 | 0.305 | 0.305 | 0.305 | 0.305 | 0.305 | 0.305 | 0.305
2021 | 0 | Trenton Channel:7 | [6 empty] | 0.408 | 0.408 | 0.408 | 0.408 | 0.408 | 0.408 | 0.408 | 0.408 | 0.408 | 0.408 | 0.408 | 0.408 | 0.408 | 0.408 | 0.408 | 0.0612 | 0.0612 | 0.0612 | 0.0612 | 0.0612 | 0.0612 | 0.0612 | 0.0612 | 0.0612 | 0.0612 | 0.0612 | 0.0612 | 0.0612 | 0.0612 | 0.0612 | 0.0612 | 0.0612 | 0.0612 | 0.0612 | 0.0612 | 0.0612 | 0.0612 | 0.0612 | 0.0612 | 0.0612 | 0.0612 | 0.0612 | 0.0612 | 0.0612 | 0.0612 | 0.0612 | 0.0612 | 0.0612
2021 | 0 | Trenton Channel:8 | [6 empty] | 0.408 | 0.408 | 0.408 | 0.408 | 0.408 | 0.408 | 0.408 | 0.408 | 0.408 | 0.408 | 0.408 | 0.408 | 0.408 | 0.408 | 0.408 | 0.0612 | 0.0612 | 0.0612 | 0.0612 | 0.0612 | 0.0612 | 0.0612 | 0.0612 | 0.0612 | 0.0612 | 0.0612 | 0.0612 | 0.0612 | 0.0612 | 0.0612 | 0.0612 | 0.0612 | 0.0612 | 0.0612 | 0.0612 | 0.0612 | 0.0612 | 0.0612 | 0.0612 | 0.0612 | 0.0612 | 0.0612 | 0.0612 | 0.0612 | 0.0612 | 0.0612 | 0.0612 | 0.0612
2019 | 0 | Trenton Channel:9 | [6 empty] | 0.408 | 0.408 | 0.408 | 0.408 | 0.408 | 0.408 | 0.408 | 0.408 | 0.408 | 0.408 | 0.408 | 0.408 | 0.408 | 0.0612 | 0.0612 | 0.0612 | 0.0612 | 0.0612 | 0.0612 | 0.0612 | 0.0612 | 0.0612 | 0.0612 | 0.0612 | 0.0612 | 0.0612 | 0.0612 | 0.0612 | 0.0612 | 0.0612 | 0.0612 | 0.0612 | 0.0612 | 0.0612 | 0.0612 | 0.0612 | 0.0612 | 0.0612 | 0.0612 | 0.0612 | 0.0612 | 0.0612 | 0.0612 | 0.0612 | 0.0612 | 0.0612 | 0.0612 | 0.0612
0 | 0 | Wilmont:ALL | [6 empty] | 0.305 | 0.305 | 0.305 | 0.305 | 0.305 | 0.305 | 0.305 | 0.305 | 0.305 | 0.305 | 0.305 | 0.305 | 0.305 | 0.305 | 0.305 | 0.305 | 0.305 | 0.305 | 0.305 | 0.305 | 0.305 | 0.305 | 0.305 | 0.305 | 0.305 | 0.305 | 0.305 | 0.305 | 0.305 | 0.305 | 0.305 | 0.305 | 0.305 | 0.305 | 0.305 | 0.305 | 0.305 | 0.305 | 0.305 | 0.305 | 0.305 | 0.305 | 0.305 | 0.305 | 0.305 | 0.305 | 0.305 | 0.305
|  | Presque Isle:1 | [6 empty] | 0.5 | 0.5 | 0.5 | 0.5 | 0.5 | 0.5 | 0.5 | 0.5 | 0.5 | 0.5 | 0.5 | 0.5 | 0.5 | 0.5 | 0.5 | 0.5 | 0.5 | 0.5 | 0.5 | 0.5 | 0.5 | 0.5 | 0.5 | 0.5 | 0.5 | 0.5 | 0.5 | 0.5 | 0.5 | 0.5 | 0.5 | 0.5 | 0.5 | 0.5 | 0.5 | 0.5 | 0.5 | 0.5 | 0.5 | 0.5 | 0.5 | 0.5 | 0.5 | 0.5 | 0.5 | 0.5 | 0.5 | 0.5
|  | Presque Isle:2 | [6 empty] | 0.441 | 0.441 | 0.441 | 0.441 | 0.441 | 0.441 | 0.441 | 0.441 | 0.441 | 0.441 | 0.441 | 0.441 | 0.441 | 0.441 | 0.441 | 0.441 | 0.441 | 0.441 | 0.441 | 0.441 | 0.441 | 0.441 | 0.441 | 0.441 | 0.441 | 0.441 | 0.441 | 0.441 | 0.441 | 0.441 | 0.441 | 0.441 | 0.441 | 0.441 | 0.441 | 0.441 | 0.441 | 0.441 | 0.441 | 0.441 | 0.441 | 0.441 | 0.441 | 0.441 | 0.441 | 0.441 | 0.441 | 0.441
2021 | 0 | Presque Isle:3 | [6 empty] | 0.353 | 0.353 | 0.311 | 0.311 | 0.311 | 0.311 | 0.311 | 0.311 | 0.311 | 0.311 | 0.311 | 0.311 | 0.311 | 0.311 | 0.311 | 0.04665 | 0.04665 | 0.04665 | 0.04665 | 0.04665 | 0.04665 | 0.04665 | 0.04665 | 0.04665 | 0.04665 | 0.04665 | 0.04665 | 0.04665 | 0.04665 | 0.04665 | 0.04665 | 0.04665 | 0.04665 | 0.04665 | 0.04665 | 0.04665 | 0.04665 | 0.04665 | 0.04665 | 0.04665 | 0.04665 | 0.04665 | 0.04665 | 0.04665 | 0.04665 | 0.04665 | 0.04665 | 0.04665
2021 | 0 | Presque Isle:4 | [6 empty] | 0.343 | 0.343 | 0.311 | 0.311 | 0.311 | 0.311 | 0.311 | 0.311 | 0.311 | 0.311 | 0.311 | 0.311 | 0.311 | 0.311 | 0.311 | 0.04665 | 0.04665 | 0.04665 | 0.04665 | 0.04665 | 0.04665 | 0.04665 | 0.04665 | 0.04665 | 0.04665 | 0.04665 | 0.04665 | 0.04665 | 0.04665 | 0.04665 | 0.04665 | 0.04665 | 0.04665 | 0.04665 | 0.04665 | 0.04665 | 0.04665 | 0.04665 | 0.04665 | 0.04665 | 0.04665 | 0.04665 | 0.04665 | 0.04665 | 0.04665 | 0.04665 | 0.04665 | 0.04665
2021 | 0 | Presque Isle:5 | [6 empty] | 0.378 | 0.378 | 0.38 | 0.38 | 0.38 | 0.38 | 0.38 | 0.38 | 0.38 | 0.38 | 0.38 | 0.38 | 0.38 | 0.38 | 0.38 | 0.057 | 0.057 | 0.057 | 0.057 | 0.057 | 0.057 | 0.057 | 0.057 | 0.057 | 0.057 | 0.057 | 0.057 | 0.057 | 0.057 | 0.057 | 0.057 | 0.057 | 0.057 | 0.057 | 0.057 | 0.057 | 0.057 | 0.057 | 0.057 | 0.057 | 0.057 | 0.057 | 0.057 | 0.057 | 0.057 | 0.057 | 0.057 | 0.057
2021 | 0 | Presque Isle:6 | [6 empty] | 0.388 | 0.388 | 0.368 | 0.368 | 0.368 | 0.368 | 0.368 | 0.368 | 0.368 | 0.368 | 0.368 | 0.368 | 0.368 | 0.368 | 0.368 | 0.0552 | 0.0552 | 0.0552 | 0.0552 | 0.0552 | 0.0552 | 0.0552 | 0.0552 | 0.0552 | 0.0552 | 0.0552 | 0.0552 | 0.0552 | 0.0552 | 0.0552 | 0.0552 | 0.0552 | 0.0552 | 0.0552 | 0.0552 | 0.0552 | 0.0552 | 0.0552 | 0.0552 | 0.0552 | 0.0552 | 0.0552 | 0.0552 | 0.0552 | 0.0552 | 0.0552 | 0.0552 | 0.0552
2021 | 0 | Presque Isle:7 | [6 empty] | 0.413 | 0.413 | 0.403 | 0.403 | 0.403 | 0.403 | 0.403 | 0.403 | 0.403 | 0.403 | 0.403 | 0.403 | 0.403 | 0.403 | 0.403 | 0.06045 | 0.06045 | 0.06045 | 0.06045 | 0.06045 | 0.06045 | 0.06045 | 0.06045 | 0.06045 | 0.06045 | 0.06045 | 0.06045 | 0.06045 | 0.06045 | 0.06045 | 0.06045 | 0.06045 | 0.06045 | 0.06045 | 0.06045 | 0.06045 | 0.06045 | 0.06045 | 0.06045 | 0.06045 | 0.06045 | 0.06045 | 0.06045 | 0.06045 | 0.06045 | 0.06045 | 0.06045 | 0.06045
2021 | 0 | Presque Isle:8 | [6 empty] | 0.39 | 0.39 | 0.406 | 0.406 | 0.406 | 0.406 | 0.406 | 0.406 | 0.406 | 0.406 | 0.406 | 0.406 | 0.406 | 0.406 | 0.406 | 0.0609 | 0.0609 | 0.0609 | 0.0609 | 0.0609 | 0.0609 | 0.0609 | 0.0609 | 0.0609 | 0.0609 | 0.0609 | 0.0609 | 0.0609 | 0.0609 | 0.0609 | 0.0609 | 0.0609 | 0.0609 | 0.0609 | 0.0609 | 0.0609 | 0.0609 | 0.0609 | 0.0609 | 0.0609 | 0.0609 | 0.0609 | 0.0609 | 0.0609 | 0.0609 | 0.0609 | 0.0609 | 0.0609
2021 | 0 | Presque Isle:9 | [6 empty] | 0.402 | 0.402 | 0.404 | 0.404 | 0.404 | 0.404 | 0.404 | 0.404 | 0.404 | 0.404 | 0.404 | 0.404 | 0.404 | 0.404 | 0.404 | 0.0606 | 0.0606 | 0.0606 | 0.0606 | 0.0606 | 0.0606 | 0.0606 | 0.0606 | 0.0606 | 0.0606 | 0.0606 | 0.0606 | 0.0606 | 0.0606 | 0.0606 | 0.0606 | 0.0606 | 0.0606 | 0.0606 | 0.0606 | 0.0606 | 0.0606 | 0.0606 | 0.0606 | 0.0606 | 0.0606 | 0.0606 | 0.0606 | 0.0606 | 0.0606 | 0.0606 | 0.0606 | 0.0606
0 | 0 | Clinton (CLIN):15 | [6 empty] | 0.305 | 0.305 | 0.305 | 0.305 | 0.305 | 0.305 | 0.305 | 0.305 | 0.305 | 0.305 | 0.305 | 0.305 | 0.305 | 0.305 | 0.305 | 0.305 | 0.305 | 0.305 | 0.305 | 0.305 | 0.305 | 0.305 | 0.305 | 0.305 | 0.305 | 0.305 | 0.305 | 0.305 | 0.305 | 0.305 | 0.305 | 0.305 | 0.305 | 0.305 | 0.305 | 0.305 | 0.305 | 0.305 | 0.305 | 0.305 | 0.305 | 0.305 | 0.305 | 0.305 | 0.305 | 0.305 | 0.305 | 0.305
0 | 0 | Clinton (CLIN):6 | [6 empty] | 0.1 | 0.1 | 0.1 | 0.1 | 0.1 | 0.1 | 0.1 | 0.1 | 0.1 | 0.1 | 0.1 | 0.1 | 0.1 | 0.1 | 0.1 | 0.1 | 0.1 | 0.1 | 0.1 | 0.1 | 0.1 | 0.1 | 0.1 | 0.1 | 0.1 | 0.1 | 0.1 | 0.1 | 0.1 | 0.1 | 0.1 | 0.1 | 0.1 | 0.1 | 0.1 | 0.1 | 0.1 | 0.1 | 0.1 | 0.1 | 0.1 | 0.1 | 0.1 | 0.1 | 0.1 | 0.1 | 0.1 | 0.1
0 | 0 | Coldwater:ALL | [6 empty] | 0.1 | 0.1 | 0.1 | 0.1 | 0.1 | 0.1 | 0.1 | 0.1 | 0.1 | 0.1 | 0.1 | 0.1 | 0.1 | 0.1 | 0.1 | 0.1 | 0.1 | 0.1 | 0.1 | 0.1 | 0.1 | 0.1 | 0.1 | 0.1 | 0.1 | 0.1 | 0.1 | 0.1 | 0.1 | 0.1 | 0.1 | 0.1 | 0.1 | 0.1 | 0.1 | 0.1 | 0.1 | 0.1 | 0.1 | 0.1 | 0.1 | 0.1 | 0.1 | 0.1 | 0.1 | 0.1 | 0.1 | 0.1
0 | 0 | Mistersky:GT1 | [6 empty] | 0.305 | 0.305 | 0.305 | 0.305 | 0.305 | 0.305 | 0.305 | 0.305 | 0.305 | 0.305 | 0.305 | 0.305 | 0.305 | 0.305 | 0.305 | 0.305 | 0.305 | 0.305 | 0.305 | 0.305 | 0.305 | 0.305 | 0.305 | 0.305 | 0.305 | 0.305 | 0.305 | 0.305 | 0.305 | 0.305 | 0.305 | 0.305 | 0.305 | 0.305 | 0.305 | 0.305 | 0.305 | 0.305 | 0.305 | 0.305 | 0.305 | 0.305 | 0.305 | 0.305 | 0.305 | 0.305 | 0.305 | 0.305
0 | 0 | Mistersky:5 | [6 empty] | 0.156 | 0.156 | 0.153 | 0.153 | 0.153 | 0.153 | 0.153 | 0.153 | 0.153 | 0.153 | 0.153 | 0.153 | 0.153 | 0.153 | 0.153 | 0.153 | 0.153 | 0.153 | 0.153 | 0.153 | 0.153 | 0.153 | 0.153 | 0.153 | 0.153 | 0.153 | 0.153 | 0.153 | 0.153 | 0.153 | 0.153 | 0.153 | 0.153 | 0.153 | 0.153 | 0.153 | 0.153 | 0.153 | 0.153 | 0.153 | 0.153 | 0.153 | 0.153 | 0.153 | 0.153 | 0.153 | 0.153 | 0.153
0 | 0 | Mistersky:6 | [6 empty] | 0.173 | 0.173 | 0.12 | 0.12 | 0.12 | 0.12 | 0.12 | 0.12 | 0.12 | 0.12 | 0.12 | 0.12 | 0.12 | 0.12 | 0.12 | 0.12 | 0.12 | 0.12 | 0.12 | 0.12 | 0.12 | 0.12 | 0.12 | 0.12 | 0.12 | 0.12 | 0.12 | 0.12 | 0.12 | 0.12 | 0.12 | 0.12 | 0.12 | 0.12 | 0.12 | 0.12 | 0.12 | 0.12 | 0.12 | 0.12 | 0.12 | 0.12 | 0.12 | 0.12 | 0.12 | 0.12 | 0.12 | 0.12
0 | 0 | Mistersky:7 | [6 empty] | 0.156 | 0.156 | 0.156 | 0.156 | 0.156 | 0.156 | 0.156 | 0.156 | 0.156 | 0.156 | 0.156 | 0.156 | 0.156 | 0.156 | 0.156 | 0.156 | 0.156 | 0.156 | 0.156 | 0.156 | 0.156 | 0.156 | 0.156 | 0.156 | 0.156 | 0.156 | 0.156 | 0.156 | 0.156 | 0.156 | 0.156 | 0.156 | 0.156 | 0.156 | 0.156 | 0.156 | 0.156 | 0.156 | 0.156 | 0.156 | 0.156 | 0.156 | 0.156 | 0.156 | 0.156 | 0.156 | 0.156 | 0.156
0 | 0 | Dowagiac (Dowag):1 | [6 empty] | 0.1 | 0.1 | 0.1 | 0.1 | 0.1 | 0.1 | 0.1 | 0.1 | 0.1 | 0.1 | 0.1 | 0.1 | 0.1 | 0.1 | 0.1 | 0.1 | 0.1 | 0.1 | 0.1 | 0.1 | 0.1 | 0.1 | 0.1 | 0.1 | 0.1 | 0.1 | 0.1 | 0.1 | 0.1 | 0.1 | 0.1 | 0.1 | 0.1 | 0.1 | 0.1 | 0.1 | 0.1 | 0.1 | 0.1 | 0.1 | 0.1 | 0.1 | 0.1 | 0.1 | 0.1 | 0.1 | 0.1 | 0.1
2021 | 0 | Sims:3 | [6 empty] | 0.223 | 0.223 | 0.217 | 0.217 | 0.217 | 0.217 | 0.217 | 0.217 | 0.217 | 0.217 | 0.217 | 0.217 | 0.217 | 0.217 | 0.217 | 0.03255 | 0.03255 | 0.03255 | 0.03255 | 0.03255 | 0.03255 | 0.03255 | 0.03255 | 0.03255 | 0.03255 | 0.03255 | 0.03255 | 0.03255 | 0.03255 | 0.03255 | 0.03255 | 0.03255 | 0.03255 | 0.03255 | 0.03255 | 0.03255 | 0.03255 | 0.03255 | 0.03255 | 0.03255 | 0.03255 | 0.03255 | 0.03255 | 0.03255 | 0.03255 | 0.03255 | 0.03255 | 0.03255
0 | 0 | Diesel Plant (GHLP):126 | [6 empty] | 0.1 | 0.1 | 0.1 | 0.1 | 0.1 | 0.1 | 0.1 | 0.1 | 0.1 | 0.1 | 0.1 | 0.1 | 0.1 | 0.1 | 0.1 | 0.1 | 0.1 | 0.1 | 0.1 | 0.1 | 0.1 | 0.1 | 0.1 | 0.1 | 0.1 | 0.1 | 0.1 | 0.1 | 0.1 | 0.1 | 0.1 | 0.1 | 0.1 | 0.1 | 0.1 | 0.1 | 0.1 | 0.1 | 0.1 | 0.1 | 0.1 | 0.1 | 0.1 | 0.1 | 0.1 | 0.1 | 0.1 | 0.1
0 | 0 | Diesel Plant (GHLP):57 | [6 empty] | 0.305 | 0.305 | 0.305 | 0.305 | 0.305 | 0.305 | 0.305 | 0.305 | 0.305 | 0.305 | 0.305 | 0.305 | 0.305 | 0.305 | 0.305 | 0.305 | 0.305 | 0.305 | 0.305 | 0.305 | 0.305 | 0.305 | 0.305 | 0.305 | 0.305 | 0.305 | 0.305 | 0.305 | 0.305 | 0.305 | 0.305 | 0.305 | 0.305 | 0.305 | 0.305 | 0.305 | 0.305 | 0.305 | 0.305 | 0.305 | 0.305 | 0.305 | 0.305 | 0.305 | 0.305 | 0.305 | 0.305 | 0.305
0 | 0 | Hart:ALL | [6 empty] | 0.1 | 0.1 | 0.1 | 0.1 | 0.1 | 0.1 | 0.1 | 0.1 | 0.1 | 0.1 | 0.1 | 0.1 | 0.1 | 0.1 | 0.1 | 0.1 | 0.1 | 0.1 | 0.1 | 0.1 | 0.1 | 0.1 | 0.1 | 0.1 | 0.1 | 0.1 | 0.1 | 0.1 | 0.1 | 0.1 | 0.1 | 0.1 | 0.1 | 0.1 | 0.1 | 0.1 | 0.1 | 0.1 | 0.1 | 0.1 | 0.1 | 0.1 | 0.1 | 0.1 | 0.1 | 0.1 | 0.1 | 0.1
0 | 0 | Hillsdale:2 | [6 empty] | 0.305 | 0.305 | 0.305 | 0.305 | 0.305 | 0.305 | 0.305 | 0.305 | 0.305 | 0.305 | 0.305 | 0.305 | 0.305 | 0.305 | 0.305 | 0.305 | 0.305 | 0.305 | 0.305 | 0.305 | 0.305 | 0.305 | 0.305 | 0.305 | 0.305 | 0.305 | 0.305 | 0.305 | 0.305 | 0.305 | 0.305 | 0.305 | 0.305 | 0.305 | 0.305 | 0.305 | 0.305 | 0.305 | 0.305 | 0.305 | 0.305 | 0.305 | 0.305 | 0.305 | 0.305 | 0.305 | 0.305 | 0.305
0 | 0 | Hillsdale:4 | [6 empty] | 0.1 | 0.1 | 0.1 | 0.1 | 0.1 | 0.1 | 0.1 | 0.1 | 0.1 | 0.1 | 0.1 | 0.1 | 0.1 | 0.1 | 0.1 | 0.1 | 0.1 | 0.1 | 0.1 | 0.1 | 0.1 | 0.1 | 0.1 | 0.1 | 0.1 | 0.1 | 0.1 | 0.1 | 0.1 | 0.1 | 0.1 | 0.1 | 0.1 | 0.1 | 0.1 | 0.1 | 0.1 | 0.1 | 0.1 | 0.1 | 0.1 | 0.1 | 0.1 | 0.1 | 0.1 | 0.1 | 0.1 | 0.1
0 | 0 | Hillsdale:5 | [6 empty] | 0.1 | 0.1 | 0.1 | 0.1 | 0.1 | 0.1 | 0.1 | 0.1 | 0.1 | 0.1 | 0.1 | 0.1 | 0.1 | 0.1 | 0.1 | 0.1 | 0.1 | 0.1 | 0.1 | 0.1 | 0.1 | 0.1 | 0.1 | 0.1 | 0.1 | 0.1 | 0.1 | 0.1 | 0.1 | 0.1 | 0.1 | 0.1 | 0.1 | 0.1 | 0.1 | 0.1 | 0.1 | 0.1 | 0.1 | 0.1 | 0.1 | 0.1 | 0.1 | 0.1 | 0.1 | 0.1 | 0.1 | 0.1
0 | 0 | Hillsdale:6 | [6 empty] | 0.1 | 0.1 | 0.1 | 0.1 | 0.1 | 0.1 | 0.1 | 0.1 | 0.1 | 0.1 | 0.1 | 0.1 | 0.1 | 0.1 | 0.1 | 0.1 | 0.1 | 0.1 | 0.1 | 0.1 | 0.1 | 0.1 | 0.1 | 0.1 | 0.1 | 0.1 | 0.1 | 0.1 | 0.1 | 0.1 | 0.1 | 0.1 | 0.1 | 0.1 | 0.1 | 0.1 | 0.1 | 0.1 | 0.1 | 0.1 | 0.1 | 0.1 | 0.1 | 0.1 | 0.1 | 0.1 | 0.1 | 0.1
2021 | 0 | James De Young:3 | [6 empty] | 0.396 | 0.396 | 0.396 | 0.396 | 0.396 | 0.396 | 0.396 | 0.396 | 0.396 | 0.396 | 0.396 | 0.396 | 0.396 | 0.396 | 0.396 | 0.0594 | 0.0594 | 0.0594 | 0.0594 | 0.0594 | 0.0594 | 0.0594 | 0.0594 | 0.0594 | 0.0594 | 0.0594 | 0.0594 | 0.0594 | 0.0594 | 0.0594 | 0.0594 | 0.0594 | 0.0594 | 0.0594 | 0.0594 | 0.0594 | 0.0594 | 0.0594 | 0.0594 | 0.0594 | 0.0594 | 0.0594 | 0.0594 | 0.0594 | 0.0594 | 0.0594 | 0.0594 | 0.0594
2021 | 0 | James De Young:4 | [6 empty] | 0.396 | 0.396 | 0.396 | 0.396 | 0.396 | 0.396 | 0.396 | 0.396 | 0.396 | 0.396 | 0.396 | 0.396 | 0.396 | 0.396 | 0.396 | 0.0594 | 0.0594 | 0.0594 | 0.0594 | 0.0594 | 0.0594 | 0.0594 | 0.0594 | 0.0594 | 0.0594 | 0.0594 | 0.0594 | 0.0594 | 0.0594 | 0.0594 | 0.0594 | 0.0594 | 0.0594 | 0.0594 | 0.0594 | 0.0594 | 0.0594 | 0.0594 | 0.0594 | 0.0594 | 0.0594 | 0.0594 | 0.0594 | 0.0594 | 0.0594 | 0.0594 | 0.0594 | 0.0594
2021 | 0 | James De Young:5 | [6 empty] | 0.403 | 0.403 | 0.485 | 0.485 | 0.485 | 0.485 | 0.485 | 0.485 | 0.485 | 0.485 | 0.485 | 0.485 | 0.485 | 0.485 | 0.485 | 0.07275 | 0.07275 | 0.07275 | 0.07275 | 0.07275 | 0.07275 | 0.07275 | 0.07275 | 0.07275 | 0.07275 | 0.07275 | 0.07275 | 0.07275 | 0.07275 | 0.07275 | 0.07275 | 0.07275 | 0.07275 | 0.07275 | 0.07275 | 0.07275 | 0.07275 | 0.07275 | 0.07275 | 0.07275 | 0.07275 | 0.07275 | 0.07275 | 0.07275 | 0.07275 | 0.07275 | 0.07275 | 0.07275
2021 | 0 | Eckert:1 | [6 empty] | 0.212 | 0.212 | 0.21 | 0.21 | 0.21 | 0.21 | 0.21 | 0.21 | 0.21 | 0.21 | 0.21 | 0.21 | 0.21 | 0.21 | 0.21 | 0.0315 | 0.0315 | 0.0315 | 0.0315 | 0.0315 | 0.0315 | 0.0315 | 0.0315 | 0.0315 | 0.0315 | 0.0315 | 0.0315 | 0.0315 | 0.0315 | 0.0315 | 0.0315 | 0.0315 | 0.0315 | 0.0315 | 0.0315 | 0.0315 | 0.0315 | 0.0315 | 0.0315 | 0.0315 | 0.0315 | 0.0315 | 0.0315 | 0.0315 | 0.0315 | 0.0315 | 0.0315 | 0.0315
2021 | 0 | Eckert:2 | [6 empty] | 0.233 | 0.233 | 0.238 | 0.238 | 0.238 | 0.238 | 0.238 | 0.238 | 0.238 | 0.238 | 0.238 | 0.238 | 0.238 | 0.238 | 0.238 | 0.0357 | 0.0357 | 0.0357 | 0.0357 | 0.0357 | 0.0357 | 0.0357 | 0.0357 | 0.0357 | 0.0357 | 0.0357 | 0.0357 | 0.0357 | 0.0357 | 0.0357 | 0.0357 | 0.0357 | 0.0357 | 0.0357 | 0.0357 | 0.0357 | 0.0357 | 0.0357 | 0.0357 | 0.0357 | 0.0357 | 0.0357 | 0.0357 | 0.0357 | 0.0357 | 0.0357 | 0.0357 | 0.0357
2021 | 0 | Eckert:3 | [6 empty] | 0.19 | 0.19 | 0.16 | 0.16 | 0.16 | 0.16 | 0.16 | 0.16 | 0.16 | 0.16 | 0.16 | 0.16 | 0.16 | 0.16 | 0.16 | 0.024 | 0.024 | 0.024 | 0.024 | 0.024 | 0.024 | 0.024 | 0.024 | 0.024 | 0.024 | 0.024 | 0.024 | 0.024 | 0.024 | 0.024 | 0.024 | 0.024 | 0.024 | 0.024 | 0.024 | 0.024 | 0.024 | 0.024 | 0.024 | 0.024 | 0.024 | 0.024 | 0.024 | 0.024 | 0.024 | 0.024 | 0.024 | 0.024
2021 | 0 | Eckert:4 | [6 empty] | 0.199 | 0.199 | 0.209 | 0.209 | 0.209 | 0.209 | 0.209 | 0.209 | 0.209 | 0.209 | 0.209 | 0.209 | 0.209 | 0.209 | 0.209 | 0.03135 | 0.03135 | 0.03135 | 0.03135 | 0.03135 | 0.03135 | 0.03135 | 0.03135 | 0.03135 | 0.03135 | 0.03135 | 0.03135 | 0.03135 | 0.03135 | 0.03135 | 0.03135 | 0.03135 | 0.03135 | 0.03135 | 0.03135 | 0.03135 | 0.03135 | 0.03135 | 0.03135 | 0.03135 | 0.03135 | 0.03135 | 0.03135 | 0.03135 | 0.03135 | 0.03135 | 0.03135 | 0.03135
2021 | 0 | Eckert:5 | [6 empty] | 0.206 | 0.206 | 0.197 | 0.197 | 0.197 | 0.197 | 0.197 | 0.197 | 0.197 | 0.197 | 0.197 | 0.197 | 0.197 | 0.197 | 0.197 | 0.02955 | 0.02955 | 0.02955 | 0.02955 | 0.02955 | 0.02955 | 0.02955 | 0.02955 | 0.02955 | 0.02955 | 0.02955 | 0.02955 | 0.02955 | 0.02955 | 0.02955 | 0.02955 | 0.02955 | 0.02955 | 0.02955 | 0.02955 | 0.02955 | 0.02955 | 0.02955 | 0.02955 | 0.02955 | 0.02955 | 0.02955 | 0.02955 | 0.02955 | 0.02955 | 0.02955 | 0.02955 | 0.02955
2021 | 0 | Eckert:6 | [6 empty] | 0.201 | 0.201 | 0.216 | 0.216 | 0.216 | 0.216 | 0.216 | 0.216 | 0.216 | 0.216 | 0.216 | 0.216 | 0.216 | 0.216 | 0.216 | 0.0324 | 0.0324 | 0.0324 | 0.0324 | 0.0324 | 0.0324 | 0.0324 | 0.0324 | 0.0324 | 0.0324 | 0.0324 | 0.0324 | 0.0324 | 0.0324 | 0.0324 | 0.0324 | 0.0324 | 0.0324 | 0.0324 | 0.0324 | 0.0324 | 0.0324 | 0.0324 | 0.0324 | 0.0324 | 0.0324 | 0.0324 | 0.0324 | 0.0324 | 0.0324 | 0.0324 | 0.0324 | 0.0324
2021 | 0 | Erickson:1 | [6 empty] | 0.199 | 0.199 | 0.195 | 0.195 | 0.195 | 0.195 | 0.195 | 0.195 | 0.195 | 0.195 | 0.195 | 0.195 | 0.195 | 0.195 | 0.195 | 0.02925 | 0.02925 | 0.02925 | 0.02925 | 0.02925 | 0.02925 | 0.02925 | 0.02925 | 0.02925 | 0.02925 | 0.02925 | 0.02925 | 0.02925 | 0.02925 | 0.02925 | 0.02925 | 0.02925 | 0.02925 | 0.02925 | 0.02925 | 0.02925 | 0.02925 | 0.02925 | 0.02925 | 0.02925 | 0.02925 | 0.02925 | 0.02925 | 0.02925 | 0.02925 | 0.02925 | 0.02925 | 0.02925
|  | Lowell:34 | [6 empty] | 0.305 | 0.305 | 0.305 | 0.305 | 0.305 | 0.305 | 0.305 | 0.305 | 0.305 | 0.305 | 0.305 | 0.305 | 0.305 | 0.305 | 0.305 | 0.305 | 0.305 | 0.305 | 0.305 | 0.305 | 0.305 | 0.305 | 0.305 | 0.305 | 0.305 | 0.305 | 0.305 | 0.305 | 0.305 | 0.305 | 0.305 | 0.305 | 0.305 | 0.305 | 0.305 | 0.305 | 0.305 | 0.305 | 0.305 | 0.305 | 0.305 | 0.305 | 0.305 | 0.305 | 0.305 | 0.305 | 0.305 | 0.305
0 | 0 | Lowell:57 | [6 empty] | 0.1 | 0.1 | 0.1 | 0.1 | 0.1 | 0.1 | 0.1 | 0.1 | 0.1 | 0.1 | 0.1 | 0.1 | 0.1 | 0.1 | 0.1 | 0.1 | 0.1 | 0.1 | 0.1 | 0.1 | 0.1 | 0.1 | 0.1 | 0.1 | 0.1 | 0.1 | 0.1 | 0.1 | 0.1 | 0.1 | 0.1 | 0.1 | 0.1 | 0.1 | 0.1 | 0.1 | 0.1 | 0.1 | 0.1 | 0.1 | 0.1 | 0.1 | 0.1 | 0.1 | 0.1 | 0.1 | 0.1 | 0.1
|  | Shiras:1 | [6 empty] | 0.79 | 0.79 | 0.79 | 0.79 | 0.79 | 0.79 | 0.79 | 0.79 | 0.79 | 0.79 | 0.79 | 0.79 | 0.79 | 0.79 | 0.79 | 0.79 | 0.79 | 0.79 | 0.79 | 0.79 | 0.79 | 0.79 | 0.79 | 0.79 | 0.79 | 0.79 | 0.79 | 0.79 | 0.79 | 0.79 | 0.79 | 0.79 | 0.79 | 0.79 | 0.79 | 0.79 | 0.79 | 0.79 | 0.79 | 0.79 | 0.79 | 0.79 | 0.79 | 0.79 | 0.79 | 0.79 | 0.79 | 0.79
2021 | 0 | Shiras:2 | [6 empty] | 0.79 | 0.79 | 0.79 | 0.79 | 0.79 | 0.79 | 0.79 | 0.79 | 0.79 | 0.79 | 0.79 | 0.79 | 0.79 | 0.79 | 0.79 | 0.1185 | 0.1185 | 0.1185 | 0.1185 | 0.1185 | 0.1185 | 0.1185 | 0.1185 | 0.1185 | 0.1185 | 0.1185 | 0.1185 | 0.1185 | 0.1185 | 0.1185 | 0.1185 | 0.1185 | 0.1185 | 0.1185 | 0.1185 | 0.1185 | 0.1185 | 0.1185 | 0.1185 | 0.1185 | 0.1185 | 0.1185 | 0.1185 | 0.1185 | 0.1185 | 0.1185 | 0.1185 | 0.1185
2021 | 0 | Shiras:3 | [6 empty] | 0.158 | 0.158 | 0.145 | 0.145 | 0.145 | 0.145 | 0.145 | 0.145 | 0.145 | 0.145 | 0.145 | 0.145 | 0.145 | 0.145 | 0.145 | 0.02175 | 0.02175 | 0.02175 | 0.02175 | 0.02175 | 0.02175 | 0.02175 | 0.02175 | 0.02175 | 0.02175 | 0.02175 | 0.02175 | 0.02175 | 0.02175 | 0.02175 | 0.02175 | 0.02175 | 0.02175 | 0.02175 | 0.02175 | 0.02175 | 0.02175 | 0.02175 | 0.02175 | 0.02175 | 0.02175 | 0.02175 | 0.02175 | 0.02175 | 0.02175 | 0.02175 | 0.02175 | 0.02175
|  | Frank Jenkins:ALL | [6 empty] | 0.1 | 0.1 | 0.1 | 0.1 | 0.1 | 0.1 | 0.1 | 0.1 | 0.1 | 0.1 | 0.1 | 0.1 | 0.1 | 0.1 | 0.1 | 0.1 | 0.1 | 0.1 | 0.1 | 0.1 | 0.1 | 0.1 | 0.1 | 0.1 | 0.1 | 0.1 | 0.1 | 0.1 | 0.1 | 0.1 | 0.1 | 0.1 | 0.1 | 0.1 | 0.1 | 0.1 | 0.1 | 0.1 | 0.1 | 0.1 | 0.1 | 0.1 | 0.1 | 0.1 | 0.1 | 0.1 | 0.1 | 0.1
0 | 0 | St. Louis (STLO):ALL | [6 empty] | 0.1 | 0.1 | 0.1 | 0.1 | 0.1 | 0.1 | 0.1 | 0.1 | 0.1 | 0.1 | 0.1 | 0.1 | 0.1 | 0.1 | 0.1 | 0.1 | 0.1 | 0.1 | 0.1 | 0.1 | 0.1 | 0.1 | 0.1 | 0.1 | 0.1 | 0.1 | 0.1 | 0.1 | 0.1 | 0.1 | 0.1 | 0.1 | 0.1 | 0.1 | 0.1 | 0.1 | 0.1 | 0.1 | 0.1 | 0.1 | 0.1 | 0.1 | 0.1 | 0.1 | 0.1 | 0.1 | 0.1 | 0.1
0 | 0 | Diesel Plant - STURGI:15 | [6 empty] | 0.305 | 0.305 | 0.305 | 0.305 | 0.305 | 0.305 | 0.305 | 0.305 | 0.305 | 0.305 | 0.305 | 0.305 | 0.305 | 0.305 | 0.305 | 0.305 | 0.305 | 0.305 | 0.305 | 0.305 | 0.305 | 0.305 | 0.305 | 0.305 | 0.305 | 0.305 | 0.305 | 0.305 | 0.305 | 0.305 | 0.305 | 0.305 | 0.305 | 0.305 | 0.305 | 0.305 | 0.305 | 0.305 | 0.305 | 0.305 | 0.305 | 0.305 | 0.305 | 0.305 | 0.305 | 0.305 | 0.305 | 0.305
0 | 0 | Diesel Plant - STURGI:6 | [6 empty] | 0.1 | 0.1 | 0.1 | 0.1 | 0.1 | 0.1 | 0.1 | 0.1 | 0.1 | 0.1 | 0.1 | 0.1 | 0.1 | 0.1 | 0.1 | 0.1 | 0.1 | 0.1 | 0.1 | 0.1 | 0.1 | 0.1 | 0.1 | 0.1 | 0.1 | 0.1 | 0.1 | 0.1 | 0.1 | 0.1 | 0.1 | 0.1 | 0.1 | 0.1 | 0.1 | 0.1 | 0.1 | 0.1 | 0.1 | 0.1 | 0.1 | 0.1 | 0.1 | 0.1 | 0.1 | 0.1 | 0.1 | 0.1
0 | 0 | Union City:ALL | [6 empty] | 0.305 | 0.305 | 0.305 | 0.305 | 0.305 | 0.305 | 0.305 | 0.305 | 0.305 | 0.305 | 0.305 | 0.305 | 0.305 | 0.305 | 0.305 | 0.305 | 0.305 | 0.305 | 0.305 | 0.305 | 0.305 | 0.305 | 0.305 | 0.305 | 0.305 | 0.305 | 0.305 | 0.305 | 0.305 | 0.305 | 0.305 | 0.305 | 0.305 | 0.305 | 0.305 | 0.305 | 0.305 | 0.305 | 0.305 | 0.305 | 0.305 | 0.305 | 0.305 | 0.305 | 0.305 | 0.305 | 0.305 | 0.305
2017 | 0 | Wyandotte (WYAN):4 | [6 empty] | 0.126 | 0.126 | 0.126 | 0.126 | 0.126 | 0.126 | 0.126 | 0.126 | 0.126 | 0.126 | 0.126 | 0.0189 | 0.0189 | 0.0189 | 0.0189 | 0.0189 | 0.0189 | 0.0189 | 0.0189 | 0.0189 | 0.0189 | 0.0189 | 0.0189 | 0.0189 | 0.0189 | 0.0189 | 0.0189 | 0.0189 | 0.0189 | 0.0189 | 0.0189 | 0.0189 | 0.0189 | 0.0189 | 0.0189 | 0.0189 | 0.0189 | 0.0189 | 0.0189 | 0.0189 | 0.0189 | 0.0189 | 0.0189 | 0.0189 | 0.0189 | 0.0189 | 0.0189 | 0.0189
2017 | 0 | Wyandotte (WYAN):5 | [6 empty] | 0.13 | 0.13 | 0.13 | 0.13 | 0.13 | 0.13 | 0.13 | 0.13 | 0.13 | 0.13 | 0.13 | 0.0195 | 0.0195 | 0.0195 | 0.0195 | 0.0195 | 0.0195 | 0.0195 | 0.0195 | 0.0195 | 0.0195 | 0.0195 | 0.0195 | 0.0195 | 0.0195 | 0.0195 | 0.0195 | 0.0195 | 0.0195 | 0.0195 | 0.0195 | 0.0195 | 0.0195 | 0.0195 | 0.0195 | 0.0195 | 0.0195 | 0.0195 | 0.0195 | 0.0195 | 0.0195 | 0.0195 | 0.0195 | 0.0195 | 0.0195 | 0.0195 | 0.0195 | 0.0195
2017 | 0 | Wyandotte (WYAN):6 | [6 empty] | 0.396 | 0.396 | 0.396 | 0.396 | 0.396 | 0.396 | 0.396 | 0.396 | 0.396 | 0.396 | 0.396 | 0.0594 | 0.0594 | 0.0594 | 0.0594 | 0.0594 | 0.0594 | 0.0594 | 0.0594 | 0.0594 | 0.0594 | 0.0594 | 0.0594 | 0.0594 | 0.0594 | 0.0594 | 0.0594 | 0.0594 | 0.0594 | 0.0594 | 0.0594 | 0.0594 | 0.0594 | 0.0594 | 0.0594 | 0.0594 | 0.0594 | 0.0594 | 0.0594 | 0.0594 | 0.0594 | 0.0594 | 0.0594 | 0.0594 | 0.0594 | 0.0594 | 0.0594 | 0.0594
2017 | 0 | Wyandotte (WYAN):7 | [6 empty] | 0.326 | 0.326 | 0.373 | 0.373 | 0.373 | 0.373 | 0.373 | 0.373 | 0.373 | 0.373 | 0.373 | 0.05595 | 0.05595 | 0.05595 | 0.05595 | 0.05595 | 0.05595 | 0.05595 | 0.05595 | 0.05595 | 0.05595 | 0.05595 | 0.05595 | 0.05595 | 0.05595 | 0.05595 | 0.05595 | 0.05595 | 0.05595 | 0.05595 | 0.05595 | 0.05595 | 0.05595 | 0.05595 | 0.05595 | 0.05595 | 0.05595 | 0.05595 | 0.05595 | 0.05595 | 0.05595 | 0.05595 | 0.05595 | 0.05595 | 0.05595 | 0.05595 | 0.05595 | 0.05595
|  | Wyandotte (WYAN):8 | [6 empty] | 0.124 | 0.124 | 0.073 | 0.073 | 0.073 | 0.073 | 0.073 | 0.073 | 0.073 | 0.073 | 0.073 | 0.073 | 0.073 | 0.073 | 0.073 | 0.073 | 0.073 | 0.073 | 0.073 | 0.073 | 0.073 | 0.073 | 0.073 | 0.073 | 0.073 | 0.073 | 0.073 | 0.073 | 0.073 | 0.073 | 0.073 | 0.073 | 0.073 | 0.073 | 0.073 | 0.073 | 0.073 | 0.073 | 0.073 | 0.073 | 0.073 | 0.073 | 0.073 | 0.073 | 0.073 | 0.073 | 0.073 | 0.073
0 | 0 | Zeeland (ZBPW):ALL | [6 empty] | 0.1 | 0.1 | 0.1 | 0.1 | 0.1 | 0.1 | 0.1 | 0.1 | 0.1 | 0.1 | 0.1 | 0.1 | 0.1 | 0.1 | 0.1 | 0.1 | 0.1 | 0.1 | 0.1 | 0.1 | 0.1 | 0.1 | 0.1 | 0.1 | 0.1 | 0.1 | 0.1 | 0.1 | 0.1 | 0.1 | 0.1 | 0.1 | 0.1 | 0.1 | 0.1 | 0.1 | 0.1 | 0.1 | 0.1 | 0.1 | 0.1 | 0.1 | 0.1 | 0.1 | 0.1 | 0.1 | 0.1 | 0.1
|  | Claude Vandyke (Burnips):ALL | [6 empty] | 0.05 | 0.05 | 0.05 | 0.05 | 0.05 | 0.05 | 0.05 | 0.05 | 0.05 | 0.05 | 0.05 | 0.05 | 0.05 | 0.05 | 0.05 | 0.05 | 0.05 | 0.05 | 0.05 | 0.05 | 0.05 | 0.05 | 0.05 | 0.05 | 0.05 | 0.05 | 0.05 | 0.05 | 0.05 | 0.05 | 0.05 | 0.05 | 0.05 | 0.05 | 0.05 | 0.05 | 0.05 | 0.05 | 0.05 | 0.05 | 0.05 | 0.05 | 0.05 | 0.05 | 0.05 | 0.05 | 0.05 | 0.05
0 | 0 | Vestaburg:ALL | [6 empty] | 0.1 | 0.1 | 0.1 | 0.1 | 0.1 | 0.1 | 0.1 | 0.1 | 0.1 | 0.1 | 0.1 | 0.1 | 0.1 | 0.1 | 0.1 | 0.1 | 0.1 | 0.1 | 0.1 | 0.1 | 0.1 | 0.1 | 0.1 | 0.1 | 0.1 | 0.1 | 0.1 | 0.1 | 0.1 | 0.1 | 0.1 | 0.1 | 0.1 | 0.1 | 0.1 | 0.1 | 0.1 | 0.1 | 0.1 | 0.1 | 0.1 | 0.1 | 0.1 | 0.1 | 0.1 | 0.1 | 0.1 | 0.1
0 | 0 | Eaton:1 | [6 empty] | 0.27 | 0.27 | 0.27 | 0.27 | 0.27 | 0.27 | 0.27 | 0.27 | 0.27 | 0.27 | 0.27 | 0.27 | 0.27 | 0.27 | 0.27 | 0.27 | 0.27 | 0.27 | 0.27 | 0.27 | 0.27 | 0.27 | 0.27 | 0.27 | 0.27 | 0.27 | 0.27 | 0.27 | 0.27 | 0.27 | 0.27 | 0.27 | 0.27 | 0.27 | 0.27 | 0.27 | 0.27 | 0.27 | 0.27 | 0.27 | 0.27 | 0.27 | 0.27 | 0.27 | 0.27 | 0.27 | 0.27 | 0.27
0 | 0 | Eaton:2 | [6 empty] | 0.27 | 0.27 | 0.27 | 0.27 | 0.27 | 0.27 | 0.27 | 0.27 | 0.27 | 0.27 | 0.27 | 0.27 | 0.27 | 0.27 | 0.27 | 0.27 | 0.27 | 0.27 | 0.27 | 0.27 | 0.27 | 0.27 | 0.27 | 0.27 | 0.27 | 0.27 | 0.27 | 0.27 | 0.27 | 0.27 | 0.27 | 0.27 | 0.27 | 0.27 | 0.27 | 0.27 | 0.27 | 0.27 | 0.27 | 0.27 | 0.27 | 0.27 | 0.27 | 0.27 | 0.27 | 0.27 | 0.27 | 0.27
0 | 0 | Eaton:3 | [6 empty] | 0.27 | 0.27 | 0.27 | 0.27 | 0.27 | 0.27 | 0.27 | 0.27 | 0.27 | 0.27 | 0.27 | 0.27 | 0.27 | 0.27 | 0.27 | 0.27 | 0.27 | 0.27 | 0.27 | 0.27 | 0.27 | 0.27 | 0.27 | 0.27 | 0.27 | 0.27 | 0.27 | 0.27 | 0.27 | 0.27 | 0.27 | 0.27 | 0.27 | 0.27 | 0.27 | 0.27 | 0.27 | 0.27 | 0.27 | 0.27 | 0.27 | 0.27 | 0.27 | 0.27 | 0.27 | 0.27 | 0.27 | 0.27
|  | Chevron Cogen (Standard Oil):1 | [6 empty] | 0.061 | 0.061 | 0.061 | 0.061 | 0.061 | 0.061 | 0.061 | 0.061 | 0.061 | 0.061 | 0.061 | 0.061 | 0.061 | 0.061 | 0.061 | 0.061 | 0.061 | 0.061 | 0.061 | 0.061 | 0.061 | 0.061 | 0.061 | 0.061 | 0.061 | 0.061 | 0.061 | 0.061 | 0.061 | 0.061 | 0.061 | 0.061 | 0.061 | 0.061 | 0.061 | 0.061 | 0.061 | 0.061 | 0.061 | 0.061 | 0.061 | 0.061 | 0.061 | 0.061 | 0.061 | 0.061 | 0.061 | 0.061
|  | Chevron Cogen (Standard Oil):2 | [6 empty] | 0.061 | 0.061 | 0.061 | 0.061 | 0.061 | 0.061 | 0.061 | 0.061 | 0.061 | 0.061 | 0.061 | 0.061 | 0.061 | 0.061 | 0.061 | 0.061 | 0.061 | 0.061 | 0.061 | 0.061 | 0.061 | 0.061 | 0.061 | 0.061 | 0.061 | 0.061 | 0.061 | 0.061 | 0.061 | 0.061 | 0.061 | 0.061 | 0.061 | 0.061 | 0.061 | 0.061 | 0.061 | 0.061 | 0.061 | 0.061 | 0.061 | 0.061 | 0.061 | 0.061 | 0.061 | 0.061 | 0.061 | 0.061
|  | Chevron Cogen (Standard Oil):3 | [6 empty] | 0.061 | 0.061 | 0.061 | 0.061 | 0.061 | 0.061 | 0.061 | 0.061 | 0.061 | 0.061 | 0.061 | 0.061 | 0.061 | 0.061 | 0.061 | 0.061 | 0.061 | 0.061 | 0.061 | 0.061 | 0.061 | 0.061 | 0.061 | 0.061 | 0.061 | 0.061 | 0.061 | 0.061 | 0.061 | 0.061 | 0.061 | 0.061 | 0.061 | 0.061 | 0.061 | 0.061 | 0.061 | 0.061 | 0.061 | 0.061 | 0.061 | 0.061 | 0.061 | 0.061 | 0.061 | 0.061 | 0.061 | 0.061
|  | Chevron Cogen (Standard Oil):4 | [6 empty] | 0.061 | 0.061 | 0.061 | 0.061 | 0.061 | 0.061 | 0.061 | 0.061 | 0.061 | 0.061 | 0.061 | 0.061 | 0.061 | 0.061 | 0.061 | 0.061 | 0.061 | 0.061 | 0.061 | 0.061 | 0.061 | 0.061 | 0.061 | 0.061 | 0.061 | 0.061 | 0.061 | 0.061 | 0.061 | 0.061 | 0.061 | 0.061 | 0.061 | 0.061 | 0.061 | 0.061 | 0.061 | 0.061 | 0.061 | 0.061 | 0.061 | 0.061 | 0.061 | 0.061 | 0.061 | 0.061 | 0.061 | 0.061
|  | Chevron Cogen (Standard Oil):5 | [6 empty] | 0.064 | 0.064 | 0.065 | 0.065 | 0.065 | 0.065 | 0.065 | 0.065 | 0.065 | 0.065 | 0.065 | 0.065 | 0.065 | 0.065 | 0.065 | 0.065 | 0.065 | 0.065 | 0.065 | 0.065 | 0.065 | 0.065 | 0.065 | 0.065 | 0.065 | 0.065 | 0.065 | 0.065 | 0.065 | 0.065 | 0.065 | 0.065 | 0.065 | 0.065 | 0.065 | 0.065 | 0.065 | 0.065 | 0.065 | 0.065 | 0.065 | 0.065 | 0.065 | 0.065 | 0.065 | 0.065 | 0.065 | 0.065
0 | 0 | Sweatt:1 | [6 empty] | 0.118 | 0.118 | 0.124 | 0.124 | 0.124 | 0.124 | 0.124 | 0.124 | 0.124 | 0.124 | 0.124 | 0.124 | 0.124 | 0.124 | 0.124 | 0.124 | 0.124 | 0.124 | 0.124 | 0.124 | 0.124 | 0.124 | 0.124 | 0.124 | 0.124 | 0.124 | 0.124 | 0.124 | 0.124 | 0.124 | 0.124 | 0.124 | 0.124 | 0.124 | 0.124 | 0.124 | 0.124 | 0.124 | 0.124 | 0.124 | 0.124 | 0.124 | 0.124 | 0.124 | 0.124 | 0.124 | 0.124 | 0.124
0 | 0 | Sweatt:2 | [6 empty] | 0.112 | 0.112 | 0.125 | 0.125 | 0.125 | 0.125 | 0.125 | 0.125 | 0.125 | 0.125 | 0.125 | 0.125 | 0.125 | 0.125 | 0.125 | 0.125 | 0.125 | 0.125 | 0.125 | 0.125 | 0.125 | 0.125 | 0.125 | 0.125 | 0.125 | 0.125 | 0.125 | 0.125 | 0.125 | 0.125 | 0.125 | 0.125 | 0.125 | 0.125 | 0.125 | 0.125 | 0.125 | 0.125 | 0.125 | 0.125 | 0.125 | 0.125 | 0.125 | 0.125 | 0.125 | 0.125 | 0.125 | 0.125
0 | 0 | Sweatt:A | [6 empty] | 0.417 | 0.417 | 0.417 | 0.417 | 0.417 | 0.417 | 0.417 | 0.417 | 0.417 | 0.417 | 0.417 | 0.417 | 0.417 | 0.417 | 0.417 | 0.417 | 0.417 | 0.417 | 0.417 | 0.417 | 0.417 | 0.417 | 0.417 | 0.417 | 0.417 | 0.417 | 0.417 | 0.417 | 0.417 | 0.417 | 0.417 | 0.417 | 0.417 | 0.417 | 0.417 | 0.417 | 0.417 | 0.417 | 0.417 | 0.417 | 0.417 | 0.417 | 0.417 | 0.417 | 0.417 | 0.417 | 0.417 | 0.417
0 | 0 | Jack Watson:1 | [6 empty] | 0.135 | 0.135 | 0.145 | 0.145 | 0.145 | 0.145 | 0.145 | 0.145 | 0.145 | 0.145 | 0.145 | 0.145 | 0.145 | 0.145 | 0.145 | 0.145 | 0.145 | 0.145 | 0.145 | 0.145 | 0.145 | 0.145 | 0.145 | 0.145 | 0.145 | 0.145 | 0.145 | 0.145 | 0.145 | 0.145 | 0.145 | 0.145 | 0.145 | 0.145 | 0.145 | 0.145 | 0.145 | 0.145 | 0.145 | 0.145 | 0.145 | 0.145 | 0.145 | 0.145 | 0.145 | 0.145 | 0.145 | 0.145
0 | 0 | Jack Watson:2 | [6 empty] | 0.128 | 0.128 | 0.12 | 0.12 | 0.12 | 0.12 | 0.12 | 0.12 | 0.12 | 0.12 | 0.12 | 0.12 | 0.12 | 0.12 | 0.12 | 0.12 | 0.12 | 0.12 | 0.12 | 0.12 | 0.12 | 0.12 | 0.12 | 0.12 | 0.12 | 0.12 | 0.12 | 0.12 | 0.12 | 0.12 | 0.12 | 0.12 | 0.12 | 0.12 | 0.12 | 0.12 | 0.12 | 0.12 | 0.12 | 0.12 | 0.12 | 0.12 | 0.12 | 0.12 | 0.12 | 0.12 | 0.12 | 0.12
0 | 0 | Jack Watson:3 | [6 empty] | 0.105 | 0.105 | 0.107 | 0.107 | 0.107 | 0.107 | 0.107 | 0.107 | 0.107 | 0.107 | 0.107 | 0.107 | 0.107 | 0.107 | 0.107 | 0.107 | 0.107 | 0.107 | 0.107 | 0.107 | 0.107 | 0.107 | 0.107 | 0.107 | 0.107 | 0.107 | 0.107 | 0.107 | 0.107 | 0.107 | 0.107 | 0.107 | 0.107 | 0.107 | 0.107 | 0.107 | 0.107 | 0.107 | 0.107 | 0.107 | 0.107 | 0.107 | 0.107 | 0.107 | 0.107 | 0.107 | 0.107 | 0.107
2017 | 0 | Jack Watson:4 | [6 empty] | 0.488 | 0.488 | 0.513 | 0.513 | 0.513 | 0.513 | 0.513 | 0.513 | 0.513 | 0.513 | 0.513 | 0.07695 | 0.07695 | 0.07695 | 0.07695 | 0.07695 | 0.07695 | 0.07695 | 0.07695 | 0.07695 | 0.07695 | 0.07695 | 0.07695 | 0.07695 | 0.07695 | 0.07695 | 0.07695 | 0.07695 | 0.07695 | 0.07695 | 0.07695 | 0.07695 | 0.07695 | 0.07695 | 0.07695 | 0.07695 | 0.07695 | 0.07695 | 0.07695 | 0.07695 | 0.07695 | 0.07695 | 0.07695 | 0.07695 | 0.07695 | 0.07695 | 0.07695 | 0.07695
2017 | 0 | Jack Watson:5 | [6 empty] | 0.576 | 0.576 | 0.686 | 0.686 | 0.686 | 0.686 | 0.686 | 0.686 | 0.686 | 0.686 | 0.686 | 0.1029 | 0.1029 | 0.1029 | 0.1029 | 0.1029 | 0.1029 | 0.1029 | 0.1029 | 0.1029 | 0.1029 | 0.1029 | 0.1029 | 0.1029 | 0.1029 | 0.1029 | 0.1029 | 0.1029 | 0.1029 | 0.1029 | 0.1029 | 0.1029 | 0.1029 | 0.1029 | 0.1029 | 0.1029 | 0.1029 | 0.1029 | 0.1029 | 0.1029 | 0.1029 | 0.1029 | 0.1029 | 0.1029 | 0.1029 | 0.1029 | 0.1029 | 0.1029
0 | 0 | Jack Watson:A | [6 empty] | 0.12 | 0.12 | 0.12 | 0.12 | 0.12 | 0.12 | 0.12 | 0.12 | 0.12 | 0.12 | 0.12 | 0.12 | 0.12 | 0.12 | 0.12 | 0.12 | 0.12 | 0.12 | 0.12 | 0.12 | 0.12 | 0.12 | 0.12 | 0.12 | 0.12 | 0.12 | 0.12 | 0.12 | 0.12 | 0.12 | 0.12 | 0.12 | 0.12 | 0.12 | 0.12 | 0.12 | 0.12 | 0.12 | 0.12 | 0.12 | 0.12 | 0.12 | 0.12 | 0.12 | 0.12 | 0.12 | 0.12 | 0.12
0 | 0 | Baxter Wilson:1 | [6 empty] | 0.289 | 0.289 | 0.161 | 0.161 | 0.161 | 0.161 | 0.161 | 0.161 | 0.161 | 0.161 | 0.161 | 0.161 | 0.161 | 0.161 | 0.161 | 0.161 | 0.161 | 0.161 | 0.161 | 0.161 | 0.161 | 0.161 | 0.161 | 0.161 | 0.161 | 0.161 | 0.161 | 0.161 | 0.161 | 0.161 | 0.161 | 0.161 | 0.161 | 0.161 | 0.161 | 0.161 | 0.161 | 0.161 | 0.161 | 0.161 | 0.161 | 0.161 | 0.161 | 0.161 | 0.161 | 0.161 | 0.161 | 0.161
0 | 0 | Baxter Wilson:2 | [6 empty] | 0.727 | 0.727 | 0.413 | 0.413 | 0.413 | 0.413 | 0.413 | 0.413 | 0.413 | 0.413 | 0.413 | 0.413 | 0.413 | 0.413 | 0.413 | 0.413 | 0.413 | 0.413 | 0.413 | 0.413 | 0.413 | 0.413 | 0.413 | 0.413 | 0.413 | 0.413 | 0.413 | 0.413 | 0.413 | 0.413 | 0.413 | 0.413 | 0.413 | 0.413 | 0.413 | 0.413 | 0.413 | 0.413 | 0.413 | 0.413 | 0.413 | 0.413 | 0.413 | 0.413 | 0.413 | 0.413 | 0.413 | 0.413
0 | 0 | Delta (EMISS):1 | [6 empty] | 0.292 | 0.292 | 0.292 | 0.292 | 0.292 | 0.292 | 0.292 | 0.292 | 0.292 | 0.292 | 0.292 | 0.292 | 0.292 | 0.292 | 0.292 | 0.292 | 0.292 | 0.292 | 0.292 | 0.292 | 0.292 | 0.292 | 0.292 | 0.292 | 0.292 | 0.292 | 0.292 | 0.292 | 0.292 | 0.292 | 0.292 | 0.292 | 0.292 | 0.292 | 0.292 | 0.292 | 0.292 | 0.292 | 0.292 | 0.292 | 0.292 | 0.292 | 0.292 | 0.292 | 0.292 | 0.292 | 0.292 | 0.292
0 | 0 | Delta (EMISS):2 | [6 empty] | 0.315 | 0.315 | 0.315 | 0.315 | 0.315 | 0.315 | 0.315 | 0.315 | 0.315 | 0.315 | 0.315 | 0.315 | 0.315 | 0.315 | 0.315 | 0.315 | 0.315 | 0.315 | 0.315 | 0.315 | 0.315 | 0.315 | 0.315 | 0.315 | 0.315 | 0.315 | 0.315 | 0.315 | 0.315 | 0.315 | 0.315 | 0.315 | 0.315 | 0.315 | 0.315 | 0.315 | 0.315 | 0.315 | 0.315 | 0.315 | 0.315 | 0.315 | 0.315 | 0.315 | 0.315 | 0.315 | 0.315 | 0.315
0 | 0 | Rex Brown:1 | [6 empty] | 0.195 | 0.195 | 0.195 | 0.195 | 0.195 | 0.195 | 0.195 | 0.195 | 0.195 | 0.195 | 0.195 | 0.195 | 0.195 | 0.195 | 0.195 | 0.195 | 0.195 | 0.195 | 0.195 | 0.195 | 0.195 | 0.195 | 0.195 | 0.195 | 0.195 | 0.195 | 0.195 | 0.195 | 0.195 | 0.195 | 0.195 | 0.195 | 0.195 | 0.195 | 0.195 | 0.195 | 0.195 | 0.195 | 0.195 | 0.195 | 0.195 | 0.195 | 0.195 | 0.195 | 0.195 | 0.195 | 0.195 | 0.195
0 | 0 | Rex Brown:GT1 | [6 empty] | 0.3 | 0.3 | 0.3 | 0.3 | 0.3 | 0.3 | 0.3 | 0.3 | 0.3 | 0.3 | 0.3 | 0.3 | 0.3 | 0.3 | 0.3 | 0.3 | 0.3 | 0.3 | 0.3 | 0.3 | 0.3 | 0.3 | 0.3 | 0.3 | 0.3 | 0.3 | 0.3 | 0.3 | 0.3 | 0.3 | 0.3 | 0.3 | 0.3 | 0.3 | 0.3 | 0.3 | 0.3 | 0.3 | 0.3 | 0.3 | 0.3 | 0.3 | 0.3 | 0.3 | 0.3 | 0.3 | 0.3 | 0.3
0 | 0 | Rex Brown:3 | [6 empty] | 0.121 | 0.121 | 0.108 | 0.108 | 0.108 | 0.108 | 0.108 | 0.108 | 0.108 | 0.108 | 0.108 | 0.108 | 0.108 | 0.108 | 0.108 | 0.108 | 0.108 | 0.108 | 0.108 | 0.108 | 0.108 | 0.108 | 0.108 | 0.108 | 0.108 | 0.108 | 0.108 | 0.108 | 0.108 | 0.108 | 0.108 | 0.108 | 0.108 | 0.108 | 0.108 | 0.108 | 0.108 | 0.108 | 0.108 | 0.108 | 0.108 | 0.108 | 0.108 | 0.108 | 0.108 | 0.108 | 0.108 | 0.108
0 | 0 | Rex Brown:4 | [6 empty] | 0.293 | 0.293 | 0.249 | 0.249 | 0.249 | 0.249 | 0.249 | 0.249 | 0.249 | 0.249 | 0.249 | 0.249 | 0.249 | 0.249 | 0.249 | 0.249 | 0.249 | 0.249 | 0.249 | 0.249 | 0.249 | 0.249 | 0.249 | 0.249 | 0.249 | 0.249 | 0.249 | 0.249 | 0.249 | 0.249 | 0.249 | 0.249 | 0.249 | 0.249 | 0.249 | 0.249 | 0.249 | 0.249 | 0.249 | 0.249 | 0.249 | 0.249 | 0.249 | 0.249 | 0.249 | 0.249 | 0.249 | 0.249
2018 | 0 | St. Johns River Power:1 | [6 empty] | 0.417 | 0.417 | 0.411 | 0.411 | 0.411 | 0.411 | 0.411 | 0.411 | 0.411 | 0.411 | 0.411 | 0.411 | 0.06165 | 0.06165 | 0.06165 | 0.06165 | 0.06165 | 0.06165 | 0.06165 | 0.06165 | 0.06165 | 0.06165 | 0.06165 | 0.06165 | 0.06165 | 0.06165 | 0.06165 | 0.06165 | 0.06165 | 0.06165 | 0.06165 | 0.06165 | 0.06165 | 0.06165 | 0.06165 | 0.06165 | 0.06165 | 0.06165 | 0.06165 | 0.06165 | 0.06165 | 0.06165 | 0.06165 | 0.06165 | 0.06165 | 0.06165 | 0.06165 | 0.06165
2018 | 0 | St. Johns River Power:2 | [6 empty] | 0.384 | 0.384 | 0.443 | 0.443 | 0.443 | 0.443 | 0.443 | 0.443 | 0.443 | 0.443 | 0.443 | 0.443 | 0.06645 | 0.06645 | 0.06645 | 0.06645 | 0.06645 | 0.06645 | 0.06645 | 0.06645 | 0.06645 | 0.06645 | 0.06645 | 0.06645 | 0.06645 | 0.06645 | 0.06645 | 0.06645 | 0.06645 | 0.06645 | 0.06645 | 0.06645 | 0.06645 | 0.06645 | 0.06645 | 0.06645 | 0.06645 | 0.06645 | 0.06645 | 0.06645 | 0.06645 | 0.06645 | 0.06645 | 0.06645 | 0.06645 | 0.06645 | 0.06645 | 0.06645
0 | 0 | Moselle:1 | [6 empty] | 0.247 | 0.247 | 0.27 | 0.27 | 0.27 | 0.27 | 0.27 | 0.27 | 0.27 | 0.27 | 0.27 | 0.27 | 0.27 | 0.27 | 0.27 | 0.27 | 0.27 | 0.27 | 0.27 | 0.27 | 0.27 | 0.27 | 0.27 | 0.27 | 0.27 | 0.27 | 0.27 | 0.27 | 0.27 | 0.27 | 0.27 | 0.27 | 0.27 | 0.27 | 0.27 | 0.27 | 0.27 | 0.27 | 0.27 | 0.27 | 0.27 | 0.27 | 0.27 | 0.27 | 0.27 | 0.27 | 0.27 | 0.27
0 | 0 | Moselle:2 | [6 empty] | 0.203 | 0.203 | 0.221 | 0.221 | 0.221 | 0.221 | 0.221 | 0.221 | 0.221 | 0.221 | 0.221 | 0.221 | 0.221 | 0.221 | 0.221 | 0.221 | 0.221 | 0.221 | 0.221 | 0.221 | 0.221 | 0.221 | 0.221 | 0.221 | 0.221 | 0.221 | 0.221 | 0.221 | 0.221 | 0.221 | 0.221 | 0.221 | 0.221 | 0.221 | 0.221 | 0.221 | 0.221 | 0.221 | 0.221 | 0.221 | 0.221 | 0.221 | 0.221 | 0.221 | 0.221 | 0.221 | 0.221 | 0.221
0 | 0 | Moselle:3 | [6 empty] | 0.237 | 0.237 | 0.22 | 0.22 | 0.22 | 0.22 | 0.22 | 0.22 | 0.22 | 0.22 | 0.22 | 0.22 | 0.22 | 0.22 | 0.22 | 0.22 | 0.22 | 0.22 | 0.22 | 0.22 | 0.22 | 0.22 | 0.22 | 0.22 | 0.22 | 0.22 | 0.22 | 0.22 | 0.22 | 0.22 | 0.22 | 0.22 | 0.22 | 0.22 | 0.22 | 0.22 | 0.22 | 0.22 | 0.22 | 0.22 | 0.22 | 0.22 | 0.22 | 0.22 | 0.22 | 0.22 | 0.22 | 0.22
|  | Moselle:4 | [6 empty] | 0.059 | 0.059 | 0.059 | 0.059 | 0.059 | 0.059 | 0.059 | 0.059 | 0.059 | 0.059 | 0.059 | 0.059 | 0.059 | 0.059 | 0.059 | 0.059 | 0.059 | 0.059 | 0.059 | 0.059 | 0.059 | 0.059 | 0.059 | 0.059 | 0.059 | 0.059 | 0.059 | 0.059 | 0.059 | 0.059 | 0.059 | 0.059 | 0.059 | 0.059 | 0.059 | 0.059 | 0.059 | 0.059 | 0.059 | 0.059 | 0.059 | 0.059 | 0.059 | 0.059 | 0.059 | 0.059 | 0.059 | 0.059
2020 | 0 | Asbury:1 | [6 empty] | 0.712 | 0.712 | 0.625 | 0.625 | 0.625 | 0.625 | 0.625 | 0.625 | 0.625 | 0.625 | 0.625 | 0.625 | 0.625 | 0.625 | 0.09375 | 0.09375 | 0.09375 | 0.09375 | 0.09375 | 0.09375 | 0.09375 | 0.09375 | 0.09375 | 0.09375 | 0.09375 | 0.09375 | 0.09375 | 0.09375 | 0.09375 | 0.09375 | 0.09375 | 0.09375 | 0.09375 | 0.09375 | 0.09375 | 0.09375 | 0.09375 | 0.09375 | 0.09375 | 0.09375 | 0.09375 | 0.09375 | 0.09375 | 0.09375 | 0.09375 | 0.09375 | 0.09375 | 0.09375
2021 | 0 | Asbury:2 | [6 empty] | 0.704 | 0.704 | 0.704 | 0.704 | 0.704 | 0.704 | 0.704 | 0.704 | 0.704 | 0.704 | 0.704 | 0.704 | 0.704 | 0.704 | 0.704 | 0.1056 | 0.1056 | 0.1056 | 0.1056 | 0.1056 | 0.1056 | 0.1056 | 0.1056 | 0.1056 | 0.1056 | 0.1056 | 0.1056 | 0.1056 | 0.1056 | 0.1056 | 0.1056 | 0.1056 | 0.1056 | 0.1056 | 0.1056 | 0.1056 | 0.1056 | 0.1056 | 0.1056 | 0.1056 | 0.1056 | 0.1056 | 0.1056 | 0.1056 | 0.1056 | 0.1056 | 0.1056 | 0.1056
|  | Hawthorn:CC | [6 empty] | 0.017 | 0.017 | 0.017 | 0.017 | 0.017 | 0.017 | 0.017 | 0.017 | 0.017 | 0.017 | 0.017 | 0.017 | 0.017 | 0.017 | 0.017 | 0.017 | 0.017 | 0.017 | 0.017 | 0.017 | 0.017 | 0.017 | 0.017 | 0.017 | 0.017 | 0.017 | 0.017 | 0.017 | 0.017 | 0.017 | 0.017 | 0.017 | 0.017 | 0.017 | 0.017 | 0.017 | 0.017 | 0.017 | 0.017 | 0.017 | 0.017 | 0.017 | 0.017 | 0.017 | 0.017 | 0.017 | 0.017 | 0.017
|  | Hawthorn:5 | [6 empty] | 0.073 | 0.073 | 0.073 | 0.073 | 0.073 | 0.073 | 0.073 | 0.073 | 0.073 | 0.073 | 0.073 | 0.073 | 0.073 | 0.073 | 0.073 | 0.073 | 0.073 | 0.073 | 0.073 | 0.073 | 0.073 | 0.073 | 0.073 | 0.073 | 0.073 | 0.073 | 0.073 | 0.073 | 0.073 | 0.073 | 0.073 | 0.073 | 0.073 | 0.073 | 0.073 | 0.073 | 0.073 | 0.073 | 0.073 | 0.073 | 0.073 | 0.073 | 0.073 | 0.073 | 0.073 | 0.073 | 0.073 | 0.073
|  | Hawthorn:6 | [6 empty] | 0.19 | 0.19 | 0.028 | 0.028 | 0.028 | 0.028 | 0.028 | 0.028 | 0.028 | 0.028 | 0.028 | 0.028 | 0.028 | 0.028 | 0.028 | 0.028 | 0.028 | 0.028 | 0.028 | 0.028 | 0.028 | 0.028 | 0.028 | 0.028 | 0.028 | 0.028 | 0.028 | 0.028 | 0.028 | 0.028 | 0.028 | 0.028 | 0.028 | 0.028 | 0.028 | 0.028 | 0.028 | 0.028 | 0.028 | 0.028 | 0.028 | 0.028 | 0.028 | 0.028 | 0.028 | 0.028 | 0.028 | 0.028
|  | Hawthorn:7 | [6 empty] | 0.024 | 0.024 | 0.025 | 0.025 | 0.025 | 0.025 | 0.025 | 0.025 | 0.025 | 0.025 | 0.025 | 0.025 | 0.025 | 0.025 | 0.025 | 0.025 | 0.025 | 0.025 | 0.025 | 0.025 | 0.025 | 0.025 | 0.025 | 0.025 | 0.025 | 0.025 | 0.025 | 0.025 | 0.025 | 0.025 | 0.025 | 0.025 | 0.025 | 0.025 | 0.025 | 0.025 | 0.025 | 0.025 | 0.025 | 0.025 | 0.025 | 0.025 | 0.025 | 0.025 | 0.025 | 0.025 | 0.025 | 0.025
|  | Hawthorn:8 | [6 empty] | 0.026 | 0.026 | 0.026 | 0.026 | 0.026 | 0.026 | 0.026 | 0.026 | 0.026 | 0.026 | 0.026 | 0.026 | 0.026 | 0.026 | 0.026 | 0.026 | 0.026 | 0.026 | 0.026 | 0.026 | 0.026 | 0.026 | 0.026 | 0.026 | 0.026 | 0.026 | 0.026 | 0.026 | 0.026 | 0.026 | 0.026 | 0.026 | 0.026 | 0.026 | 0.026 | 0.026 | 0.026 | 0.026 | 0.026 | 0.026 | 0.026 | 0.026 | 0.026 | 0.026 | 0.026 | 0.026 | 0.026 | 0.026
2021 | 0 | Montrose:1 | [6 empty] | 0.328 | 0.328 | 0.321 | 0.321 | 0.321 | 0.321 | 0.321 | 0.321 | 0.321 | 0.321 | 0.321 | 0.321 | 0.321 | 0.321 | 0.321 | 0.04815 | 0.04815 | 0.04815 | 0.04815 | 0.04815 | 0.04815 | 0.04815 | 0.04815 | 0.04815 | 0.04815 | 0.04815 | 0.04815 | 0.04815 | 0.04815 | 0.04815 | 0.04815 | 0.04815 | 0.04815 | 0.04815 | 0.04815 | 0.04815 | 0.04815 | 0.04815 | 0.04815 | 0.04815 | 0.04815 | 0.04815 | 0.04815 | 0.04815 | 0.04815 | 0.04815 | 0.04815 | 0.04815
2021 | 0 | Montrose:2 | [6 empty] | 0.333 | 0.333 | 0.339 | 0.339 | 0.339 | 0.339 | 0.339 | 0.339 | 0.339 | 0.339 | 0.339 | 0.339 | 0.339 | 0.339 | 0.339 | 0.05085 | 0.05085 | 0.05085 | 0.05085 | 0.05085 | 0.05085 | 0.05085 | 0.05085 | 0.05085 | 0.05085 | 0.05085 | 0.05085 | 0.05085 | 0.05085 | 0.05085 | 0.05085 | 0.05085 | 0.05085 | 0.05085 | 0.05085 | 0.05085 | 0.05085 | 0.05085 | 0.05085 | 0.05085 | 0.05085 | 0.05085 | 0.05085 | 0.05085 | 0.05085 | 0.05085 | 0.05085 | 0.05085
2021 | 0 | Montrose:3 | [6 empty] | 0.33 | 0.33 | 0.336 | 0.336 | 0.336 | 0.336 | 0.336 | 0.336 | 0.336 | 0.336 | 0.336 | 0.336 | 0.336 | 0.336 | 0.336 | 0.0504 | 0.0504 | 0.0504 | 0.0504 | 0.0504 | 0.0504 | 0.0504 | 0.0504 | 0.0504 | 0.0504 | 0.0504 | 0.0504 | 0.0504 | 0.0504 | 0.0504 | 0.0504 | 0.0504 | 0.0504 | 0.0504 | 0.0504 | 0.0504 | 0.0504 | 0.0504 | 0.0504 | 0.0504 | 0.0504 | 0.0504 | 0.0504 | 0.0504 | 0.0504 | 0.0504 | 0.0504 | 0.0504
0 | 0 | Northeast (KCPL):11 | [6 empty] | 0.89 | 0.89 | 0.89 | 0.89 | 0.89 | 0.89 | 0.89 | 0.89 | 0.89 | 0.89 | 0.89 | 0.89 | 0.89 | 0.89 | 0.89 | 0.89 | 0.89 | 0.89 | 0.89 | 0.89 | 0.89 | 0.89 | 0.89 | 0.89 | 0.89 | 0.89 | 0.89 | 0.89 | 0.89 | 0.89 | 0.89 | 0.89 | 0.89 | 0.89 | 0.89 | 0.89 | 0.89 | 0.89 | 0.89 | 0.89 | 0.89 | 0.89 | 0.89 | 0.89 | 0.89 | 0.89 | 0.89 | 0.89
0 | 0 | Northeast (KCPL):12 | [6 empty] | 0.89 | 0.89 | 0.89 | 0.89 | 0.89 | 0.89 | 0.89 | 0.89 | 0.89 | 0.89 | 0.89 | 0.89 | 0.89 | 0.89 | 0.89 | 0.89 | 0.89 | 0.89 | 0.89 | 0.89 | 0.89 | 0.89 | 0.89 | 0.89 | 0.89 | 0.89 | 0.89 | 0.89 | 0.89 | 0.89 | 0.89 | 0.89 | 0.89 | 0.89 | 0.89 | 0.89 | 0.89 | 0.89 | 0.89 | 0.89 | 0.89 | 0.89 | 0.89 | 0.89 | 0.89 | 0.89 | 0.89 | 0.89
0 | 0 | Northeast (KCPL):13 | [6 empty] | 0.89 | 0.89 | 0.89 | 0.89 | 0.89 | 0.89 | 0.89 | 0.89 | 0.89 | 0.89 | 0.89 | 0.89 | 0.89 | 0.89 | 0.89 | 0.89 | 0.89 | 0.89 | 0.89 | 0.89 | 0.89 | 0.89 | 0.89 | 0.89 | 0.89 | 0.89 | 0.89 | 0.89 | 0.89 | 0.89 | 0.89 | 0.89 | 0.89 | 0.89 | 0.89 | 0.89 | 0.89 | 0.89 | 0.89 | 0.89 | 0.89 | 0.89 | 0.89 | 0.89 | 0.89 | 0.89 | 0.89 | 0.89
0 | 0 | Northeast (KCPL):14 | [6 empty] | 0.89 | 0.89 | 0.89 | 0.89 | 0.89 | 0.89 | 0.89 | 0.89 | 0.89 | 0.89 | 0.89 | 0.89 | 0.89 | 0.89 | 0.89 | 0.89 | 0.89 | 0.89 | 0.89 | 0.89 | 0.89 | 0.89 | 0.89 | 0.89 | 0.89 | 0.89 | 0.89 | 0.89 | 0.89 | 0.89 | 0.89 | 0.89 | 0.89 | 0.89 | 0.89 | 0.89 | 0.89 | 0.89 | 0.89 | 0.89 | 0.89 | 0.89 | 0.89 | 0.89 | 0.89 | 0.89 | 0.89 | 0.89
0 | 0 | Northeast (KCPL):15 | [6 empty] | 0.89 | 0.89 | 0.89 | 0.89 | 0.89 | 0.89 | 0.89 | 0.89 | 0.89 | 0.89 | 0.89 | 0.89 | 0.89 | 0.89 | 0.89 | 0.89 | 0.89 | 0.89 | 0.89 | 0.89 | 0.89 | 0.89 | 0.89 | 0.89 | 0.89 | 0.89 | 0.89 | 0.89 | 0.89 | 0.89 | 0.89 | 0.89 | 0.89 | 0.89 | 0.89 | 0.89 | 0.89 | 0.89 | 0.89 | 0.89 | 0.89 | 0.89 | 0.89 | 0.89 | 0.89 | 0.89 | 0.89 | 0.89
0 | 0 | Northeast (KCPL):16 | [6 empty] | 0.89 | 0.89 | 0.89 | 0.89 | 0.89 | 0.89 | 0.89 | 0.89 | 0.89 | 0.89 | 0.89 | 0.89 | 0.89 | 0.89 | 0.89 | 0.89 | 0.89 | 0.89 | 0.89 | 0.89 | 0.89 | 0.89 | 0.89 | 0.89 | 0.89 | 0.89 | 0.89 | 0.89 | 0.89 | 0.89 | 0.89 | 0.89 | 0.89 | 0.89 | 0.89 | 0.89 | 0.89 | 0.89 | 0.89 | 0.89 | 0.89 | 0.89 | 0.89 | 0.89 | 0.89 | 0.89 | 0.89 | 0.89
0 | 0 | Northeast (KCPL):17 | [6 empty] | 0.89 | 0.89 | 0.89 | 0.89 | 0.89 | 0.89 | 0.89 | 0.89 | 0.89 | 0.89 | 0.89 | 0.89 | 0.89 | 0.89 | 0.89 | 0.89 | 0.89 | 0.89 | 0.89 | 0.89 | 0.89 | 0.89 | 0.89 | 0.89 | 0.89 | 0.89 | 0.89 | 0.89 | 0.89 | 0.89 | 0.89 | 0.89 | 0.89 | 0.89 | 0.89 | 0.89 | 0.89 | 0.89 | 0.89 | 0.89 | 0.89 | 0.89 | 0.89 | 0.89 | 0.89 | 0.89 | 0.89 | 0.89
0 | 0 | Northeast (KCPL):18 | [6 empty] | 0.89 | 0.89 | 0.89 | 0.89 | 0.89 | 0.89 | 0.89 | 0.89 | 0.89 | 0.89 | 0.89 | 0.89 | 0.89 | 0.89 | 0.89 | 0.89 | 0.89 | 0.89 | 0.89 | 0.89 | 0.89 | 0.89 | 0.89 | 0.89 | 0.89 | 0.89 | 0.89 | 0.89 | 0.89 | 0.89 | 0.89 | 0.89 | 0.89 | 0.89 | 0.89 | 0.89 | 0.89 | 0.89 | 0.89 | 0.89 | 0.89 | 0.89 | 0.89 | 0.89 | 0.89 | 0.89 | 0.89 | 0.89
2021 | 0 | Sibley (UTIL):1 | [6 empty] | 0.615 | 0.615 | 0.738 | 0.738 | 0.738 | 0.738 | 0.738 | 0.738 | 0.738 | 0.738 | 0.738 | 0.738 | 0.738 | 0.738 | 0.738 | 0.1107 | 0.1107 | 0.1107 | 0.1107 | 0.1107 | 0.1107 | 0.1107 | 0.1107 | 0.1107 | 0.1107 | 0.1107 | 0.1107 | 0.1107 | 0.1107 | 0.1107 | 0.1107 | 0.1107 | 0.1107 | 0.1107 | 0.1107 | 0.1107 | 0.1107 | 0.1107 | 0.1107 | 0.1107 | 0.1107 | 0.1107 | 0.1107 | 0.1107 | 0.1107 | 0.1107 | 0.1107 | 0.1107
2021 | 0 | Sibley (UTIL):2 | [6 empty] | 0.623 | 0.623 | 0.675 | 0.675 | 0.675 | 0.675 | 0.675 | 0.675 | 0.675 | 0.675 | 0.675 | 0.675 | 0.675 | 0.675 | 0.675 | 0.10125 | 0.10125 | 0.10125 | 0.10125 | 0.10125 | 0.10125 | 0.10125 | 0.10125 | 0.10125 | 0.10125 | 0.10125 | 0.10125 | 0.10125 | 0.10125 | 0.10125 | 0.10125 | 0.10125 | 0.10125 | 0.10125 | 0.10125 | 0.10125 | 0.10125 | 0.10125 | 0.10125 | 0.10125 | 0.10125 | 0.10125 | 0.10125 | 0.10125 | 0.10125 | 0.10125 | 0.10125 | 0.10125
2020 | 0 | Sibley (UTIL):3 | [6 empty] | 0.604 | 0.604 | 0.587 | 0.587 | 0.587 | 0.587 | 0.587 | 0.587 | 0.587 | 0.587 | 0.587 | 0.587 | 0.587 | 0.587 | 0.08805 | 0.08805 | 0.08805 | 0.08805 | 0.08805 | 0.08805 | 0.08805 | 0.08805 | 0.08805 | 0.08805 | 0.08805 | 0.08805 | 0.08805 | 0.08805 | 0.08805 | 0.08805 | 0.08805 | 0.08805 | 0.08805 | 0.08805 | 0.08805 | 0.08805 | 0.08805 | 0.08805 | 0.08805 | 0.08805 | 0.08805 | 0.08805 | 0.08805 | 0.08805 | 0.08805 | 0.08805 | 0.08805 | 0.08805
0 | 0 | Lake Road (STJO):1 | [6 empty] | 0.701 | 0.701 | 0.701 | 0.701 | 0.701 | 0.701 | 0.701 | 0.701 | 0.701 | 0.701 | 0.701 | 0.701 | 0.701 | 0.701 | 0.701 | 0.701 | 0.701 | 0.701 | 0.701 | 0.701 | 0.701 | 0.701 | 0.701 | 0.701 | 0.701 | 0.701 | 0.701 | 0.701 | 0.701 | 0.701 | 0.701 | 0.701 | 0.701 | 0.701 | 0.701 | 0.701 | 0.701 | 0.701 | 0.701 | 0.701 | 0.701 | 0.701 | 0.701 | 0.701 | 0.701 | 0.701 | 0.701 | 0.701
|  | Lake Road (STJO):2 | [6 empty] | 0.695 | 0.695 | 0.695 | 0.695 | 0.695 | 0.695 | 0.695 | 0.695 | 0.695 | 0.695 | 0.695 | 0.695 | 0.695 | 0.695 | 0.695 | 0.695 | 0.695 | 0.695 | 0.695 | 0.695 | 0.695 | 0.695 | 0.695 | 0.695 | 0.695 | 0.695 | 0.695 | 0.695 | 0.695 | 0.695 | 0.695 | 0.695 | 0.695 | 0.695 | 0.695 | 0.695 | 0.695 | 0.695 | 0.695 | 0.695 | 0.695 | 0.695 | 0.695 | 0.695 | 0.695 | 0.695 | 0.695 | 0.695
|  | Lake Road (STJO):3 | [6 empty] | 0.695 | 0.695 | 0.695 | 0.695 | 0.695 | 0.695 | 0.695 | 0.695 | 0.695 | 0.695 | 0.695 | 0.695 | 0.695 | 0.695 | 0.695 | 0.695 | 0.695 | 0.695 | 0.695 | 0.695 | 0.695 | 0.695 | 0.695 | 0.695 | 0.695 | 0.695 | 0.695 | 0.695 | 0.695 | 0.695 | 0.695 | 0.695 | 0.695 | 0.695 | 0.695 | 0.695 | 0.695 | 0.695 | 0.695 | 0.695 | 0.695 | 0.695 | 0.695 | 0.695 | 0.695 | 0.695 | 0.695 | 0.695
2021 | 0 | Lake Road (STJO):4 | [6 empty] | 0.695 | 0.695 | 0.695 | 0.695 | 0.695 | 0.695 | 0.695 | 0.695 | 0.695 | 0.695 | 0.695 | 0.695 | 0.695 | 0.695 | 0.695 | 0.10425 | 0.10425 | 0.10425 | 0.10425 | 0.10425 | 0.10425 | 0.10425 | 0.10425 | 0.10425 | 0.10425 | 0.10425 | 0.10425 | 0.10425 | 0.10425 | 0.10425 | 0.10425 | 0.10425 | 0.10425 | 0.10425 | 0.10425 | 0.10425 | 0.10425 | 0.10425 | 0.10425 | 0.10425 | 0.10425 | 0.10425 | 0.10425 | 0.10425 | 0.10425 | 0.10425 | 0.10425 | 0.10425
0 | 0 | Lake Road (STJO):5 | [6 empty] | 0.695 | 0.695 | 0.695 | 0.695 | 0.695 | 0.695 | 0.695 | 0.695 | 0.695 | 0.695 | 0.695 | 0.695 | 0.695 | 0.695 | 0.695 | 0.695 | 0.695 | 0.695 | 0.695 | 0.695 | 0.695 | 0.695 | 0.695 | 0.695 | 0.695 | 0.695 | 0.695 | 0.695 | 0.695 | 0.695 | 0.695 | 0.695 | 0.695 | 0.695 | 0.695 | 0.695 | 0.695 | 0.695 | 0.695 | 0.695 | 0.695 | 0.695 | 0.695 | 0.695 | 0.695 | 0.695 | 0.695 | 0.695
0 | 0 | Lake Road (STJO):67 | [6 empty] | 0.695 | 0.695 | 0.695 | 0.695 | 0.695 | 0.695 | 0.695 | 0.695 | 0.695 | 0.695 | 0.695 | 0.695 | 0.695 | 0.695 | 0.695 | 0.695 | 0.695 | 0.695 | 0.695 | 0.695 | 0.695 | 0.695 | 0.695 | 0.695 | 0.695 | 0.695 | 0.695 | 0.695 | 0.695 | 0.695 | 0.695 | 0.695 | 0.695 | 0.695 | 0.695 | 0.695 | 0.695 | 0.695 | 0.695 | 0.695 | 0.695 | 0.695 | 0.695 | 0.695 | 0.695 | 0.695 | 0.695 | 0.695
|  | Howard Bend:1 | [6 empty] | 0 | 0 | 0 | 0 | 0 | 0 | 0 | 0 | 0 | 0 | 0 | 0 | 0 | 0 | 0 | 0 | 0 | 0 | 0 | 0 | 0 | 0 | 0 | 0 | 0 | 0 | 0 | 0 | 0 | 0 | 0 | 0 | 0 | 0 | 0 | 0 | 0 | 0 | 0 | 0 | 0 | 0 | 0 | 0 | 0 | 0 | 0 | 0
2018 | 0 | Labadie:1 | [6 empty] | 0.11 | 0.11 | 0.106 | 0.106 | 0.106 | 0.106 | 0.106 | 0.106 | 0.106 | 0.106 | 0.106 | 0.106 | 0.0159 | 0.0159 | 0.0159 | 0.0159 | 0.0159 | 0.0159 | 0.0159 | 0.0159 | 0.0159 | 0.0159 | 0.0159 | 0.0159 | 0.0159 | 0.0159 | 0.0159 | 0.0159 | 0.0159 | 0.0159 | 0.0159 | 0.0159 | 0.0159 | 0.0159 | 0.0159 | 0.0159 | 0.0159 | 0.0159 | 0.0159 | 0.0159 | 0.0159 | 0.0159 | 0.0159 | 0.0159 | 0.0159 | 0.0159 | 0.0159 | 0.0159
2019 | 0 | Labadie:2 | [6 empty] | 0.112 | 0.112 | 0.107 | 0.107 | 0.107 | 0.107 | 0.107 | 0.107 | 0.107 | 0.107 | 0.107 | 0.107 | 0.107 | 0.01605 | 0.01605 | 0.01605 | 0.01605 | 0.01605 | 0.01605 | 0.01605 | 0.01605 | 0.01605 | 0.01605 | 0.01605 | 0.01605 | 0.01605 | 0.01605 | 0.01605 | 0.01605 | 0.01605 | 0.01605 | 0.01605 | 0.01605 | 0.01605 | 0.01605 | 0.01605 | 0.01605 | 0.01605 | 0.01605 | 0.01605 | 0.01605 | 0.01605 | 0.01605 | 0.01605 | 0.01605 | 0.01605 | 0.01605 | 0.01605
2018 | 0 | Labadie:3 | [6 empty] | 0.115 | 0.115 | 0.111 | 0.111 | 0.111 | 0.111 | 0.111 | 0.111 | 0.111 | 0.111 | 0.111 | 0.111 | 0.01665 | 0.01665 | 0.01665 | 0.01665 | 0.01665 | 0.01665 | 0.01665 | 0.01665 | 0.01665 | 0.01665 | 0.01665 | 0.01665 | 0.01665 | 0.01665 | 0.01665 | 0.01665 | 0.01665 | 0.01665 | 0.01665 | 0.01665 | 0.01665 | 0.01665 | 0.01665 | 0.01665 | 0.01665 | 0.01665 | 0.01665 | 0.01665 | 0.01665 | 0.01665 | 0.01665 | 0.01665 | 0.01665 | 0.01665 | 0.01665 | 0.01665
2018 | 0 | Labadie:4 | [6 empty] | 0.114 | 0.114 | 0.107 | 0.107 | 0.107 | 0.107 | 0.107 | 0.107 | 0.107 | 0.107 | 0.107 | 0.107 | 0.01605 | 0.01605 | 0.01605 | 0.01605 | 0.01605 | 0.01605 | 0.01605 | 0.01605 | 0.01605 | 0.01605 | 0.01605 | 0.01605 | 0.01605 | 0.01605 | 0.01605 | 0.01605 | 0.01605 | 0.01605 | 0.01605 | 0.01605 | 0.01605 | 0.01605 | 0.01605 | 0.01605 | 0.01605 | 0.01605 | 0.01605 | 0.01605 | 0.01605 | 0.01605 | 0.01605 | 0.01605 | 0.01605 | 0.01605 | 0.01605 | 0.01605
2021 | 0 | Meramec:1 | [6 empty] | 0.132 | 0.132 | 0.122 | 0.122 | 0.122 | 0.122 | 0.122 | 0.122 | 0.122 | 0.122 | 0.122 | 0.122 | 0.122 | 0.122 | 0.122 | 0.0183 | 0.0183 | 0.0183 | 0.0183 | 0.0183 | 0.0183 | 0.0183 | 0.0183 | 0.0183 | 0.0183 | 0.0183 | 0.0183 | 0.0183 | 0.0183 | 0.0183 | 0.0183 | 0.0183 | 0.0183 | 0.0183 | 0.0183 | 0.0183 | 0.0183 | 0.0183 | 0.0183 | 0.0183 | 0.0183 | 0.0183 | 0.0183 | 0.0183 | 0.0183 | 0.0183 | 0.0183 | 0.0183
|  | Meramec:GT1 | [6 empty] | 0 | 0 | 0 | 0 | 0 | 0 | 0 | 0 | 0 | 0 | 0 | 0 | 0 | 0 | 0 | 0 | 0 | 0 | 0 | 0 | 0 | 0 | 0 | 0 | 0 | 0 | 0 | 0 | 0 | 0 | 0 | 0 | 0 | 0 | 0 | 0 | 0 | 0 | 0 | 0 | 0 | 0 | 0 | 0 | 0 | 0 | 0 | 0
2021 | 0 | Meramec:2 | [6 empty] | 0.111 | 0.111 | 0.11 | 0.11 | 0.11 | 0.11 | 0.11 | 0.11 | 0.11 | 0.11 | 0.11 | 0.11 | 0.11 | 0.11 | 0.11 | 0.0165 | 0.0165 | 0.0165 | 0.0165 | 0.0165 | 0.0165 | 0.0165 | 0.0165 | 0.0165 | 0.0165 | 0.0165 | 0.0165 | 0.0165 | 0.0165 | 0.0165 | 0.0165 | 0.0165 | 0.0165 | 0.0165 | 0.0165 | 0.0165 | 0.0165 | 0.0165 | 0.0165 | 0.0165 | 0.0165 | 0.0165 | 0.0165 | 0.0165 | 0.0165 | 0.0165 | 0.0165 | 0.0165
2020 | 0 | Meramec:3 | [6 empty] | 0.438 | 0.438 | 0.198 | 0.198 | 0.198 | 0.198 | 0.198 | 0.198 | 0.198 | 0.198 | 0.198 | 0.198 | 0.198 | 0.198 | 0.0297 | 0.0297 | 0.0297 | 0.0297 | 0.0297 | 0.0297 | 0.0297 | 0.0297 | 0.0297 | 0.0297 | 0.0297 | 0.0297 | 0.0297 | 0.0297 | 0.0297 | 0.0297 | 0.0297 | 0.0297 | 0.0297 | 0.0297 | 0.0297 | 0.0297 | 0.0297 | 0.0297 | 0.0297 | 0.0297 | 0.0297 | 0.0297 | 0.0297 | 0.0297 | 0.0297 | 0.0297 | 0.0297 | 0.0297
2020 | 0 | Meramec:4 | [6 empty] | 0.19 | 0.19 | 0.186 | 0.186 | 0.186 | 0.186 | 0.186 | 0.186 | 0.186 | 0.186 | 0.186 | 0.186 | 0.186 | 0.186 | 0.0279 | 0.0279 | 0.0279 | 0.0279 | 0.0279 | 0.0279 | 0.0279 | 0.0279 | 0.0279 | 0.0279 | 0.0279 | 0.0279 | 0.0279 | 0.0279 | 0.0279 | 0.0279 | 0.0279 | 0.0279 | 0.0279 | 0.0279 | 0.0279 | 0.0279 | 0.0279 | 0.0279 | 0.0279 | 0.0279 | 0.0279 | 0.0279 | 0.0279 | 0.0279 | 0.0279 | 0.0279 | 0.0279 | 0.0279
2017 | 0 | Sioux:1 | [6 empty] | 0.259 | 0.259 | 0.146 | 0.146 | 0.146 | 0.146 | 0.146 | 0.146 | 0.146 | 0.146 | 0.146 | 0.0219 | 0.0219 | 0.0219 | 0.0219 | 0.0219 | 0.0219 | 0.0219 | 0.0219 | 0.0219 | 0.0219 | 0.0219 | 0.0219 | 0.0219 | 0.0219 | 0.0219 | 0.0219 | 0.0219 | 0.0219 | 0.0219 | 0.0219 | 0.0219 | 0.0219 | 0.0219 | 0.0219 | 0.0219 | 0.0219 | 0.0219 | 0.0219 | 0.0219 | 0.0219 | 0.0219 | 0.0219 | 0.0219 | 0.0219 | 0.0219 | 0.0219 | 0.0219
2017 | 0 | Sioux:2 | [6 empty] | 0.283 | 0.283 | 0.132 | 0.132 | 0.132 | 0.132 | 0.132 | 0.132 | 0.132 | 0.132 | 0.132 | 0.0198 | 0.0198 | 0.0198 | 0.0198 | 0.0198 | 0.0198 | 0.0198 | 0.0198 | 0.0198 | 0.0198 | 0.0198 | 0.0198 | 0.0198 | 0.0198 | 0.0198 | 0.0198 | 0.0198 | 0.0198 | 0.0198 | 0.0198 | 0.0198 | 0.0198 | 0.0198 | 0.0198 | 0.0198 | 0.0198 | 0.0198 | 0.0198 | 0.0198 | 0.0198 | 0.0198 | 0.0198 | 0.0198 | 0.0198 | 0.0198 | 0.0198 | 0.0198
|  | Campbell (CAMBE):23 | [6 empty] | 0 | 0 | 0 | 0 | 0 | 0 | 0 | 0 | 0 | 0 | 0 | 0 | 0 | 0 | 0 | 0 | 0 | 0 | 0 | 0 | 0 | 0 | 0 | 0 | 0 | 0 | 0 | 0 | 0 | 0 | 0 | 0 | 0 | 0 | 0 | 0 | 0 | 0 | 0 | 0 | 0 | 0 | 0 | 0 | 0 | 0 | 0 | 0
|  | Campbell (CAMBE):47 | [6 empty] | 0 | 0 | 0 | 0 | 0 | 0 | 0 | 0 | 0 | 0 | 0 | 0 | 0 | 0 | 0 | 0 | 0 | 0 | 0 | 0 | 0 | 0 | 0 | 0 | 0 | 0 | 0 | 0 | 0 | 0 | 0 | 0 | 0 | 0 | 0 | 0 | 0 | 0 | 0 | 0 | 0 | 0 | 0 | 0 | 0 | 0 | 0 | 0
2021 | 0 | Columbia-Mo:57 | [6 empty] | 0.254 | 0.254 | 0.254 | 0.254 | 0.254 | 0.254 | 0.254 | 0.254 | 0.254 | 0.254 | 0.254 | 0.254 | 0.254 | 0.254 | 0.254 | 0.0381 | 0.0381 | 0.0381 | 0.0381 | 0.0381 | 0.0381 | 0.0381 | 0.0381 | 0.0381 | 0.0381 | 0.0381 | 0.0381 | 0.0381 | 0.0381 | 0.0381 | 0.0381 | 0.0381 | 0.0381 | 0.0381 | 0.0381 | 0.0381 | 0.0381 | 0.0381 | 0.0381 | 0.0381 | 0.0381 | 0.0381 | 0.0381 | 0.0381 | 0.0381 | 0.0381 | 0.0381 | 0.0381
0 | 0 | Columbia-Mo:6 | [6 empty] | 0.573 | 0.573 | 0.526 | 0.526 | 0.526 | 0.526 | 0.526 | 0.526 | 0.526 | 0.526 | 0.526 | 0.526 | 0.526 | 0.526 | 0.526 | 0.526 | 0.526 | 0.526 | 0.526 | 0.526 | 0.526 | 0.526 | 0.526 | 0.526 | 0.526 | 0.526 | 0.526 | 0.526 | 0.526 | 0.526 | 0.526 | 0.526 | 0.526 | 0.526 | 0.526 | 0.526 | 0.526 | 0.526 | 0.526 | 0.526 | 0.526 | 0.526 | 0.526 | 0.526 | 0.526 | 0.526 | 0.526 | 0.526
|  | Columbia-Mo:8 | [6 empty] | 0 | 0 | 0 | 0 | 0 | 0 | 0 | 0 | 0 | 0 | 0 | 0 | 0 | 0 | 0 | 0 | 0 | 0 | 0 | 0 | 0 | 0 | 0 | 0 | 0 | 0 | 0 | 0 | 0 | 0 | 0 | 0 | 0 | 0 | 0 | 0 | 0 | 0 | 0 | 0 | 0 | 0 | 0 | 0 | 0 | 0 | 0 | 0
0 | 0 | Fulton (FULT):IC | [6 empty] | 2 | 2 | 2 | 2 | 2 | 2 | 2 | 2 | 2 | 2 | 2 | 2 | 2 | 2 | 2 | 2 | 2 | 2 | 2 | 2 | 2 | 2 | 2 | 2 | 2 | 2 | 2 | 2 | 2 | 2 | 2 | 2 | 2 | 2 | 2 | 2 | 2 | 2 | 2 | 2 | 2 | 2 | 2 | 2 | 2 | 2 | 2 | 2
0 | 0 | Fulton (FULT):GT4 | [6 empty] | 2 | 2 | 2 | 2 | 2 | 2 | 2 | 2 | 2 | 2 | 2 | 2 | 2 | 2 | 2 | 2 | 2 | 2 | 2 | 2 | 2 | 2 | 2 | 2 | 2 | 2 | 2 | 2 | 2 | 2 | 2 | 2 | 2 | 2 | 2 | 2 | 2 | 2 | 2 | 2 | 2 | 2 | 2 | 2 | 2 | 2 | 2 | 2
2021 | 0 | Blue Valley:1-2 | [6 empty] | 0.353 | 0.353 | 0.353 | 0.353 | 0.353 | 0.353 | 0.353 | 0.353 | 0.353 | 0.353 | 0.353 | 0.353 | 0.353 | 0.353 | 0.353 | 0.05295 | 0.05295 | 0.05295 | 0.05295 | 0.05295 | 0.05295 | 0.05295 | 0.05295 | 0.05295 | 0.05295 | 0.05295 | 0.05295 | 0.05295 | 0.05295 | 0.05295 | 0.05295 | 0.05295 | 0.05295 | 0.05295 | 0.05295 | 0.05295 | 0.05295 | 0.05295 | 0.05295 | 0.05295 | 0.05295 | 0.05295 | 0.05295 | 0.05295 | 0.05295 | 0.05295 | 0.05295 | 0.05295
|  | Blue Valley:GT1 | [6 empty] | 0.01 | 0.01 | 0.01 | 0.01 | 0.01 | 0.01 | 0.01 | 0.01 | 0.01 | 0.01 | 0.01 | 0.01 | 0.01 | 0.01 | 0.01 | 0.01 | 0.01 | 0.01 | 0.01 | 0.01 | 0.01 | 0.01 | 0.01 | 0.01 | 0.01 | 0.01 | 0.01 | 0.01 | 0.01 | 0.01 | 0.01 | 0.01 | 0.01 | 0.01 | 0.01 | 0.01 | 0.01 | 0.01 | 0.01 | 0.01 | 0.01 | 0.01 | 0.01 | 0.01 | 0.01 | 0.01 | 0.01 | 0.01
2021 | 0 | Blue Valley:3 | [6 empty] | 0.283 | 0.283 | 0.299 | 0.299 | 0.299 | 0.299 | 0.299 | 0.299 | 0.299 | 0.299 | 0.299 | 0.299 | 0.299 | 0.299 | 0.299 | 0.04485 | 0.04485 | 0.04485 | 0.04485 | 0.04485 | 0.04485 | 0.04485 | 0.04485 | 0.04485 | 0.04485 | 0.04485 | 0.04485 | 0.04485 | 0.04485 | 0.04485 | 0.04485 | 0.04485 | 0.04485 | 0.04485 | 0.04485 | 0.04485 | 0.04485 | 0.04485 | 0.04485 | 0.04485 | 0.04485 | 0.04485 | 0.04485 | 0.04485 | 0.04485 | 0.04485 | 0.04485 | 0.04485
|  | Jackson - JMU:ALL | [6 empty] | 0 | 0 | 0 | 0 | 0 | 0 | 0 | 0 | 0 | 0 | 0 | 0 | 0 | 0 | 0 | 0 | 0 | 0 | 0 | 0 | 0 | 0 | 0 | 0 | 0 | 0 | 0 | 0 | 0 | 0 | 0 | 0 | 0 | 0 | 0 | 0 | 0 | 0 | 0 | 0 | 0 | 0 | 0 | 0 | 0 | 0 | 0 | 0
|  | Kahoka:ALL | [6 empty] | 0 | 0 | 0 | 0 | 0 | 0 | 0 | 0 | 0 | 0 | 0 | 0 | 0 | 0 | 0 | 0 | 0 | 0 | 0 | 0 | 0 | 0 | 0 | 0 | 0 | 0 | 0 | 0 | 0 | 0 | 0 | 0 | 0 | 0 | 0 | 0 | 0 | 0 | 0 | 0 | 0 | 0 | 0 | 0 | 0 | 0 | 0 | 0
|  | Kennett:11 | [6 empty] | 0 | 0 | 0 | 0 | 0 | 0 | 0 | 0 | 0 | 0 | 0 | 0 | 0 | 0 | 0 | 0 | 0 | 0 | 0 | 0 | 0 | 0 | 0 | 0 | 0 | 0 | 0 | 0 | 0 | 0 | 0 | 0 | 0 | 0 | 0 | 0 | 0 | 0 | 0 | 0 | 0 | 0 | 0 | 0 | 0 | 0 | 0 | 0
|  | Kennett:15 | [6 empty] | 0 | 0 | 0 | 0 | 0 | 0 | 0 | 0 | 0 | 0 | 0 | 0 | 0 | 0 | 0 | 0 | 0 | 0 | 0 | 0 | 0 | 0 | 0 | 0 | 0 | 0 | 0 | 0 | 0 | 0 | 0 | 0 | 0 | 0 | 0 | 0 | 0 | 0 | 0 | 0 | 0 | 0 | 0 | 0 | 0 | 0 | 0 | 0
0 | 0 | Monroe:ALL | [6 empty] | 0.2 | 0.2 | 0.2 | 0.2 | 0.2 | 0.2 | 0.2 | 0.2 | 0.2 | 0.2 | 0.2 | 0.2 | 0.2 | 0.2 | 0.2 | 0.2 | 0.2 | 0.2 | 0.2 | 0.2 | 0.2 | 0.2 | 0.2 | 0.2 | 0.2 | 0.2 | 0.2 | 0.2 | 0.2 | 0.2 | 0.2 | 0.2 | 0.2 | 0.2 | 0.2 | 0.2 | 0.2 | 0.2 | 0.2 | 0.2 | 0.2 | 0.2 | 0.2 | 0.2 | 0.2 | 0.2 | 0.2 | 0.2
|  | E.P. Coleman:ALL | [6 empty] | 0 | 0 | 0 | 0 | 0 | 0 | 0 | 0 | 0 | 0 | 0 | 0 | 0 | 0 | 0 | 0 | 0 | 0 | 0 | 0 | 0 | 0 | 0 | 0 | 0 | 0 | 0 | 0 | 0 | 0 | 0 | 0 | 0 | 0 | 0 | 0 | 0 | 0 | 0 | 0 | 0 | 0 | 0 | 0 | 0 | 0 | 0 | 0
2021 | 0 | James River (SPCIUT):1 | [6 empty] | 0.534 | 0.534 | 0.534 | 0.534 | 0.534 | 0.534 | 0.534 | 0.534 | 0.534 | 0.534 | 0.534 | 0.534 | 0.534 | 0.534 | 0.534 | 0.0801 | 0.0801 | 0.0801 | 0.0801 | 0.0801 | 0.0801 | 0.0801 | 0.0801 | 0.0801 | 0.0801 | 0.0801 | 0.0801 | 0.0801 | 0.0801 | 0.0801 | 0.0801 | 0.0801 | 0.0801 | 0.0801 | 0.0801 | 0.0801 | 0.0801 | 0.0801 | 0.0801 | 0.0801 | 0.0801 | 0.0801 | 0.0801 | 0.0801 | 0.0801 | 0.0801 | 0.0801 | 0.0801
0 | 0 | James River (SPCIUT):GT1 | [6 empty] | 0.18 | 0.18 | 0.18 | 0.18 | 0.18 | 0.18 | 0.18 | 0.18 | 0.18 | 0.18 | 0.18 | 0.18 | 0.18 | 0.18 | 0.18 | 0.18 | 0.18 | 0.18 | 0.18 | 0.18 | 0.18 | 0.18 | 0.18 | 0.18 | 0.18 | 0.18 | 0.18 | 0.18 | 0.18 | 0.18 | 0.18 | 0.18 | 0.18 | 0.18 | 0.18 | 0.18 | 0.18 | 0.18 | 0.18 | 0.18 | 0.18 | 0.18 | 0.18 | 0.18 | 0.18 | 0.18 | 0.18 | 0.18
0 | 0 | James River (SPCIUT):GT2 | [6 empty] | 0.18 | 0.18 | 0.18 | 0.18 | 0.18 | 0.18 | 0.18 | 0.18 | 0.18 | 0.18 | 0.18 | 0.18 | 0.18 | 0.18 | 0.18 | 0.18 | 0.18 | 0.18 | 0.18 | 0.18 | 0.18 | 0.18 | 0.18 | 0.18 | 0.18 | 0.18 | 0.18 | 0.18 | 0.18 | 0.18 | 0.18 | 0.18 | 0.18 | 0.18 | 0.18 | 0.18 | 0.18 | 0.18 | 0.18 | 0.18 | 0.18 | 0.18 | 0.18 | 0.18 | 0.18 | 0.18 | 0.18 | 0.18
2021 | 0 | James River (SPCIUT):2 | [6 empty] | 0.171 | 0.171 | 0.171 | 0.171 | 0.171 | 0.171 | 0.171 | 0.171 | 0.171 | 0.171 | 0.171 | 0.171 | 0.171 | 0.171 | 0.171 | 0.02565 | 0.02565 | 0.02565 | 0.02565 | 0.02565 | 0.02565 | 0.02565 | 0.02565 | 0.02565 | 0.02565 | 0.02565 | 0.02565 | 0.02565 | 0.02565 | 0.02565 | 0.02565 | 0.02565 | 0.02565 | 0.02565 | 0.02565 | 0.02565 | 0.02565 | 0.02565 | 0.02565 | 0.02565 | 0.02565 | 0.02565 | 0.02565 | 0.02565 | 0.02565 | 0.02565 | 0.02565 | 0.02565
2021 | 0 | James River (SPCIUT):3 | [6 empty] | 0.374 | 0.374 | 0.253 | 0.253 | 0.253 | 0.253 | 0.253 | 0.253 | 0.253 | 0.253 | 0.253 | 0.253 | 0.253 | 0.253 | 0.253 | 0.03795 | 0.03795 | 0.03795 | 0.03795 | 0.03795 | 0.03795 | 0.03795 | 0.03795 | 0.03795 | 0.03795 | 0.03795 | 0.03795 | 0.03795 | 0.03795 | 0.03795 | 0.03795 | 0.03795 | 0.03795 | 0.03795 | 0.03795 | 0.03795 | 0.03795 | 0.03795 | 0.03795 | 0.03795 | 0.03795 | 0.03795 | 0.03795 | 0.03795 | 0.03795 | 0.03795 | 0.03795 | 0.03795
2021 | 0 | James River (SPCIUT):4 | [6 empty] | 0.424 | 0.424 | 0.236 | 0.236 | 0.236 | 0.236 | 0.236 | 0.236 | 0.236 | 0.236 | 0.236 | 0.236 | 0.236 | 0.236 | 0.236 | 0.0354 | 0.0354 | 0.0354 | 0.0354 | 0.0354 | 0.0354 | 0.0354 | 0.0354 | 0.0354 | 0.0354 | 0.0354 | 0.0354 | 0.0354 | 0.0354 | 0.0354 | 0.0354 | 0.0354 | 0.0354 | 0.0354 | 0.0354 | 0.0354 | 0.0354 | 0.0354 | 0.0354 | 0.0354 | 0.0354 | 0.0354 | 0.0354 | 0.0354 | 0.0354 | 0.0354 | 0.0354 | 0.0354
2021 | 0 | James River (SPCIUT):5 | [6 empty] | 0.367 | 0.367 | 0.336 | 0.336 | 0.336 | 0.336 | 0.336 | 0.336 | 0.336 | 0.336 | 0.336 | 0.336 | 0.336 | 0.336 | 0.336 | 0.0504 | 0.0504 | 0.0504 | 0.0504 | 0.0504 | 0.0504 | 0.0504 | 0.0504 | 0.0504 | 0.0504 | 0.0504 | 0.0504 | 0.0504 | 0.0504 | 0.0504 | 0.0504 | 0.0504 | 0.0504 | 0.0504 | 0.0504 | 0.0504 | 0.0504 | 0.0504 | 0.0504 | 0.0504 | 0.0504 | 0.0504 | 0.0504 | 0.0504 | 0.0504 | 0.0504 | 0.0504 | 0.0504
2019 | 0 | New Madrid - ASEC:1 | [6 empty] | 0.999 | 0.999 | 0.145 | 0.145 | 0.145 | 0.145 | 0.145 | 0.145 | 0.145 | 0.145 | 0.145 | 0.145 | 0.145 | 0.02175 | 0.02175 | 0.02175 | 0.02175 | 0.02175 | 0.02175 | 0.02175 | 0.02175 | 0.02175 | 0.02175 | 0.02175 | 0.02175 | 0.02175 | 0.02175 | 0.02175 | 0.02175 | 0.02175 | 0.02175 | 0.02175 | 0.02175 | 0.02175 | 0.02175 | 0.02175 | 0.02175 | 0.02175 | 0.02175 | 0.02175 | 0.02175 | 0.02175 | 0.02175 | 0.02175 | 0.02175 | 0.02175 | 0.02175 | 0.02175
2019 | 0 | New Madrid - ASEC:2 | [6 empty] | 0.811 | 0.811 | 0.115 | 0.115 | 0.115 | 0.115 | 0.115 | 0.115 | 0.115 | 0.115 | 0.115 | 0.115 | 0.115 | 0.01725 | 0.01725 | 0.01725 | 0.01725 | 0.01725 | 0.01725 | 0.01725 | 0.01725 | 0.01725 | 0.01725 | 0.01725 | 0.01725 | 0.01725 | 0.01725 | 0.01725 | 0.01725 | 0.01725 | 0.01725 | 0.01725 | 0.01725 | 0.01725 | 0.01725 | 0.01725 | 0.01725 | 0.01725 | 0.01725 | 0.01725 | 0.01725 | 0.01725 | 0.01725 | 0.01725 | 0.01725 | 0.01725 | 0.01725 | 0.01725
2021 | 0 | Thomas Hill:1 | [6 empty] | 0.591 | 0.591 | 0.384 | 0.384 | 0.384 | 0.384 | 0.384 | 0.384 | 0.384 | 0.384 | 0.384 | 0.384 | 0.384 | 0.384 | 0.384 | 0.0576 | 0.0576 | 0.0576 | 0.0576 | 0.0576 | 0.0576 | 0.0576 | 0.0576 | 0.0576 | 0.0576 | 0.0576 | 0.0576 | 0.0576 | 0.0576 | 0.0576 | 0.0576 | 0.0576 | 0.0576 | 0.0576 | 0.0576 | 0.0576 | 0.0576 | 0.0576 | 0.0576 | 0.0576 | 0.0576 | 0.0576 | 0.0576 | 0.0576 | 0.0576 | 0.0576 | 0.0576 | 0.0576
2020 | 0 | Thomas Hill:2 | [6 empty] | 0.605 | 0.605 | 0.605 | 0.605 | 0.605 | 0.605 | 0.605 | 0.605 | 0.605 | 0.605 | 0.605 | 0.605 | 0.605 | 0.605 | 0.09075 | 0.09075 | 0.09075 | 0.09075 | 0.09075 | 0.09075 | 0.09075 | 0.09075 | 0.09075 | 0.09075 | 0.09075 | 0.09075 | 0.09075 | 0.09075 | 0.09075 | 0.09075 | 0.09075 | 0.09075 | 0.09075 | 0.09075 | 0.09075 | 0.09075 | 0.09075 | 0.09075 | 0.09075 | 0.09075 | 0.09075 | 0.09075 | 0.09075 | 0.09075 | 0.09075 | 0.09075 | 0.09075 | 0.09075
2018 | 0 | Thomas Hill:3 | [6 empty] | 0.241 | 0.241 | 0.241 | 0.241 | 0.241 | 0.241 | 0.241 | 0.241 | 0.241 | 0.241 | 0.241 | 0.241 | 0.03615 | 0.03615 | 0.03615 | 0.03615 | 0.03615 | 0.03615 | 0.03615 | 0.03615 | 0.03615 | 0.03615 | 0.03615 | 0.03615 | 0.03615 | 0.03615 | 0.03615 | 0.03615 | 0.03615 | 0.03615 | 0.03615 | 0.03615 | 0.03615 | 0.03615 | 0.03615 | 0.03615 | 0.03615 | 0.03615 | 0.03615 | 0.03615 | 0.03615 | 0.03615 | 0.03615 | 0.03615 | 0.03615 | 0.03615 | 0.03615 | 0.03615
2021 | 0 | Chamois:1 | [6 empty] | 0.78 | 0.78 | 0.78 | 0.78 | 0.78 | 0.78 | 0.78 | 0.78 | 0.78 | 0.78 | 0.78 | 0.78 | 0.78 | 0.78 | 0.78 | 0.117 | 0.117 | 0.117 | 0.117 | 0.117 | 0.117 | 0.117 | 0.117 | 0.117 | 0.117 | 0.117 | 0.117 | 0.117 | 0.117 | 0.117 | 0.117 | 0.117 | 0.117 | 0.117 | 0.117 | 0.117 | 0.117 | 0.117 | 0.117 | 0.117 | 0.117 | 0.117 | 0.117 | 0.117 | 0.117 | 0.117 | 0.117 | 0.117
2021 | 0 | Chamois:2 | [6 empty] | 0.759 | 0.759 | 0.8 | 0.8 | 0.8 | 0.8 | 0.8 | 0.8 | 0.8 | 0.8 | 0.8 | 0.8 | 0.8 | 0.8 | 0.8 | 0.12 | 0.12 | 0.12 | 0.12 | 0.12 | 0.12 | 0.12 | 0.12 | 0.12 | 0.12 | 0.12 | 0.12 | 0.12 | 0.12 | 0.12 | 0.12 | 0.12 | 0.12 | 0.12 | 0.12 | 0.12 | 0.12 | 0.12 | 0.12 | 0.12 | 0.12 | 0.12 | 0.12 | 0.12 | 0.12 | 0.12 | 0.12 | 0.12
0 | 0 | Glendive:GT1 | [6 empty] | 0.114 | 0.114 | 0.114 | 0.114 | 0.114 | 0.114 | 0.114 | 0.114 | 0.114 | 0.114 | 0.114 | 0.114 | 0.114 | 0.114 | 0.114 | 0.114 | 0.114 | 0.114 | 0.114 | 0.114 | 0.114 | 0.114 | 0.114 | 0.114 | 0.114 | 0.114 | 0.114 | 0.114 | 0.114 | 0.114 | 0.114 | 0.114 | 0.114 | 0.114 | 0.114 | 0.114 | 0.114 | 0.114 | 0.114 | 0.114 | 0.114 | 0.114 | 0.114 | 0.114 | 0.114 | 0.114 | 0.114 | 0.114
|  | Danskammer:1 | [6 empty] | 0.222 | 0.222 | 0.202 | 0.202 | 0.202 | 0.202 | 0.202 | 0.202 | 0.202 | 0.202 | 0.202 | 0.202 | 0.202 | 0.202 | 0.202 | 0.202 | 0.202 | 0.202 | 0.202 | 0.202 | 0.202 | 0.202 | 0.202 | 0.202 | 0.202 | 0.202 | 0.202 | 0.202 | 0.202 | 0.202 | 0.202 | 0.202 | 0.202 | 0.202 | 0.202 | 0.202 | 0.202 | 0.202 | 0.202 | 0.202 | 0.202 | 0.202 | 0.202 | 0.202 | 0.202 | 0.202 | 0.202 | 0.202
|  | Danskammer:2 | [6 empty] | 0.28 | 0.28 | 0.186 | 0.186 | 0.186 | 0.186 | 0.186 | 0.186 | 0.186 | 0.186 | 0.186 | 0.186 | 0.186 | 0.186 | 0.186 | 0.186 | 0.186 | 0.186 | 0.186 | 0.186 | 0.186 | 0.186 | 0.186 | 0.186 | 0.186 | 0.186 | 0.186 | 0.186 | 0.186 | 0.186 | 0.186 | 0.186 | 0.186 | 0.186 | 0.186 | 0.186 | 0.186 | 0.186 | 0.186 | 0.186 | 0.186 | 0.186 | 0.186 | 0.186 | 0.186 | 0.186 | 0.186 | 0.186
2021 | 0 | Danskammer:3 | [6 empty] | 0.267 | 0.267 | 0.238 | 0.238 | 0.238 | 0.238 | 0.238 | 0.238 | 0.238 | 0.238 | 0.238 | 0.238 | 0.238 | 0.238 | 0.238 | 0.0357 | 0.0357 | 0.0357 | 0.0357 | 0.0357 | 0.0357 | 0.0357 | 0.0357 | 0.0357 | 0.0357 | 0.0357 | 0.0357 | 0.0357 | 0.0357 | 0.0357 | 0.0357 | 0.0357 | 0.0357 | 0.0357 | 0.0357 | 0.0357 | 0.0357 | 0.0357 | 0.0357 | 0.0357 | 0.0357 | 0.0357 | 0.0357 | 0.0357 | 0.0357 | 0.0357 | 0.0357 | 0.0357
2020 | 0 | Danskammer:4 | [6 empty] | 0.288 | 0.288 | 0.318 | 0.318 | 0.318 | 0.318 | 0.318 | 0.318 | 0.318 | 0.318 | 0.318 | 0.318 | 0.318 | 0.318 | 0.0477 | 0.0477 | 0.0477 | 0.0477 | 0.0477 | 0.0477 | 0.0477 | 0.0477 | 0.0477 | 0.0477 | 0.0477 | 0.0477 | 0.0477 | 0.0477 | 0.0477 | 0.0477 | 0.0477 | 0.0477 | 0.0477 | 0.0477 | 0.0477 | 0.0477 | 0.0477 | 0.0477 | 0.0477 | 0.0477 | 0.0477 | 0.0477 | 0.0477 | 0.0477 | 0.0477 | 0.0477 | 0.0477 | 0.0477
0 | 0 | Danskammer:56 | [6 empty] | 0.315 | 0.315 | 0.315 | 0.315 | 0.315 | 0.315 | 0.315 | 0.315 | 0.315 | 0.315 | 0.315 | 0.315 | 0.315 | 0.315 | 0.315 | 0.315 | 0.315 | 0.315 | 0.315 | 0.315 | 0.315 | 0.315 | 0.315 | 0.315 | 0.315 | 0.315 | 0.315 | 0.315 | 0.315 | 0.315 | 0.315 | 0.315 | 0.315 | 0.315 | 0.315 | 0.315 | 0.315 | 0.315 | 0.315 | 0.315 | 0.315 | 0.315 | 0.315 | 0.315 | 0.315 | 0.315 | 0.315 | 0.315
0 | 0 | South Cairo:GT1 | [6 empty] | 0.315 | 0.315 | 0.315 | 0.315 | 0.315 | 0.315 | 0.315 | 0.315 | 0.315 | 0.315 | 0.315 | 0.315 | 0.315 | 0.315 | 0.315 | 0.315 | 0.315 | 0.315 | 0.315 | 0.315 | 0.315 | 0.315 | 0.315 | 0.315 | 0.315 | 0.315 | 0.315 | 0.315 | 0.315 | 0.315 | 0.315 | 0.315 | 0.315 | 0.315 | 0.315 | 0.315 | 0.315 | 0.315 | 0.315 | 0.315 | 0.315 | 0.315 | 0.315 | 0.315 | 0.315 | 0.315 | 0.315 | 0.315
0 | 0 | West Coxsackie:GT1 | [6 empty] | 0.1 | 0.1 | 0.1 | 0.1 | 0.1 | 0.1 | 0.1 | 0.1 | 0.1 | 0.1 | 0.1 | 0.1 | 0.1 | 0.1 | 0.1 | 0.1 | 0.1 | 0.1 | 0.1 | 0.1 | 0.1 | 0.1 | 0.1 | 0.1 | 0.1 | 0.1 | 0.1 | 0.1 | 0.1 | 0.1 | 0.1 | 0.1 | 0.1 | 0.1 | 0.1 | 0.1 | 0.1 | 0.1 | 0.1 | 0.1 | 0.1 | 0.1 | 0.1 | 0.1 | 0.1 | 0.1 | 0.1 | 0.1
0 | 0 | Arthur Kill (NRG):GT1 | [6 empty] | 0.315 | 0.315 | 0.342 | 0.342 | 0.342 | 0.342 | 0.342 | 0.342 | 0.342 | 0.342 | 0.342 | 0.342 | 0.342 | 0.342 | 0.342 | 0.342 | 0.342 | 0.342 | 0.342 | 0.342 | 0.342 | 0.342 | 0.342 | 0.342 | 0.342 | 0.342 | 0.342 | 0.342 | 0.342 | 0.342 | 0.342 | 0.342 | 0.342 | 0.342 | 0.342 | 0.342 | 0.342 | 0.342 | 0.342 | 0.342 | 0.342 | 0.342 | 0.342 | 0.342 | 0.342 | 0.342 | 0.342 | 0.342
0 | 0 | Arthur Kill (NRG):2 | [6 empty] | 0.085 | 0.085 | 0.086 | 0.086 | 0.086 | 0.086 | 0.086 | 0.086 | 0.086 | 0.086 | 0.086 | 0.086 | 0.086 | 0.086 | 0.086 | 0.086 | 0.086 | 0.086 | 0.086 | 0.086 | 0.086 | 0.086 | 0.086 | 0.086 | 0.086 | 0.086 | 0.086 | 0.086 | 0.086 | 0.086 | 0.086 | 0.086 | 0.086 | 0.086 | 0.086 | 0.086 | 0.086 | 0.086 | 0.086 | 0.086 | 0.086 | 0.086 | 0.086 | 0.086 | 0.086 | 0.086 | 0.086 | 0.086
0 | 0 | Arthur Kill (NRG):3 | [6 empty] | 0.085 | 0.085 | 0.088 | 0.088 | 0.088 | 0.088 | 0.088 | 0.088 | 0.088 | 0.088 | 0.088 | 0.088 | 0.088 | 0.088 | 0.088 | 0.088 | 0.088 | 0.088 | 0.088 | 0.088 | 0.088 | 0.088 | 0.088 | 0.088 | 0.088 | 0.088 | 0.088 | 0.088 | 0.088 | 0.088 | 0.088 | 0.088 | 0.088 | 0.088 | 0.088 | 0.088 | 0.088 | 0.088 | 0.088 | 0.088 | 0.088 | 0.088 | 0.088 | 0.088 | 0.088 | 0.088 | 0.088 | 0.088
|  | Charles Poletti:6 | [6 empty] | 0.165 | 0.165 | 0.165 | 0.165 | 0.165 | 0.165 | 0.165 | 0.165 | 0.165 | 0.165 | 0.165 | 0.165 | 0.165 | 0.165 | 0.165 | 0.165 | 0.165 | 0.165 | 0.165 | 0.165 | 0.165 | 0.165 | 0.165 | 0.165 | 0.165 | 0.165 | 0.165 | 0.165 | 0.165 | 0.165 | 0.165 | 0.165 | 0.165 | 0.165 | 0.165 | 0.165 | 0.165 | 0.165 | 0.165 | 0.165 | 0.165 | 0.165 | 0.165 | 0.165 | 0.165 | 0.165 | 0.165 | 0.165
0 | 0 | East River:6 | [6 empty] | 0.132 | 0.132 | 0.132 | 0.132 | 0.132 | 0.132 | 0.132 | 0.132 | 0.132 | 0.132 | 0.132 | 0.132 | 0.132 | 0.132 | 0.132 | 0.132 | 0.132 | 0.132 | 0.132 | 0.132 | 0.132 | 0.132 | 0.132 | 0.132 | 0.132 | 0.132 | 0.132 | 0.132 | 0.132 | 0.132 | 0.132 | 0.132 | 0.132 | 0.132 | 0.132 | 0.132 | 0.132 | 0.132 | 0.132 | 0.132 | 0.132 | 0.132 | 0.132 | 0.132 | 0.132 | 0.132 | 0.132 | 0.132
0 | 0 | East River:7 | [6 empty] | 0.132 | 0.132 | 0.132 | 0.132 | 0.132 | 0.132 | 0.132 | 0.132 | 0.132 | 0.132 | 0.132 | 0.132 | 0.132 | 0.132 | 0.132 | 0.132 | 0.132 | 0.132 | 0.132 | 0.132 | 0.132 | 0.132 | 0.132 | 0.132 | 0.132 | 0.132 | 0.132 | 0.132 | 0.132 | 0.132 | 0.132 | 0.132 | 0.132 | 0.132 | 0.132 | 0.132 | 0.132 | 0.132 | 0.132 | 0.132 | 0.132 | 0.132 | 0.132 | 0.132 | 0.132 | 0.132 | 0.132 | 0.132
0 | 0 | Gowanus:1A-D | [6 empty] | 0.315 | 0.315 | 0.315 | 0.315 | 0.315 | 0.315 | 0.315 | 0.315 | 0.315 | 0.315 | 0.315 | 0.315 | 0.315 | 0.315 | 0.315 | 0.315 | 0.315 | 0.315 | 0.315 | 0.315 | 0.315 | 0.315 | 0.315 | 0.315 | 0.315 | 0.315 | 0.315 | 0.315 | 0.315 | 0.315 | 0.315 | 0.315 | 0.315 | 0.315 | 0.315 | 0.315 | 0.315 | 0.315 | 0.315 | 0.315 | 0.315 | 0.315 | 0.315 | 0.315 | 0.315 | 0.315 | 0.315 | 0.315
0 | 0 | Gowanus:1E-H | [6 empty] | 0.315 | 0.315 | 0.315 | 0.315 | 0.315 | 0.315 | 0.315 | 0.315 | 0.315 | 0.315 | 0.315 | 0.315 | 0.315 | 0.315 | 0.315 | 0.315 | 0.315 | 0.315 | 0.315 | 0.315 | 0.315 | 0.315 | 0.315 | 0.315 | 0.315 | 0.315 | 0.315 | 0.315 | 0.315 | 0.315 | 0.315 | 0.315 | 0.315 | 0.315 | 0.315 | 0.315 | 0.315 | 0.315 | 0.315 | 0.315 | 0.315 | 0.315 | 0.315 | 0.315 | 0.315 | 0.315 | 0.315 | 0.315
|  | Gowanus:2A-D | [6 empty] | 0.315 | 0.315 | 0.315 | 0.315 | 0.315 | 0.315 | 0.315 | 0.315 | 0.315 | 0.315 | 0.315 | 0.315 | 0.315 | 0.315 | 0.315 | 0.315 | 0.315 | 0.315 | 0.315 | 0.315 | 0.315 | 0.315 | 0.315 | 0.315 | 0.315 | 0.315 | 0.315 | 0.315 | 0.315 | 0.315 | 0.315 | 0.315 | 0.315 | 0.315 | 0.315 | 0.315 | 0.315 | 0.315 | 0.315 | 0.315 | 0.315 | 0.315 | 0.315 | 0.315 | 0.315 | 0.315 | 0.315 | 0.315
|  | Gowanus:2E-H | [6 empty] | 0.315 | 0.315 | 0.315 | 0.315 | 0.315 | 0.315 | 0.315 | 0.315 | 0.315 | 0.315 | 0.315 | 0.315 | 0.315 | 0.315 | 0.315 | 0.315 | 0.315 | 0.315 | 0.315 | 0.315 | 0.315 | 0.315 | 0.315 | 0.315 | 0.315 | 0.315 | 0.315 | 0.315 | 0.315 | 0.315 | 0.315 | 0.315 | 0.315 | 0.315 | 0.315 | 0.315 | 0.315 | 0.315 | 0.315 | 0.315 | 0.315 | 0.315 | 0.315 | 0.315 | 0.315 | 0.315 | 0.315 | 0.315
|  | Gowanus:3A-D | [6 empty] | 0.315 | 0.315 | 0.315 | 0.315 | 0.315 | 0.315 | 0.315 | 0.315 | 0.315 | 0.315 | 0.315 | 0.315 | 0.315 | 0.315 | 0.315 | 0.315 | 0.315 | 0.315 | 0.315 | 0.315 | 0.315 | 0.315 | 0.315 | 0.315 | 0.315 | 0.315 | 0.315 | 0.315 | 0.315 | 0.315 | 0.315 | 0.315 | 0.315 | 0.315 | 0.315 | 0.315 | 0.315 | 0.315 | 0.315 | 0.315 | 0.315 | 0.315 | 0.315 | 0.315 | 0.315 | 0.315 | 0.315 | 0.315
|  | Gowanus:3E-H | [6 empty] | 0.315 | 0.315 | 0.315 | 0.315 | 0.315 | 0.315 | 0.315 | 0.315 | 0.315 | 0.315 | 0.315 | 0.315 | 0.315 | 0.315 | 0.315 | 0.315 | 0.315 | 0.315 | 0.315 | 0.315 | 0.315 | 0.315 | 0.315 | 0.315 | 0.315 | 0.315 | 0.315 | 0.315 | 0.315 | 0.315 | 0.315 | 0.315 | 0.315 | 0.315 | 0.315 | 0.315 | 0.315 | 0.315 | 0.315 | 0.315 | 0.315 | 0.315 | 0.315 | 0.315 | 0.315 | 0.315 | 0.315 | 0.315
|  | Gowanus:4A-D | [6 empty] | 0.315 | 0.315 | 0.315 | 0.315 | 0.315 | 0.315 | 0.315 | 0.315 | 0.315 | 0.315 | 0.315 | 0.315 | 0.315 | 0.315 | 0.315 | 0.315 | 0.315 | 0.315 | 0.315 | 0.315 | 0.315 | 0.315 | 0.315 | 0.315 | 0.315 | 0.315 | 0.315 | 0.315 | 0.315 | 0.315 | 0.315 | 0.315 | 0.315 | 0.315 | 0.315 | 0.315 | 0.315 | 0.315 | 0.315 | 0.315 | 0.315 | 0.315 | 0.315 | 0.315 | 0.315 | 0.315 | 0.315 | 0.315
|  | Gowanus:4E-H | [6 empty] | 0.315 | 0.315 | 0.315 | 0.315 | 0.315 | 0.315 | 0.315 | 0.315 | 0.315 | 0.315 | 0.315 | 0.315 | 0.315 | 0.315 | 0.315 | 0.315 | 0.315 | 0.315 | 0.315 | 0.315 | 0.315 | 0.315 | 0.315 | 0.315 | 0.315 | 0.315 | 0.315 | 0.315 | 0.315 | 0.315 | 0.315 | 0.315 | 0.315 | 0.315 | 0.315 | 0.315 | 0.315 | 0.315 | 0.315 | 0.315 | 0.315 | 0.315 | 0.315 | 0.315 | 0.315 | 0.315 | 0.315 | 0.315
0 | 0 | Hudson Avenue:3-5 | [6 empty] | 0.315 | 0.315 | 0.315 | 0.315 | 0.315 | 0.315 | 0.315 | 0.315 | 0.315 | 0.315 | 0.315 | 0.315 | 0.315 | 0.315 | 0.315 | 0.315 | 0.315 | 0.315 | 0.315 | 0.315 | 0.315 | 0.315 | 0.315 | 0.315 | 0.315 | 0.315 | 0.315 | 0.315 | 0.315 | 0.315 | 0.315 | 0.315 | 0.315 | 0.315 | 0.315 | 0.315 | 0.315 | 0.315 | 0.315 | 0.315 | 0.315 | 0.315 | 0.315 | 0.315 | 0.315 | 0.315 | 0.315 | 0.315
0 | 0 | Narrows Gas Turbines:1A | [6 empty] | 0.1 | 0.1 | 0.1 | 0.1 | 0.1 | 0.1 | 0.1 | 0.1 | 0.1 | 0.1 | 0.1 | 0.1 | 0.1 | 0.1 | 0.1 | 0.1 | 0.1 | 0.1 | 0.1 | 0.1 | 0.1 | 0.1 | 0.1 | 0.1 | 0.1 | 0.1 | 0.1 | 0.1 | 0.1 | 0.1 | 0.1 | 0.1 | 0.1 | 0.1 | 0.1 | 0.1 | 0.1 | 0.1 | 0.1 | 0.1 | 0.1 | 0.1 | 0.1 | 0.1 | 0.1 | 0.1 | 0.1 | 0.1
|  | Narrows Gas Turbines:1B | [6 empty] | 0.1 | 0.1 | 0.1 | 0.1 | 0.1 | 0.1 | 0.1 | 0.1 | 0.1 | 0.1 | 0.1 | 0.1 | 0.1 | 0.1 | 0.1 | 0.1 | 0.1 | 0.1 | 0.1 | 0.1 | 0.1 | 0.1 | 0.1 | 0.1 | 0.1 | 0.1 | 0.1 | 0.1 | 0.1 | 0.1 | 0.1 | 0.1 | 0.1 | 0.1 | 0.1 | 0.1 | 0.1 | 0.1 | 0.1 | 0.1 | 0.1 | 0.1 | 0.1 | 0.1 | 0.1 | 0.1 | 0.1 | 0.1
|  | Narrows Gas Turbines:2A | [6 empty] | 0.1 | 0.1 | 0.1 | 0.1 | 0.1 | 0.1 | 0.1 | 0.1 | 0.1 | 0.1 | 0.1 | 0.1 | 0.1 | 0.1 | 0.1 | 0.1 | 0.1 | 0.1 | 0.1 | 0.1 | 0.1 | 0.1 | 0.1 | 0.1 | 0.1 | 0.1 | 0.1 | 0.1 | 0.1 | 0.1 | 0.1 | 0.1 | 0.1 | 0.1 | 0.1 | 0.1 | 0.1 | 0.1 | 0.1 | 0.1 | 0.1 | 0.1 | 0.1 | 0.1 | 0.1 | 0.1 | 0.1 | 0.1
0 | 0 | Gowanus Gas Turbines:ALL | [6 empty] | 0.1 | 0.1 | 0.1 | 0.1 | 0.1 | 0.1 | 0.1 | 0.1 | 0.1 | 0.1 | 0.1 | 0.1 | 0.1 | 0.1 | 0.1 | 0.1 | 0.1 | 0.1 | 0.1 | 0.1 | 0.1 | 0.1 | 0.1 | 0.1 | 0.1 | 0.1 | 0.1 | 0.1 | 0.1 | 0.1 | 0.1 | 0.1 | 0.1 | 0.1 | 0.1 | 0.1 | 0.1 | 0.1 | 0.1 | 0.1 | 0.1 | 0.1 | 0.1 | 0.1 | 0.1 | 0.1 | 0.1 | 0.1
0 | 0 | Ravenswood:1 | [6 empty] | 0.26 | 0.26 | 0.26 | 0.26 | 0.26 | 0.26 | 0.26 | 0.26 | 0.26 | 0.26 | 0.26 | 0.26 | 0.26 | 0.26 | 0.26 | 0.26 | 0.26 | 0.26 | 0.26 | 0.26 | 0.26 | 0.26 | 0.26 | 0.26 | 0.26 | 0.26 | 0.26 | 0.26 | 0.26 | 0.26 | 0.26 | 0.26 | 0.26 | 0.26 | 0.26 | 0.26 | 0.26 | 0.26 | 0.26 | 0.26 | 0.26 | 0.26 | 0.26 | 0.26 | 0.26 | 0.26 | 0.26 | 0.26
|  | Ravenswood:10-11 | [6 empty] | 0.494 | 0.494 | 0.062 | 0.062 | 0.062 | 0.062 | 0.062 | 0.062 | 0.062 | 0.062 | 0.062 | 0.062 | 0.062 | 0.062 | 0.062 | 0.062 | 0.062 | 0.062 | 0.062 | 0.062 | 0.062 | 0.062 | 0.062 | 0.062 | 0.062 | 0.062 | 0.062 | 0.062 | 0.062 | 0.062 | 0.062 | 0.062 | 0.062 | 0.062 | 0.062 | 0.062 | 0.062 | 0.062 | 0.062 | 0.062 | 0.062 | 0.062 | 0.062 | 0.062 | 0.062 | 0.062 | 0.062 | 0.062
|  | Ravenswood:GT1 | [6 empty] | 0.1 | 0.1 | 0.1 | 0.1 | 0.1 | 0.1 | 0.1 | 0.1 | 0.1 | 0.1 | 0.1 | 0.1 | 0.1 | 0.1 | 0.1 | 0.1 | 0.1 | 0.1 | 0.1 | 0.1 | 0.1 | 0.1 | 0.1 | 0.1 | 0.1 | 0.1 | 0.1 | 0.1 | 0.1 | 0.1 | 0.1 | 0.1 | 0.1 | 0.1 | 0.1 | 0.1 | 0.1 | 0.1 | 0.1 | 0.1 | 0.1 | 0.1 | 0.1 | 0.1 | 0.1 | 0.1 | 0.1 | 0.1
0 | 0 | Ravenswood:2 | [6 empty] | 0.114 | 0.114 | 0.114 | 0.114 | 0.114 | 0.114 | 0.114 | 0.114 | 0.114 | 0.114 | 0.114 | 0.114 | 0.114 | 0.114 | 0.114 | 0.114 | 0.114 | 0.114 | 0.114 | 0.114 | 0.114 | 0.114 | 0.114 | 0.114 | 0.114 | 0.114 | 0.114 | 0.114 | 0.114 | 0.114 | 0.114 | 0.114 | 0.114 | 0.114 | 0.114 | 0.114 | 0.114 | 0.114 | 0.114 | 0.114 | 0.114 | 0.114 | 0.114 | 0.114 | 0.114 | 0.114 | 0.114 | 0.114
|  | Ravenswood:2A | [6 empty] | 0.1 | 0.1 | 0.1 | 0.1 | 0.1 | 0.1 | 0.1 | 0.1 | 0.1 | 0.1 | 0.1 | 0.1 | 0.1 | 0.1 | 0.1 | 0.1 | 0.1 | 0.1 | 0.1 | 0.1 | 0.1 | 0.1 | 0.1 | 0.1 | 0.1 | 0.1 | 0.1 | 0.1 | 0.1 | 0.1 | 0.1 | 0.1 | 0.1 | 0.1 | 0.1 | 0.1 | 0.1 | 0.1 | 0.1 | 0.1 | 0.1 | 0.1 | 0.1 | 0.1 | 0.1 | 0.1 | 0.1 | 0.1
|  | Ravenswood:2B | [6 empty] | 0.1 | 0.1 | 0.1 | 0.1 | 0.1 | 0.1 | 0.1 | 0.1 | 0.1 | 0.1 | 0.1 | 0.1 | 0.1 | 0.1 | 0.1 | 0.1 | 0.1 | 0.1 | 0.1 | 0.1 | 0.1 | 0.1 | 0.1 | 0.1 | 0.1 | 0.1 | 0.1 | 0.1 | 0.1 | 0.1 | 0.1 | 0.1 | 0.1 | 0.1 | 0.1 | 0.1 | 0.1 | 0.1 | 0.1 | 0.1 | 0.1 | 0.1 | 0.1 | 0.1 | 0.1 | 0.1 | 0.1 | 0.1
0 | 0 | Ravenswood:3 | [6 empty] | 0.167 | 0.167 | 0.167 | 0.167 | 0.167 | 0.167 | 0.167 | 0.167 | 0.167 | 0.167 | 0.167 | 0.167 | 0.167 | 0.167 | 0.167 | 0.167 | 0.167 | 0.167 | 0.167 | 0.167 | 0.167 | 0.167 | 0.167 | 0.167 | 0.167 | 0.167 | 0.167 | 0.167 | 0.167 | 0.167 | 0.167 | 0.167 | 0.167 | 0.167 | 0.167 | 0.167 | 0.167 | 0.167 | 0.167 | 0.167 | 0.167 | 0.167 | 0.167 | 0.167 | 0.167 | 0.167 | 0.167 | 0.167
0 | 0 | Ravenswood:3A | [6 empty] | 0.1 | 0.1 | 0.1 | 0.1 | 0.1 | 0.1 | 0.1 | 0.1 | 0.1 | 0.1 | 0.1 | 0.1 | 0.1 | 0.1 | 0.1 | 0.1 | 0.1 | 0.1 | 0.1 | 0.1 | 0.1 | 0.1 | 0.1 | 0.1 | 0.1 | 0.1 | 0.1 | 0.1 | 0.1 | 0.1 | 0.1 | 0.1 | 0.1 | 0.1 | 0.1 | 0.1 | 0.1 | 0.1 | 0.1 | 0.1 | 0.1 | 0.1 | 0.1 | 0.1 | 0.1 | 0.1 | 0.1 | 0.1
|  | Ravenswood:3B | [6 empty] | 0.1 | 0.1 | 0.1 | 0.1 | 0.1 | 0.1 | 0.1 | 0.1 | 0.1 | 0.1 | 0.1 | 0.1 | 0.1 | 0.1 | 0.1 | 0.1 | 0.1 | 0.1 | 0.1 | 0.1 | 0.1 | 0.1 | 0.1 | 0.1 | 0.1 | 0.1 | 0.1 | 0.1 | 0.1 | 0.1 | 0.1 | 0.1 | 0.1 | 0.1 | 0.1 | 0.1 | 0.1 | 0.1 | 0.1 | 0.1 | 0.1 | 0.1 | 0.1 | 0.1 | 0.1 | 0.1 | 0.1 | 0.1
|  | Ravenswood:G4-5 | [6 empty] | 0.1 | 0.1 | 0.1 | 0.1 | 0.1 | 0.1 | 0.1 | 0.1 | 0.1 | 0.1 | 0.1 | 0.1 | 0.1 | 0.1 | 0.1 | 0.1 | 0.1 | 0.1 | 0.1 | 0.1 | 0.1 | 0.1 | 0.1 | 0.1 | 0.1 | 0.1 | 0.1 | 0.1 | 0.1 | 0.1 | 0.1 | 0.1 | 0.1 | 0.1 | 0.1 | 0.1 | 0.1 | 0.1 | 0.1 | 0.1 | 0.1 | 0.1 | 0.1 | 0.1 | 0.1 | 0.1 | 0.1 | 0.1
|  | Ravenswood:G6-7 | [6 empty] | 0.1 | 0.1 | 0.1 | 0.1 | 0.1 | 0.1 | 0.1 | 0.1 | 0.1 | 0.1 | 0.1 | 0.1 | 0.1 | 0.1 | 0.1 | 0.1 | 0.1 | 0.1 | 0.1 | 0.1 | 0.1 | 0.1 | 0.1 | 0.1 | 0.1 | 0.1 | 0.1 | 0.1 | 0.1 | 0.1 | 0.1 | 0.1 | 0.1 | 0.1 | 0.1 | 0.1 | 0.1 | 0.1 | 0.1 | 0.1 | 0.1 | 0.1 | 0.1 | 0.1 | 0.1 | 0.1 | 0.1 | 0.1
|  | Ravenswood:G8-9 | [6 empty] | 0.1 | 0.1 | 0.1 | 0.1 | 0.1 | 0.1 | 0.1 | 0.1 | 0.1 | 0.1 | 0.1 | 0.1 | 0.1 | 0.1 | 0.1 | 0.1 | 0.1 | 0.1 | 0.1 | 0.1 | 0.1 | 0.1 | 0.1 | 0.1 | 0.1 | 0.1 | 0.1 | 0.1 | 0.1 | 0.1 | 0.1 | 0.1 | 0.1 | 0.1 | 0.1 | 0.1 | 0.1 | 0.1 | 0.1 | 0.1 | 0.1 | 0.1 | 0.1 | 0.1 | 0.1 | 0.1 | 0.1 | 0.1
|  | Waterside (CONED):16 | [6 empty] | 0.315 | 0.315 | 0.315 | 0.315 | 0.315 | 0.315 | 0.315 | 0.315 | 0.315 | 0.315 | 0.315 | 0.315 | 0.315 | 0.315 | 0.315 | 0.315 | 0.315 | 0.315 | 0.315 | 0.315 | 0.315 | 0.315 | 0.315 | 0.315 | 0.315 | 0.315 | 0.315 | 0.315 | 0.315 | 0.315 | 0.315 | 0.315 | 0.315 | 0.315 | 0.315 | 0.315 | 0.315 | 0.315 | 0.315 | 0.315 | 0.315 | 0.315 | 0.315 | 0.315 | 0.315 | 0.315 | 0.315 | 0.315
|  | Waterside (CONED):8 | [6 empty] | 0.07 | 0.07 | 0.07 | 0.07 | 0.07 | 0.07 | 0.07 | 0.07 | 0.07 | 0.07 | 0.07 | 0.07 | 0.07 | 0.07 | 0.07 | 0.07 | 0.07 | 0.07 | 0.07 | 0.07 | 0.07 | 0.07 | 0.07 | 0.07 | 0.07 | 0.07 | 0.07 | 0.07 | 0.07 | 0.07 | 0.07 | 0.07 | 0.07 | 0.07 | 0.07 | 0.07 | 0.07 | 0.07 | 0.07 | 0.07 | 0.07 | 0.07 | 0.07 | 0.07 | 0.07 | 0.07 | 0.07 | 0.07
|  | Waterside (CONED):9 | [6 empty] | 0.07 | 0.07 | 0.07 | 0.07 | 0.07 | 0.07 | 0.07 | 0.07 | 0.07 | 0.07 | 0.07 | 0.07 | 0.07 | 0.07 | 0.07 | 0.07 | 0.07 | 0.07 | 0.07 | 0.07 | 0.07 | 0.07 | 0.07 | 0.07 | 0.07 | 0.07 | 0.07 | 0.07 | 0.07 | 0.07 | 0.07 | 0.07 | 0.07 | 0.07 | 0.07 | 0.07 | 0.07 | 0.07 | 0.07 | 0.07 | 0.07 | 0.07 | 0.07 | 0.07 | 0.07 | 0.07 | 0.07 | 0.07
0 | 0 | 59th Street:GT1 | [6 empty] | 0.315 | 0.315 | 0.315 | 0.315 | 0.315 | 0.315 | 0.315 | 0.315 | 0.315 | 0.315 | 0.315 | 0.315 | 0.315 | 0.315 | 0.315 | 0.315 | 0.315 | 0.315 | 0.315 | 0.315 | 0.315 | 0.315 | 0.315 | 0.315 | 0.315 | 0.315 | 0.315 | 0.315 | 0.315 | 0.315 | 0.315 | 0.315 | 0.315 | 0.315 | 0.315 | 0.315 | 0.315 | 0.315 | 0.315 | 0.315 | 0.315 | 0.315 | 0.315 | 0.315 | 0.315 | 0.315 | 0.315 | 0.315
0 | 0 | 74th Street:GT1 | [6 empty] | 0.315 | 0.315 | 0.315 | 0.315 | 0.315 | 0.315 | 0.315 | 0.315 | 0.315 | 0.315 | 0.315 | 0.315 | 0.315 | 0.315 | 0.315 | 0.315 | 0.315 | 0.315 | 0.315 | 0.315 | 0.315 | 0.315 | 0.315 | 0.315 | 0.315 | 0.315 | 0.315 | 0.315 | 0.315 | 0.315 | 0.315 | 0.315 | 0.315 | 0.315 | 0.315 | 0.315 | 0.315 | 0.315 | 0.315 | 0.315 | 0.315 | 0.315 | 0.315 | 0.315 | 0.315 | 0.315 | 0.315 | 0.315
|  | 74th Street:11 | [6 empty] | 0.252 | 0.252 | 0.252 | 0.252 | 0.252 | 0.252 | 0.252 | 0.252 | 0.252 | 0.252 | 0.252 | 0.252 | 0.252 | 0.252 | 0.252 | 0.252 | 0.252 | 0.252 | 0.252 | 0.252 | 0.252 | 0.252 | 0.252 | 0.252 | 0.252 | 0.252 | 0.252 | 0.252 | 0.252 | 0.252 | 0.252 | 0.252 | 0.252 | 0.252 | 0.252 | 0.252 | 0.252 | 0.252 | 0.252 | 0.252 | 0.252 | 0.252 | 0.252 | 0.252 | 0.252 | 0.252 | 0.252 | 0.252
0 | 0 | 74th Street:GT2 | [6 empty] | 0.315 | 0.315 | 0.315 | 0.315 | 0.315 | 0.315 | 0.315 | 0.315 | 0.315 | 0.315 | 0.315 | 0.315 | 0.315 | 0.315 | 0.315 | 0.315 | 0.315 | 0.315 | 0.315 | 0.315 | 0.315 | 0.315 | 0.315 | 0.315 | 0.315 | 0.315 | 0.315 | 0.315 | 0.315 | 0.315 | 0.315 | 0.315 | 0.315 | 0.315 | 0.315 | 0.315 | 0.315 | 0.315 | 0.315 | 0.315 | 0.315 | 0.315 | 0.315 | 0.315 | 0.315 | 0.315 | 0.315 | 0.315
0 | 0 | E.F. Barrett:ST1 | [6 empty] | 0.14 | 0.14 | 0.14 | 0.14 | 0.14 | 0.14 | 0.14 | 0.14 | 0.14 | 0.14 | 0.14 | 0.14 | 0.14 | 0.14 | 0.14 | 0.14 | 0.14 | 0.14 | 0.14 | 0.14 | 0.14 | 0.14 | 0.14 | 0.14 | 0.14 | 0.14 | 0.14 | 0.14 | 0.14 | 0.14 | 0.14 | 0.14 | 0.14 | 0.14 | 0.14 | 0.14 | 0.14 | 0.14 | 0.14 | 0.14 | 0.14 | 0.14 | 0.14 | 0.14 | 0.14 | 0.14 | 0.14 | 0.14
0 | 0 | E.F. Barrett:10 | [6 empty] | 0.304 | 0.304 | 0.138 | 0.138 | 0.138 | 0.138 | 0.138 | 0.138 | 0.138 | 0.138 | 0.138 | 0.138 | 0.138 | 0.138 | 0.138 | 0.138 | 0.138 | 0.138 | 0.138 | 0.138 | 0.138 | 0.138 | 0.138 | 0.138 | 0.138 | 0.138 | 0.138 | 0.138 | 0.138 | 0.138 | 0.138 | 0.138 | 0.138 | 0.138 | 0.138 | 0.138 | 0.138 | 0.138 | 0.138 | 0.138 | 0.138 | 0.138 | 0.138 | 0.138 | 0.138 | 0.138 | 0.138 | 0.138
|  | E.F. Barrett:11 | [6 empty] | 0.1 | 0.1 | 0.1 | 0.1 | 0.1 | 0.1 | 0.1 | 0.1 | 0.1 | 0.1 | 0.1 | 0.1 | 0.1 | 0.1 | 0.1 | 0.1 | 0.1 | 0.1 | 0.1 | 0.1 | 0.1 | 0.1 | 0.1 | 0.1 | 0.1 | 0.1 | 0.1 | 0.1 | 0.1 | 0.1 | 0.1 | 0.1 | 0.1 | 0.1 | 0.1 | 0.1 | 0.1 | 0.1 | 0.1 | 0.1 | 0.1 | 0.1 | 0.1 | 0.1 | 0.1 | 0.1 | 0.1 | 0.1
|  | E.F. Barrett:12 | [6 empty] | 0.1 | 0.1 | 0.1 | 0.1 | 0.1 | 0.1 | 0.1 | 0.1 | 0.1 | 0.1 | 0.1 | 0.1 | 0.1 | 0.1 | 0.1 | 0.1 | 0.1 | 0.1 | 0.1 | 0.1 | 0.1 | 0.1 | 0.1 | 0.1 | 0.1 | 0.1 | 0.1 | 0.1 | 0.1 | 0.1 | 0.1 | 0.1 | 0.1 | 0.1 | 0.1 | 0.1 | 0.1 | 0.1 | 0.1 | 0.1 | 0.1 | 0.1 | 0.1 | 0.1 | 0.1 | 0.1 | 0.1 | 0.1
|  | E.F. Barrett:1-8 | [6 empty] | 0.1 | 0.1 | 0.1 | 0.1 | 0.1 | 0.1 | 0.1 | 0.1 | 0.1 | 0.1 | 0.1 | 0.1 | 0.1 | 0.1 | 0.1 | 0.1 | 0.1 | 0.1 | 0.1 | 0.1 | 0.1 | 0.1 | 0.1 | 0.1 | 0.1 | 0.1 | 0.1 | 0.1 | 0.1 | 0.1 | 0.1 | 0.1 | 0.1 | 0.1 | 0.1 | 0.1 | 0.1 | 0.1 | 0.1 | 0.1 | 0.1 | 0.1 | 0.1 | 0.1 | 0.1 | 0.1 | 0.1 | 0.1
0 | 0 | E.F. Barrett:ST2 | [6 empty] | 0.116 | 0.116 | 0.116 | 0.116 | 0.116 | 0.116 | 0.116 | 0.116 | 0.116 | 0.116 | 0.116 | 0.116 | 0.116 | 0.116 | 0.116 | 0.116 | 0.116 | 0.116 | 0.116 | 0.116 | 0.116 | 0.116 | 0.116 | 0.116 | 0.116 | 0.116 | 0.116 | 0.116 | 0.116 | 0.116 | 0.116 | 0.116 | 0.116 | 0.116 | 0.116 | 0.116 | 0.116 | 0.116 | 0.116 | 0.116 | 0.116 | 0.116 | 0.116 | 0.116 | 0.116 | 0.116 | 0.116 | 0.116
|  | E.F. Barrett:9 | [6 empty] | 0.1 | 0.1 | 0.1 | 0.1 | 0.1 | 0.1 | 0.1 | 0.1 | 0.1 | 0.1 | 0.1 | 0.1 | 0.1 | 0.1 | 0.1 | 0.1 | 0.1 | 0.1 | 0.1 | 0.1 | 0.1 | 0.1 | 0.1 | 0.1 | 0.1 | 0.1 | 0.1 | 0.1 | 0.1 | 0.1 | 0.1 | 0.1 | 0.1 | 0.1 | 0.1 | 0.1 | 0.1 | 0.1 | 0.1 | 0.1 | 0.1 | 0.1 | 0.1 | 0.1 | 0.1 | 0.1 | 0.1 | 0.1
0 | 0 | East Hampton:1 | [6 empty] | 0.315 | 0.315 | 0.315 | 0.315 | 0.315 | 0.315 | 0.315 | 0.315 | 0.315 | 0.315 | 0.315 | 0.315 | 0.315 | 0.315 | 0.315 | 0.315 | 0.315 | 0.315 | 0.315 | 0.315 | 0.315 | 0.315 | 0.315 | 0.315 | 0.315 | 0.315 | 0.315 | 0.315 | 0.315 | 0.315 | 0.315 | 0.315 | 0.315 | 0.315 | 0.315 | 0.315 | 0.315 | 0.315 | 0.315 | 0.315 | 0.315 | 0.315 | 0.315 | 0.315 | 0.315 | 0.315 | 0.315 | 0.315
0 | 0 | East Hampton:24 | [6 empty] | 0.315 | 0.315 | 0.315 | 0.315 | 0.315 | 0.315 | 0.315 | 0.315 | 0.315 | 0.315 | 0.315 | 0.315 | 0.315 | 0.315 | 0.315 | 0.315 | 0.315 | 0.315 | 0.315 | 0.315 | 0.315 | 0.315 | 0.315 | 0.315 | 0.315 | 0.315 | 0.315 | 0.315 | 0.315 | 0.315 | 0.315 | 0.315 | 0.315 | 0.315 | 0.315 | 0.315 | 0.315 | 0.315 | 0.315 | 0.315 | 0.315 | 0.315 | 0.315 | 0.315 | 0.315 | 0.315 | 0.315 | 0.315
0 | 0 | Far Rockaway (KEYGEN):4 | [6 empty] | 0.18 | 0.18 | 0.18 | 0.18 | 0.18 | 0.18 | 0.18 | 0.18 | 0.18 | 0.18 | 0.18 | 0.18 | 0.18 | 0.18 | 0.18 | 0.18 | 0.18 | 0.18 | 0.18 | 0.18 | 0.18 | 0.18 | 0.18 | 0.18 | 0.18 | 0.18 | 0.18 | 0.18 | 0.18 | 0.18 | 0.18 | 0.18 | 0.18 | 0.18 | 0.18 | 0.18 | 0.18 | 0.18 | 0.18 | 0.18 | 0.18 | 0.18 | 0.18 | 0.18 | 0.18 | 0.18 | 0.18 | 0.18
0 | 0 | Glenwood:1 | [6 empty] | 0.315 | 0.315 | 0.315 | 0.315 | 0.315 | 0.315 | 0.315 | 0.315 | 0.315 | 0.315 | 0.315 | 0.315 | 0.315 | 0.315 | 0.315 | 0.315 | 0.315 | 0.315 | 0.315 | 0.315 | 0.315 | 0.315 | 0.315 | 0.315 | 0.315 | 0.315 | 0.315 | 0.315 | 0.315 | 0.315 | 0.315 | 0.315 | 0.315 | 0.315 | 0.315 | 0.315 | 0.315 | 0.315 | 0.315 | 0.315 | 0.315 | 0.315 | 0.315 | 0.315 | 0.315 | 0.315 | 0.315 | 0.315
0 | 0 | Glenwood:GT2 | [6 empty] | 0.315 | 0.315 | 0.315 | 0.315 | 0.315 | 0.315 | 0.315 | 0.315 | 0.315 | 0.315 | 0.315 | 0.315 | 0.315 | 0.315 | 0.315 | 0.315 | 0.315 | 0.315 | 0.315 | 0.315 | 0.315 | 0.315 | 0.315 | 0.315 | 0.315 | 0.315 | 0.315 | 0.315 | 0.315 | 0.315 | 0.315 | 0.315 | 0.315 | 0.315 | 0.315 | 0.315 | 0.315 | 0.315 | 0.315 | 0.315 | 0.315 | 0.315 | 0.315 | 0.315 | 0.315 | 0.315 | 0.315 | 0.315
0 | 0 | Glenwood:GT3 | [6 empty] | 0.315 | 0.315 | 0.315 | 0.315 | 0.315 | 0.315 | 0.315 | 0.315 | 0.315 | 0.315 | 0.315 | 0.315 | 0.315 | 0.315 | 0.315 | 0.315 | 0.315 | 0.315 | 0.315 | 0.315 | 0.315 | 0.315 | 0.315 | 0.315 | 0.315 | 0.315 | 0.315 | 0.315 | 0.315 | 0.315 | 0.315 | 0.315 | 0.315 | 0.315 | 0.315 | 0.315 | 0.315 | 0.315 | 0.315 | 0.315 | 0.315 | 0.315 | 0.315 | 0.315 | 0.315 | 0.315 | 0.315 | 0.315
0 | 0 | Glenwood:4 | [6 empty] | 0.09 | 0.09 | 0.09 | 0.09 | 0.09 | 0.09 | 0.09 | 0.09 | 0.09 | 0.09 | 0.09 | 0.09 | 0.09 | 0.09 | 0.09 | 0.09 | 0.09 | 0.09 | 0.09 | 0.09 | 0.09 | 0.09 | 0.09 | 0.09 | 0.09 | 0.09 | 0.09 | 0.09 | 0.09 | 0.09 | 0.09 | 0.09 | 0.09 | 0.09 | 0.09 | 0.09 | 0.09 | 0.09 | 0.09 | 0.09 | 0.09 | 0.09 | 0.09 | 0.09 | 0.09 | 0.09 | 0.09 | 0.09
0 | 0 | Glenwood:5 | [6 empty] | 0.1 | 0.1 | 0.1 | 0.1 | 0.1 | 0.1 | 0.1 | 0.1 | 0.1 | 0.1 | 0.1 | 0.1 | 0.1 | 0.1 | 0.1 | 0.1 | 0.1 | 0.1 | 0.1 | 0.1 | 0.1 | 0.1 | 0.1 | 0.1 | 0.1 | 0.1 | 0.1 | 0.1 | 0.1 | 0.1 | 0.1 | 0.1 | 0.1 | 0.1 | 0.1 | 0.1 | 0.1 | 0.1 | 0.1 | 0.1 | 0.1 | 0.1 | 0.1 | 0.1 | 0.1 | 0.1 | 0.1 | 0.1
0 | 0 | Montauk:ALL | [6 empty] | 0.315 | 0.315 | 0.315 | 0.315 | 0.315 | 0.315 | 0.315 | 0.315 | 0.315 | 0.315 | 0.315 | 0.315 | 0.315 | 0.315 | 0.315 | 0.315 | 0.315 | 0.315 | 0.315 | 0.315 | 0.315 | 0.315 | 0.315 | 0.315 | 0.315 | 0.315 | 0.315 | 0.315 | 0.315 | 0.315 | 0.315 | 0.315 | 0.315 | 0.315 | 0.315 | 0.315 | 0.315 | 0.315 | 0.315 | 0.315 | 0.315 | 0.315 | 0.315 | 0.315 | 0.315 | 0.315 | 0.315 | 0.315
0 | 0 | Northport:1 | [6 empty] | 0.406 | 0.406 | 0.117 | 0.117 | 0.117 | 0.117 | 0.117 | 0.117 | 0.117 | 0.117 | 0.117 | 0.117 | 0.117 | 0.117 | 0.117 | 0.117 | 0.117 | 0.117 | 0.117 | 0.117 | 0.117 | 0.117 | 0.117 | 0.117 | 0.117 | 0.117 | 0.117 | 0.117 | 0.117 | 0.117 | 0.117 | 0.117 | 0.117 | 0.117 | 0.117 | 0.117 | 0.117 | 0.117 | 0.117 | 0.117 | 0.117 | 0.117 | 0.117 | 0.117 | 0.117 | 0.117 | 0.117 | 0.117
0 | 0 | Northport:GT1 | [6 empty] | 0.315 | 0.315 | 0.315 | 0.315 | 0.315 | 0.315 | 0.315 | 0.315 | 0.315 | 0.315 | 0.315 | 0.315 | 0.315 | 0.315 | 0.315 | 0.315 | 0.315 | 0.315 | 0.315 | 0.315 | 0.315 | 0.315 | 0.315 | 0.315 | 0.315 | 0.315 | 0.315 | 0.315 | 0.315 | 0.315 | 0.315 | 0.315 | 0.315 | 0.315 | 0.315 | 0.315 | 0.315 | 0.315 | 0.315 | 0.315 | 0.315 | 0.315 | 0.315 | 0.315 | 0.315 | 0.315 | 0.315 | 0.315
0 | 0 | Northport:2 | [6 empty] | 0.163 | 0.163 | 0.13 | 0.13 | 0.13 | 0.13 | 0.13 | 0.13 | 0.13 | 0.13 | 0.13 | 0.13 | 0.13 | 0.13 | 0.13 | 0.13 | 0.13 | 0.13 | 0.13 | 0.13 | 0.13 | 0.13 | 0.13 | 0.13 | 0.13 | 0.13 | 0.13 | 0.13 | 0.13 | 0.13 | 0.13 | 0.13 | 0.13 | 0.13 | 0.13 | 0.13 | 0.13 | 0.13 | 0.13 | 0.13 | 0.13 | 0.13 | 0.13 | 0.13 | 0.13 | 0.13 | 0.13 | 0.13
0 | 0 | Northport:3 | [6 empty] | 0.197 | 0.197 | 0.142 | 0.142 | 0.142 | 0.142 | 0.142 | 0.142 | 0.142 | 0.142 | 0.142 | 0.142 | 0.142 | 0.142 | 0.142 | 0.142 | 0.142 | 0.142 | 0.142 | 0.142 | 0.142 | 0.142 | 0.142 | 0.142 | 0.142 | 0.142 | 0.142 | 0.142 | 0.142 | 0.142 | 0.142 | 0.142 | 0.142 | 0.142 | 0.142 | 0.142 | 0.142 | 0.142 | 0.142 | 0.142 | 0.142 | 0.142 | 0.142 | 0.142 | 0.142 | 0.142 | 0.142 | 0.142
0 | 0 | Northport:4 | [6 empty] | 0.151 | 0.151 | 0.107 | 0.107 | 0.107 | 0.107 | 0.107 | 0.107 | 0.107 | 0.107 | 0.107 | 0.107 | 0.107 | 0.107 | 0.107 | 0.107 | 0.107 | 0.107 | 0.107 | 0.107 | 0.107 | 0.107 | 0.107 | 0.107 | 0.107 | 0.107 | 0.107 | 0.107 | 0.107 | 0.107 | 0.107 | 0.107 | 0.107 | 0.107 | 0.107 | 0.107 | 0.107 | 0.107 | 0.107 | 0.107 | 0.107 | 0.107 | 0.107 | 0.107 | 0.107 | 0.107 | 0.107 | 0.107
0 | 0 | Port Jefferson:GT1 | [6 empty] | 0.315 | 0.315 | 0.315 | 0.315 | 0.315 | 0.315 | 0.315 | 0.315 | 0.315 | 0.315 | 0.315 | 0.315 | 0.315 | 0.315 | 0.315 | 0.315 | 0.315 | 0.315 | 0.315 | 0.315 | 0.315 | 0.315 | 0.315 | 0.315 | 0.315 | 0.315 | 0.315 | 0.315 | 0.315 | 0.315 | 0.315 | 0.315 | 0.315 | 0.315 | 0.315 | 0.315 | 0.315 | 0.315 | 0.315 | 0.315 | 0.315 | 0.315 | 0.315 | 0.315 | 0.315 | 0.315 | 0.315 | 0.315
0 | 0 | Port Jefferson:GT2 | [6 empty] | 0.1 | 0.1 | 0.1 | 0.1 | 0.1 | 0.1 | 0.1 | 0.1 | 0.1 | 0.1 | 0.1 | 0.1 | 0.1 | 0.1 | 0.1 | 0.1 | 0.1 | 0.1 | 0.1 | 0.1 | 0.1 | 0.1 | 0.1 | 0.1 | 0.1 | 0.1 | 0.1 | 0.1 | 0.1 | 0.1 | 0.1 | 0.1 | 0.1 | 0.1 | 0.1 | 0.1 | 0.1 | 0.1 | 0.1 | 0.1 | 0.1 | 0.1 | 0.1 | 0.1 | 0.1 | 0.1 | 0.1 | 0.1
0 | 0 | Port Jefferson:GT3 | [6 empty] | 0.1 | 0.1 | 0.1 | 0.1 | 0.1 | 0.1 | 0.1 | 0.1 | 0.1 | 0.1 | 0.1 | 0.1 | 0.1 | 0.1 | 0.1 | 0.1 | 0.1 | 0.1 | 0.1 | 0.1 | 0.1 | 0.1 | 0.1 | 0.1 | 0.1 | 0.1 | 0.1 | 0.1 | 0.1 | 0.1 | 0.1 | 0.1 | 0.1 | 0.1 | 0.1 | 0.1 | 0.1 | 0.1 | 0.1 | 0.1 | 0.1 | 0.1 | 0.1 | 0.1 | 0.1 | 0.1 | 0.1 | 0.1
0 | 0 | Port Jefferson:3 | [6 empty] | 0.012 | 0.012 | 0.102 | 0.102 | 0.102 | 0.102 | 0.102 | 0.102 | 0.102 | 0.102 | 0.102 | 0.102 | 0.102 | 0.102 | 0.102 | 0.102 | 0.102 | 0.102 | 0.102 | 0.102 | 0.102 | 0.102 | 0.102 | 0.102 | 0.102 | 0.102 | 0.102 | 0.102 | 0.102 | 0.102 | 0.102 | 0.102 | 0.102 | 0.102 | 0.102 | 0.102 | 0.102 | 0.102 | 0.102 | 0.102 | 0.102 | 0.102 | 0.102 | 0.102 | 0.102 | 0.102 | 0.102 | 0.102
|  | Port Jefferson:4 | [6 empty] | 0.161 | 0.161 | 0.079 | 0.079 | 0.079 | 0.079 | 0.079 | 0.079 | 0.079 | 0.079 | 0.079 | 0.079 | 0.079 | 0.079 | 0.079 | 0.079 | 0.079 | 0.079 | 0.079 | 0.079 | 0.079 | 0.079 | 0.079 | 0.079 | 0.079 | 0.079 | 0.079 | 0.079 | 0.079 | 0.079 | 0.079 | 0.079 | 0.079 | 0.079 | 0.079 | 0.079 | 0.079 | 0.079 | 0.079 | 0.079 | 0.079 | 0.079 | 0.079 | 0.079 | 0.079 | 0.079 | 0.079 | 0.079
0 | 0 | Shoreham (LILCO):GT1 | [6 empty] | 0.315 | 0.315 | 0.315 | 0.315 | 0.315 | 0.315 | 0.315 | 0.315 | 0.315 | 0.315 | 0.315 | 0.315 | 0.315 | 0.315 | 0.315 | 0.315 | 0.315 | 0.315 | 0.315 | 0.315 | 0.315 | 0.315 | 0.315 | 0.315 | 0.315 | 0.315 | 0.315 | 0.315 | 0.315 | 0.315 | 0.315 | 0.315 | 0.315 | 0.315 | 0.315 | 0.315 | 0.315 | 0.315 | 0.315 | 0.315 | 0.315 | 0.315 | 0.315 | 0.315 | 0.315 | 0.315 | 0.315 | 0.315
0 | 0 | Shoreham (LILCO):GT2 | [6 empty] | 0.315 | 0.315 | 0.315 | 0.315 | 0.315 | 0.315 | 0.315 | 0.315 | 0.315 | 0.315 | 0.315 | 0.315 | 0.315 | 0.315 | 0.315 | 0.315 | 0.315 | 0.315 | 0.315 | 0.315 | 0.315 | 0.315 | 0.315 | 0.315 | 0.315 | 0.315 | 0.315 | 0.315 | 0.315 | 0.315 | 0.315 | 0.315 | 0.315 | 0.315 | 0.315 | 0.315 | 0.315 | 0.315 | 0.315 | 0.315 | 0.315 | 0.315 | 0.315 | 0.315 | 0.315 | 0.315 | 0.315 | 0.315
0 | 0 | Southampton:1 | [6 empty] | 0.315 | 0.315 | 0.315 | 0.315 | 0.315 | 0.315 | 0.315 | 0.315 | 0.315 | 0.315 | 0.315 | 0.315 | 0.315 | 0.315 | 0.315 | 0.315 | 0.315 | 0.315 | 0.315 | 0.315 | 0.315 | 0.315 | 0.315 | 0.315 | 0.315 | 0.315 | 0.315 | 0.315 | 0.315 | 0.315 | 0.315 | 0.315 | 0.315 | 0.315 | 0.315 | 0.315 | 0.315 | 0.315 | 0.315 | 0.315 | 0.315 | 0.315 | 0.315 | 0.315 | 0.315 | 0.315 | 0.315 | 0.315
0 | 0 | Southold:1 | [6 empty] | 0.315 | 0.315 | 0.315 | 0.315 | 0.315 | 0.315 | 0.315 | 0.315 | 0.315 | 0.315 | 0.315 | 0.315 | 0.315 | 0.315 | 0.315 | 0.315 | 0.315 | 0.315 | 0.315 | 0.315 | 0.315 | 0.315 | 0.315 | 0.315 | 0.315 | 0.315 | 0.315 | 0.315 | 0.315 | 0.315 | 0.315 | 0.315 | 0.315 | 0.315 | 0.315 | 0.315 | 0.315 | 0.315 | 0.315 | 0.315 | 0.315 | 0.315 | 0.315 | 0.315 | 0.315 | 0.315 | 0.315 | 0.315
0 | 0 | West Babylon:4 | [6 empty] | 0.315 | 0.315 | 0.315 | 0.315 | 0.315 | 0.315 | 0.315 | 0.315 | 0.315 | 0.315 | 0.315 | 0.315 | 0.315 | 0.315 | 0.315 | 0.315 | 0.315 | 0.315 | 0.315 | 0.315 | 0.315 | 0.315 | 0.315 | 0.315 | 0.315 | 0.315 | 0.315 | 0.315 | 0.315 | 0.315 | 0.315 | 0.315 | 0.315 | 0.315 | 0.315 | 0.315 | 0.315 | 0.315 | 0.315 | 0.315 | 0.315 | 0.315 | 0.315 | 0.315 | 0.315 | 0.315 | 0.315 | 0.315
2021 | 0 | AES Westover:8 | [6 empty] | 0.378 | 0.378 | 0.378 | 0.378 | 0.378 | 0.378 | 0.378 | 0.378 | 0.378 | 0.378 | 0.378 | 0.378 | 0.378 | 0.378 | 0.378 | 0.0567 | 0.0567 | 0.0567 | 0.0567 | 0.0567 | 0.0567 | 0.0567 | 0.0567 | 0.0567 | 0.0567 | 0.0567 | 0.0567 | 0.0567 | 0.0567 | 0.0567 | 0.0567 | 0.0567 | 0.0567 | 0.0567 | 0.0567 | 0.0567 | 0.0567 | 0.0567 | 0.0567 | 0.0567 | 0.0567 | 0.0567 | 0.0567 | 0.0567 | 0.0567 | 0.0567 | 0.0567 | 0.0567
2017 | 0 | AES Greenridge:4 | [6 empty] | 0.689 | 0.448 | 0.693 | 0.693 | 0.693 | 0.693 | 0.693 | 0.693 | 0.693 | 0.693 | 0.693 | 0.10395 | 0.10395 | 0.10395 | 0.10395 | 0.10395 | 0.10395 | 0.10395 | 0.10395 | 0.10395 | 0.10395 | 0.10395 | 0.10395 | 0.10395 | 0.10395 | 0.10395 | 0.10395 | 0.10395 | 0.10395 | 0.10395 | 0.10395 | 0.10395 | 0.10395 | 0.10395 | 0.10395 | 0.10395 | 0.10395 | 0.10395 | 0.10395 | 0.10395 | 0.10395 | 0.10395 | 0.10395 | 0.10395 | 0.10395 | 0.10395 | 0.10395 | 0.10395
0 | 0 | Harris Lake:1 | [6 empty] | 0.315 | 0.315 | 0.315 | 0.315 | 0.315 | 0.315 | 0.315 | 0.315 | 0.315 | 0.315 | 0.315 | 0.315 | 0.315 | 0.315 | 0.315 | 0.315 | 0.315 | 0.315 | 0.315 | 0.315 | 0.315 | 0.315 | 0.315 | 0.315 | 0.315 | 0.315 | 0.315 | 0.315 | 0.315 | 0.315 | 0.315 | 0.315 | 0.315 | 0.315 | 0.315 | 0.315 | 0.315 | 0.315 | 0.315 | 0.315 | 0.315 | 0.315 | 0.315 | 0.315 | 0.315 | 0.315 | 0.315 | 0.315
|  | AES Cayuga:1 | [6 empty] | 0.088 | 0.088 | 0.198 | 0.05 | 0.05 | 0.05 | 0.05 | 0.05 | 0.05 | 0.05 | 0.05 | 0.05 | 0.05 | 0.05 | 0.05 | 0.05 | 0.05 | 0.05 | 0.05 | 0.05 | 0.05 | 0.05 | 0.05 | 0.05 | 0.05 | 0.05 | 0.05 | 0.05 | 0.05 | 0.05 | 0.05 | 0.05 | 0.05 | 0.05 | 0.05 | 0.05 | 0.05 | 0.05 | 0.05 | 0.05 | 0.05 | 0.05 | 0.05 | 0.05 | 0.05 | 0.05 | 0.05 | 0.05
2017 | 0 | AES Cayuga:2 | [6 empty] | 0.29 | 0.29 | 0.208 | 0.208 | 0.208 | 0.208 | 0.208 | 0.208 | 0.208 | 0.208 | 0.208 | 0.0312 | 0.0312 | 0.0312 | 0.0312 | 0.0312 | 0.0312 | 0.0312 | 0.0312 | 0.0312 | 0.0312 | 0.0312 | 0.0312 | 0.0312 | 0.0312 | 0.0312 | 0.0312 | 0.0312 | 0.0312 | 0.0312 | 0.0312 | 0.0312 | 0.0312 | 0.0312 | 0.0312 | 0.0312 | 0.0312 | 0.0312 | 0.0312 | 0.0312 | 0.0312 | 0.0312 | 0.0312 | 0.0312 | 0.0312 | 0.0312 | 0.0312 | 0.0312
|  | Albany Steam Station:1 | [6 empty] | 0.18 | 0.18 | 0.011 | 0.011 | 0.011 | 0.011 | 0.011 | 0.011 | 0.011 | 0.011 | 0.011 | 0.011 | 0.011 | 0.011 | 0.011 | 0.011 | 0.011 | 0.011 | 0.011 | 0.011 | 0.011 | 0.011 | 0.011 | 0.011 | 0.011 | 0.011 | 0.011 | 0.011 | 0.011 | 0.011 | 0.011 | 0.011 | 0.011 | 0.011 | 0.011 | 0.011 | 0.011 | 0.011 | 0.011 | 0.011 | 0.011 | 0.011 | 0.011 | 0.011 | 0.011 | 0.011 | 0.011 | 0.011
|  | Albany Steam Station:CC1 | [6 empty] | 0.05 | 0.05 | 0.05 | 0.05 | 0.05 | 0.05 | 0.05 | 0.05 | 0.05 | 0.05 | 0.05 | 0.05 | 0.05 | 0.05 | 0.05 | 0.05 | 0.05 | 0.05 | 0.05 | 0.05 | 0.05 | 0.05 | 0.05 | 0.05 | 0.05 | 0.05 | 0.05 | 0.05 | 0.05 | 0.05 | 0.05 | 0.05 | 0.05 | 0.05 | 0.05 | 0.05 | 0.05 | 0.05 | 0.05 | 0.05 | 0.05 | 0.05 | 0.05 | 0.05 | 0.05 | 0.05 | 0.05 | 0.05
|  | Albany Steam Station:CC2 | [6 empty] | 0.05 | 0.05 | 0.05 | 0.05 | 0.05 | 0.05 | 0.05 | 0.05 | 0.05 | 0.05 | 0.05 | 0.05 | 0.05 | 0.05 | 0.05 | 0.05 | 0.05 | 0.05 | 0.05 | 0.05 | 0.05 | 0.05 | 0.05 | 0.05 | 0.05 | 0.05 | 0.05 | 0.05 | 0.05 | 0.05 | 0.05 | 0.05 | 0.05 | 0.05 | 0.05 | 0.05 | 0.05 | 0.05 | 0.05 | 0.05 | 0.05 | 0.05 | 0.05 | 0.05 | 0.05 | 0.05 | 0.05 | 0.05
|  | Albany Steam Station:CC3 | [6 empty] | 0.05 | 0.05 | 0.05 | 0.05 | 0.05 | 0.05 | 0.05 | 0.05 | 0.05 | 0.05 | 0.05 | 0.05 | 0.05 | 0.05 | 0.05 | 0.05 | 0.05 | 0.05 | 0.05 | 0.05 | 0.05 | 0.05 | 0.05 | 0.05 | 0.05 | 0.05 | 0.05 | 0.05 | 0.05 | 0.05 | 0.05 | 0.05 | 0.05 | 0.05 | 0.05 | 0.05 | 0.05 | 0.05 | 0.05 | 0.05 | 0.05 | 0.05 | 0.05 | 0.05 | 0.05 | 0.05 | 0.05 | 0.05
|  | Albany Steam Station:2 | [6 empty] | 0.2 | 0.2 | 0.014 | 0.014 | 0.014 | 0.014 | 0.014 | 0.014 | 0.014 | 0.014 | 0.014 | 0.014 | 0.014 | 0.014 | 0.014 | 0.014 | 0.014 | 0.014 | 0.014 | 0.014 | 0.014 | 0.014 | 0.014 | 0.014 | 0.014 | 0.014 | 0.014 | 0.014 | 0.014 | 0.014 | 0.014 | 0.014 | 0.014 | 0.014 | 0.014 | 0.014 | 0.014 | 0.014 | 0.014 | 0.014 | 0.014 | 0.014 | 0.014 | 0.014 | 0.014 | 0.014 | 0.014 | 0.014
|  | Albany Steam Station:3 | [6 empty] | 0.168 | 0.168 | 0.014 | 0.014 | 0.014 | 0.014 | 0.014 | 0.014 | 0.014 | 0.014 | 0.014 | 0.014 | 0.014 | 0.014 | 0.014 | 0.014 | 0.014 | 0.014 | 0.014 | 0.014 | 0.014 | 0.014 | 0.014 | 0.014 | 0.014 | 0.014 | 0.014 | 0.014 | 0.014 | 0.014 | 0.014 | 0.014 | 0.014 | 0.014 | 0.014 | 0.014 | 0.014 | 0.014 | 0.014 | 0.014 | 0.014 | 0.014 | 0.014 | 0.014 | 0.014 | 0.014 | 0.014 | 0.014
|  | Albany Steam Station:4 | [6 empty] | 0.19 | 0.19 | 0.19 | 0.19 | 0.19 | 0.19 | 0.19 | 0.19 | 0.19 | 0.19 | 0.19 | 0.19 | 0.19 | 0.19 | 0.19 | 0.19 | 0.19 | 0.19 | 0.19 | 0.19 | 0.19 | 0.19 | 0.19 | 0.19 | 0.19 | 0.19 | 0.19 | 0.19 | 0.19 | 0.19 | 0.19 | 0.19 | 0.19 | 0.19 | 0.19 | 0.19 | 0.19 | 0.19 | 0.19 | 0.19 | 0.19 | 0.19 | 0.19 | 0.19 | 0.19 | 0.19 | 0.19 | 0.19
|  | Huntley:63 | [6 empty] | 0.555 | 0.555 | 0.555 | 0.555 | 0.555 | 0.555 | 0.555 | 0.555 | 0.555 | 0.555 | 0.555 | 0.555 | 0.555 | 0.555 | 0.555 | 0.555 | 0.555 | 0.555 | 0.555 | 0.555 | 0.555 | 0.555 | 0.555 | 0.555 | 0.555 | 0.555 | 0.555 | 0.555 | 0.555 | 0.555 | 0.555 | 0.555 | 0.555 | 0.555 | 0.555 | 0.555 | 0.555 | 0.555 | 0.555 | 0.555 | 0.555 | 0.555 | 0.555 | 0.555 | 0.555 | 0.555 | 0.555 | 0.555
|  | Huntley:64 | [6 empty] | 0.555 | 0.555 | 0.555 | 0.555 | 0.555 | 0.555 | 0.555 | 0.555 | 0.555 | 0.555 | 0.555 | 0.555 | 0.555 | 0.555 | 0.555 | 0.555 | 0.555 | 0.555 | 0.555 | 0.555 | 0.555 | 0.555 | 0.555 | 0.555 | 0.555 | 0.555 | 0.555 | 0.555 | 0.555 | 0.555 | 0.555 | 0.555 | 0.555 | 0.555 | 0.555 | 0.555 | 0.555 | 0.555 | 0.555 | 0.555 | 0.555 | 0.555 | 0.555 | 0.555 | 0.555 | 0.555 | 0.555 | 0.555
|  | Huntley:65 | [6 empty] | 0.38 | 0.38 | 0.371 | 0.371 | 0.371 | 0.371 | 0.371 | 0.371 | 0.371 | 0.371 | 0.371 | 0.371 | 0.371 | 0.371 | 0.371 | 0.371 | 0.371 | 0.371 | 0.371 | 0.371 | 0.371 | 0.371 | 0.371 | 0.371 | 0.371 | 0.371 | 0.371 | 0.371 | 0.371 | 0.371 | 0.371 | 0.371 | 0.371 | 0.371 | 0.371 | 0.371 | 0.371 | 0.371 | 0.371 | 0.371 | 0.371 | 0.371 | 0.371 | 0.371 | 0.371 | 0.371 | 0.371 | 0.371
|  | Huntley:66 | [6 empty] | 0.38 | 0.38 | 0.371 | 0.371 | 0.371 | 0.371 | 0.371 | 0.371 | 0.371 | 0.371 | 0.371 | 0.371 | 0.371 | 0.371 | 0.371 | 0.371 | 0.371 | 0.371 | 0.371 | 0.371 | 0.371 | 0.371 | 0.371 | 0.371 | 0.371 | 0.371 | 0.371 | 0.371 | 0.371 | 0.371 | 0.371 | 0.371 | 0.371 | 0.371 | 0.371 | 0.371 | 0.371 | 0.371 | 0.371 | 0.371 | 0.371 | 0.371 | 0.371 | 0.371 | 0.371 | 0.371 | 0.371 | 0.371
2021 | 0 | Huntley:67 | [6 empty] | 0.38 | 0.38 | 0.143 | 0.143 | 0.143 | 0.143 | 0.143 | 0.143 | 0.143 | 0.143 | 0.143 | 0.143 | 0.143 | 0.143 | 0.143 | 0.02145 | 0.02145 | 0.02145 | 0.02145 | 0.02145 | 0.02145 | 0.02145 | 0.02145 | 0.02145 | 0.02145 | 0.02145 | 0.02145 | 0.02145 | 0.02145 | 0.02145 | 0.02145 | 0.02145 | 0.02145 | 0.02145 | 0.02145 | 0.02145 | 0.02145 | 0.02145 | 0.02145 | 0.02145 | 0.02145 | 0.02145 | 0.02145 | 0.02145 | 0.02145 | 0.02145 | 0.02145 | 0.02145
2021 | 0 | Huntley:68 | [6 empty] | 0.38 | 0.38 | 0.143 | 0.143 | 0.143 | 0.143 | 0.143 | 0.143 | 0.143 | 0.143 | 0.143 | 0.143 | 0.143 | 0.143 | 0.143 | 0.02145 | 0.02145 | 0.02145 | 0.02145 | 0.02145 | 0.02145 | 0.02145 | 0.02145 | 0.02145 | 0.02145 | 0.02145 | 0.02145 | 0.02145 | 0.02145 | 0.02145 | 0.02145 | 0.02145 | 0.02145 | 0.02145 | 0.02145 | 0.02145 | 0.02145 | 0.02145 | 0.02145 | 0.02145 | 0.02145 | 0.02145 | 0.02145 | 0.02145 | 0.02145 | 0.02145 | 0.02145 | 0.02145
2021 | 0 | Dunkirk (NRG):1 | [6 empty] | 0.174 | 0.174 | 0.15 | 0.15 | 0.15 | 0.15 | 0.15 | 0.15 | 0.15 | 0.15 | 0.15 | 0.15 | 0.15 | 0.15 | 0.15 | 0.0225 | 0.0225 | 0.0225 | 0.0225 | 0.0225 | 0.0225 | 0.0225 | 0.0225 | 0.0225 | 0.0225 | 0.0225 | 0.0225 | 0.0225 | 0.0225 | 0.0225 | 0.0225 | 0.0225 | 0.0225 | 0.0225 | 0.0225 | 0.0225 | 0.0225 | 0.0225 | 0.0225 | 0.0225 | 0.0225 | 0.0225 | 0.0225 | 0.0225 | 0.0225 | 0.0225 | 0.0225 | 0.0225
2021 | 0 | Dunkirk (NRG):2 | [6 empty] | 0.187 | 0.187 | 0.153 | 0.153 | 0.153 | 0.153 | 0.153 | 0.153 | 0.153 | 0.153 | 0.153 | 0.153 | 0.153 | 0.153 | 0.153 | 0.02295 | 0.02295 | 0.02295 | 0.02295 | 0.02295 | 0.02295 | 0.02295 | 0.02295 | 0.02295 | 0.02295 | 0.02295 | 0.02295 | 0.02295 | 0.02295 | 0.02295 | 0.02295 | 0.02295 | 0.02295 | 0.02295 | 0.02295 | 0.02295 | 0.02295 | 0.02295 | 0.02295 | 0.02295 | 0.02295 | 0.02295 | 0.02295 | 0.02295 | 0.02295 | 0.02295 | 0.02295 | 0.02295
2021 | 0 | Dunkirk (NRG):3 | [6 empty] | 0.184 | 0.184 | 0.163 | 0.163 | 0.163 | 0.163 | 0.163 | 0.163 | 0.163 | 0.163 | 0.163 | 0.163 | 0.163 | 0.163 | 0.163 | 0.02445 | 0.02445 | 0.02445 | 0.02445 | 0.02445 | 0.02445 | 0.02445 | 0.02445 | 0.02445 | 0.02445 | 0.02445 | 0.02445 | 0.02445 | 0.02445 | 0.02445 | 0.02445 | 0.02445 | 0.02445 | 0.02445 | 0.02445 | 0.02445 | 0.02445 | 0.02445 | 0.02445 | 0.02445 | 0.02445 | 0.02445 | 0.02445 | 0.02445 | 0.02445 | 0.02445 | 0.02445 | 0.02445
2021 | 0 | Dunkirk (NRG):ST4 | [6 empty] | 0.184 | 0.184 | 0.159 | 0.159 | 0.159 | 0.159 | 0.159 | 0.159 | 0.159 | 0.159 | 0.159 | 0.159 | 0.159 | 0.159 | 0.159 | 0.02385 | 0.02385 | 0.02385 | 0.02385 | 0.02385 | 0.02385 | 0.02385 | 0.02385 | 0.02385 | 0.02385 | 0.02385 | 0.02385 | 0.02385 | 0.02385 | 0.02385 | 0.02385 | 0.02385 | 0.02385 | 0.02385 | 0.02385 | 0.02385 | 0.02385 | 0.02385 | 0.02385 | 0.02385 | 0.02385 | 0.02385 | 0.02385 | 0.02385 | 0.02385 | 0.02385 | 0.02385 | 0.02385
0 | 0 | Oswego:ST5 | [6 empty] | 0.214 | 0.214 | 0.116 | 0.116 | 0.116 | 0.116 | 0.116 | 0.116 | 0.116 | 0.116 | 0.116 | 0.116 | 0.116 | 0.116 | 0.116 | 0.116 | 0.116 | 0.116 | 0.116 | 0.116 | 0.116 | 0.116 | 0.116 | 0.116 | 0.116 | 0.116 | 0.116 | 0.116 | 0.116 | 0.116 | 0.116 | 0.116 | 0.116 | 0.116 | 0.116 | 0.116 | 0.116 | 0.116 | 0.116 | 0.116 | 0.116 | 0.116 | 0.116 | 0.116 | 0.116 | 0.116 | 0.116 | 0.116
0 | 0 | Oswego:ST6 | [6 empty] | 0.184 | 0.184 | 0.108 | 0.108 | 0.108 | 0.108 | 0.108 | 0.108 | 0.108 | 0.108 | 0.108 | 0.108 | 0.108 | 0.108 | 0.108 | 0.108 | 0.108 | 0.108 | 0.108 | 0.108 | 0.108 | 0.108 | 0.108 | 0.108 | 0.108 | 0.108 | 0.108 | 0.108 | 0.108 | 0.108 | 0.108 | 0.108 | 0.108 | 0.108 | 0.108 | 0.108 | 0.108 | 0.108 | 0.108 | 0.108 | 0.108 | 0.108 | 0.108 | 0.108 | 0.108 | 0.108 | 0.108 | 0.108
2017 | 0 | Gaston (ALAP):1 | [6 empty] | 0.393 | 0.393 | 0.385 | 0.385 | 0.385 | 0.385 | 0.385 | 0.385 | 0.385 | 0.385 | 0.385 | 0.05775 | 0.05775 | 0.05775 | 0.05775 | 0.05775 | 0.05775 | 0.05775 | 0.05775 | 0.05775 | 0.05775 | 0.05775 | 0.05775 | 0.05775 | 0.05775 | 0.05775 | 0.05775 | 0.05775 | 0.05775 | 0.05775 | 0.05775 | 0.05775 | 0.05775 | 0.05775 | 0.05775 | 0.05775 | 0.05775 | 0.05775 | 0.05775 | 0.05775 | 0.05775 | 0.05775 | 0.05775 | 0.05775 | 0.05775 | 0.05775 | 0.05775 | 0.05775
2017 | 0 | Gaston (ALAP):ST4 | [6 empty] | 0.396 | 0.396 | 0.396 | 0.396 | 0.396 | 0.396 | 0.396 | 0.396 | 0.396 | 0.396 | 0.396 | 0.0594 | 0.0594 | 0.0594 | 0.0594 | 0.0594 | 0.0594 | 0.0594 | 0.0594 | 0.0594 | 0.0594 | 0.0594 | 0.0594 | 0.0594 | 0.0594 | 0.0594 | 0.0594 | 0.0594 | 0.0594 | 0.0594 | 0.0594 | 0.0594 | 0.0594 | 0.0594 | 0.0594 | 0.0594 | 0.0594 | 0.0594 | 0.0594 | 0.0594 | 0.0594 | 0.0594 | 0.0594 | 0.0594 | 0.0594 | 0.0594 | 0.0594 | 0.0594
2017 | 0 | Gaston (ALAP):2 | [6 empty] | 0.393 | 0.393 | 0.383 | 0.383 | 0.383 | 0.383 | 0.383 | 0.383 | 0.383 | 0.383 | 0.383 | 0.05745 | 0.05745 | 0.05745 | 0.05745 | 0.05745 | 0.05745 | 0.05745 | 0.05745 | 0.05745 | 0.05745 | 0.05745 | 0.05745 | 0.05745 | 0.05745 | 0.05745 | 0.05745 | 0.05745 | 0.05745 | 0.05745 | 0.05745 | 0.05745 | 0.05745 | 0.05745 | 0.05745 | 0.05745 | 0.05745 | 0.05745 | 0.05745 | 0.05745 | 0.05745 | 0.05745 | 0.05745 | 0.05745 | 0.05745 | 0.05745 | 0.05745 | 0.05745
2017 | 0 | Gaston (ALAP):3 | [6 empty] | 0.453 | 0.453 | 0.404 | 0.404 | 0.404 | 0.404 | 0.404 | 0.404 | 0.404 | 0.404 | 0.404 | 0.0606 | 0.0606 | 0.0606 | 0.0606 | 0.0606 | 0.0606 | 0.0606 | 0.0606 | 0.0606 | 0.0606 | 0.0606 | 0.0606 | 0.0606 | 0.0606 | 0.0606 | 0.0606 | 0.0606 | 0.0606 | 0.0606 | 0.0606 | 0.0606 | 0.0606 | 0.0606 | 0.0606 | 0.0606 | 0.0606 | 0.0606 | 0.0606 | 0.0606 | 0.0606 | 0.0606 | 0.0606 | 0.0606 | 0.0606 | 0.0606 | 0.0606 | 0.0606
0 | 0 | Gaston (ALAP):GT4 | [6 empty] | 0.393 | 0.393 | 0.403 | 0.403 | 0.403 | 0.403 | 0.403 | 0.403 | 0.403 | 0.403 | 0.403 | 0.403 | 0.403 | 0.403 | 0.403 | 0.403 | 0.403 | 0.403 | 0.403 | 0.403 | 0.403 | 0.403 | 0.403 | 0.403 | 0.403 | 0.403 | 0.403 | 0.403 | 0.403 | 0.403 | 0.403 | 0.403 | 0.403 | 0.403 | 0.403 | 0.403 | 0.403 | 0.403 | 0.403 | 0.403 | 0.403 | 0.403 | 0.403 | 0.403 | 0.403 | 0.403 | 0.403 | 0.403
|  | Gaston (ALAP):5 | [6 empty] | 0.419 | 0.419 | 0.076 | 0.076 | 0.076 | 0.076 | 0.076 | 0.076 | 0.076 | 0.076 | 0.076 | 0.076 | 0.076 | 0.076 | 0.076 | 0.076 | 0.076 | 0.076 | 0.076 | 0.076 | 0.076 | 0.076 | 0.076 | 0.076 | 0.076 | 0.076 | 0.076 | 0.076 | 0.076 | 0.076 | 0.076 | 0.076 | 0.076 | 0.076 | 0.076 | 0.076 | 0.076 | 0.076 | 0.076 | 0.076 | 0.076 | 0.076 | 0.076 | 0.076 | 0.076 | 0.076 | 0.076 | 0.076
0 | 0 | Bowline Point:1 | [6 empty] | 0.225 | 0.225 | 0.128 | 0.128 | 0.128 | 0.128 | 0.128 | 0.128 | 0.128 | 0.128 | 0.128 | 0.128 | 0.128 | 0.128 | 0.128 | 0.128 | 0.128 | 0.128 | 0.128 | 0.128 | 0.128 | 0.128 | 0.128 | 0.128 | 0.128 | 0.128 | 0.128 | 0.128 | 0.128 | 0.128 | 0.128 | 0.128 | 0.128 | 0.128 | 0.128 | 0.128 | 0.128 | 0.128 | 0.128 | 0.128 | 0.128 | 0.128 | 0.128 | 0.128 | 0.128 | 0.128 | 0.128 | 0.128
0 | 0 | Bowline Point:2 | [6 empty] | 0.256 | 0.256 | 0.149 | 0.149 | 0.149 | 0.149 | 0.149 | 0.149 | 0.149 | 0.149 | 0.149 | 0.149 | 0.149 | 0.149 | 0.149 | 0.149 | 0.149 | 0.149 | 0.149 | 0.149 | 0.149 | 0.149 | 0.149 | 0.149 | 0.149 | 0.149 | 0.149 | 0.149 | 0.149 | 0.149 | 0.149 | 0.149 | 0.149 | 0.149 | 0.149 | 0.149 | 0.149 | 0.149 | 0.149 | 0.149 | 0.149 | 0.149 | 0.149 | 0.149 | 0.149 | 0.149 | 0.149 | 0.149
0 | 0 | Hillburn:GT1 | [6 empty] | 0.1 | 0.1 | 0.287 | 0.287 | 0.287 | 0.287 | 0.287 | 0.287 | 0.287 | 0.287 | 0.287 | 0.287 | 0.287 | 0.287 | 0.287 | 0.287 | 0.287 | 0.287 | 0.287 | 0.287 | 0.287 | 0.287 | 0.287 | 0.287 | 0.287 | 0.287 | 0.287 | 0.287 | 0.287 | 0.287 | 0.287 | 0.287 | 0.287 | 0.287 | 0.287 | 0.287 | 0.287 | 0.287 | 0.287 | 0.287 | 0.287 | 0.287 | 0.287 | 0.287 | 0.287 | 0.287 | 0.287 | 0.287
|  | Lovett:3 | [6 empty] | 0.113 | 0.113 | 0.113 | 0.113 | 0.113 | 0.113 | 0.113 | 0.113 | 0.113 | 0.113 | 0.113 | 0.113 | 0.113 | 0.113 | 0.113 | 0.113 | 0.113 | 0.113 | 0.113 | 0.113 | 0.113 | 0.113 | 0.113 | 0.113 | 0.113 | 0.113 | 0.113 | 0.113 | 0.113 | 0.113 | 0.113 | 0.113 | 0.113 | 0.113 | 0.113 | 0.113 | 0.113 | 0.113 | 0.113 | 0.113 | 0.113 | 0.113 | 0.113 | 0.113 | 0.113 | 0.113 | 0.113 | 0.113
|  | Lovett:4 | [6 empty] | 0.369 | 0.369 | 0.287 | 0.287 | 0.287 | 0.287 | 0.287 | 0.287 | 0.287 | 0.287 | 0.287 | 0.287 | 0.287 | 0.287 | 0.287 | 0.287 | 0.287 | 0.287 | 0.287 | 0.287 | 0.287 | 0.287 | 0.287 | 0.287 | 0.287 | 0.287 | 0.287 | 0.287 | 0.287 | 0.287 | 0.287 | 0.287 | 0.287 | 0.287 | 0.287 | 0.287 | 0.287 | 0.287 | 0.287 | 0.287 | 0.287 | 0.287 | 0.287 | 0.287 | 0.287 | 0.287 | 0.287 | 0.287
|  | Lovett:5 | [6 empty] | 0.377 | 0.377 | 0.37 | 0.37 | 0.37 | 0.37 | 0.37 | 0.37 | 0.37 | 0.37 | 0.37 | 0.37 | 0.37 | 0.37 | 0.37 | 0.37 | 0.37 | 0.37 | 0.37 | 0.37 | 0.37 | 0.37 | 0.37 | 0.37 | 0.37 | 0.37 | 0.37 | 0.37 | 0.37 | 0.37 | 0.37 | 0.37 | 0.37 | 0.37 | 0.37 | 0.37 | 0.37 | 0.37 | 0.37 | 0.37 | 0.37 | 0.37 | 0.37 | 0.37 | 0.37 | 0.37 | 0.37 | 0.37
0 | 0 | Shoemaker:1 | [6 empty] | 0.1 | 0.1 | 0.297 | 0.297 | 0.297 | 0.297 | 0.297 | 0.297 | 0.297 | 0.297 | 0.297 | 0.297 | 0.297 | 0.297 | 0.297 | 0.297 | 0.297 | 0.297 | 0.297 | 0.297 | 0.297 | 0.297 | 0.297 | 0.297 | 0.297 | 0.297 | 0.297 | 0.297 | 0.297 | 0.297 | 0.297 | 0.297 | 0.297 | 0.297 | 0.297 | 0.297 | 0.297 | 0.297 | 0.297 | 0.297 | 0.297 | 0.297 | 0.297 | 0.297 | 0.297 | 0.297 | 0.297 | 0.297
|  | Rochester 3 (Beebee Station):13 | [6 empty] | 0.315 | 0.315 | 0.315 | 0.315 | 0.315 | 0.315 | 0.315 | 0.315 | 0.315 | 0.315 | 0.315 | 0.315 | 0.315 | 0.315 | 0.315 | 0.315 | 0.315 | 0.315 | 0.315 | 0.315 | 0.315 | 0.315 | 0.315 | 0.315 | 0.315 | 0.315 | 0.315 | 0.315 | 0.315 | 0.315 | 0.315 | 0.315 | 0.315 | 0.315 | 0.315 | 0.315 | 0.315 | 0.315 | 0.315 | 0.315 | 0.315 | 0.315 | 0.315 | 0.315 | 0.315 | 0.315 | 0.315 | 0.315
|  | Rochester 7 (Russell Station):1 | [6 empty] | 0.377 | 0.377 | 0.365 | 0.365 | 0.365 | 0.365 | 0.365 | 0.365 | 0.365 | 0.365 | 0.365 | 0.365 | 0.365 | 0.365 | 0.365 | 0.365 | 0.365 | 0.365 | 0.365 | 0.365 | 0.365 | 0.365 | 0.365 | 0.365 | 0.365 | 0.365 | 0.365 | 0.365 | 0.365 | 0.365 | 0.365 | 0.365 | 0.365 | 0.365 | 0.365 | 0.365 | 0.365 | 0.365 | 0.365 | 0.365 | 0.365 | 0.365 | 0.365 | 0.365 | 0.365 | 0.365 | 0.365 | 0.365
|  | Rochester 7 (Russell Station):2 | [6 empty] | 0.294 | 0.294 | 0.366 | 0.366 | 0.366 | 0.366 | 0.366 | 0.366 | 0.366 | 0.366 | 0.366 | 0.366 | 0.366 | 0.366 | 0.366 | 0.366 | 0.366 | 0.366 | 0.366 | 0.366 | 0.366 | 0.366 | 0.366 | 0.366 | 0.366 | 0.366 | 0.366 | 0.366 | 0.366 | 0.366 | 0.366 | 0.366 | 0.366 | 0.366 | 0.366 | 0.366 | 0.366 | 0.366 | 0.366 | 0.366 | 0.366 | 0.366 | 0.366 | 0.366 | 0.366 | 0.366 | 0.366 | 0.366
|  | Rochester 7 (Russell Station):3 | [6 empty] | 0.336 | 0.336 | 0.263 | 0.263 | 0.263 | 0.263 | 0.263 | 0.263 | 0.263 | 0.263 | 0.263 | 0.263 | 0.263 | 0.263 | 0.263 | 0.263 | 0.263 | 0.263 | 0.263 | 0.263 | 0.263 | 0.263 | 0.263 | 0.263 | 0.263 | 0.263 | 0.263 | 0.263 | 0.263 | 0.263 | 0.263 | 0.263 | 0.263 | 0.263 | 0.263 | 0.263 | 0.263 | 0.263 | 0.263 | 0.263 | 0.263 | 0.263 | 0.263 | 0.263 | 0.263 | 0.263 | 0.263 | 0.263
|  | Rochester 7 (Russell Station):4 | [6 empty] | 0.336 | 0.336 | 0.271 | 0.271 | 0.271 | 0.271 | 0.271 | 0.271 | 0.271 | 0.271 | 0.271 | 0.271 | 0.271 | 0.271 | 0.271 | 0.271 | 0.271 | 0.271 | 0.271 | 0.271 | 0.271 | 0.271 | 0.271 | 0.271 | 0.271 | 0.271 | 0.271 | 0.271 | 0.271 | 0.271 | 0.271 | 0.271 | 0.271 | 0.271 | 0.271 | 0.271 | 0.271 | 0.271 | 0.271 | 0.271 | 0.271 | 0.271 | 0.271 | 0.271 | 0.271 | 0.271 | 0.271 | 0.271
0 | 0 | Rochester 9:2 | [6 empty] | 0.1 | 0.1 | 0.1 | 0.1 | 0.1 | 0.1 | 0.1 | 0.1 | 0.1 | 0.1 | 0.1 | 0.1 | 0.1 | 0.1 | 0.1 | 0.1 | 0.1 | 0.1 | 0.1 | 0.1 | 0.1 | 0.1 | 0.1 | 0.1 | 0.1 | 0.1 | 0.1 | 0.1 | 0.1 | 0.1 | 0.1 | 0.1 | 0.1 | 0.1 | 0.1 | 0.1 | 0.1 | 0.1 | 0.1 | 0.1 | 0.1 | 0.1 | 0.1 | 0.1 | 0.1 | 0.1 | 0.1 | 0.1
0 | 0 | Plant No. 1 - FREEP:ALL | [6 empty] | 0.315 | 0.315 | 0.315 | 0.315 | 0.315 | 0.315 | 0.315 | 0.315 | 0.315 | 0.315 | 0.315 | 0.315 | 0.315 | 0.315 | 0.315 | 0.315 | 0.315 | 0.315 | 0.315 | 0.315 | 0.315 | 0.315 | 0.315 | 0.315 | 0.315 | 0.315 | 0.315 | 0.315 | 0.315 | 0.315 | 0.315 | 0.315 | 0.315 | 0.315 | 0.315 | 0.315 | 0.315 | 0.315 | 0.315 | 0.315 | 0.315 | 0.315 | 0.315 | 0.315 | 0.315 | 0.315 | 0.315 | 0.315
|  | Plant No 2 (FREEP):12 | [6 empty] | 0.315 | 0.315 | 0.315 | 0.315 | 0.315 | 0.315 | 0.315 | 0.315 | 0.315 | 0.315 | 0.315 | 0.315 | 0.315 | 0.315 | 0.315 | 0.315 | 0.315 | 0.315 | 0.315 | 0.315 | 0.315 | 0.315 | 0.315 | 0.315 | 0.315 | 0.315 | 0.315 | 0.315 | 0.315 | 0.315 | 0.315 | 0.315 | 0.315 | 0.315 | 0.315 | 0.315 | 0.315 | 0.315 | 0.315 | 0.315 | 0.315 | 0.315 | 0.315 | 0.315 | 0.315 | 0.315 | 0.315 | 0.315
0 | 0 | Plant No 2 (FREEP):3 | [6 empty] | 0.315 | 0.315 | 0.315 | 0.315 | 0.315 | 0.315 | 0.315 | 0.315 | 0.315 | 0.315 | 0.315 | 0.315 | 0.315 | 0.315 | 0.315 | 0.315 | 0.315 | 0.315 | 0.315 | 0.315 | 0.315 | 0.315 | 0.315 | 0.315 | 0.315 | 0.315 | 0.315 | 0.315 | 0.315 | 0.315 | 0.315 | 0.315 | 0.315 | 0.315 | 0.315 | 0.315 | 0.315 | 0.315 | 0.315 | 0.315 | 0.315 | 0.315 | 0.315 | 0.315 | 0.315 | 0.315 | 0.315 | 0.315
0 | 0 | Greenport:46 | [6 empty] | 0.1 | 0.1 | 0.1 | 0.1 | 0.1 | 0.1 | 0.1 | 0.1 | 0.1 | 0.1 | 0.1 | 0.1 | 0.1 | 0.1 | 0.1 | 0.1 | 0.1 | 0.1 | 0.1 | 0.1 | 0.1 | 0.1 | 0.1 | 0.1 | 0.1 | 0.1 | 0.1 | 0.1 | 0.1 | 0.1 | 0.1 | 0.1 | 0.1 | 0.1 | 0.1 | 0.1 | 0.1 | 0.1 | 0.1 | 0.1 | 0.1 | 0.1 | 0.1 | 0.1 | 0.1 | 0.1 | 0.1 | 0.1
2021 | 0 | Carlson:5 | [6 empty] | 0.369 | 0.369 | 0.369 | 0.369 | 0.369 | 0.369 | 0.369 | 0.369 | 0.369 | 0.369 | 0.369 | 0.369 | 0.369 | 0.369 | 0.369 | 0.05535 | 0.05535 | 0.05535 | 0.05535 | 0.05535 | 0.05535 | 0.05535 | 0.05535 | 0.05535 | 0.05535 | 0.05535 | 0.05535 | 0.05535 | 0.05535 | 0.05535 | 0.05535 | 0.05535 | 0.05535 | 0.05535 | 0.05535 | 0.05535 | 0.05535 | 0.05535 | 0.05535 | 0.05535 | 0.05535 | 0.05535 | 0.05535 | 0.05535 | 0.05535 | 0.05535 | 0.05535 | 0.05535
2021 | 0 | Carlson:6 | [6 empty] | 0.405 | 0.405 | 0.263 | 0.263 | 0.263 | 0.263 | 0.263 | 0.263 | 0.263 | 0.263 | 0.263 | 0.263 | 0.263 | 0.263 | 0.263 | 0.03945 | 0.03945 | 0.03945 | 0.03945 | 0.03945 | 0.03945 | 0.03945 | 0.03945 | 0.03945 | 0.03945 | 0.03945 | 0.03945 | 0.03945 | 0.03945 | 0.03945 | 0.03945 | 0.03945 | 0.03945 | 0.03945 | 0.03945 | 0.03945 | 0.03945 | 0.03945 | 0.03945 | 0.03945 | 0.03945 | 0.03945 | 0.03945 | 0.03945 | 0.03945 | 0.03945 | 0.03945 | 0.03945
|  | Rockville:78 | [6 empty] | 0.315 | 0.315 | 0.315 | 0.315 | 0.315 | 0.315 | 0.315 | 0.315 | 0.315 | 0.315 | 0.315 | 0.315 | 0.315 | 0.315 | 0.315 | 0.315 | 0.315 | 0.315 | 0.315 | 0.315 | 0.315 | 0.315 | 0.315 | 0.315 | 0.315 | 0.315 | 0.315 | 0.315 | 0.315 | 0.315 | 0.315 | 0.315 | 0.315 | 0.315 | 0.315 | 0.315 | 0.315 | 0.315 | 0.315 | 0.315 | 0.315 | 0.315 | 0.315 | 0.315 | 0.315 | 0.315 | 0.315 | 0.315
0 | 0 | Rockville:914 | [6 empty] | 0.1 | 0.1 | 0.1 | 0.1 | 0.1 | 0.1 | 0.1 | 0.1 | 0.1 | 0.1 | 0.1 | 0.1 | 0.1 | 0.1 | 0.1 | 0.1 | 0.1 | 0.1 | 0.1 | 0.1 | 0.1 | 0.1 | 0.1 | 0.1 | 0.1 | 0.1 | 0.1 | 0.1 | 0.1 | 0.1 | 0.1 | 0.1 | 0.1 | 0.1 | 0.1 | 0.1 | 0.1 | 0.1 | 0.1 | 0.1 | 0.1 | 0.1 | 0.1 | 0.1 | 0.1 | 0.1 | 0.1 | 0.1
2017 | 0 | Asheville:1 | [6 empty] | 0.364 | 0.364 | 0.129 | 0.129 | 0.129 | 0.129 | 0.129 | 0.129 | 0.129 | 0.129 | 0.129 | 0.01935 | 0.01935 | 0.01935 | 0.01935 | 0.01935 | 0.01935 | 0.01935 | 0.01935 | 0.01935 | 0.01935 | 0.01935 | 0.01935 | 0.01935 | 0.01935 | 0.01935 | 0.01935 | 0.01935 | 0.01935 | 0.01935 | 0.01935 | 0.01935 | 0.01935 | 0.01935 | 0.01935 | 0.01935 | 0.01935 | 0.01935 | 0.01935 | 0.01935 | 0.01935 | 0.01935 | 0.01935 | 0.01935 | 0.01935 | 0.01935 | 0.01935 | 0.01935
|  | Asheville:GT1 | [6 empty] | 0.07 | 0.07 | 0.07 | 0.07 | 0.07 | 0.07 | 0.07 | 0.07 | 0.07 | 0.07 | 0.07 | 0.07 | 0.07 | 0.07 | 0.07 | 0.07 | 0.07 | 0.07 | 0.07 | 0.07 | 0.07 | 0.07 | 0.07 | 0.07 | 0.07 | 0.07 | 0.07 | 0.07 | 0.07 | 0.07 | 0.07 | 0.07 | 0.07 | 0.07 | 0.07 | 0.07 | 0.07 | 0.07 | 0.07 | 0.07 | 0.07 | 0.07 | 0.07 | 0.07 | 0.07 | 0.07 | 0.07 | 0.07
|  | Asheville:GT2 | [6 empty] | 0.08 | 0.08 | 0.08 | 0.08 | 0.08 | 0.08 | 0.08 | 0.08 | 0.08 | 0.08 | 0.08 | 0.08 | 0.08 | 0.08 | 0.08 | 0.08 | 0.08 | 0.08 | 0.08 | 0.08 | 0.08 | 0.08 | 0.08 | 0.08 | 0.08 | 0.08 | 0.08 | 0.08 | 0.08 | 0.08 | 0.08 | 0.08 | 0.08 | 0.08 | 0.08 | 0.08 | 0.08 | 0.08 | 0.08 | 0.08 | 0.08 | 0.08 | 0.08 | 0.08 | 0.08 | 0.08 | 0.08 | 0.08
|  | Asheville:2 | [6 empty] | 0.32 | 0.32 | 0.066 | 0.066 | 0.066 | 0.066 | 0.066 | 0.066 | 0.066 | 0.066 | 0.066 | 0.066 | 0.066 | 0.066 | 0.066 | 0.066 | 0.066 | 0.066 | 0.066 | 0.066 | 0.066 | 0.066 | 0.066 | 0.066 | 0.066 | 0.066 | 0.066 | 0.066 | 0.066 | 0.066 | 0.066 | 0.066 | 0.066 | 0.066 | 0.066 | 0.066 | 0.066 | 0.066 | 0.066 | 0.066 | 0.066 | 0.066 | 0.066 | 0.066 | 0.066 | 0.066 | 0.066 | 0.066
0 | 0 | Blewett:GT1 | [6 empty] | 0.305 | 0.305 | 0.305 | 0.305 | 0.305 | 0.305 | 0.305 | 0.305 | 0.305 | 0.305 | 0.305 | 0.305 | 0.305 | 0.305 | 0.305 | 0.305 | 0.305 | 0.305 | 0.305 | 0.305 | 0.305 | 0.305 | 0.305 | 0.305 | 0.305 | 0.305 | 0.305 | 0.305 | 0.305 | 0.305 | 0.305 | 0.305 | 0.305 | 0.305 | 0.305 | 0.305 | 0.305 | 0.305 | 0.305 | 0.305 | 0.305 | 0.305 | 0.305 | 0.305 | 0.305 | 0.305 | 0.305 | 0.305
0 | 0 | Blewett:GT2 | [6 empty] | 0.305 | 0.305 | 0.305 | 0.305 | 0.305 | 0.305 | 0.305 | 0.305 | 0.305 | 0.305 | 0.305 | 0.305 | 0.305 | 0.305 | 0.305 | 0.305 | 0.305 | 0.305 | 0.305 | 0.305 | 0.305 | 0.305 | 0.305 | 0.305 | 0.305 | 0.305 | 0.305 | 0.305 | 0.305 | 0.305 | 0.305 | 0.305 | 0.305 | 0.305 | 0.305 | 0.305 | 0.305 | 0.305 | 0.305 | 0.305 | 0.305 | 0.305 | 0.305 | 0.305 | 0.305 | 0.305 | 0.305 | 0.305
0 | 0 | Blewett:GT3 | [6 empty] | 0.305 | 0.305 | 0.305 | 0.305 | 0.305 | 0.305 | 0.305 | 0.305 | 0.305 | 0.305 | 0.305 | 0.305 | 0.305 | 0.305 | 0.305 | 0.305 | 0.305 | 0.305 | 0.305 | 0.305 | 0.305 | 0.305 | 0.305 | 0.305 | 0.305 | 0.305 | 0.305 | 0.305 | 0.305 | 0.305 | 0.305 | 0.305 | 0.305 | 0.305 | 0.305 | 0.305 | 0.305 | 0.305 | 0.305 | 0.305 | 0.305 | 0.305 | 0.305 | 0.305 | 0.305 | 0.305 | 0.305 | 0.305
0 | 0 | Blewett:GT4 | [6 empty] | 0.305 | 0.305 | 0.305 | 0.305 | 0.305 | 0.305 | 0.305 | 0.305 | 0.305 | 0.305 | 0.305 | 0.305 | 0.305 | 0.305 | 0.305 | 0.305 | 0.305 | 0.305 | 0.305 | 0.305 | 0.305 | 0.305 | 0.305 | 0.305 | 0.305 | 0.305 | 0.305 | 0.305 | 0.305 | 0.305 | 0.305 | 0.305 | 0.305 | 0.305 | 0.305 | 0.305 | 0.305 | 0.305 | 0.305 | 0.305 | 0.305 | 0.305 | 0.305 | 0.305 | 0.305 | 0.305 | 0.305 | 0.305
|  | Cape Fear:CA1 | [6 empty] | 0.305 | 0.305 | 0.305 | 0.305 | 0.305 | 0.305 | 0.305 | 0.305 | 0.305 | 0.305 | 0.305 | 0.305 | 0.305 | 0.305 | 0.305 | 0.305 | 0.305 | 0.305 | 0.305 | 0.305 | 0.305 | 0.305 | 0.305 | 0.305 | 0.305 | 0.305 | 0.305 | 0.305 | 0.305 | 0.305 | 0.305 | 0.305 | 0.305 | 0.305 | 0.305 | 0.305 | 0.305 | 0.305 | 0.305 | 0.305 | 0.305 | 0.305 | 0.305 | 0.305 | 0.305 | 0.305 | 0.305 | 0.305
|  | Cape Fear:CA2 | [6 empty] | 0.305 | 0.305 | 0.305 | 0.305 | 0.305 | 0.305 | 0.305 | 0.305 | 0.305 | 0.305 | 0.305 | 0.305 | 0.305 | 0.305 | 0.305 | 0.305 | 0.305 | 0.305 | 0.305 | 0.305 | 0.305 | 0.305 | 0.305 | 0.305 | 0.305 | 0.305 | 0.305 | 0.305 | 0.305 | 0.305 | 0.305 | 0.305 | 0.305 | 0.305 | 0.305 | 0.305 | 0.305 | 0.305 | 0.305 | 0.305 | 0.305 | 0.305 | 0.305 | 0.305 | 0.305 | 0.305 | 0.305 | 0.305
2021 | 0 | Cape Fear:5 | [6 empty] | 0.206 | 0.206 | 0.216 | 0.216 | 0.216 | 0.216 | 0.216 | 0.216 | 0.216 | 0.216 | 0.216 | 0.216 | 0.216 | 0.216 | 0.216 | 0.0324 | 0.0324 | 0.0324 | 0.0324 | 0.0324 | 0.0324 | 0.0324 | 0.0324 | 0.0324 | 0.0324 | 0.0324 | 0.0324 | 0.0324 | 0.0324 | 0.0324 | 0.0324 | 0.0324 | 0.0324 | 0.0324 | 0.0324 | 0.0324 | 0.0324 | 0.0324 | 0.0324 | 0.0324 | 0.0324 | 0.0324 | 0.0324 | 0.0324 | 0.0324 | 0.0324 | 0.0324 | 0.0324
2021 | 0 | Cape Fear:6 | [6 empty] | 0.232 | 0.232 | 0.209 | 0.209 | 0.209 | 0.209 | 0.209 | 0.209 | 0.209 | 0.209 | 0.209 | 0.209 | 0.209 | 0.209 | 0.209 | 0.03135 | 0.03135 | 0.03135 | 0.03135 | 0.03135 | 0.03135 | 0.03135 | 0.03135 | 0.03135 | 0.03135 | 0.03135 | 0.03135 | 0.03135 | 0.03135 | 0.03135 | 0.03135 | 0.03135 | 0.03135 | 0.03135 | 0.03135 | 0.03135 | 0.03135 | 0.03135 | 0.03135 | 0.03135 | 0.03135 | 0.03135 | 0.03135 | 0.03135 | 0.03135 | 0.03135 | 0.03135 | 0.03135
2021 | 0 | Lee (CPLC):1 | [6 empty] | 0.525 | 0.525 | 0.505 | 0.505 | 0.505 | 0.505 | 0.505 | 0.505 | 0.505 | 0.505 | 0.505 | 0.505 | 0.505 | 0.505 | 0.505 | 0.07575 | 0.07575 | 0.07575 | 0.07575 | 0.07575 | 0.07575 | 0.07575 | 0.07575 | 0.07575 | 0.07575 | 0.07575 | 0.07575 | 0.07575 | 0.07575 | 0.07575 | 0.07575 | 0.07575 | 0.07575 | 0.07575 | 0.07575 | 0.07575 | 0.07575 | 0.07575 | 0.07575 | 0.07575 | 0.07575 | 0.07575 | 0.07575 | 0.07575 | 0.07575 | 0.07575 | 0.07575 | 0.07575
|  | Lee (CPLC):GTMH | [6 empty] | 0.122 | 0.122 | 0.083 | 0.083 | 0.083 | 0.083 | 0.083 | 0.083 | 0.083 | 0.083 | 0.083 | 0.083 | 0.083 | 0.083 | 0.083 | 0.083 | 0.083 | 0.083 | 0.083 | 0.083 | 0.083 | 0.083 | 0.083 | 0.083 | 0.083 | 0.083 | 0.083 | 0.083 | 0.083 | 0.083 | 0.083 | 0.083 | 0.083 | 0.083 | 0.083 | 0.083 | 0.083 | 0.083 | 0.083 | 0.083 | 0.083 | 0.083 | 0.083 | 0.083 | 0.083 | 0.083 | 0.083 | 0.083
|  | Lee (CPLC):GT2 | [6 empty] | 0.063 | 0.063 | 0.038 | 0.038 | 0.038 | 0.038 | 0.038 | 0.038 | 0.038 | 0.038 | 0.038 | 0.038 | 0.038 | 0.038 | 0.038 | 0.038 | 0.038 | 0.038 | 0.038 | 0.038 | 0.038 | 0.038 | 0.038 | 0.038 | 0.038 | 0.038 | 0.038 | 0.038 | 0.038 | 0.038 | 0.038 | 0.038 | 0.038 | 0.038 | 0.038 | 0.038 | 0.038 | 0.038 | 0.038 | 0.038 | 0.038 | 0.038 | 0.038 | 0.038 | 0.038 | 0.038 | 0.038 | 0.038
|  | Lee (CPLC):GT3 | [6 empty] | 0.058 | 0.058 | 0.06 | 0.06 | 0.06 | 0.06 | 0.06 | 0.06 | 0.06 | 0.06 | 0.06 | 0.06 | 0.06 | 0.06 | 0.06 | 0.06 | 0.06 | 0.06 | 0.06 | 0.06 | 0.06 | 0.06 | 0.06 | 0.06 | 0.06 | 0.06 | 0.06 | 0.06 | 0.06 | 0.06 | 0.06 | 0.06 | 0.06 | 0.06 | 0.06 | 0.06 | 0.06 | 0.06 | 0.06 | 0.06 | 0.06 | 0.06 | 0.06 | 0.06 | 0.06 | 0.06 | 0.06 | 0.06
|  | Lee (CPLC):GT4 | [6 empty] | 0.305 | 0.305 | 0.305 | 0.305 | 0.305 | 0.305 | 0.305 | 0.305 | 0.305 | 0.305 | 0.305 | 0.305 | 0.305 | 0.305 | 0.305 | 0.305 | 0.305 | 0.305 | 0.305 | 0.305 | 0.305 | 0.305 | 0.305 | 0.305 | 0.305 | 0.305 | 0.305 | 0.305 | 0.305 | 0.305 | 0.305 | 0.305 | 0.305 | 0.305 | 0.305 | 0.305 | 0.305 | 0.305 | 0.305 | 0.305 | 0.305 | 0.305 | 0.305 | 0.305 | 0.305 | 0.305 | 0.305 | 0.305
2021 | 0 | Lee (CPLC):2 | [6 empty] | 0.638 | 0.638 | 0.324 | 0.324 | 0.324 | 0.324 | 0.324 | 0.324 | 0.324 | 0.324 | 0.324 | 0.324 | 0.324 | 0.324 | 0.324 | 0.0486 | 0.0486 | 0.0486 | 0.0486 | 0.0486 | 0.0486 | 0.0486 | 0.0486 | 0.0486 | 0.0486 | 0.0486 | 0.0486 | 0.0486 | 0.0486 | 0.0486 | 0.0486 | 0.0486 | 0.0486 | 0.0486 | 0.0486 | 0.0486 | 0.0486 | 0.0486 | 0.0486 | 0.0486 | 0.0486 | 0.0486 | 0.0486 | 0.0486 | 0.0486 | 0.0486 | 0.0486 | 0.0486
2020 | 0 | Lee (CPLC):3 | [6 empty] | 0.382 | 0.382 | 0.302 | 0.302 | 0.302 | 0.302 | 0.302 | 0.302 | 0.302 | 0.302 | 0.302 | 0.302 | 0.302 | 0.302 | 0.0453 | 0.0453 | 0.0453 | 0.0453 | 0.0453 | 0.0453 | 0.0453 | 0.0453 | 0.0453 | 0.0453 | 0.0453 | 0.0453 | 0.0453 | 0.0453 | 0.0453 | 0.0453 | 0.0453 | 0.0453 | 0.0453 | 0.0453 | 0.0453 | 0.0453 | 0.0453 | 0.0453 | 0.0453 | 0.0453 | 0.0453 | 0.0453 | 0.0453 | 0.0453 | 0.0453 | 0.0453 | 0.0453 | 0.0453
|  | Morehead:GT1 | [6 empty] | 0.305 | 0.305 | 0.305 | 0.305 | 0.305 | 0.305 | 0.305 | 0.305 | 0.305 | 0.305 | 0.305 | 0.305 | 0.305 | 0.305 | 0.305 | 0.305 | 0.305 | 0.305 | 0.305 | 0.305 | 0.305 | 0.305 | 0.305 | 0.305 | 0.305 | 0.305 | 0.305 | 0.305 | 0.305 | 0.305 | 0.305 | 0.305 | 0.305 | 0.305 | 0.305 | 0.305 | 0.305 | 0.305 | 0.305 | 0.305 | 0.305 | 0.305 | 0.305 | 0.305 | 0.305 | 0.305 | 0.305 | 0.305
2017 | 0 | Roxboro:1 | [6 empty] | 0.082 | 0.082 | 0.087 | 0.087 | 0.087 | 0.087 | 0.087 | 0.087 | 0.087 | 0.087 | 0.087 | 0.01305 | 0.01305 | 0.01305 | 0.01305 | 0.01305 | 0.01305 | 0.01305 | 0.01305 | 0.01305 | 0.01305 | 0.01305 | 0.01305 | 0.01305 | 0.01305 | 0.01305 | 0.01305 | 0.01305 | 0.01305 | 0.01305 | 0.01305 | 0.01305 | 0.01305 | 0.01305 | 0.01305 | 0.01305 | 0.01305 | 0.01305 | 0.01305 | 0.01305 | 0.01305 | 0.01305 | 0.01305 | 0.01305 | 0.01305 | 0.01305 | 0.01305 | 0.01305
|  | Roxboro:GT1 | [6 empty] | 0.305 | 0.305 | 0.305 | 0.305 | 0.305 | 0.305 | 0.305 | 0.305 | 0.305 | 0.305 | 0.305 | 0.305 | 0.305 | 0.305 | 0.305 | 0.305 | 0.305 | 0.305 | 0.305 | 0.305 | 0.305 | 0.305 | 0.305 | 0.305 | 0.305 | 0.305 | 0.305 | 0.305 | 0.305 | 0.305 | 0.305 | 0.305 | 0.305 | 0.305 | 0.305 | 0.305 | 0.305 | 0.305 | 0.305 | 0.305 | 0.305 | 0.305 | 0.305 | 0.305 | 0.305 | 0.305 | 0.305 | 0.305
|  | Roxboro:2 | [6 empty] | 0.078 | 0.078 | 0.059 | 0.059 | 0.059 | 0.059 | 0.059 | 0.059 | 0.059 | 0.059 | 0.059 | 0.059 | 0.059 | 0.059 | 0.059 | 0.059 | 0.059 | 0.059 | 0.059 | 0.059 | 0.059 | 0.059 | 0.059 | 0.059 | 0.059 | 0.059 | 0.059 | 0.059 | 0.059 | 0.059 | 0.059 | 0.059 | 0.059 | 0.059 | 0.059 | 0.059 | 0.059 | 0.059 | 0.059 | 0.059 | 0.059 | 0.059 | 0.059 | 0.059 | 0.059 | 0.059 | 0.059 | 0.059
|  | Roxboro:3 | [6 empty] | 0.074 | 0.074 | 0.074 | 0.074 | 0.074 | 0.074 | 0.074 | 0.074 | 0.074 | 0.074 | 0.074 | 0.074 | 0.074 | 0.074 | 0.074 | 0.074 | 0.074 | 0.074 | 0.074 | 0.074 | 0.074 | 0.074 | 0.074 | 0.074 | 0.074 | 0.074 | 0.074 | 0.074 | 0.074 | 0.074 | 0.074 | 0.074 | 0.074 | 0.074 | 0.074 | 0.074 | 0.074 | 0.074 | 0.074 | 0.074 | 0.074 | 0.074 | 0.074 | 0.074 | 0.074 | 0.074 | 0.074 | 0.074
|  | Roxboro:4 | [6 empty] | 0.078 | 0.078 | 0.078 | 0.078 | 0.078 | 0.078 | 0.078 | 0.078 | 0.078 | 0.078 | 0.078 | 0.078 | 0.078 | 0.078 | 0.078 | 0.078 | 0.078 | 0.078 | 0.078 | 0.078 | 0.078 | 0.078 | 0.078 | 0.078 | 0.078 | 0.078 | 0.078 | 0.078 | 0.078 | 0.078 | 0.078 | 0.078 | 0.078 | 0.078 | 0.078 | 0.078 | 0.078 | 0.078 | 0.078 | 0.078 | 0.078 | 0.078 | 0.078 | 0.078 | 0.078 | 0.078 | 0.078 | 0.078
2017 | 0 | Sutton:1 | [6 empty] | 0.515 | 0.515 | 0.346 | 0.346 | 0.346 | 0.346 | 0.346 | 0.346 | 0.346 | 0.346 | 0.346 | 0.0519 | 0.0519 | 0.0519 | 0.0519 | 0.0519 | 0.0519 | 0.0519 | 0.0519 | 0.0519 | 0.0519 | 0.0519 | 0.0519 | 0.0519 | 0.0519 | 0.0519 | 0.0519 | 0.0519 | 0.0519 | 0.0519 | 0.0519 | 0.0519 | 0.0519 | 0.0519 | 0.0519 | 0.0519 | 0.0519 | 0.0519 | 0.0519 | 0.0519 | 0.0519 | 0.0519 | 0.0519 | 0.0519 | 0.0519 | 0.0519 | 0.0519 | 0.0519
|  | Sutton:GT1 | [6 empty] | 0.305 | 0.305 | 0.305 | 0.305 | 0.305 | 0.305 | 0.305 | 0.305 | 0.305 | 0.305 | 0.305 | 0.305 | 0.305 | 0.305 | 0.305 | 0.305 | 0.305 | 0.305 | 0.305 | 0.305 | 0.305 | 0.305 | 0.305 | 0.305 | 0.305 | 0.305 | 0.305 | 0.305 | 0.305 | 0.305 | 0.305 | 0.305 | 0.305 | 0.305 | 0.305 | 0.305 | 0.305 | 0.305 | 0.305 | 0.305 | 0.305 | 0.305 | 0.305 | 0.305 | 0.305 | 0.305 | 0.305 | 0.305
|  | Sutton:GTA | [6 empty] | 0.305 | 0.305 | 0.305 | 0.305 | 0.305 | 0.305 | 0.305 | 0.305 | 0.305 | 0.305 | 0.305 | 0.305 | 0.305 | 0.305 | 0.305 | 0.305 | 0.305 | 0.305 | 0.305 | 0.305 | 0.305 | 0.305 | 0.305 | 0.305 | 0.305 | 0.305 | 0.305 | 0.305 | 0.305 | 0.305 | 0.305 | 0.305 | 0.305 | 0.305 | 0.305 | 0.305 | 0.305 | 0.305 | 0.305 | 0.305 | 0.305 | 0.305 | 0.305 | 0.305 | 0.305 | 0.305 | 0.305 | 0.305
|  | Sutton:GTB | [6 empty] | 0.305 | 0.305 | 0.305 | 0.305 | 0.305 | 0.305 | 0.305 | 0.305 | 0.305 | 0.305 | 0.305 | 0.305 | 0.305 | 0.305 | 0.305 | 0.305 | 0.305 | 0.305 | 0.305 | 0.305 | 0.305 | 0.305 | 0.305 | 0.305 | 0.305 | 0.305 | 0.305 | 0.305 | 0.305 | 0.305 | 0.305 | 0.305 | 0.305 | 0.305 | 0.305 | 0.305 | 0.305 | 0.305 | 0.305 | 0.305 | 0.305 | 0.305 | 0.305 | 0.305 | 0.305 | 0.305 | 0.305 | 0.305
2017 | 0 | Sutton:2 | [6 empty] | 0.515 | 0.515 | 0.348 | 0.348 | 0.348 | 0.348 | 0.348 | 0.348 | 0.348 | 0.348 | 0.348 | 0.0522 | 0.0522 | 0.0522 | 0.0522 | 0.0522 | 0.0522 | 0.0522 | 0.0522 | 0.0522 | 0.0522 | 0.0522 | 0.0522 | 0.0522 | 0.0522 | 0.0522 | 0.0522 | 0.0522 | 0.0522 | 0.0522 | 0.0522 | 0.0522 | 0.0522 | 0.0522 | 0.0522 | 0.0522 | 0.0522 | 0.0522 | 0.0522 | 0.0522 | 0.0522 | 0.0522 | 0.0522 | 0.0522 | 0.0522 | 0.0522 | 0.0522 | 0.0522
2017 | 0 | Sutton:3 | [6 empty] | 0.351 | 0.351 | 0.304 | 0.304 | 0.304 | 0.304 | 0.304 | 0.304 | 0.304 | 0.304 | 0.304 | 0.0456 | 0.0456 | 0.0456 | 0.0456 | 0.0456 | 0.0456 | 0.0456 | 0.0456 | 0.0456 | 0.0456 | 0.0456 | 0.0456 | 0.0456 | 0.0456 | 0.0456 | 0.0456 | 0.0456 | 0.0456 | 0.0456 | 0.0456 | 0.0456 | 0.0456 | 0.0456 | 0.0456 | 0.0456 | 0.0456 | 0.0456 | 0.0456 | 0.0456 | 0.0456 | 0.0456 | 0.0456 | 0.0456 | 0.0456 | 0.0456 | 0.0456 | 0.0456
2017 | 0 | Weatherspoon:1 | [6 empty] | 0.88 | 0.88 | 0.831 | 0.831 | 0.831 | 0.831 | 0.831 | 0.831 | 0.831 | 0.831 | 0.831 | 0.12465 | 0.12465 | 0.12465 | 0.12465 | 0.12465 | 0.12465 | 0.12465 | 0.12465 | 0.12465 | 0.12465 | 0.12465 | 0.12465 | 0.12465 | 0.12465 | 0.12465 | 0.12465 | 0.12465 | 0.12465 | 0.12465 | 0.12465 | 0.12465 | 0.12465 | 0.12465 | 0.12465 | 0.12465 | 0.12465 | 0.12465 | 0.12465 | 0.12465 | 0.12465 | 0.12465 | 0.12465 | 0.12465 | 0.12465 | 0.12465 | 0.12465 | 0.12465
0 | 0 | Weatherspoon:GT1 | [6 empty] | 0.1 | 0.1 | 0.1 | 0.1 | 0.1 | 0.1 | 0.1 | 0.1 | 0.1 | 0.1 | 0.1 | 0.1 | 0.1 | 0.1 | 0.1 | 0.1 | 0.1 | 0.1 | 0.1 | 0.1 | 0.1 | 0.1 | 0.1 | 0.1 | 0.1 | 0.1 | 0.1 | 0.1 | 0.1 | 0.1 | 0.1 | 0.1 | 0.1 | 0.1 | 0.1 | 0.1 | 0.1 | 0.1 | 0.1 | 0.1 | 0.1 | 0.1 | 0.1 | 0.1 | 0.1 | 0.1 | 0.1 | 0.1
0 | 0 | Weatherspoon:GT2 | [6 empty] | 0.1 | 0.1 | 0.1 | 0.1 | 0.1 | 0.1 | 0.1 | 0.1 | 0.1 | 0.1 | 0.1 | 0.1 | 0.1 | 0.1 | 0.1 | 0.1 | 0.1 | 0.1 | 0.1 | 0.1 | 0.1 | 0.1 | 0.1 | 0.1 | 0.1 | 0.1 | 0.1 | 0.1 | 0.1 | 0.1 | 0.1 | 0.1 | 0.1 | 0.1 | 0.1 | 0.1 | 0.1 | 0.1 | 0.1 | 0.1 | 0.1 | 0.1 | 0.1 | 0.1 | 0.1 | 0.1 | 0.1 | 0.1
0 | 0 | Weatherspoon:GT3 | [6 empty] | 0.1 | 0.1 | 0.1 | 0.1 | 0.1 | 0.1 | 0.1 | 0.1 | 0.1 | 0.1 | 0.1 | 0.1 | 0.1 | 0.1 | 0.1 | 0.1 | 0.1 | 0.1 | 0.1 | 0.1 | 0.1 | 0.1 | 0.1 | 0.1 | 0.1 | 0.1 | 0.1 | 0.1 | 0.1 | 0.1 | 0.1 | 0.1 | 0.1 | 0.1 | 0.1 | 0.1 | 0.1 | 0.1 | 0.1 | 0.1 | 0.1 | 0.1 | 0.1 | 0.1 | 0.1 | 0.1 | 0.1 | 0.1
0 | 0 | Weatherspoon:GT4 | [6 empty] | 0.1 | 0.1 | 0.1 | 0.1 | 0.1 | 0.1 | 0.1 | 0.1 | 0.1 | 0.1 | 0.1 | 0.1 | 0.1 | 0.1 | 0.1 | 0.1 | 0.1 | 0.1 | 0.1 | 0.1 | 0.1 | 0.1 | 0.1 | 0.1 | 0.1 | 0.1 | 0.1 | 0.1 | 0.1 | 0.1 | 0.1 | 0.1 | 0.1 | 0.1 | 0.1 | 0.1 | 0.1 | 0.1 | 0.1 | 0.1 | 0.1 | 0.1 | 0.1 | 0.1 | 0.1 | 0.1 | 0.1 | 0.1
2017 | 0 | Weatherspoon:2 | [6 empty] | 0.88 | 0.88 | 0.829 | 0.829 | 0.829 | 0.829 | 0.829 | 0.829 | 0.829 | 0.829 | 0.829 | 0.12435 | 0.12435 | 0.12435 | 0.12435 | 0.12435 | 0.12435 | 0.12435 | 0.12435 | 0.12435 | 0.12435 | 0.12435 | 0.12435 | 0.12435 | 0.12435 | 0.12435 | 0.12435 | 0.12435 | 0.12435 | 0.12435 | 0.12435 | 0.12435 | 0.12435 | 0.12435 | 0.12435 | 0.12435 | 0.12435 | 0.12435 | 0.12435 | 0.12435 | 0.12435 | 0.12435 | 0.12435 | 0.12435 | 0.12435 | 0.12435 | 0.12435 | 0.12435
2017 | 0 | Weatherspoon:3 | [6 empty] | 0.497 | 0.497 | 0.406 | 0.406 | 0.406 | 0.406 | 0.406 | 0.406 | 0.406 | 0.406 | 0.406 | 0.0609 | 0.0609 | 0.0609 | 0.0609 | 0.0609 | 0.0609 | 0.0609 | 0.0609 | 0.0609 | 0.0609 | 0.0609 | 0.0609 | 0.0609 | 0.0609 | 0.0609 | 0.0609 | 0.0609 | 0.0609 | 0.0609 | 0.0609 | 0.0609 | 0.0609 | 0.0609 | 0.0609 | 0.0609 | 0.0609 | 0.0609 | 0.0609 | 0.0609 | 0.0609 | 0.0609 | 0.0609 | 0.0609 | 0.0609 | 0.0609 | 0.0609 | 0.0609
2017 | 0 | Allen (DUPC):1 | [6 empty] | 0.164 | 0.164 | 0.178 | 0.178 | 0.178 | 0.178 | 0.178 | 0.178 | 0.178 | 0.178 | 0.178 | 0.0267 | 0.0267 | 0.0267 | 0.0267 | 0.0267 | 0.0267 | 0.0267 | 0.0267 | 0.0267 | 0.0267 | 0.0267 | 0.0267 | 0.0267 | 0.0267 | 0.0267 | 0.0267 | 0.0267 | 0.0267 | 0.0267 | 0.0267 | 0.0267 | 0.0267 | 0.0267 | 0.0267 | 0.0267 | 0.0267 | 0.0267 | 0.0267 | 0.0267 | 0.0267 | 0.0267 | 0.0267 | 0.0267 | 0.0267 | 0.0267 | 0.0267 | 0.0267
2017 | 0 | Allen (DUPC):2 | [6 empty] | 0.192 | 0.192 | 0.16 | 0.16 | 0.16 | 0.16 | 0.16 | 0.16 | 0.16 | 0.16 | 0.16 | 0.024 | 0.024 | 0.024 | 0.024 | 0.024 | 0.024 | 0.024 | 0.024 | 0.024 | 0.024 | 0.024 | 0.024 | 0.024 | 0.024 | 0.024 | 0.024 | 0.024 | 0.024 | 0.024 | 0.024 | 0.024 | 0.024 | 0.024 | 0.024 | 0.024 | 0.024 | 0.024 | 0.024 | 0.024 | 0.024 | 0.024 | 0.024 | 0.024 | 0.024 | 0.024 | 0.024 | 0.024
2017 | 0 | Allen (DUPC):3 | [6 empty] | 0.187 | 0.187 | 0.171 | 0.171 | 0.171 | 0.171 | 0.171 | 0.171 | 0.171 | 0.171 | 0.171 | 0.02565 | 0.02565 | 0.02565 | 0.02565 | 0.02565 | 0.02565 | 0.02565 | 0.02565 | 0.02565 | 0.02565 | 0.02565 | 0.02565 | 0.02565 | 0.02565 | 0.02565 | 0.02565 | 0.02565 | 0.02565 | 0.02565 | 0.02565 | 0.02565 | 0.02565 | 0.02565 | 0.02565 | 0.02565 | 0.02565 | 0.02565 | 0.02565 | 0.02565 | 0.02565 | 0.02565 | 0.02565 | 0.02565 | 0.02565 | 0.02565 | 0.02565 | 0.02565
2017 | 0 | Allen (DUPC):4 | [6 empty] | 0.22 | 0.22 | 0.182 | 0.182 | 0.182 | 0.182 | 0.182 | 0.182 | 0.182 | 0.182 | 0.182 | 0.0273 | 0.0273 | 0.0273 | 0.0273 | 0.0273 | 0.0273 | 0.0273 | 0.0273 | 0.0273 | 0.0273 | 0.0273 | 0.0273 | 0.0273 | 0.0273 | 0.0273 | 0.0273 | 0.0273 | 0.0273 | 0.0273 | 0.0273 | 0.0273 | 0.0273 | 0.0273 | 0.0273 | 0.0273 | 0.0273 | 0.0273 | 0.0273 | 0.0273 | 0.0273 | 0.0273 | 0.0273 | 0.0273 | 0.0273 | 0.0273 | 0.0273 | 0.0273
2017 | 0 | Allen (DUPC):5 | [6 empty] | 0.215 | 0.215 | 0.221 | 0.221 | 0.221 | 0.221 | 0.221 | 0.221 | 0.221 | 0.221 | 0.221 | 0.03315 | 0.03315 | 0.03315 | 0.03315 | 0.03315 | 0.03315 | 0.03315 | 0.03315 | 0.03315 | 0.03315 | 0.03315 | 0.03315 | 0.03315 | 0.03315 | 0.03315 | 0.03315 | 0.03315 | 0.03315 | 0.03315 | 0.03315 | 0.03315 | 0.03315 | 0.03315 | 0.03315 | 0.03315 | 0.03315 | 0.03315 | 0.03315 | 0.03315 | 0.03315 | 0.03315 | 0.03315 | 0.03315 | 0.03315 | 0.03315 | 0.03315 | 0.03315
2021 | 0 | Buck (DUPC):3 | [6 empty] | 0.194 | 0.194 | 0.194 | 0.194 | 0.194 | 0.194 | 0.194 | 0.194 | 0.194 | 0.194 | 0.194 | 0.194 | 0.194 | 0.194 | 0.194 | 0.0291 | 0.0291 | 0.0291 | 0.0291 | 0.0291 | 0.0291 | 0.0291 | 0.0291 | 0.0291 | 0.0291 | 0.0291 | 0.0291 | 0.0291 | 0.0291 | 0.0291 | 0.0291 | 0.0291 | 0.0291 | 0.0291 | 0.0291 | 0.0291 | 0.0291 | 0.0291 | 0.0291 | 0.0291 | 0.0291 | 0.0291 | 0.0291 | 0.0291 | 0.0291 | 0.0291 | 0.0291 | 0.0291
2021 | 0 | Buck (DUPC):4 | [6 empty] | 0.193 | 0.193 | 0.193 | 0.193 | 0.193 | 0.193 | 0.193 | 0.193 | 0.193 | 0.193 | 0.193 | 0.193 | 0.193 | 0.193 | 0.193 | 0.02895 | 0.02895 | 0.02895 | 0.02895 | 0.02895 | 0.02895 | 0.02895 | 0.02895 | 0.02895 | 0.02895 | 0.02895 | 0.02895 | 0.02895 | 0.02895 | 0.02895 | 0.02895 | 0.02895 | 0.02895 | 0.02895 | 0.02895 | 0.02895 | 0.02895 | 0.02895 | 0.02895 | 0.02895 | 0.02895 | 0.02895 | 0.02895 | 0.02895 | 0.02895 | 0.02895 | 0.02895 | 0.02895
2021 | 0 | Buck (DUPC):5 | [6 empty] | 0.405 | 0.405 | 0.227 | 0.227 | 0.227 | 0.227 | 0.227 | 0.227 | 0.227 | 0.227 | 0.227 | 0.227 | 0.227 | 0.227 | 0.227 | 0.03405 | 0.03405 | 0.03405 | 0.03405 | 0.03405 | 0.03405 | 0.03405 | 0.03405 | 0.03405 | 0.03405 | 0.03405 | 0.03405 | 0.03405 | 0.03405 | 0.03405 | 0.03405 | 0.03405 | 0.03405 | 0.03405 | 0.03405 | 0.03405 | 0.03405 | 0.03405 | 0.03405 | 0.03405 | 0.03405 | 0.03405 | 0.03405 | 0.03405 | 0.03405 | 0.03405 | 0.03405 | 0.03405
2021 | 0 | Buck (DUPC):6 | [6 empty] | 0.413 | 0.413 | 0.238 | 0.238 | 0.238 | 0.238 | 0.238 | 0.238 | 0.238 | 0.238 | 0.238 | 0.238 | 0.238 | 0.238 | 0.238 | 0.0357 | 0.0357 | 0.0357 | 0.0357 | 0.0357 | 0.0357 | 0.0357 | 0.0357 | 0.0357 | 0.0357 | 0.0357 | 0.0357 | 0.0357 | 0.0357 | 0.0357 | 0.0357 | 0.0357 | 0.0357 | 0.0357 | 0.0357 | 0.0357 | 0.0357 | 0.0357 | 0.0357 | 0.0357 | 0.0357 | 0.0357 | 0.0357 | 0.0357 | 0.0357 | 0.0357 | 0.0357 | 0.0357
2017 | 0 | Cliffside:1 | [6 empty] | 0.446 | 0.446 | 0.41 | 0.41 | 0.41 | 0.41 | 0.41 | 0.41 | 0.41 | 0.41 | 0.41 | 0.0615 | 0.0615 | 0.0615 | 0.0615 | 0.0615 | 0.0615 | 0.0615 | 0.0615 | 0.0615 | 0.0615 | 0.0615 | 0.0615 | 0.0615 | 0.0615 | 0.0615 | 0.0615 | 0.0615 | 0.0615 | 0.0615 | 0.0615 | 0.0615 | 0.0615 | 0.0615 | 0.0615 | 0.0615 | 0.0615 | 0.0615 | 0.0615 | 0.0615 | 0.0615 | 0.0615 | 0.0615 | 0.0615 | 0.0615 | 0.0615 | 0.0615 | 0.0615
2017 | 0 | Cliffside:2 | [6 empty] | 0.356 | 0.356 | 0.383 | 0.383 | 0.383 | 0.383 | 0.383 | 0.383 | 0.383 | 0.383 | 0.383 | 0.05745 | 0.05745 | 0.05745 | 0.05745 | 0.05745 | 0.05745 | 0.05745 | 0.05745 | 0.05745 | 0.05745 | 0.05745 | 0.05745 | 0.05745 | 0.05745 | 0.05745 | 0.05745 | 0.05745 | 0.05745 | 0.05745 | 0.05745 | 0.05745 | 0.05745 | 0.05745 | 0.05745 | 0.05745 | 0.05745 | 0.05745 | 0.05745 | 0.05745 | 0.05745 | 0.05745 | 0.05745 | 0.05745 | 0.05745 | 0.05745 | 0.05745 | 0.05745
2017 | 0 | Cliffside:3 | [6 empty] | 0.395 | 0.395 | 0.375 | 0.375 | 0.375 | 0.375 | 0.375 | 0.375 | 0.375 | 0.375 | 0.375 | 0.05625 | 0.05625 | 0.05625 | 0.05625 | 0.05625 | 0.05625 | 0.05625 | 0.05625 | 0.05625 | 0.05625 | 0.05625 | 0.05625 | 0.05625 | 0.05625 | 0.05625 | 0.05625 | 0.05625 | 0.05625 | 0.05625 | 0.05625 | 0.05625 | 0.05625 | 0.05625 | 0.05625 | 0.05625 | 0.05625 | 0.05625 | 0.05625 | 0.05625 | 0.05625 | 0.05625 | 0.05625 | 0.05625 | 0.05625 | 0.05625 | 0.05625 | 0.05625
2017 | 0 | Cliffside:4 | [6 empty] | 0.428 | 0.428 | 0.383 | 0.383 | 0.383 | 0.383 | 0.383 | 0.383 | 0.383 | 0.383 | 0.383 | 0.05745 | 0.05745 | 0.05745 | 0.05745 | 0.05745 | 0.05745 | 0.05745 | 0.05745 | 0.05745 | 0.05745 | 0.05745 | 0.05745 | 0.05745 | 0.05745 | 0.05745 | 0.05745 | 0.05745 | 0.05745 | 0.05745 | 0.05745 | 0.05745 | 0.05745 | 0.05745 | 0.05745 | 0.05745 | 0.05745 | 0.05745 | 0.05745 | 0.05745 | 0.05745 | 0.05745 | 0.05745 | 0.05745 | 0.05745 | 0.05745 | 0.05745 | 0.05745
|  | Cliffside:5 | [6 empty] | 0.061 | 0.061 | 0.06 | 0.06 | 0.06 | 0.06 | 0.06 | 0.06 | 0.06 | 0.06 | 0.06 | 0.06 | 0.06 | 0.06 | 0.06 | 0.06 | 0.06 | 0.06 | 0.06 | 0.06 | 0.06 | 0.06 | 0.06 | 0.06 | 0.06 | 0.06 | 0.06 | 0.06 | 0.06 | 0.06 | 0.06 | 0.06 | 0.06 | 0.06 | 0.06 | 0.06 | 0.06 | 0.06 | 0.06 | 0.06 | 0.06 | 0.06 | 0.06 | 0.06 | 0.06 | 0.06 | 0.06 | 0.06
2021 | 0 | Dan River:1 | [6 empty] | 0.373 | 0.373 | 0.371 | 0.371 | 0.371 | 0.371 | 0.371 | 0.371 | 0.371 | 0.371 | 0.371 | 0.371 | 0.371 | 0.371 | 0.371 | 0.05565 | 0.05565 | 0.05565 | 0.05565 | 0.05565 | 0.05565 | 0.05565 | 0.05565 | 0.05565 | 0.05565 | 0.05565 | 0.05565 | 0.05565 | 0.05565 | 0.05565 | 0.05565 | 0.05565 | 0.05565 | 0.05565 | 0.05565 | 0.05565 | 0.05565 | 0.05565 | 0.05565 | 0.05565 | 0.05565 | 0.05565 | 0.05565 | 0.05565 | 0.05565 | 0.05565 | 0.05565 | 0.05565
2021 | 0 | Dan River:2 | [6 empty] | 0.368 | 0.368 | 0.228 | 0.228 | 0.228 | 0.228 | 0.228 | 0.228 | 0.228 | 0.228 | 0.228 | 0.228 | 0.228 | 0.228 | 0.228 | 0.0342 | 0.0342 | 0.0342 | 0.0342 | 0.0342 | 0.0342 | 0.0342 | 0.0342 | 0.0342 | 0.0342 | 0.0342 | 0.0342 | 0.0342 | 0.0342 | 0.0342 | 0.0342 | 0.0342 | 0.0342 | 0.0342 | 0.0342 | 0.0342 | 0.0342 | 0.0342 | 0.0342 | 0.0342 | 0.0342 | 0.0342 | 0.0342 | 0.0342 | 0.0342 | 0.0342 | 0.0342 | 0.0342
2021 | 0 | Dan River:3 | [6 empty] | 0.408 | 0.408 | 0.213 | 0.213 | 0.213 | 0.213 | 0.213 | 0.213 | 0.213 | 0.213 | 0.213 | 0.213 | 0.213 | 0.213 | 0.213 | 0.03195 | 0.03195 | 0.03195 | 0.03195 | 0.03195 | 0.03195 | 0.03195 | 0.03195 | 0.03195 | 0.03195 | 0.03195 | 0.03195 | 0.03195 | 0.03195 | 0.03195 | 0.03195 | 0.03195 | 0.03195 | 0.03195 | 0.03195 | 0.03195 | 0.03195 | 0.03195 | 0.03195 | 0.03195 | 0.03195 | 0.03195 | 0.03195 | 0.03195 | 0.03195 | 0.03195 | 0.03195 | 0.03195
2017 | 0 | Marshall (DUPC):1 | [6 empty] | 0.216 | 0.216 | 0.205 | 0.205 | 0.205 | 0.205 | 0.205 | 0.205 | 0.205 | 0.205 | 0.205 | 0.03075 | 0.03075 | 0.03075 | 0.03075 | 0.03075 | 0.03075 | 0.03075 | 0.03075 | 0.03075 | 0.03075 | 0.03075 | 0.03075 | 0.03075 | 0.03075 | 0.03075 | 0.03075 | 0.03075 | 0.03075 | 0.03075 | 0.03075 | 0.03075 | 0.03075 | 0.03075 | 0.03075 | 0.03075 | 0.03075 | 0.03075 | 0.03075 | 0.03075 | 0.03075 | 0.03075 | 0.03075 | 0.03075 | 0.03075 | 0.03075 | 0.03075 | 0.03075
2017 | 0 | Marshall (DUPC):2 | [6 empty] | 0.237 | 0.237 | 0.21 | 0.21 | 0.21 | 0.21 | 0.21 | 0.21 | 0.21 | 0.21 | 0.21 | 0.0315 | 0.0315 | 0.0315 | 0.0315 | 0.0315 | 0.0315 | 0.0315 | 0.0315 | 0.0315 | 0.0315 | 0.0315 | 0.0315 | 0.0315 | 0.0315 | 0.0315 | 0.0315 | 0.0315 | 0.0315 | 0.0315 | 0.0315 | 0.0315 | 0.0315 | 0.0315 | 0.0315 | 0.0315 | 0.0315 | 0.0315 | 0.0315 | 0.0315 | 0.0315 | 0.0315 | 0.0315 | 0.0315 | 0.0315 | 0.0315 | 0.0315 | 0.0315
2016 | 0 | Marshall (DUPC):3 | [6 empty] | 0.203 | 0.203 | 0.201 | 0.201 | 0.201 | 0.201 | 0.201 | 0.201 | 0.201 | 0.201 | 0.03015 | 0.03015 | 0.03015 | 0.03015 | 0.03015 | 0.03015 | 0.03015 | 0.03015 | 0.03015 | 0.03015 | 0.03015 | 0.03015 | 0.03015 | 0.03015 | 0.03015 | 0.03015 | 0.03015 | 0.03015 | 0.03015 | 0.03015 | 0.03015 | 0.03015 | 0.03015 | 0.03015 | 0.03015 | 0.03015 | 0.03015 | 0.03015 | 0.03015 | 0.03015 | 0.03015 | 0.03015 | 0.03015 | 0.03015 | 0.03015 | 0.03015 | 0.03015 | 0.03015
2016 | 0 | Marshall (DUPC):4 | [6 empty] | 0.225 | 0.225 | 0.197 | 0.197 | 0.197 | 0.197 | 0.197 | 0.197 | 0.197 | 0.197 | 0.02955 | 0.02955 | 0.02955 | 0.02955 | 0.02955 | 0.02955 | 0.02955 | 0.02955 | 0.02955 | 0.02955 | 0.02955 | 0.02955 | 0.02955 | 0.02955 | 0.02955 | 0.02955 | 0.02955 | 0.02955 | 0.02955 | 0.02955 | 0.02955 | 0.02955 | 0.02955 | 0.02955 | 0.02955 | 0.02955 | 0.02955 | 0.02955 | 0.02955 | 0.02955 | 0.02955 | 0.02955 | 0.02955 | 0.02955 | 0.02955 | 0.02955 | 0.02955 | 0.02955
2017 | 0 | Riverbend:4 | [6 empty] | 0.21 | 0.21 | 0.21 | 0.21 | 0.21 | 0.21 | 0.21 | 0.21 | 0.21 | 0.21 | 0.21 | 0.0315 | 0.0315 | 0.0315 | 0.0315 | 0.0315 | 0.0315 | 0.0315 | 0.0315 | 0.0315 | 0.0315 | 0.0315 | 0.0315 | 0.0315 | 0.0315 | 0.0315 | 0.0315 | 0.0315 | 0.0315 | 0.0315 | 0.0315 | 0.0315 | 0.0315 | 0.0315 | 0.0315 | 0.0315 | 0.0315 | 0.0315 | 0.0315 | 0.0315 | 0.0315 | 0.0315 | 0.0315 | 0.0315 | 0.0315 | 0.0315 | 0.0315 | 0.0315
2017 | 0 | Riverbend:5 | [6 empty] | 0.238 | 0.238 | 0.238 | 0.238 | 0.238 | 0.238 | 0.238 | 0.238 | 0.238 | 0.238 | 0.238 | 0.0357 | 0.0357 | 0.0357 | 0.0357 | 0.0357 | 0.0357 | 0.0357 | 0.0357 | 0.0357 | 0.0357 | 0.0357 | 0.0357 | 0.0357 | 0.0357 | 0.0357 | 0.0357 | 0.0357 | 0.0357 | 0.0357 | 0.0357 | 0.0357 | 0.0357 | 0.0357 | 0.0357 | 0.0357 | 0.0357 | 0.0357 | 0.0357 | 0.0357 | 0.0357 | 0.0357 | 0.0357 | 0.0357 | 0.0357 | 0.0357 | 0.0357 | 0.0357
2017 | 0 | Riverbend:6 | [6 empty] | 0.209 | 0.209 | 0.209 | 0.209 | 0.209 | 0.209 | 0.209 | 0.209 | 0.209 | 0.209 | 0.209 | 0.03135 | 0.03135 | 0.03135 | 0.03135 | 0.03135 | 0.03135 | 0.03135 | 0.03135 | 0.03135 | 0.03135 | 0.03135 | 0.03135 | 0.03135 | 0.03135 | 0.03135 | 0.03135 | 0.03135 | 0.03135 | 0.03135 | 0.03135 | 0.03135 | 0.03135 | 0.03135 | 0.03135 | 0.03135 | 0.03135 | 0.03135 | 0.03135 | 0.03135 | 0.03135 | 0.03135 | 0.03135 | 0.03135 | 0.03135 | 0.03135 | 0.03135 | 0.03135
2017 | 0 | Riverbend:7 | [6 empty] | 0.239 | 0.239 | 0.184 | 0.184 | 0.184 | 0.184 | 0.184 | 0.184 | 0.184 | 0.184 | 0.184 | 0.0276 | 0.0276 | 0.0276 | 0.0276 | 0.0276 | 0.0276 | 0.0276 | 0.0276 | 0.0276 | 0.0276 | 0.0276 | 0.0276 | 0.0276 | 0.0276 | 0.0276 | 0.0276 | 0.0276 | 0.0276 | 0.0276 | 0.0276 | 0.0276 | 0.0276 | 0.0276 | 0.0276 | 0.0276 | 0.0276 | 0.0276 | 0.0276 | 0.0276 | 0.0276 | 0.0276 | 0.0276 | 0.0276 | 0.0276 | 0.0276 | 0.0276 | 0.0276
|  | Kitty Hawk:ALL | [6 empty] | 0.305 | 0.305 | 0.305 | 0.305 | 0.305 | 0.305 | 0.305 | 0.305 | 0.305 | 0.305 | 0.305 | 0.305 | 0.305 | 0.305 | 0.305 | 0.305 | 0.305 | 0.305 | 0.305 | 0.305 | 0.305 | 0.305 | 0.305 | 0.305 | 0.305 | 0.305 | 0.305 | 0.305 | 0.305 | 0.305 | 0.305 | 0.305 | 0.305 | 0.305 | 0.305 | 0.305 | 0.305 | 0.305 | 0.305 | 0.305 | 0.305 | 0.305 | 0.305 | 0.305 | 0.305 | 0.305 | 0.305 | 0.305
|  | Cardinal:1 | [6 empty] | 0.043 | 0.043 | 0.068 | 0.068 | 0.068 | 0.068 | 0.068 | 0.068 | 0.068 | 0.068 | 0.068 | 0.068 | 0.068 | 0.068 | 0.068 | 0.068 | 0.068 | 0.068 | 0.068 | 0.068 | 0.068 | 0.068 | 0.068 | 0.068 | 0.068 | 0.068 | 0.068 | 0.068 | 0.068 | 0.068 | 0.068 | 0.068 | 0.068 | 0.068 | 0.068 | 0.068 | 0.068 | 0.068 | 0.068 | 0.068 | 0.068 | 0.068 | 0.068 | 0.068 | 0.068 | 0.068 | 0.068 | 0.068
|  | Cardinal:2 | [6 empty] | 0.043 | 0.043 | 0.051 | 0.051 | 0.051 | 0.051 | 0.051 | 0.051 | 0.051 | 0.051 | 0.051 | 0.051 | 0.051 | 0.051 | 0.051 | 0.051 | 0.051 | 0.051 | 0.051 | 0.051 | 0.051 | 0.051 | 0.051 | 0.051 | 0.051 | 0.051 | 0.051 | 0.051 | 0.051 | 0.051 | 0.051 | 0.051 | 0.051 | 0.051 | 0.051 | 0.051 | 0.051 | 0.051 | 0.051 | 0.051 | 0.051 | 0.051 | 0.051 | 0.051 | 0.051 | 0.051 | 0.051 | 0.051
|  | Cardinal:3 | [6 empty] | 0.035 | 0.035 | 0.023 | 0.023 | 0.023 | 0.023 | 0.023 | 0.023 | 0.023 | 0.023 | 0.023 | 0.023 | 0.023 | 0.023 | 0.023 | 0.023 | 0.023 | 0.023 | 0.023 | 0.023 | 0.023 | 0.023 | 0.023 | 0.023 | 0.023 | 0.023 | 0.023 | 0.023 | 0.023 | 0.023 | 0.023 | 0.023 | 0.023 | 0.023 | 0.023 | 0.023 | 0.023 | 0.023 | 0.023 | 0.023 | 0.023 | 0.023 | 0.023 | 0.023 | 0.023 | 0.023 | 0.023 | 0.023
2017 | 0 | Beckjord:1 | [6 empty] | 0.402 | 0.402 | 0.554 | 0.554 | 0.554 | 0.554 | 0.554 | 0.554 | 0.554 | 0.554 | 0.554 | 0.0831 | 0.0831 | 0.0831 | 0.0831 | 0.0831 | 0.0831 | 0.0831 | 0.0831 | 0.0831 | 0.0831 | 0.0831 | 0.0831 | 0.0831 | 0.0831 | 0.0831 | 0.0831 | 0.0831 | 0.0831 | 0.0831 | 0.0831 | 0.0831 | 0.0831 | 0.0831 | 0.0831 | 0.0831 | 0.0831 | 0.0831 | 0.0831 | 0.0831 | 0.0831 | 0.0831 | 0.0831 | 0.0831 | 0.0831 | 0.0831 | 0.0831 | 0.0831
0 | 0 | Beckjord:GT1 | [6 empty] | 0.305 | 0.305 | 0.512 | 0.512 | 0.512 | 0.512 | 0.512 | 0.512 | 0.512 | 0.512 | 0.512 | 0.512 | 0.512 | 0.512 | 0.512 | 0.512 | 0.512 | 0.512 | 0.512 | 0.512 | 0.512 | 0.512 | 0.512 | 0.512 | 0.512 | 0.512 | 0.512 | 0.512 | 0.512 | 0.512 | 0.512 | 0.512 | 0.512 | 0.512 | 0.512 | 0.512 | 0.512 | 0.512 | 0.512 | 0.512 | 0.512 | 0.512 | 0.512 | 0.512 | 0.512 | 0.512 | 0.512 | 0.512
0 | 0 | Beckjord:GT2 | [6 empty] | 0.305 | 0.305 | 0.371 | 0.371 | 0.371 | 0.371 | 0.371 | 0.371 | 0.371 | 0.371 | 0.371 | 0.371 | 0.371 | 0.371 | 0.371 | 0.371 | 0.371 | 0.371 | 0.371 | 0.371 | 0.371 | 0.371 | 0.371 | 0.371 | 0.371 | 0.371 | 0.371 | 0.371 | 0.371 | 0.371 | 0.371 | 0.371 | 0.371 | 0.371 | 0.371 | 0.371 | 0.371 | 0.371 | 0.371 | 0.371 | 0.371 | 0.371 | 0.371 | 0.371 | 0.371 | 0.371 | 0.371 | 0.371
0 | 0 | Beckjord:GT3 | [6 empty] | 0.305 | 0.305 | 0.343 | 0.343 | 0.343 | 0.343 | 0.343 | 0.343 | 0.343 | 0.343 | 0.343 | 0.343 | 0.343 | 0.343 | 0.343 | 0.343 | 0.343 | 0.343 | 0.343 | 0.343 | 0.343 | 0.343 | 0.343 | 0.343 | 0.343 | 0.343 | 0.343 | 0.343 | 0.343 | 0.343 | 0.343 | 0.343 | 0.343 | 0.343 | 0.343 | 0.343 | 0.343 | 0.343 | 0.343 | 0.343 | 0.343 | 0.343 | 0.343 | 0.343 | 0.343 | 0.343 | 0.343 | 0.343
0 | 0 | Beckjord:GT4 | [6 empty] | 0.305 | 0.305 | 0.363 | 0.363 | 0.363 | 0.363 | 0.363 | 0.363 | 0.363 | 0.363 | 0.363 | 0.363 | 0.363 | 0.363 | 0.363 | 0.363 | 0.363 | 0.363 | 0.363 | 0.363 | 0.363 | 0.363 | 0.363 | 0.363 | 0.363 | 0.363 | 0.363 | 0.363 | 0.363 | 0.363 | 0.363 | 0.363 | 0.363 | 0.363 | 0.363 | 0.363 | 0.363 | 0.363 | 0.363 | 0.363 | 0.363 | 0.363 | 0.363 | 0.363 | 0.363 | 0.363 | 0.363 | 0.363
2017 | 0 | Beckjord:2 | [6 empty] | 0.384 | 0.384 | 0.596 | 0.596 | 0.596 | 0.596 | 0.596 | 0.596 | 0.596 | 0.596 | 0.596 | 0.0894 | 0.0894 | 0.0894 | 0.0894 | 0.0894 | 0.0894 | 0.0894 | 0.0894 | 0.0894 | 0.0894 | 0.0894 | 0.0894 | 0.0894 | 0.0894 | 0.0894 | 0.0894 | 0.0894 | 0.0894 | 0.0894 | 0.0894 | 0.0894 | 0.0894 | 0.0894 | 0.0894 | 0.0894 | 0.0894 | 0.0894 | 0.0894 | 0.0894 | 0.0894 | 0.0894 | 0.0894 | 0.0894 | 0.0894 | 0.0894 | 0.0894 | 0.0894
2017 | 0 | Beckjord:3 | [6 empty] | 0.421 | 0.421 | 0.474 | 0.474 | 0.474 | 0.474 | 0.474 | 0.474 | 0.474 | 0.474 | 0.474 | 0.0711 | 0.0711 | 0.0711 | 0.0711 | 0.0711 | 0.0711 | 0.0711 | 0.0711 | 0.0711 | 0.0711 | 0.0711 | 0.0711 | 0.0711 | 0.0711 | 0.0711 | 0.0711 | 0.0711 | 0.0711 | 0.0711 | 0.0711 | 0.0711 | 0.0711 | 0.0711 | 0.0711 | 0.0711 | 0.0711 | 0.0711 | 0.0711 | 0.0711 | 0.0711 | 0.0711 | 0.0711 | 0.0711 | 0.0711 | 0.0711 | 0.0711 | 0.0711
2017 | 0 | Beckjord:4 | [6 empty] | 0.428 | 0.428 | 0.344 | 0.344 | 0.344 | 0.344 | 0.344 | 0.344 | 0.344 | 0.344 | 0.344 | 0.0516 | 0.0516 | 0.0516 | 0.0516 | 0.0516 | 0.0516 | 0.0516 | 0.0516 | 0.0516 | 0.0516 | 0.0516 | 0.0516 | 0.0516 | 0.0516 | 0.0516 | 0.0516 | 0.0516 | 0.0516 | 0.0516 | 0.0516 | 0.0516 | 0.0516 | 0.0516 | 0.0516 | 0.0516 | 0.0516 | 0.0516 | 0.0516 | 0.0516 | 0.0516 | 0.0516 | 0.0516 | 0.0516 | 0.0516 | 0.0516 | 0.0516 | 0.0516
2017 | 0 | Beckjord:5 | [6 empty] | 0.347 | 0.347 | 0.381 | 0.381 | 0.381 | 0.381 | 0.381 | 0.381 | 0.381 | 0.381 | 0.381 | 0.05715 | 0.05715 | 0.05715 | 0.05715 | 0.05715 | 0.05715 | 0.05715 | 0.05715 | 0.05715 | 0.05715 | 0.05715 | 0.05715 | 0.05715 | 0.05715 | 0.05715 | 0.05715 | 0.05715 | 0.05715 | 0.05715 | 0.05715 | 0.05715 | 0.05715 | 0.05715 | 0.05715 | 0.05715 | 0.05715 | 0.05715 | 0.05715 | 0.05715 | 0.05715 | 0.05715 | 0.05715 | 0.05715 | 0.05715 | 0.05715 | 0.05715 | 0.05715
2017 | 0 | Beckjord:6 | [6 empty] | 0.296 | 0.296 | 0.248 | 0.248 | 0.248 | 0.248 | 0.248 | 0.248 | 0.248 | 0.248 | 0.248 | 0.0372 | 0.0372 | 0.0372 | 0.0372 | 0.0372 | 0.0372 | 0.0372 | 0.0372 | 0.0372 | 0.0372 | 0.0372 | 0.0372 | 0.0372 | 0.0372 | 0.0372 | 0.0372 | 0.0372 | 0.0372 | 0.0372 | 0.0372 | 0.0372 | 0.0372 | 0.0372 | 0.0372 | 0.0372 | 0.0372 | 0.0372 | 0.0372 | 0.0372 | 0.0372 | 0.0372 | 0.0372 | 0.0372 | 0.0372 | 0.0372 | 0.0372 | 0.0372
0 | 0 | Dicks Creek:1 | [6 empty] | 0.1 | 0.1 | 0.1 | 0.1 | 0.1 | 0.1 | 0.1 | 0.1 | 0.1 | 0.1 | 0.1 | 0.1 | 0.1 | 0.1 | 0.1 | 0.1 | 0.1 | 0.1 | 0.1 | 0.1 | 0.1 | 0.1 | 0.1 | 0.1 | 0.1 | 0.1 | 0.1 | 0.1 | 0.1 | 0.1 | 0.1 | 0.1 | 0.1 | 0.1 | 0.1 | 0.1 | 0.1 | 0.1 | 0.1 | 0.1 | 0.1 | 0.1 | 0.1 | 0.1 | 0.1 | 0.1 | 0.1 | 0.1
0 | 0 | Dicks Creek:3 | [6 empty] | 0.1 | 0.1 | 0.1 | 0.1 | 0.1 | 0.1 | 0.1 | 0.1 | 0.1 | 0.1 | 0.1 | 0.1 | 0.1 | 0.1 | 0.1 | 0.1 | 0.1 | 0.1 | 0.1 | 0.1 | 0.1 | 0.1 | 0.1 | 0.1 | 0.1 | 0.1 | 0.1 | 0.1 | 0.1 | 0.1 | 0.1 | 0.1 | 0.1 | 0.1 | 0.1 | 0.1 | 0.1 | 0.1 | 0.1 | 0.1 | 0.1 | 0.1 | 0.1 | 0.1 | 0.1 | 0.1 | 0.1 | 0.1
0 | 0 | Dicks Creek:45 | [6 empty] | 0.305 | 0.305 | 0.305 | 0.305 | 0.305 | 0.305 | 0.305 | 0.305 | 0.305 | 0.305 | 0.305 | 0.305 | 0.305 | 0.305 | 0.305 | 0.305 | 0.305 | 0.305 | 0.305 | 0.305 | 0.305 | 0.305 | 0.305 | 0.305 | 0.305 | 0.305 | 0.305 | 0.305 | 0.305 | 0.305 | 0.305 | 0.305 | 0.305 | 0.305 | 0.305 | 0.305 | 0.305 | 0.305 | 0.305 | 0.305 | 0.305 | 0.305 | 0.305 | 0.305 | 0.305 | 0.305 | 0.305 | 0.305
0 | 0 | Miami Fort:GT | [6 empty] | 0.305 | 0.305 | 0.305 | 0.305 | 0.305 | 0.305 | 0.305 | 0.305 | 0.305 | 0.305 | 0.305 | 0.305 | 0.305 | 0.305 | 0.305 | 0.305 | 0.305 | 0.305 | 0.305 | 0.305 | 0.305 | 0.305 | 0.305 | 0.305 | 0.305 | 0.305 | 0.305 | 0.305 | 0.305 | 0.305 | 0.305 | 0.305 | 0.305 | 0.305 | 0.305 | 0.305 | 0.305 | 0.305 | 0.305 | 0.305 | 0.305 | 0.305 | 0.305 | 0.305 | 0.305 | 0.305 | 0.305 | 0.305
2017 | 0 | Miami Fort:5 | [6 empty] | 0.396 | 0.396 | 0.396 | 0.396 | 0.396 | 0.396 | 0.396 | 0.396 | 0.396 | 0.396 | 0.396 | 0.0594 | 0.0594 | 0.0594 | 0.0594 | 0.0594 | 0.0594 | 0.0594 | 0.0594 | 0.0594 | 0.0594 | 0.0594 | 0.0594 | 0.0594 | 0.0594 | 0.0594 | 0.0594 | 0.0594 | 0.0594 | 0.0594 | 0.0594 | 0.0594 | 0.0594 | 0.0594 | 0.0594 | 0.0594 | 0.0594 | 0.0594 | 0.0594 | 0.0594 | 0.0594 | 0.0594 | 0.0594 | 0.0594 | 0.0594 | 0.0594 | 0.0594 | 0.0594
2017 | 0 | Miami Fort:6 | [6 empty] | 0.551 | 0.358 | 0.222 | 0.222 | 0.222 | 0.222 | 0.222 | 0.222 | 0.222 | 0.222 | 0.222 | 0.0333 | 0.0333 | 0.0333 | 0.0333 | 0.0333 | 0.0333 | 0.0333 | 0.0333 | 0.0333 | 0.0333 | 0.0333 | 0.0333 | 0.0333 | 0.0333 | 0.0333 | 0.0333 | 0.0333 | 0.0333 | 0.0333 | 0.0333 | 0.0333 | 0.0333 | 0.0333 | 0.0333 | 0.0333 | 0.0333 | 0.0333 | 0.0333 | 0.0333 | 0.0333 | 0.0333 | 0.0333 | 0.0333 | 0.0333 | 0.0333 | 0.0333 | 0.0333
|  | Miami Fort:7 | [6 empty] | 0.07 | 0.07 | 0.054 | 0.054 | 0.054 | 0.054 | 0.054 | 0.054 | 0.054 | 0.054 | 0.054 | 0.054 | 0.054 | 0.054 | 0.054 | 0.054 | 0.054 | 0.054 | 0.054 | 0.054 | 0.054 | 0.054 | 0.054 | 0.054 | 0.054 | 0.054 | 0.054 | 0.054 | 0.054 | 0.054 | 0.054 | 0.054 | 0.054 | 0.054 | 0.054 | 0.054 | 0.054 | 0.054 | 0.054 | 0.054 | 0.054 | 0.054 | 0.054 | 0.054 | 0.054 | 0.054 | 0.054 | 0.054
|  | Miami Fort:8 | [6 empty] | 0.06 | 0.06 | 0.054 | 0.054 | 0.054 | 0.054 | 0.054 | 0.054 | 0.054 | 0.054 | 0.054 | 0.054 | 0.054 | 0.054 | 0.054 | 0.054 | 0.054 | 0.054 | 0.054 | 0.054 | 0.054 | 0.054 | 0.054 | 0.054 | 0.054 | 0.054 | 0.054 | 0.054 | 0.054 | 0.054 | 0.054 | 0.054 | 0.054 | 0.054 | 0.054 | 0.054 | 0.054 | 0.054 | 0.054 | 0.054 | 0.054 | 0.054 | 0.054 | 0.054 | 0.054 | 0.054 | 0.054 | 0.054
2020 | 0 | Ashtabula (CEI):5 | [6 empty] | 0.335 | 0.335 | 0.335 | 0.335 | 0.335 | 0.335 | 0.335 | 0.335 | 0.335 | 0.335 | 0.335 | 0.335 | 0.335 | 0.335 | 0.05025 | 0.05025 | 0.05025 | 0.05025 | 0.05025 | 0.05025 | 0.05025 | 0.05025 | 0.05025 | 0.05025 | 0.05025 | 0.05025 | 0.05025 | 0.05025 | 0.05025 | 0.05025 | 0.05025 | 0.05025 | 0.05025 | 0.05025 | 0.05025 | 0.05025 | 0.05025 | 0.05025 | 0.05025 | 0.05025 | 0.05025 | 0.05025 | 0.05025 | 0.05025 | 0.05025 | 0.05025 | 0.05025 | 0.05025
|  | Ashtabula (CEI):6 | [6 empty] | 0.458 | 0.458 | 0.458 | 0.458 | 0.458 | 0.458 | 0.458 | 0.458 | 0.458 | 0.458 | 0.458 | 0.458 | 0.458 | 0.458 | 0.458 | 0.458 | 0.458 | 0.458 | 0.458 | 0.458 | 0.458 | 0.458 | 0.458 | 0.458 | 0.458 | 0.458 | 0.458 | 0.458 | 0.458 | 0.458 | 0.458 | 0.458 | 0.458 | 0.458 | 0.458 | 0.458 | 0.458 | 0.458 | 0.458 | 0.458 | 0.458 | 0.458 | 0.458 | 0.458 | 0.458 | 0.458 | 0.458 | 0.458
|  | Ashtabula (CEI):7 | [6 empty] | 0.175 | 0.175 | 0.248 | 0.248 | 0.248 | 0.248 | 0.248 | 0.248 | 0.248 | 0.248 | 0.248 | 0.248 | 0.248 | 0.248 | 0.248 | 0.248 | 0.248 | 0.248 | 0.248 | 0.248 | 0.248 | 0.248 | 0.248 | 0.248 | 0.248 | 0.248 | 0.248 | 0.248 | 0.248 | 0.248 | 0.248 | 0.248 | 0.248 | 0.248 | 0.248 | 0.248 | 0.248 | 0.248 | 0.248 | 0.248 | 0.248 | 0.248 | 0.248 | 0.248 | 0.248 | 0.248 | 0.248 | 0.248
|  | Ashtabula (CEI):8 | [6 empty] | 0.458 | 0.458 | 0.458 | 0.458 | 0.458 | 0.458 | 0.458 | 0.458 | 0.458 | 0.458 | 0.458 | 0.458 | 0.458 | 0.458 | 0.458 | 0.458 | 0.458 | 0.458 | 0.458 | 0.458 | 0.458 | 0.458 | 0.458 | 0.458 | 0.458 | 0.458 | 0.458 | 0.458 | 0.458 | 0.458 | 0.458 | 0.458 | 0.458 | 0.458 | 0.458 | 0.458 | 0.458 | 0.458 | 0.458 | 0.458 | 0.458 | 0.458 | 0.458 | 0.458 | 0.458 | 0.458 | 0.458 | 0.458
|  | Ashtabula (CEI):9 | [6 empty] | 0.458 | 0.458 | 0.458 | 0.458 | 0.458 | 0.458 | 0.458 | 0.458 | 0.458 | 0.458 | 0.458 | 0.458 | 0.458 | 0.458 | 0.458 | 0.458 | 0.458 | 0.458 | 0.458 | 0.458 | 0.458 | 0.458 | 0.458 | 0.458 | 0.458 | 0.458 | 0.458 | 0.458 | 0.458 | 0.458 | 0.458 | 0.458 | 0.458 | 0.458 | 0.458 | 0.458 | 0.458 | 0.458 | 0.458 | 0.458 | 0.458 | 0.458 | 0.458 | 0.458 | 0.458 | 0.458 | 0.458 | 0.458
0 | 0 | Avon Lake:10 | [6 empty] | 1.196 | 1.196 | 0.367 | 0.367 | 0.367 | 0.367 | 0.367 | 0.367 | 0.367 | 0.367 | 0.367 | 0.367 | 0.367 | 0.367 | 0.367 | 0.367 | 0.367 | 0.367 | 0.367 | 0.367 | 0.367 | 0.367 | 0.367 | 0.367 | 0.367 | 0.367 | 0.367 | 0.367 | 0.367 | 0.367 | 0.367 | 0.367 | 0.367 | 0.367 | 0.367 | 0.367 | 0.367 | 0.367 | 0.367 | 0.367 | 0.367 | 0.367 | 0.367 | 0.367 | 0.367 | 0.367 | 0.367 | 0.367
|  | Avon Lake:6 | [6 empty] | 0.377 | 0.377 | 0.377 | 0.377 | 0.377 | 0.377 | 0.377 | 0.377 | 0.377 | 0.377 | 0.377 | 0.377 | 0.377 | 0.377 | 0.377 | 0.377 | 0.377 | 0.377 | 0.377 | 0.377 | 0.377 | 0.377 | 0.377 | 0.377 | 0.377 | 0.377 | 0.377 | 0.377 | 0.377 | 0.377 | 0.377 | 0.377 | 0.377 | 0.377 | 0.377 | 0.377 | 0.377 | 0.377 | 0.377 | 0.377 | 0.377 | 0.377 | 0.377 | 0.377 | 0.377 | 0.377 | 0.377 | 0.377
2017 | 0 | Avon Lake:7 | [6 empty] | 0.365 | 0.365 | 0.365 | 0.365 | 0.365 | 0.365 | 0.365 | 0.365 | 0.365 | 0.365 | 0.365 | 0.05475 | 0.05475 | 0.05475 | 0.05475 | 0.05475 | 0.05475 | 0.05475 | 0.05475 | 0.05475 | 0.05475 | 0.05475 | 0.05475 | 0.05475 | 0.05475 | 0.05475 | 0.05475 | 0.05475 | 0.05475 | 0.05475 | 0.05475 | 0.05475 | 0.05475 | 0.05475 | 0.05475 | 0.05475 | 0.05475 | 0.05475 | 0.05475 | 0.05475 | 0.05475 | 0.05475 | 0.05475 | 0.05475 | 0.05475 | 0.05475 | 0.05475 | 0.05475
|  | Avon Lake:9 | [6 empty] | 0.085 | 0.085 | 0.085 | 0.085 | 0.085 | 0.085 | 0.085 | 0.085 | 0.085 | 0.085 | 0.085 | 0.085 | 0.085 | 0.085 | 0.085 | 0.085 | 0.085 | 0.085 | 0.085 | 0.085 | 0.085 | 0.085 | 0.085 | 0.085 | 0.085 | 0.085 | 0.085 | 0.085 | 0.085 | 0.085 | 0.085 | 0.085 | 0.085 | 0.085 | 0.085 | 0.085 | 0.085 | 0.085 | 0.085 | 0.085 | 0.085 | 0.085 | 0.085 | 0.085 | 0.085 | 0.085 | 0.085 | 0.085
2017 | 0 | Eastlake:1 | [6 empty] | 0.274 | 0.274 | 0.244 | 0.244 | 0.244 | 0.244 | 0.244 | 0.244 | 0.244 | 0.244 | 0.244 | 0.0366 | 0.0366 | 0.0366 | 0.0366 | 0.0366 | 0.0366 | 0.0366 | 0.0366 | 0.0366 | 0.0366 | 0.0366 | 0.0366 | 0.0366 | 0.0366 | 0.0366 | 0.0366 | 0.0366 | 0.0366 | 0.0366 | 0.0366 | 0.0366 | 0.0366 | 0.0366 | 0.0366 | 0.0366 | 0.0366 | 0.0366 | 0.0366 | 0.0366 | 0.0366 | 0.0366 | 0.0366 | 0.0366 | 0.0366 | 0.0366 | 0.0366 | 0.0366
2017 | 0 | Eastlake:2 | [6 empty] | 0.236 | 0.236 | 0.233 | 0.233 | 0.233 | 0.233 | 0.233 | 0.233 | 0.233 | 0.233 | 0.233 | 0.03495 | 0.03495 | 0.03495 | 0.03495 | 0.03495 | 0.03495 | 0.03495 | 0.03495 | 0.03495 | 0.03495 | 0.03495 | 0.03495 | 0.03495 | 0.03495 | 0.03495 | 0.03495 | 0.03495 | 0.03495 | 0.03495 | 0.03495 | 0.03495 | 0.03495 | 0.03495 | 0.03495 | 0.03495 | 0.03495 | 0.03495 | 0.03495 | 0.03495 | 0.03495 | 0.03495 | 0.03495 | 0.03495 | 0.03495 | 0.03495 | 0.03495 | 0.03495
2017 | 0 | Eastlake:3 | [6 empty] | 0.224 | 0.224 | 0.224 | 0.224 | 0.224 | 0.224 | 0.224 | 0.224 | 0.224 | 0.224 | 0.224 | 0.0336 | 0.0336 | 0.0336 | 0.0336 | 0.0336 | 0.0336 | 0.0336 | 0.0336 | 0.0336 | 0.0336 | 0.0336 | 0.0336 | 0.0336 | 0.0336 | 0.0336 | 0.0336 | 0.0336 | 0.0336 | 0.0336 | 0.0336 | 0.0336 | 0.0336 | 0.0336 | 0.0336 | 0.0336 | 0.0336 | 0.0336 | 0.0336 | 0.0336 | 0.0336 | 0.0336 | 0.0336 | 0.0336 | 0.0336 | 0.0336 | 0.0336 | 0.0336
2017 | 0 | Eastlake:4 | [6 empty] | 0.214 | 0.214 | 0.205 | 0.205 | 0.205 | 0.205 | 0.205 | 0.205 | 0.205 | 0.205 | 0.205 | 0.03075 | 0.03075 | 0.03075 | 0.03075 | 0.03075 | 0.03075 | 0.03075 | 0.03075 | 0.03075 | 0.03075 | 0.03075 | 0.03075 | 0.03075 | 0.03075 | 0.03075 | 0.03075 | 0.03075 | 0.03075 | 0.03075 | 0.03075 | 0.03075 | 0.03075 | 0.03075 | 0.03075 | 0.03075 | 0.03075 | 0.03075 | 0.03075 | 0.03075 | 0.03075 | 0.03075 | 0.03075 | 0.03075 | 0.03075 | 0.03075 | 0.03075 | 0.03075
2016 | 0 | Eastlake:5 | [6 empty] | 0.321 | 0.321 | 0.281 | 0.281 | 0.281 | 0.281 | 0.281 | 0.281 | 0.281 | 0.281 | 0.04215 | 0.04215 | 0.04215 | 0.04215 | 0.04215 | 0.04215 | 0.04215 | 0.04215 | 0.04215 | 0.04215 | 0.04215 | 0.04215 | 0.04215 | 0.04215 | 0.04215 | 0.04215 | 0.04215 | 0.04215 | 0.04215 | 0.04215 | 0.04215 | 0.04215 | 0.04215 | 0.04215 | 0.04215 | 0.04215 | 0.04215 | 0.04215 | 0.04215 | 0.04215 | 0.04215 | 0.04215 | 0.04215 | 0.04215 | 0.04215 | 0.04215 | 0.04215 | 0.04215
0 | 0 | Eastlake:6 | [6 empty] | 0.305 | 0.305 | 1.2 | 1.2 | 1.2 | 1.2 | 1.2 | 1.2 | 1.2 | 1.2 | 1.2 | 1.2 | 1.2 | 1.2 | 1.2 | 1.2 | 1.2 | 1.2 | 1.2 | 1.2 | 1.2 | 1.2 | 1.2 | 1.2 | 1.2 | 1.2 | 1.2 | 1.2 | 1.2 | 1.2 | 1.2 | 1.2 | 1.2 | 1.2 | 1.2 | 1.2 | 1.2 | 1.2 | 1.2 | 1.2 | 1.2 | 1.2 | 1.2 | 1.2 | 1.2 | 1.2 | 1.2 | 1.2
0 | 0 | Lake Shore:IC | [6 empty] | 0.305 | 0.305 | 0.305 | 0.305 | 0.305 | 0.305 | 0.305 | 0.305 | 0.305 | 0.305 | 0.305 | 0.305 | 0.305 | 0.305 | 0.305 | 0.305 | 0.305 | 0.305 | 0.305 | 0.305 | 0.305 | 0.305 | 0.305 | 0.305 | 0.305 | 0.305 | 0.305 | 0.305 | 0.305 | 0.305 | 0.305 | 0.305 | 0.305 | 0.305 | 0.305 | 0.305 | 0.305 | 0.305 | 0.305 | 0.305 | 0.305 | 0.305 | 0.305 | 0.305 | 0.305 | 0.305 | 0.305 | 0.305
2020 | 0 | Lake Shore:18 | [6 empty] | 0.296 | 0.296 | 0.279 | 0.279 | 0.279 | 0.279 | 0.279 | 0.279 | 0.279 | 0.279 | 0.279 | 0.279 | 0.279 | 0.279 | 0.04185 | 0.04185 | 0.04185 | 0.04185 | 0.04185 | 0.04185 | 0.04185 | 0.04185 | 0.04185 | 0.04185 | 0.04185 | 0.04185 | 0.04185 | 0.04185 | 0.04185 | 0.04185 | 0.04185 | 0.04185 | 0.04185 | 0.04185 | 0.04185 | 0.04185 | 0.04185 | 0.04185 | 0.04185 | 0.04185 | 0.04185 | 0.04185 | 0.04185 | 0.04185 | 0.04185 | 0.04185 | 0.04185 | 0.04185
|  | Conesville:1 | [6 empty] | 0.396 | 0.396 | 0.396 | 0.396 | 0.396 | 0.396 | 0.396 | 0.396 | 0.396 | 0.396 | 0.396 | 0.396 | 0.396 | 0.396 | 0.396 | 0.396 | 0.396 | 0.396 | 0.396 | 0.396 | 0.396 | 0.396 | 0.396 | 0.396 | 0.396 | 0.396 | 0.396 | 0.396 | 0.396 | 0.396 | 0.396 | 0.396 | 0.396 | 0.396 | 0.396 | 0.396 | 0.396 | 0.396 | 0.396 | 0.396 | 0.396 | 0.396 | 0.396 | 0.396 | 0.396 | 0.396 | 0.396 | 0.396
|  | Conesville:2 | [6 empty] | 0.396 | 0.396 | 0.257 | 0.257 | 0.257 | 0.257 | 0.257 | 0.257 | 0.257 | 0.257 | 0.257 | 0.257 | 0.257 | 0.257 | 0.257 | 0.257 | 0.257 | 0.257 | 0.257 | 0.257 | 0.257 | 0.257 | 0.257 | 0.257 | 0.257 | 0.257 | 0.257 | 0.257 | 0.257 | 0.257 | 0.257 | 0.257 | 0.257 | 0.257 | 0.257 | 0.257 | 0.257 | 0.257 | 0.257 | 0.257 | 0.257 | 0.257 | 0.257 | 0.257 | 0.257 | 0.257 | 0.257 | 0.257
2017 | 0 | Conesville:3 | [6 empty] | 0.415 | 0.415 | 0.463 | 0.463 | 0.463 | 0.05 | 0.05 | 0.05 | 0.05 | 0.05 | 0.05 | 0.0075 | 0.0075 | 0.0075 | 0.0075 | 0.0075 | 0.0075 | 0.0075 | 0.0075 | 0.0075 | 0.0075 | 0.0075 | 0.0075 | 0.0075 | 0.0075 | 0.0075 | 0.0075 | 0.0075 | 0.0075 | 0.0075 | 0.0075 | 0.0075 | 0.0075 | 0.0075 | 0.0075 | 0.0075 | 0.0075 | 0.0075 | 0.0075 | 0.0075 | 0.0075 | 0.0075 | 0.0075 | 0.0075 | 0.0075 | 0.0075 | 0.0075 | 0.0075
|  | Conesville:4 | [6 empty] | 0.263 | 0.263 | 0.269 | 0.05 | 0.05 | 0.05 | 0.05 | 0.05 | 0.05 | 0.05 | 0.05 | 0.05 | 0.05 | 0.05 | 0.05 | 0.05 | 0.05 | 0.05 | 0.05 | 0.05 | 0.05 | 0.05 | 0.05 | 0.05 | 0.05 | 0.05 | 0.05 | 0.05 | 0.05 | 0.05 | 0.05 | 0.05 | 0.05 | 0.05 | 0.05 | 0.05 | 0.05 | 0.05 | 0.05 | 0.05 | 0.05 | 0.05 | 0.05 | 0.05 | 0.05 | 0.05 | 0.05 | 0.05
2017 | 0 | Conesville:5 | [6 empty] | 0.281 | 0.281 | 0.308 | 0.308 | 0.308 | 0.308 | 0.216 | 0.216 | 0.216 | 0.216 | 0.216 | 0.0324 | 0.0324 | 0.0324 | 0.0324 | 0.0324 | 0.0324 | 0.0324 | 0.0324 | 0.0324 | 0.0324 | 0.0324 | 0.0324 | 0.0324 | 0.0324 | 0.0324 | 0.0324 | 0.0324 | 0.0324 | 0.0324 | 0.0324 | 0.0324 | 0.0324 | 0.0324 | 0.0324 | 0.0324 | 0.0324 | 0.0324 | 0.0324 | 0.0324 | 0.0324 | 0.0324 | 0.0324 | 0.0324 | 0.0324 | 0.0324 | 0.0324 | 0.0324
2017 | 0 | Conesville:6 | [6 empty] | 0.281 | 0.281 | 0.31 | 0.31 | 0.31 | 0.31 | 0.217 | 0.217 | 0.217 | 0.217 | 0.217 | 0.03255 | 0.03255 | 0.03255 | 0.03255 | 0.03255 | 0.03255 | 0.03255 | 0.03255 | 0.03255 | 0.03255 | 0.03255 | 0.03255 | 0.03255 | 0.03255 | 0.03255 | 0.03255 | 0.03255 | 0.03255 | 0.03255 | 0.03255 | 0.03255 | 0.03255 | 0.03255 | 0.03255 | 0.03255 | 0.03255 | 0.03255 | 0.03255 | 0.03255 | 0.03255 | 0.03255 | 0.03255 | 0.03255 | 0.03255 | 0.03255 | 0.03255 | 0.03255
2017 | 0 | Picway:5 | [6 empty] | 0.378 | 0.378 | 0.378 | 0.378 | 0.378 | 0.378 | 0.378 | 0.378 | 0.378 | 0.378 | 0.378 | 0.0567 | 0.0567 | 0.0567 | 0.0567 | 0.0567 | 0.0567 | 0.0567 | 0.0567 | 0.0567 | 0.0567 | 0.0567 | 0.0567 | 0.0567 | 0.0567 | 0.0567 | 0.0567 | 0.0567 | 0.0567 | 0.0567 | 0.0567 | 0.0567 | 0.0567 | 0.0567 | 0.0567 | 0.0567 | 0.0567 | 0.0567 | 0.0567 | 0.0567 | 0.0567 | 0.0567 | 0.0567 | 0.0567 | 0.0567 | 0.0567 | 0.0567 | 0.0567
0 | 0 | Tait:GT1 | [6 empty] | 0.077 | 0.077 | 0.119 | 0.119 | 0.119 | 0.119 | 0.119 | 0.119 | 0.119 | 0.119 | 0.119 | 0.119 | 0.119 | 0.119 | 0.119 | 0.119 | 0.119 | 0.119 | 0.119 | 0.119 | 0.119 | 0.119 | 0.119 | 0.119 | 0.119 | 0.119 | 0.119 | 0.119 | 0.119 | 0.119 | 0.119 | 0.119 | 0.119 | 0.119 | 0.119 | 0.119 | 0.119 | 0.119 | 0.119 | 0.119 | 0.119 | 0.119 | 0.119 | 0.119 | 0.119 | 0.119 | 0.119 | 0.119
0 | 0 | Tait:GT2 | [6 empty] | 0.067 | 0.067 | 0.115 | 0.115 | 0.115 | 0.115 | 0.115 | 0.115 | 0.115 | 0.115 | 0.115 | 0.115 | 0.115 | 0.115 | 0.115 | 0.115 | 0.115 | 0.115 | 0.115 | 0.115 | 0.115 | 0.115 | 0.115 | 0.115 | 0.115 | 0.115 | 0.115 | 0.115 | 0.115 | 0.115 | 0.115 | 0.115 | 0.115 | 0.115 | 0.115 | 0.115 | 0.115 | 0.115 | 0.115 | 0.115 | 0.115 | 0.115 | 0.115 | 0.115 | 0.115 | 0.115 | 0.115 | 0.115
|  | Tait:GT3 | [6 empty] | 0.033 | 0.033 | 0.074 | 0.074 | 0.074 | 0.074 | 0.074 | 0.074 | 0.074 | 0.074 | 0.074 | 0.074 | 0.074 | 0.074 | 0.074 | 0.074 | 0.074 | 0.074 | 0.074 | 0.074 | 0.074 | 0.074 | 0.074 | 0.074 | 0.074 | 0.074 | 0.074 | 0.074 | 0.074 | 0.074 | 0.074 | 0.074 | 0.074 | 0.074 | 0.074 | 0.074 | 0.074 | 0.074 | 0.074 | 0.074 | 0.074 | 0.074 | 0.074 | 0.074 | 0.074 | 0.074 | 0.074 | 0.074
|  | Tait:GT4 | [6 empty] | 0.03 | 0.03 | 0.03 | 0.03 | 0.03 | 0.03 | 0.03 | 0.03 | 0.03 | 0.03 | 0.03 | 0.03 | 0.03 | 0.03 | 0.03 | 0.03 | 0.03 | 0.03 | 0.03 | 0.03 | 0.03 | 0.03 | 0.03 | 0.03 | 0.03 | 0.03 | 0.03 | 0.03 | 0.03 | 0.03 | 0.03 | 0.03 | 0.03 | 0.03 | 0.03 | 0.03 | 0.03 | 0.03 | 0.03 | 0.03 | 0.03 | 0.03 | 0.03 | 0.03 | 0.03 | 0.03 | 0.03 | 0.03
|  | Tait:GT5 | [6 empty] | 0.04 | 0.04 | 0.04 | 0.04 | 0.04 | 0.04 | 0.04 | 0.04 | 0.04 | 0.04 | 0.04 | 0.04 | 0.04 | 0.04 | 0.04 | 0.04 | 0.04 | 0.04 | 0.04 | 0.04 | 0.04 | 0.04 | 0.04 | 0.04 | 0.04 | 0.04 | 0.04 | 0.04 | 0.04 | 0.04 | 0.04 | 0.04 | 0.04 | 0.04 | 0.04 | 0.04 | 0.04 | 0.04 | 0.04 | 0.04 | 0.04 | 0.04 | 0.04 | 0.04 | 0.04 | 0.04 | 0.04 | 0.04
|  | Tait:GT6 | [6 empty] | 0.04 | 0.04 | 0.04 | 0.04 | 0.04 | 0.04 | 0.04 | 0.04 | 0.04 | 0.04 | 0.04 | 0.04 | 0.04 | 0.04 | 0.04 | 0.04 | 0.04 | 0.04 | 0.04 | 0.04 | 0.04 | 0.04 | 0.04 | 0.04 | 0.04 | 0.04 | 0.04 | 0.04 | 0.04 | 0.04 | 0.04 | 0.04 | 0.04 | 0.04 | 0.04 | 0.04 | 0.04 | 0.04 | 0.04 | 0.04 | 0.04 | 0.04 | 0.04 | 0.04 | 0.04 | 0.04 | 0.04 | 0.04
|  | Tait:GT7 | [6 empty] | 0.04 | 0.04 | 0.04 | 0.04 | 0.04 | 0.04 | 0.04 | 0.04 | 0.04 | 0.04 | 0.04 | 0.04 | 0.04 | 0.04 | 0.04 | 0.04 | 0.04 | 0.04 | 0.04 | 0.04 | 0.04 | 0.04 | 0.04 | 0.04 | 0.04 | 0.04 | 0.04 | 0.04 | 0.04 | 0.04 | 0.04 | 0.04 | 0.04 | 0.04 | 0.04 | 0.04 | 0.04 | 0.04 | 0.04 | 0.04 | 0.04 | 0.04 | 0.04 | 0.04 | 0.04 | 0.04 | 0.04 | 0.04
0 | 0 | Tait:IC | [6 empty] | 0.305 | 0.305 | 0.305 | 0.305 | 0.305 | 0.305 | 0.305 | 0.305 | 0.305 | 0.305 | 0.305 | 0.305 | 0.305 | 0.305 | 0.305 | 0.305 | 0.305 | 0.305 | 0.305 | 0.305 | 0.305 | 0.305 | 0.305 | 0.305 | 0.305 | 0.305 | 0.305 | 0.305 | 0.305 | 0.305 | 0.305 | 0.305 | 0.305 | 0.305 | 0.305 | 0.305 | 0.305 | 0.305 | 0.305 | 0.305 | 0.305 | 0.305 | 0.305 | 0.305 | 0.305 | 0.305 | 0.305 | 0.305
2021 | 0 | Hutchings:1 | [6 empty] | 0.56 | 0.56 | 0.56 | 0.56 | 0.56 | 0.56 | 0.56 | 0.56 | 0.56 | 0.56 | 0.56 | 0.56 | 0.56 | 0.56 | 0.56 | 0.084 | 0.084 | 0.084 | 0.084 | 0.084 | 0.084 | 0.084 | 0.084 | 0.084 | 0.084 | 0.084 | 0.084 | 0.084 | 0.084 | 0.084 | 0.084 | 0.084 | 0.084 | 0.084 | 0.084 | 0.084 | 0.084 | 0.084 | 0.084 | 0.084 | 0.084 | 0.084 | 0.084 | 0.084 | 0.084 | 0.084 | 0.084 | 0.084
2021 | 0 | Hutchings:2 | [6 empty] | 0.679 | 0.679 | 0.679 | 0.679 | 0.679 | 0.679 | 0.679 | 0.679 | 0.679 | 0.679 | 0.679 | 0.679 | 0.679 | 0.679 | 0.679 | 0.10185 | 0.10185 | 0.10185 | 0.10185 | 0.10185 | 0.10185 | 0.10185 | 0.10185 | 0.10185 | 0.10185 | 0.10185 | 0.10185 | 0.10185 | 0.10185 | 0.10185 | 0.10185 | 0.10185 | 0.10185 | 0.10185 | 0.10185 | 0.10185 | 0.10185 | 0.10185 | 0.10185 | 0.10185 | 0.10185 | 0.10185 | 0.10185 | 0.10185 | 0.10185 | 0.10185 | 0.10185 | 0.10185
2021 | 0 | Hutchings:3 | [6 empty] | 0.553 | 0.553 | 0.359 | 0.359 | 0.359 | 0.359 | 0.359 | 0.359 | 0.359 | 0.359 | 0.359 | 0.359 | 0.359 | 0.359 | 0.359 | 0.05385 | 0.05385 | 0.05385 | 0.05385 | 0.05385 | 0.05385 | 0.05385 | 0.05385 | 0.05385 | 0.05385 | 0.05385 | 0.05385 | 0.05385 | 0.05385 | 0.05385 | 0.05385 | 0.05385 | 0.05385 | 0.05385 | 0.05385 | 0.05385 | 0.05385 | 0.05385 | 0.05385 | 0.05385 | 0.05385 | 0.05385 | 0.05385 | 0.05385 | 0.05385 | 0.05385 | 0.05385 | 0.05385
2021 | 0 | Hutchings:4 | [6 empty] | 0.597 | 0.597 | 0.388 | 0.388 | 0.388 | 0.388 | 0.388 | 0.388 | 0.388 | 0.388 | 0.388 | 0.388 | 0.388 | 0.388 | 0.388 | 0.0582 | 0.0582 | 0.0582 | 0.0582 | 0.0582 | 0.0582 | 0.0582 | 0.0582 | 0.0582 | 0.0582 | 0.0582 | 0.0582 | 0.0582 | 0.0582 | 0.0582 | 0.0582 | 0.0582 | 0.0582 | 0.0582 | 0.0582 | 0.0582 | 0.0582 | 0.0582 | 0.0582 | 0.0582 | 0.0582 | 0.0582 | 0.0582 | 0.0582 | 0.0582 | 0.0582 | 0.0582 | 0.0582
2021 | 0 | Hutchings:5 | [6 empty] | 0.597 | 0.597 | 0.388 | 0.388 | 0.388 | 0.388 | 0.388 | 0.388 | 0.388 | 0.388 | 0.388 | 0.388 | 0.388 | 0.388 | 0.388 | 0.0582 | 0.0582 | 0.0582 | 0.0582 | 0.0582 | 0.0582 | 0.0582 | 0.0582 | 0.0582 | 0.0582 | 0.0582 | 0.0582 | 0.0582 | 0.0582 | 0.0582 | 0.0582 | 0.0582 | 0.0582 | 0.0582 | 0.0582 | 0.0582 | 0.0582 | 0.0582 | 0.0582 | 0.0582 | 0.0582 | 0.0582 | 0.0582 | 0.0582 | 0.0582 | 0.0582 | 0.0582 | 0.0582
2021 | 0 | Hutchings:6 | [6 empty] | 0.597 | 0.597 | 0.388 | 0.388 | 0.388 | 0.388 | 0.388 | 0.388 | 0.388 | 0.388 | 0.388 | 0.388 | 0.388 | 0.388 | 0.388 | 0.0582 | 0.0582 | 0.0582 | 0.0582 | 0.0582 | 0.0582 | 0.0582 | 0.0582 | 0.0582 | 0.0582 | 0.0582 | 0.0582 | 0.0582 | 0.0582 | 0.0582 | 0.0582 | 0.0582 | 0.0582 | 0.0582 | 0.0582 | 0.0582 | 0.0582 | 0.0582 | 0.0582 | 0.0582 | 0.0582 | 0.0582 | 0.0582 | 0.0582 | 0.0582 | 0.0582 | 0.0582 | 0.0582
0 | 0 | Hutchings:7 | [6 empty] | 0.1 | 0.1 | 0.1 | 0.1 | 0.1 | 0.1 | 0.1 | 0.1 | 0.1 | 0.1 | 0.1 | 0.1 | 0.1 | 0.1 | 0.1 | 0.1 | 0.1 | 0.1 | 0.1 | 0.1 | 0.1 | 0.1 | 0.1 | 0.1 | 0.1 | 0.1 | 0.1 | 0.1 | 0.1 | 0.1 | 0.1 | 0.1 | 0.1 | 0.1 | 0.1 | 0.1 | 0.1 | 0.1 | 0.1 | 0.1 | 0.1 | 0.1 | 0.1 | 0.1 | 0.1 | 0.1 | 0.1 | 0.1
2016 | 0 | Stuart:1 | [6 empty] | 0.098 | 0.098 | 0.107 | 0.107 | 0.107 | 0.107 | 0.107 | 0.107 | 0.107 | 0.107 | 0.01605 | 0.01605 | 0.01605 | 0.01605 | 0.01605 | 0.01605 | 0.01605 | 0.01605 | 0.01605 | 0.01605 | 0.01605 | 0.01605 | 0.01605 | 0.01605 | 0.01605 | 0.01605 | 0.01605 | 0.01605 | 0.01605 | 0.01605 | 0.01605 | 0.01605 | 0.01605 | 0.01605 | 0.01605 | 0.01605 | 0.01605 | 0.01605 | 0.01605 | 0.01605 | 0.01605 | 0.01605 | 0.01605 | 0.01605 | 0.01605 | 0.01605 | 0.01605 | 0.01605
2016 | 0 | Stuart:2 | [6 empty] | 0.101 | 0.101 | 0.134 | 0.134 | 0.134 | 0.134 | 0.134 | 0.134 | 0.134 | 0.134 | 0.0201 | 0.0201 | 0.0201 | 0.0201 | 0.0201 | 0.0201 | 0.0201 | 0.0201 | 0.0201 | 0.0201 | 0.0201 | 0.0201 | 0.0201 | 0.0201 | 0.0201 | 0.0201 | 0.0201 | 0.0201 | 0.0201 | 0.0201 | 0.0201 | 0.0201 | 0.0201 | 0.0201 | 0.0201 | 0.0201 | 0.0201 | 0.0201 | 0.0201 | 0.0201 | 0.0201 | 0.0201 | 0.0201 | 0.0201 | 0.0201 | 0.0201 | 0.0201 | 0.0201
2016 | 0 | Stuart:3 | [6 empty] | 0.102 | 0.102 | 0.113 | 0.113 | 0.113 | 0.113 | 0.113 | 0.113 | 0.113 | 0.113 | 0.01695 | 0.01695 | 0.01695 | 0.01695 | 0.01695 | 0.01695 | 0.01695 | 0.01695 | 0.01695 | 0.01695 | 0.01695 | 0.01695 | 0.01695 | 0.01695 | 0.01695 | 0.01695 | 0.01695 | 0.01695 | 0.01695 | 0.01695 | 0.01695 | 0.01695 | 0.01695 | 0.01695 | 0.01695 | 0.01695 | 0.01695 | 0.01695 | 0.01695 | 0.01695 | 0.01695 | 0.01695 | 0.01695 | 0.01695 | 0.01695 | 0.01695 | 0.01695 | 0.01695
2016 | 0 | Stuart:4 | [6 empty] | 0.119 | 0.119 | 0.111 | 0.111 | 0.111 | 0.111 | 0.111 | 0.111 | 0.111 | 0.111 | 0.01665 | 0.01665 | 0.01665 | 0.01665 | 0.01665 | 0.01665 | 0.01665 | 0.01665 | 0.01665 | 0.01665 | 0.01665 | 0.01665 | 0.01665 | 0.01665 | 0.01665 | 0.01665 | 0.01665 | 0.01665 | 0.01665 | 0.01665 | 0.01665 | 0.01665 | 0.01665 | 0.01665 | 0.01665 | 0.01665 | 0.01665 | 0.01665 | 0.01665 | 0.01665 | 0.01665 | 0.01665 | 0.01665 | 0.01665 | 0.01665 | 0.01665 | 0.01665 | 0.01665
0 | 0 | Stuart:D | [6 empty] | 0.305 | 0.305 | 2 | 2 | 2 | 2 | 2 | 2 | 2 | 2 | 2 | 2 | 2 | 2 | 2 | 2 | 2 | 2 | 2 | 2 | 2 | 2 | 2 | 2 | 2 | 2 | 2 | 2 | 2 | 2 | 2 | 2 | 2 | 2 | 2 | 2 | 2 | 2 | 2 | 2 | 2 | 2 | 2 | 2 | 2 | 2 | 2 | 2
0 | 0 | Monument:ALL | [6 empty] | 0.305 | 0.305 | 0.305 | 0.305 | 0.305 | 0.305 | 0.305 | 0.305 | 0.305 | 0.305 | 0.305 | 0.305 | 0.305 | 0.305 | 0.305 | 0.305 | 0.305 | 0.305 | 0.305 | 0.305 | 0.305 | 0.305 | 0.305 | 0.305 | 0.305 | 0.305 | 0.305 | 0.305 | 0.305 | 0.305 | 0.305 | 0.305 | 0.305 | 0.305 | 0.305 | 0.305 | 0.305 | 0.305 | 0.305 | 0.305 | 0.305 | 0.305 | 0.305 | 0.305 | 0.305 | 0.305 | 0.305 | 0.305
0 | 0 | Sidney (DP&L):ALL | [6 empty] | 0.305 | 0.305 | 0.305 | 0.305 | 0.305 | 0.305 | 0.305 | 0.305 | 0.305 | 0.305 | 0.305 | 0.305 | 0.305 | 0.305 | 0.305 | 0.305 | 0.305 | 0.305 | 0.305 | 0.305 | 0.305 | 0.305 | 0.305 | 0.305 | 0.305 | 0.305 | 0.305 | 0.305 | 0.305 | 0.305 | 0.305 | 0.305 | 0.305 | 0.305 | 0.305 | 0.305 | 0.305 | 0.305 | 0.305 | 0.305 | 0.305 | 0.305 | 0.305 | 0.305 | 0.305 | 0.305 | 0.305 | 0.305
0 | 0 | Yankee Street:1 | [6 empty] | 0.1 | 0.1 | 0.1 | 0.1 | 0.1 | 0.1 | 0.1 | 0.1 | 0.1 | 0.1 | 0.1 | 0.1 | 0.1 | 0.1 | 0.1 | 0.1 | 0.1 | 0.1 | 0.1 | 0.1 | 0.1 | 0.1 | 0.1 | 0.1 | 0.1 | 0.1 | 0.1 | 0.1 | 0.1 | 0.1 | 0.1 | 0.1 | 0.1 | 0.1 | 0.1 | 0.1 | 0.1 | 0.1 | 0.1 | 0.1 | 0.1 | 0.1 | 0.1 | 0.1 | 0.1 | 0.1 | 0.1 | 0.1
0 | 0 | Yankee Street:2 | [6 empty] | 0.1 | 0.1 | 0.1 | 0.1 | 0.1 | 0.1 | 0.1 | 0.1 | 0.1 | 0.1 | 0.1 | 0.1 | 0.1 | 0.1 | 0.1 | 0.1 | 0.1 | 0.1 | 0.1 | 0.1 | 0.1 | 0.1 | 0.1 | 0.1 | 0.1 | 0.1 | 0.1 | 0.1 | 0.1 | 0.1 | 0.1 | 0.1 | 0.1 | 0.1 | 0.1 | 0.1 | 0.1 | 0.1 | 0.1 | 0.1 | 0.1 | 0.1 | 0.1 | 0.1 | 0.1 | 0.1 | 0.1 | 0.1
0 | 0 | Yankee Street:3 | [6 empty] | 0.1 | 0.1 | 0.1 | 0.1 | 0.1 | 0.1 | 0.1 | 0.1 | 0.1 | 0.1 | 0.1 | 0.1 | 0.1 | 0.1 | 0.1 | 0.1 | 0.1 | 0.1 | 0.1 | 0.1 | 0.1 | 0.1 | 0.1 | 0.1 | 0.1 | 0.1 | 0.1 | 0.1 | 0.1 | 0.1 | 0.1 | 0.1 | 0.1 | 0.1 | 0.1 | 0.1 | 0.1 | 0.1 | 0.1 | 0.1 | 0.1 | 0.1 | 0.1 | 0.1 | 0.1 | 0.1 | 0.1 | 0.1
0 | 0 | Yankee Street:4 | [6 empty] | 0.1 | 0.1 | 0.1 | 0.1 | 0.1 | 0.1 | 0.1 | 0.1 | 0.1 | 0.1 | 0.1 | 0.1 | 0.1 | 0.1 | 0.1 | 0.1 | 0.1 | 0.1 | 0.1 | 0.1 | 0.1 | 0.1 | 0.1 | 0.1 | 0.1 | 0.1 | 0.1 | 0.1 | 0.1 | 0.1 | 0.1 | 0.1 | 0.1 | 0.1 | 0.1 | 0.1 | 0.1 | 0.1 | 0.1 | 0.1 | 0.1 | 0.1 | 0.1 | 0.1 | 0.1 | 0.1 | 0.1 | 0.1
0 | 0 | Yankee Street:5 | [6 empty] | 0.1 | 0.1 | 0.1 | 0.1 | 0.1 | 0.1 | 0.1 | 0.1 | 0.1 | 0.1 | 0.1 | 0.1 | 0.1 | 0.1 | 0.1 | 0.1 | 0.1 | 0.1 | 0.1 | 0.1 | 0.1 | 0.1 | 0.1 | 0.1 | 0.1 | 0.1 | 0.1 | 0.1 | 0.1 | 0.1 | 0.1 | 0.1 | 0.1 | 0.1 | 0.1 | 0.1 | 0.1 | 0.1 | 0.1 | 0.1 | 0.1 | 0.1 | 0.1 | 0.1 | 0.1 | 0.1 | 0.1 | 0.1
0 | 0 | Yankee Street:6 | [6 empty] | 0.1 | 0.1 | 0.1 | 0.1 | 0.1 | 0.1 | 0.1 | 0.1 | 0.1 | 0.1 | 0.1 | 0.1 | 0.1 | 0.1 | 0.1 | 0.1 | 0.1 | 0.1 | 0.1 | 0.1 | 0.1 | 0.1 | 0.1 | 0.1 | 0.1 | 0.1 | 0.1 | 0.1 | 0.1 | 0.1 | 0.1 | 0.1 | 0.1 | 0.1 | 0.1 | 0.1 | 0.1 | 0.1 | 0.1 | 0.1 | 0.1 | 0.1 | 0.1 | 0.1 | 0.1 | 0.1 | 0.1 | 0.1
|  | Yankee Street:7 | [6 empty] | 0.1 | 0.1 | 0.1 | 0.1 | 0.1 | 0.1 | 0.1 | 0.1 | 0.1 | 0.1 | 0.1 | 0.1 | 0.1 | 0.1 | 0.1 | 0.1 | 0.1 | 0.1 | 0.1 | 0.1 | 0.1 | 0.1 | 0.1 | 0.1 | 0.1 | 0.1 | 0.1 | 0.1 | 0.1 | 0.1 | 0.1 | 0.1 | 0.1 | 0.1 | 0.1 | 0.1 | 0.1 | 0.1 | 0.1 | 0.1 | 0.1 | 0.1 | 0.1 | 0.1 | 0.1 | 0.1 | 0.1 | 0.1
0 | 0 | Edgewater - OHED:GT1 | [6 empty] | 0.305 | 0.305 | 0.305 | 0.305 | 0.305 | 0.305 | 0.305 | 0.305 | 0.305 | 0.305 | 0.305 | 0.305 | 0.305 | 0.305 | 0.305 | 0.305 | 0.305 | 0.305 | 0.305 | 0.305 | 0.305 | 0.305 | 0.305 | 0.305 | 0.305 | 0.305 | 0.305 | 0.305 | 0.305 | 0.305 | 0.305 | 0.305 | 0.305 | 0.305 | 0.305 | 0.305 | 0.305 | 0.305 | 0.305 | 0.305 | 0.305 | 0.305 | 0.305 | 0.305 | 0.305 | 0.305 | 0.305 | 0.305
0 | 0 | Edgewater - OHED:GT2 | [6 empty] | 0.305 | 0.305 | 0.305 | 0.305 | 0.305 | 0.305 | 0.305 | 0.305 | 0.305 | 0.305 | 0.305 | 0.305 | 0.305 | 0.305 | 0.305 | 0.305 | 0.305 | 0.305 | 0.305 | 0.305 | 0.305 | 0.305 | 0.305 | 0.305 | 0.305 | 0.305 | 0.305 | 0.305 | 0.305 | 0.305 | 0.305 | 0.305 | 0.305 | 0.305 | 0.305 | 0.305 | 0.305 | 0.305 | 0.305 | 0.305 | 0.305 | 0.305 | 0.305 | 0.305 | 0.305 | 0.305 | 0.305 | 0.305
|  | Edgewater - OHED:4 | [6 empty] | 0.18 | 0.18 | 0.18 | 0.18 | 0.18 | 0.18 | 0.18 | 0.18 | 0.18 | 0.18 | 0.18 | 0.18 | 0.18 | 0.18 | 0.18 | 0.18 | 0.18 | 0.18 | 0.18 | 0.18 | 0.18 | 0.18 | 0.18 | 0.18 | 0.18 | 0.18 | 0.18 | 0.18 | 0.18 | 0.18 | 0.18 | 0.18 | 0.18 | 0.18 | 0.18 | 0.18 | 0.18 | 0.18 | 0.18 | 0.18 | 0.18 | 0.18 | 0.18 | 0.18 | 0.18 | 0.18 | 0.18 | 0.18
0 | 0 | Mad River:ALL | [6 empty] | 0.305 | 0.305 | 0.305 | 0.305 | 0.305 | 0.305 | 0.305 | 0.305 | 0.305 | 0.305 | 0.305 | 0.305 | 0.305 | 0.305 | 0.305 | 0.305 | 0.305 | 0.305 | 0.305 | 0.305 | 0.305 | 0.305 | 0.305 | 0.305 | 0.305 | 0.305 | 0.305 | 0.305 | 0.305 | 0.305 | 0.305 | 0.305 | 0.305 | 0.305 | 0.305 | 0.305 | 0.305 | 0.305 | 0.305 | 0.305 | 0.305 | 0.305 | 0.305 | 0.305 | 0.305 | 0.305 | 0.305 | 0.305
2017 | 0 | Niles (ORION):1 | [6 empty] | 0.542 | 0.542 | 0.679 | 0.679 | 0.679 | 0.679 | 0.679 | 0.679 | 0.679 | 0.679 | 0.679 | 0.10185 | 0.10185 | 0.10185 | 0.10185 | 0.10185 | 0.10185 | 0.10185 | 0.10185 | 0.10185 | 0.10185 | 0.10185 | 0.10185 | 0.10185 | 0.10185 | 0.10185 | 0.10185 | 0.10185 | 0.10185 | 0.10185 | 0.10185 | 0.10185 | 0.10185 | 0.10185 | 0.10185 | 0.10185 | 0.10185 | 0.10185 | 0.10185 | 0.10185 | 0.10185 | 0.10185 | 0.10185 | 0.10185 | 0.10185 | 0.10185 | 0.10185 | 0.10185
2017 | 0 | Niles (ORION):2 | [6 empty] | 0.57 | 0.57 | 0.674 | 0.674 | 0.674 | 0.674 | 0.674 | 0.674 | 0.674 | 0.674 | 0.674 | 0.1011 | 0.1011 | 0.1011 | 0.1011 | 0.1011 | 0.1011 | 0.1011 | 0.1011 | 0.1011 | 0.1011 | 0.1011 | 0.1011 | 0.1011 | 0.1011 | 0.1011 | 0.1011 | 0.1011 | 0.1011 | 0.1011 | 0.1011 | 0.1011 | 0.1011 | 0.1011 | 0.1011 | 0.1011 | 0.1011 | 0.1011 | 0.1011 | 0.1011 | 0.1011 | 0.1011 | 0.1011 | 0.1011 | 0.1011 | 0.1011 | 0.1011 | 0.1011
0 | 0 | Niles (ORION):GT | [6 empty] | 0.305 | 0.305 | 0.305 | 0.305 | 0.305 | 0.305 | 0.305 | 0.305 | 0.305 | 0.305 | 0.305 | 0.305 | 0.305 | 0.305 | 0.305 | 0.305 | 0.305 | 0.305 | 0.305 | 0.305 | 0.305 | 0.305 | 0.305 | 0.305 | 0.305 | 0.305 | 0.305 | 0.305 | 0.305 | 0.305 | 0.305 | 0.305 | 0.305 | 0.305 | 0.305 | 0.305 | 0.305 | 0.305 | 0.305 | 0.305 | 0.305 | 0.305 | 0.305 | 0.305 | 0.305 | 0.305 | 0.305 | 0.305
2017 | 0 | Burger:3 | [6 empty] | 0.396 | 0.396 | 0.396 | 0.396 | 0.396 | 0.396 | 0.396 | 0.396 | 0.396 | 0.396 | 0.396 | 0.0594 | 0.0594 | 0.0594 | 0.0594 | 0.0594 | 0.0594 | 0.0594 | 0.0594 | 0.0594 | 0.0594 | 0.0594 | 0.0594 | 0.0594 | 0.0594 | 0.0594 | 0.0594 | 0.0594 | 0.0594 | 0.0594 | 0.0594 | 0.0594 | 0.0594 | 0.0594 | 0.0594 | 0.0594 | 0.0594 | 0.0594 | 0.0594 | 0.0594 | 0.0594 | 0.0594 | 0.0594 | 0.0594 | 0.0594 | 0.0594 | 0.0594 | 0.0594
2017 | 0 | Burger:4 | [6 empty] | 0.503 | 0.503 | 0.503 | 0.503 | 0.503 | 0.503 | 0.503 | 0.503 | 0.503 | 0.503 | 0.503 | 0.07545 | 0.07545 | 0.07545 | 0.07545 | 0.07545 | 0.07545 | 0.07545 | 0.07545 | 0.07545 | 0.07545 | 0.07545 | 0.07545 | 0.07545 | 0.07545 | 0.07545 | 0.07545 | 0.07545 | 0.07545 | 0.07545 | 0.07545 | 0.07545 | 0.07545 | 0.07545 | 0.07545 | 0.07545 | 0.07545 | 0.07545 | 0.07545 | 0.07545 | 0.07545 | 0.07545 | 0.07545 | 0.07545 | 0.07545 | 0.07545 | 0.07545 | 0.07545
2017 | 0 | Burger:5 | [6 empty] | 0.352 | 0.352 | 0.335 | 0.335 | 0.335 | 0.335 | 0.335 | 0.335 | 0.335 | 0.335 | 0.335 | 0.05025 | 0.05025 | 0.05025 | 0.05025 | 0.05025 | 0.05025 | 0.05025 | 0.05025 | 0.05025 | 0.05025 | 0.05025 | 0.05025 | 0.05025 | 0.05025 | 0.05025 | 0.05025 | 0.05025 | 0.05025 | 0.05025 | 0.05025 | 0.05025 | 0.05025 | 0.05025 | 0.05025 | 0.05025 | 0.05025 | 0.05025 | 0.05025 | 0.05025 | 0.05025 | 0.05025 | 0.05025 | 0.05025 | 0.05025 | 0.05025 | 0.05025 | 0.05025
0 | 0 | Burger:AB | [6 empty] | 0.352 | 0.352 | 0.339 | 0.339 | 0.339 | 0.339 | 0.339 | 0.339 | 0.339 | 0.339 | 0.339 | 0.339 | 0.339 | 0.339 | 0.339 | 0.339 | 0.339 | 0.339 | 0.339 | 0.339 | 0.339 | 0.339 | 0.339 | 0.339 | 0.339 | 0.339 | 0.339 | 0.339 | 0.339 | 0.339 | 0.339 | 0.339 | 0.339 | 0.339 | 0.339 | 0.339 | 0.339 | 0.339 | 0.339 | 0.339 | 0.339 | 0.339 | 0.339 | 0.339 | 0.339 | 0.339 | 0.339 | 0.339
2017 | 0 | Sammis:1 | [6 empty] | 0.268 | 0.268 | 0.208 | 0.208 | 0.208 | 0.208 | 0.208 | 0.208 | 0.208 | 0.208 | 0.208 | 0.0312 | 0.0312 | 0.0312 | 0.0312 | 0.0312 | 0.0312 | 0.0312 | 0.0312 | 0.0312 | 0.0312 | 0.0312 | 0.0312 | 0.0312 | 0.0312 | 0.0312 | 0.0312 | 0.0312 | 0.0312 | 0.0312 | 0.0312 | 0.0312 | 0.0312 | 0.0312 | 0.0312 | 0.0312 | 0.0312 | 0.0312 | 0.0312 | 0.0312 | 0.0312 | 0.0312 | 0.0312 | 0.0312 | 0.0312 | 0.0312 | 0.0312 | 0.0312
2017 | 0 | Sammis:2 | [6 empty] | 0.447 | 0.447 | 0.208 | 0.208 | 0.208 | 0.208 | 0.208 | 0.208 | 0.208 | 0.208 | 0.208 | 0.0312 | 0.0312 | 0.0312 | 0.0312 | 0.0312 | 0.0312 | 0.0312 | 0.0312 | 0.0312 | 0.0312 | 0.0312 | 0.0312 | 0.0312 | 0.0312 | 0.0312 | 0.0312 | 0.0312 | 0.0312 | 0.0312 | 0.0312 | 0.0312 | 0.0312 | 0.0312 | 0.0312 | 0.0312 | 0.0312 | 0.0312 | 0.0312 | 0.0312 | 0.0312 | 0.0312 | 0.0312 | 0.0312 | 0.0312 | 0.0312 | 0.0312 | 0.0312
2017 | 0 | Sammis:3 | [6 empty] | 0.329 | 0.329 | 0.209 | 0.209 | 0.209 | 0.209 | 0.209 | 0.209 | 0.209 | 0.209 | 0.209 | 0.03135 | 0.03135 | 0.03135 | 0.03135 | 0.03135 | 0.03135 | 0.03135 | 0.03135 | 0.03135 | 0.03135 | 0.03135 | 0.03135 | 0.03135 | 0.03135 | 0.03135 | 0.03135 | 0.03135 | 0.03135 | 0.03135 | 0.03135 | 0.03135 | 0.03135 | 0.03135 | 0.03135 | 0.03135 | 0.03135 | 0.03135 | 0.03135 | 0.03135 | 0.03135 | 0.03135 | 0.03135 | 0.03135 | 0.03135 | 0.03135 | 0.03135 | 0.03135
2017 | 0 | Sammis:4 | [6 empty] | 0.329 | 0.329 | 0.209 | 0.209 | 0.209 | 0.209 | 0.209 | 0.209 | 0.209 | 0.209 | 0.209 | 0.03135 | 0.03135 | 0.03135 | 0.03135 | 0.03135 | 0.03135 | 0.03135 | 0.03135 | 0.03135 | 0.03135 | 0.03135 | 0.03135 | 0.03135 | 0.03135 | 0.03135 | 0.03135 | 0.03135 | 0.03135 | 0.03135 | 0.03135 | 0.03135 | 0.03135 | 0.03135 | 0.03135 | 0.03135 | 0.03135 | 0.03135 | 0.03135 | 0.03135 | 0.03135 | 0.03135 | 0.03135 | 0.03135 | 0.03135 | 0.03135 | 0.03135 | 0.03135
2017 | 0 | Sammis:5 | [6 empty] | 0.291 | 0.291 | 0.253 | 0.253 | 0.253 | 0.253 | 0.253 | 0.253 | 0.253 | 0.253 | 0.253 | 0.03795 | 0.03795 | 0.03795 | 0.03795 | 0.03795 | 0.03795 | 0.03795 | 0.03795 | 0.03795 | 0.03795 | 0.03795 | 0.03795 | 0.03795 | 0.03795 | 0.03795 | 0.03795 | 0.03795 | 0.03795 | 0.03795 | 0.03795 | 0.03795 | 0.03795 | 0.03795 | 0.03795 | 0.03795 | 0.03795 | 0.03795 | 0.03795 | 0.03795 | 0.03795 | 0.03795 | 0.03795 | 0.03795 | 0.03795 | 0.03795 | 0.03795 | 0.03795
2016 | 0 | Sammis:6 | [6 empty] | 0.299 | 0.299 | 0.285 | 0.285 | 0.285 | 0.285 | 0.285 | 0.285 | 0.285 | 0.285 | 0.04275 | 0.04275 | 0.04275 | 0.04275 | 0.04275 | 0.04275 | 0.04275 | 0.04275 | 0.04275 | 0.04275 | 0.04275 | 0.04275 | 0.04275 | 0.04275 | 0.04275 | 0.04275 | 0.04275 | 0.04275 | 0.04275 | 0.04275 | 0.04275 | 0.04275 | 0.04275 | 0.04275 | 0.04275 | 0.04275 | 0.04275 | 0.04275 | 0.04275 | 0.04275 | 0.04275 | 0.04275 | 0.04275 | 0.04275 | 0.04275 | 0.04275 | 0.04275 | 0.04275
2016 | 0 | Sammis:7 | [6 empty] | 0.29 | 0.29 | 0.285 | 0.285 | 0.285 | 0.285 | 0.285 | 0.285 | 0.285 | 0.285 | 0.04275 | 0.04275 | 0.04275 | 0.04275 | 0.04275 | 0.04275 | 0.04275 | 0.04275 | 0.04275 | 0.04275 | 0.04275 | 0.04275 | 0.04275 | 0.04275 | 0.04275 | 0.04275 | 0.04275 | 0.04275 | 0.04275 | 0.04275 | 0.04275 | 0.04275 | 0.04275 | 0.04275 | 0.04275 | 0.04275 | 0.04275 | 0.04275 | 0.04275 | 0.04275 | 0.04275 | 0.04275 | 0.04275 | 0.04275 | 0.04275 | 0.04275 | 0.04275 | 0.04275
0 | 0 | Sammis:AB | [6 empty] | 0.305 | 0.305 | 0.305 | 0.305 | 0.305 | 0.305 | 0.305 | 0.305 | 0.305 | 0.305 | 0.305 | 0.305 | 0.305 | 0.305 | 0.305 | 0.305 | 0.305 | 0.305 | 0.305 | 0.305 | 0.305 | 0.305 | 0.305 | 0.305 | 0.305 | 0.305 | 0.305 | 0.305 | 0.305 | 0.305 | 0.305 | 0.305 | 0.305 | 0.305 | 0.305 | 0.305 | 0.305 | 0.305 | 0.305 | 0.305 | 0.305 | 0.305 | 0.305 | 0.305 | 0.305 | 0.305 | 0.305 | 0.305
|  | West Lorain:CC | [6 empty] | 0.305 | 0.305 | 0.305 | 0.305 | 0.305 | 0.305 | 0.305 | 0.305 | 0.305 | 0.305 | 0.305 | 0.305 | 0.305 | 0.305 | 0.305 | 0.305 | 0.305 | 0.305 | 0.305 | 0.305 | 0.305 | 0.305 | 0.305 | 0.305 | 0.305 | 0.305 | 0.305 | 0.305 | 0.305 | 0.305 | 0.305 | 0.305 | 0.305 | 0.305 | 0.305 | 0.305 | 0.305 | 0.305 | 0.305 | 0.305 | 0.305 | 0.305 | 0.305 | 0.305 | 0.305 | 0.305 | 0.305 | 0.305
0 | 0 | West Lorain:1A | [6 empty] | 0.305 | 0.305 | 0.305 | 0.305 | 0.305 | 0.305 | 0.305 | 0.305 | 0.305 | 0.305 | 0.305 | 0.305 | 0.305 | 0.305 | 0.305 | 0.305 | 0.305 | 0.305 | 0.305 | 0.305 | 0.305 | 0.305 | 0.305 | 0.305 | 0.305 | 0.305 | 0.305 | 0.305 | 0.305 | 0.305 | 0.305 | 0.305 | 0.305 | 0.305 | 0.305 | 0.305 | 0.305 | 0.305 | 0.305 | 0.305 | 0.305 | 0.305 | 0.305 | 0.305 | 0.305 | 0.305 | 0.305 | 0.305
0 | 0 | West Lorain:1B | [6 empty] | 0.305 | 0.305 | 0.305 | 0.305 | 0.305 | 0.305 | 0.305 | 0.305 | 0.305 | 0.305 | 0.305 | 0.305 | 0.305 | 0.305 | 0.305 | 0.305 | 0.305 | 0.305 | 0.305 | 0.305 | 0.305 | 0.305 | 0.305 | 0.305 | 0.305 | 0.305 | 0.305 | 0.305 | 0.305 | 0.305 | 0.305 | 0.305 | 0.305 | 0.305 | 0.305 | 0.305 | 0.305 | 0.305 | 0.305 | 0.305 | 0.305 | 0.305 | 0.305 | 0.305 | 0.305 | 0.305 | 0.305 | 0.305
|  | West Lorain:GT1 | [6 empty] | 0.08 | 0.08 | 0.08 | 0.08 | 0.08 | 0.08 | 0.08 | 0.08 | 0.08 | 0.08 | 0.08 | 0.08 | 0.08 | 0.08 | 0.08 | 0.08 | 0.08 | 0.08 | 0.08 | 0.08 | 0.08 | 0.08 | 0.08 | 0.08 | 0.08 | 0.08 | 0.08 | 0.08 | 0.08 | 0.08 | 0.08 | 0.08 | 0.08 | 0.08 | 0.08 | 0.08 | 0.08 | 0.08 | 0.08 | 0.08 | 0.08 | 0.08 | 0.08 | 0.08 | 0.08 | 0.08 | 0.08 | 0.08
|  | West Lorain:GT2 | [6 empty] | 0.08 | 0.08 | 0.08 | 0.08 | 0.08 | 0.08 | 0.08 | 0.08 | 0.08 | 0.08 | 0.08 | 0.08 | 0.08 | 0.08 | 0.08 | 0.08 | 0.08 | 0.08 | 0.08 | 0.08 | 0.08 | 0.08 | 0.08 | 0.08 | 0.08 | 0.08 | 0.08 | 0.08 | 0.08 | 0.08 | 0.08 | 0.08 | 0.08 | 0.08 | 0.08 | 0.08 | 0.08 | 0.08 | 0.08 | 0.08 | 0.08 | 0.08 | 0.08 | 0.08 | 0.08 | 0.08 | 0.08 | 0.08
|  | West Lorain:GT3 | [6 empty] | 0.08 | 0.08 | 0.08 | 0.08 | 0.08 | 0.08 | 0.08 | 0.08 | 0.08 | 0.08 | 0.08 | 0.08 | 0.08 | 0.08 | 0.08 | 0.08 | 0.08 | 0.08 | 0.08 | 0.08 | 0.08 | 0.08 | 0.08 | 0.08 | 0.08 | 0.08 | 0.08 | 0.08 | 0.08 | 0.08 | 0.08 | 0.08 | 0.08 | 0.08 | 0.08 | 0.08 | 0.08 | 0.08 | 0.08 | 0.08 | 0.08 | 0.08 | 0.08 | 0.08 | 0.08 | 0.08 | 0.08 | 0.08
|  | West Lorain:GT4 | [6 empty] | 0.023 | 0.023 | 0.023 | 0.023 | 0.023 | 0.023 | 0.023 | 0.023 | 0.023 | 0.023 | 0.023 | 0.023 | 0.023 | 0.023 | 0.023 | 0.023 | 0.023 | 0.023 | 0.023 | 0.023 | 0.023 | 0.023 | 0.023 | 0.023 | 0.023 | 0.023 | 0.023 | 0.023 | 0.023 | 0.023 | 0.023 | 0.023 | 0.023 | 0.023 | 0.023 | 0.023 | 0.023 | 0.023 | 0.023 | 0.023 | 0.023 | 0.023 | 0.023 | 0.023 | 0.023 | 0.023 | 0.023 | 0.023
|  | West Lorain:GT5 | [6 empty] | 0.08 | 0.08 | 0.08 | 0.08 | 0.08 | 0.08 | 0.08 | 0.08 | 0.08 | 0.08 | 0.08 | 0.08 | 0.08 | 0.08 | 0.08 | 0.08 | 0.08 | 0.08 | 0.08 | 0.08 | 0.08 | 0.08 | 0.08 | 0.08 | 0.08 | 0.08 | 0.08 | 0.08 | 0.08 | 0.08 | 0.08 | 0.08 | 0.08 | 0.08 | 0.08 | 0.08 | 0.08 | 0.08 | 0.08 | 0.08 | 0.08 | 0.08 | 0.08 | 0.08 | 0.08 | 0.08 | 0.08 | 0.08
2017 | 0 | Muskingum River:1 | [6 empty] | 0.089 | 0.089 | 0.429 | 0.429 | 0.429 | 0.429 | 0.429 | 0.429 | 0.429 | 0.429 | 0.429 | 0.06435 | 0.06435 | 0.06435 | 0.06435 | 0.06435 | 0.06435 | 0.06435 | 0.06435 | 0.06435 | 0.06435 | 0.06435 | 0.06435 | 0.06435 | 0.06435 | 0.06435 | 0.06435 | 0.06435 | 0.06435 | 0.06435 | 0.06435 | 0.06435 | 0.06435 | 0.06435 | 0.06435 | 0.06435 | 0.06435 | 0.06435 | 0.06435 | 0.06435 | 0.06435 | 0.06435 | 0.06435 | 0.06435 | 0.06435 | 0.06435 | 0.06435 | 0.06435
2017 | 0 | Muskingum River:2 | [6 empty] | 0.344 | 0.344 | 0.427 | 0.427 | 0.427 | 0.427 | 0.427 | 0.427 | 0.427 | 0.427 | 0.427 | 0.06405 | 0.06405 | 0.06405 | 0.06405 | 0.06405 | 0.06405 | 0.06405 | 0.06405 | 0.06405 | 0.06405 | 0.06405 | 0.06405 | 0.06405 | 0.06405 | 0.06405 | 0.06405 | 0.06405 | 0.06405 | 0.06405 | 0.06405 | 0.06405 | 0.06405 | 0.06405 | 0.06405 | 0.06405 | 0.06405 | 0.06405 | 0.06405 | 0.06405 | 0.06405 | 0.06405 | 0.06405 | 0.06405 | 0.06405 | 0.06405 | 0.06405 | 0.06405
2017 | 0 | Muskingum River:3 | [6 empty] | 0.344 | 0.344 | 0.42 | 0.42 | 0.42 | 0.42 | 0.42 | 0.42 | 0.42 | 0.42 | 0.42 | 0.063 | 0.063 | 0.063 | 0.063 | 0.063 | 0.063 | 0.063 | 0.063 | 0.063 | 0.063 | 0.063 | 0.063 | 0.063 | 0.063 | 0.063 | 0.063 | 0.063 | 0.063 | 0.063 | 0.063 | 0.063 | 0.063 | 0.063 | 0.063 | 0.063 | 0.063 | 0.063 | 0.063 | 0.063 | 0.063 | 0.063 | 0.063 | 0.063 | 0.063 | 0.063 | 0.063 | 0.063
2017 | 0 | Muskingum River:4 | [6 empty] | 0.344 | 0.344 | 0.42 | 0.42 | 0.42 | 0.42 | 0.42 | 0.42 | 0.42 | 0.42 | 0.42 | 0.063 | 0.063 | 0.063 | 0.063 | 0.063 | 0.063 | 0.063 | 0.063 | 0.063 | 0.063 | 0.063 | 0.063 | 0.063 | 0.063 | 0.063 | 0.063 | 0.063 | 0.063 | 0.063 | 0.063 | 0.063 | 0.063 | 0.063 | 0.063 | 0.063 | 0.063 | 0.063 | 0.063 | 0.063 | 0.063 | 0.063 | 0.063 | 0.063 | 0.063 | 0.063 | 0.063 | 0.063
|  | Muskingum River:5 | [6 empty] | 0.061 | 0.061 | 0.048 | 0.048 | 0.048 | 0.048 | 0.048 | 0.048 | 0.048 | 0.048 | 0.048 | 0.048 | 0.048 | 0.048 | 0.048 | 0.048 | 0.048 | 0.048 | 0.048 | 0.048 | 0.048 | 0.048 | 0.048 | 0.048 | 0.048 | 0.048 | 0.048 | 0.048 | 0.048 | 0.048 | 0.048 | 0.048 | 0.048 | 0.048 | 0.048 | 0.048 | 0.048 | 0.048 | 0.048 | 0.048 | 0.048 | 0.048 | 0.048 | 0.048 | 0.048 | 0.048 | 0.048 | 0.048
2017 | 0 | Kyger Creek:1 | [6 empty] | 0.079 | 0.079 | 0.093 | 0.093 | 0.093 | 0.093 | 0.093 | 0.093 | 0.093 | 0.093 | 0.093 | 0.01395 | 0.01395 | 0.01395 | 0.01395 | 0.01395 | 0.01395 | 0.01395 | 0.01395 | 0.01395 | 0.01395 | 0.01395 | 0.01395 | 0.01395 | 0.01395 | 0.01395 | 0.01395 | 0.01395 | 0.01395 | 0.01395 | 0.01395 | 0.01395 | 0.01395 | 0.01395 | 0.01395 | 0.01395 | 0.01395 | 0.01395 | 0.01395 | 0.01395 | 0.01395 | 0.01395 | 0.01395 | 0.01395 | 0.01395 | 0.01395 | 0.01395 | 0.01395
2017 | 0 | Kyger Creek:2 | [6 empty] | 0.085 | 0.085 | 0.094 | 0.094 | 0.094 | 0.094 | 0.094 | 0.094 | 0.094 | 0.094 | 0.094 | 0.0141 | 0.0141 | 0.0141 | 0.0141 | 0.0141 | 0.0141 | 0.0141 | 0.0141 | 0.0141 | 0.0141 | 0.0141 | 0.0141 | 0.0141 | 0.0141 | 0.0141 | 0.0141 | 0.0141 | 0.0141 | 0.0141 | 0.0141 | 0.0141 | 0.0141 | 0.0141 | 0.0141 | 0.0141 | 0.0141 | 0.0141 | 0.0141 | 0.0141 | 0.0141 | 0.0141 | 0.0141 | 0.0141 | 0.0141 | 0.0141 | 0.0141 | 0.0141
2017 | 0 | Kyger Creek:3 | [6 empty] | 0.085 | 0.085 | 0.093 | 0.093 | 0.093 | 0.093 | 0.093 | 0.093 | 0.093 | 0.093 | 0.093 | 0.01395 | 0.01395 | 0.01395 | 0.01395 | 0.01395 | 0.01395 | 0.01395 | 0.01395 | 0.01395 | 0.01395 | 0.01395 | 0.01395 | 0.01395 | 0.01395 | 0.01395 | 0.01395 | 0.01395 | 0.01395 | 0.01395 | 0.01395 | 0.01395 | 0.01395 | 0.01395 | 0.01395 | 0.01395 | 0.01395 | 0.01395 | 0.01395 | 0.01395 | 0.01395 | 0.01395 | 0.01395 | 0.01395 | 0.01395 | 0.01395 | 0.01395 | 0.01395
2017 | 0 | Kyger Creek:4 | [6 empty] | 0.085 | 0.085 | 0.095 | 0.095 | 0.095 | 0.095 | 0.095 | 0.095 | 0.095 | 0.095 | 0.095 | 0.01425 | 0.01425 | 0.01425 | 0.01425 | 0.01425 | 0.01425 | 0.01425 | 0.01425 | 0.01425 | 0.01425 | 0.01425 | 0.01425 | 0.01425 | 0.01425 | 0.01425 | 0.01425 | 0.01425 | 0.01425 | 0.01425 | 0.01425 | 0.01425 | 0.01425 | 0.01425 | 0.01425 | 0.01425 | 0.01425 | 0.01425 | 0.01425 | 0.01425 | 0.01425 | 0.01425 | 0.01425 | 0.01425 | 0.01425 | 0.01425 | 0.01425 | 0.01425
2017 | 0 | Kyger Creek:5 | [6 empty] | 0.085 | 0.085 | 0.093 | 0.093 | 0.093 | 0.093 | 0.093 | 0.093 | 0.093 | 0.093 | 0.093 | 0.01395 | 0.01395 | 0.01395 | 0.01395 | 0.01395 | 0.01395 | 0.01395 | 0.01395 | 0.01395 | 0.01395 | 0.01395 | 0.01395 | 0.01395 | 0.01395 | 0.01395 | 0.01395 | 0.01395 | 0.01395 | 0.01395 | 0.01395 | 0.01395 | 0.01395 | 0.01395 | 0.01395 | 0.01395 | 0.01395 | 0.01395 | 0.01395 | 0.01395 | 0.01395 | 0.01395 | 0.01395 | 0.01395 | 0.01395 | 0.01395 | 0.01395 | 0.01395
2021 | 0 | Bay Shore:1 | [6 empty] | 0.087 | 0.087 | 0.13 | 0.13 | 0.13 | 0.13 | 0.13 | 0.13 | 0.13 | 0.13 | 0.13 | 0.13 | 0.13 | 0.13 | 0.13 | 0.0195 | 0.0195 | 0.0195 | 0.0195 | 0.0195 | 0.0195 | 0.0195 | 0.0195 | 0.0195 | 0.0195 | 0.0195 | 0.0195 | 0.0195 | 0.0195 | 0.0195 | 0.0195 | 0.0195 | 0.0195 | 0.0195 | 0.0195 | 0.0195 | 0.0195 | 0.0195 | 0.0195 | 0.0195 | 0.0195 | 0.0195 | 0.0195 | 0.0195 | 0.0195 | 0.0195 | 0.0195 | 0.0195
0 | 0 | Bay Shore:GT1 | [6 empty] | 0.305 | 0.305 | 0.305 | 0.305 | 0.305 | 0.305 | 0.305 | 0.305 | 0.305 | 0.305 | 0.305 | 0.305 | 0.305 | 0.305 | 0.305 | 0.305 | 0.305 | 0.305 | 0.305 | 0.305 | 0.305 | 0.305 | 0.305 | 0.305 | 0.305 | 0.305 | 0.305 | 0.305 | 0.305 | 0.305 | 0.305 | 0.305 | 0.305 | 0.305 | 0.305 | 0.305 | 0.305 | 0.305 | 0.305 | 0.305 | 0.305 | 0.305 | 0.305 | 0.305 | 0.305 | 0.305 | 0.305 | 0.305
2021 | 0 | Bay Shore:2 | [6 empty] | 0.354 | 0.354 | 0.401 | 0.401 | 0.401 | 0.401 | 0.401 | 0.401 | 0.401 | 0.401 | 0.401 | 0.401 | 0.401 | 0.401 | 0.401 | 0.06015 | 0.06015 | 0.06015 | 0.06015 | 0.06015 | 0.06015 | 0.06015 | 0.06015 | 0.06015 | 0.06015 | 0.06015 | 0.06015 | 0.06015 | 0.06015 | 0.06015 | 0.06015 | 0.06015 | 0.06015 | 0.06015 | 0.06015 | 0.06015 | 0.06015 | 0.06015 | 0.06015 | 0.06015 | 0.06015 | 0.06015 | 0.06015 | 0.06015 | 0.06015 | 0.06015 | 0.06015 | 0.06015
2021 | 0 | Bay Shore:3 | [6 empty] | 0.354 | 0.354 | 0.396 | 0.396 | 0.396 | 0.396 | 0.396 | 0.396 | 0.396 | 0.396 | 0.396 | 0.396 | 0.396 | 0.396 | 0.396 | 0.0594 | 0.0594 | 0.0594 | 0.0594 | 0.0594 | 0.0594 | 0.0594 | 0.0594 | 0.0594 | 0.0594 | 0.0594 | 0.0594 | 0.0594 | 0.0594 | 0.0594 | 0.0594 | 0.0594 | 0.0594 | 0.0594 | 0.0594 | 0.0594 | 0.0594 | 0.0594 | 0.0594 | 0.0594 | 0.0594 | 0.0594 | 0.0594 | 0.0594 | 0.0594 | 0.0594 | 0.0594 | 0.0594
2020 | 0 | Bay Shore:4 | [6 empty] | 0.354 | 0.354 | 0.398 | 0.398 | 0.398 | 0.398 | 0.398 | 0.398 | 0.398 | 0.398 | 0.398 | 0.398 | 0.398 | 0.398 | 0.0597 | 0.0597 | 0.0597 | 0.0597 | 0.0597 | 0.0597 | 0.0597 | 0.0597 | 0.0597 | 0.0597 | 0.0597 | 0.0597 | 0.0597 | 0.0597 | 0.0597 | 0.0597 | 0.0597 | 0.0597 | 0.0597 | 0.0597 | 0.0597 | 0.0597 | 0.0597 | 0.0597 | 0.0597 | 0.0597 | 0.0597 | 0.0597 | 0.0597 | 0.0597 | 0.0597 | 0.0597 | 0.0597 | 0.0597
0 | 0 | Richland:1 | [6 empty] | 0.1 | 0.1 | 0.1 | 0.1 | 0.1 | 0.1 | 0.1 | 0.1 | 0.1 | 0.1 | 0.1 | 0.1 | 0.1 | 0.1 | 0.1 | 0.1 | 0.1 | 0.1 | 0.1 | 0.1 | 0.1 | 0.1 | 0.1 | 0.1 | 0.1 | 0.1 | 0.1 | 0.1 | 0.1 | 0.1 | 0.1 | 0.1 | 0.1 | 0.1 | 0.1 | 0.1 | 0.1 | 0.1 | 0.1 | 0.1 | 0.1 | 0.1 | 0.1 | 0.1 | 0.1 | 0.1 | 0.1 | 0.1
0 | 0 | Richland:2 | [6 empty] | 0.1 | 0.1 | 0.1 | 0.1 | 0.1 | 0.1 | 0.1 | 0.1 | 0.1 | 0.1 | 0.1 | 0.1 | 0.1 | 0.1 | 0.1 | 0.1 | 0.1 | 0.1 | 0.1 | 0.1 | 0.1 | 0.1 | 0.1 | 0.1 | 0.1 | 0.1 | 0.1 | 0.1 | 0.1 | 0.1 | 0.1 | 0.1 | 0.1 | 0.1 | 0.1 | 0.1 | 0.1 | 0.1 | 0.1 | 0.1 | 0.1 | 0.1 | 0.1 | 0.1 | 0.1 | 0.1 | 0.1 | 0.1
0 | 0 | Richland:3 | [6 empty] | 0.1 | 0.1 | 0.1 | 0.1 | 0.1 | 0.1 | 0.1 | 0.1 | 0.1 | 0.1 | 0.1 | 0.1 | 0.1 | 0.1 | 0.1 | 0.1 | 0.1 | 0.1 | 0.1 | 0.1 | 0.1 | 0.1 | 0.1 | 0.1 | 0.1 | 0.1 | 0.1 | 0.1 | 0.1 | 0.1 | 0.1 | 0.1 | 0.1 | 0.1 | 0.1 | 0.1 | 0.1 | 0.1 | 0.1 | 0.1 | 0.1 | 0.1 | 0.1 | 0.1 | 0.1 | 0.1 | 0.1 | 0.1
0 | 0 | Stryker:1 | [6 empty] | 0.305 | 0.305 | 0.305 | 0.305 | 0.305 | 0.305 | 0.305 | 0.305 | 0.305 | 0.305 | 0.305 | 0.305 | 0.305 | 0.305 | 0.305 | 0.305 | 0.305 | 0.305 | 0.305 | 0.305 | 0.305 | 0.305 | 0.305 | 0.305 | 0.305 | 0.305 | 0.305 | 0.305 | 0.305 | 0.305 | 0.305 | 0.305 | 0.305 | 0.305 | 0.305 | 0.305 | 0.305 | 0.305 | 0.305 | 0.305 | 0.305 | 0.305 | 0.305 | 0.305 | 0.305 | 0.305 | 0.305 | 0.305
0 | 0 | Arcanum:ALL | [6 empty] | 0.305 | 0.305 | 0.305 | 0.305 | 0.305 | 0.305 | 0.305 | 0.305 | 0.305 | 0.305 | 0.305 | 0.305 | 0.305 | 0.305 | 0.305 | 0.305 | 0.305 | 0.305 | 0.305 | 0.305 | 0.305 | 0.305 | 0.305 | 0.305 | 0.305 | 0.305 | 0.305 | 0.305 | 0.305 | 0.305 | 0.305 | 0.305 | 0.305 | 0.305 | 0.305 | 0.305 | 0.305 | 0.305 | 0.305 | 0.305 | 0.305 | 0.305 | 0.305 | 0.305 | 0.305 | 0.305 | 0.305 | 0.305
0 | 0 | Bryan (BMLW):1-2 | [6 empty] | 0.1 | 0.1 | 0.1 | 0.1 | 0.1 | 0.1 | 0.1 | 0.1 | 0.1 | 0.1 | 0.1 | 0.1 | 0.1 | 0.1 | 0.1 | 0.1 | 0.1 | 0.1 | 0.1 | 0.1 | 0.1 | 0.1 | 0.1 | 0.1 | 0.1 | 0.1 | 0.1 | 0.1 | 0.1 | 0.1 | 0.1 | 0.1 | 0.1 | 0.1 | 0.1 | 0.1 | 0.1 | 0.1 | 0.1 | 0.1 | 0.1 | 0.1 | 0.1 | 0.1 | 0.1 | 0.1 | 0.1 | 0.1
0 | 0 | Bryan (BMLW):5 | [6 empty] | 0.305 | 0.305 | 0.305 | 0.305 | 0.305 | 0.305 | 0.305 | 0.305 | 0.305 | 0.305 | 0.305 | 0.305 | 0.305 | 0.305 | 0.305 | 0.305 | 0.305 | 0.305 | 0.305 | 0.305 | 0.305 | 0.305 | 0.305 | 0.305 | 0.305 | 0.305 | 0.305 | 0.305 | 0.305 | 0.305 | 0.305 | 0.305 | 0.305 | 0.305 | 0.305 | 0.305 | 0.305 | 0.305 | 0.305 | 0.305 | 0.305 | 0.305 | 0.305 | 0.305 | 0.305 | 0.305 | 0.305 | 0.305
0 | 0 | Bryan (BMLW):6 | [6 empty] | 0.1 | 0.1 | 0.1 | 0.1 | 0.1 | 0.1 | 0.1 | 0.1 | 0.1 | 0.1 | 0.1 | 0.1 | 0.1 | 0.1 | 0.1 | 0.1 | 0.1 | 0.1 | 0.1 | 0.1 | 0.1 | 0.1 | 0.1 | 0.1 | 0.1 | 0.1 | 0.1 | 0.1 | 0.1 | 0.1 | 0.1 | 0.1 | 0.1 | 0.1 | 0.1 | 0.1 | 0.1 | 0.1 | 0.1 | 0.1 | 0.1 | 0.1 | 0.1 | 0.1 | 0.1 | 0.1 | 0.1 | 0.1
0 | 0 | Collinwood:3 | [6 empty] | 0.1 | 0.1 | 0.1 | 0.1 | 0.1 | 0.1 | 0.1 | 0.1 | 0.1 | 0.1 | 0.1 | 0.1 | 0.1 | 0.1 | 0.1 | 0.1 | 0.1 | 0.1 | 0.1 | 0.1 | 0.1 | 0.1 | 0.1 | 0.1 | 0.1 | 0.1 | 0.1 | 0.1 | 0.1 | 0.1 | 0.1 | 0.1 | 0.1 | 0.1 | 0.1 | 0.1 | 0.1 | 0.1 | 0.1 | 0.1 | 0.1 | 0.1 | 0.1 | 0.1 | 0.1 | 0.1 | 0.1 | 0.1
0 | 0 | West 41st Street:1 | [6 empty] | 0.1 | 0.1 | 0.1 | 0.1 | 0.1 | 0.1 | 0.1 | 0.1 | 0.1 | 0.1 | 0.1 | 0.1 | 0.1 | 0.1 | 0.1 | 0.1 | 0.1 | 0.1 | 0.1 | 0.1 | 0.1 | 0.1 | 0.1 | 0.1 | 0.1 | 0.1 | 0.1 | 0.1 | 0.1 | 0.1 | 0.1 | 0.1 | 0.1 | 0.1 | 0.1 | 0.1 | 0.1 | 0.1 | 0.1 | 0.1 | 0.1 | 0.1 | 0.1 | 0.1 | 0.1 | 0.1 | 0.1 | 0.1
0 | 0 | West 41st Street:2 | [6 empty] | 0.1 | 0.1 | 0.1 | 0.1 | 0.1 | 0.1 | 0.1 | 0.1 | 0.1 | 0.1 | 0.1 | 0.1 | 0.1 | 0.1 | 0.1 | 0.1 | 0.1 | 0.1 | 0.1 | 0.1 | 0.1 | 0.1 | 0.1 | 0.1 | 0.1 | 0.1 | 0.1 | 0.1 | 0.1 | 0.1 | 0.1 | 0.1 | 0.1 | 0.1 | 0.1 | 0.1 | 0.1 | 0.1 | 0.1 | 0.1 | 0.1 | 0.1 | 0.1 | 0.1 | 0.1 | 0.1 | 0.1 | 0.1
2017 | 0 | Dover (DOVEWP):4 | [6 empty] | 0.396 | 0.396 | 0.396 | 0.396 | 0.396 | 0.396 | 0.396 | 0.396 | 0.396 | 0.396 | 0.396 | 0.0594 | 0.0594 | 0.0594 | 0.0594 | 0.0594 | 0.0594 | 0.0594 | 0.0594 | 0.0594 | 0.0594 | 0.0594 | 0.0594 | 0.0594 | 0.0594 | 0.0594 | 0.0594 | 0.0594 | 0.0594 | 0.0594 | 0.0594 | 0.0594 | 0.0594 | 0.0594 | 0.0594 | 0.0594 | 0.0594 | 0.0594 | 0.0594 | 0.0594 | 0.0594 | 0.0594 | 0.0594 | 0.0594 | 0.0594 | 0.0594 | 0.0594 | 0.0594
0 | 0 | Dover (DOVEWP):5 | [6 empty] | 0.305 | 0.305 | 0.305 | 0.305 | 0.305 | 0.305 | 0.305 | 0.305 | 0.305 | 0.305 | 0.305 | 0.305 | 0.305 | 0.305 | 0.305 | 0.305 | 0.305 | 0.305 | 0.305 | 0.305 | 0.305 | 0.305 | 0.305 | 0.305 | 0.305 | 0.305 | 0.305 | 0.305 | 0.305 | 0.305 | 0.305 | 0.305 | 0.305 | 0.305 | 0.305 | 0.305 | 0.305 | 0.305 | 0.305 | 0.305 | 0.305 | 0.305 | 0.305 | 0.305 | 0.305 | 0.305 | 0.305 | 0.305
0 | 0 | Dover (DOVEWP):6 | [6 empty] | 0.1 | 0.1 | 0.1 | 0.1 | 0.1 | 0.1 | 0.1 | 0.1 | 0.1 | 0.1 | 0.1 | 0.1 | 0.1 | 0.1 | 0.1 | 0.1 | 0.1 | 0.1 | 0.1 | 0.1 | 0.1 | 0.1 | 0.1 | 0.1 | 0.1 | 0.1 | 0.1 | 0.1 | 0.1 | 0.1 | 0.1 | 0.1 | 0.1 | 0.1 | 0.1 | 0.1 | 0.1 | 0.1 | 0.1 | 0.1 | 0.1 | 0.1 | 0.1 | 0.1 | 0.1 | 0.1 | 0.1 | 0.1
0 | 0 | Hamilton (HAMI):GT1 | [6 empty] | 0.1 | 0.1 | 0.1 | 0.1 | 0.1 | 0.1 | 0.1 | 0.1 | 0.1 | 0.1 | 0.1 | 0.1 | 0.1 | 0.1 | 0.1 | 0.1 | 0.1 | 0.1 | 0.1 | 0.1 | 0.1 | 0.1 | 0.1 | 0.1 | 0.1 | 0.1 | 0.1 | 0.1 | 0.1 | 0.1 | 0.1 | 0.1 | 0.1 | 0.1 | 0.1 | 0.1 | 0.1 | 0.1 | 0.1 | 0.1 | 0.1 | 0.1 | 0.1 | 0.1 | 0.1 | 0.1 | 0.1 | 0.1
0 | 0 | Hamilton (HAMI):GT2 | [6 empty] | 0.1 | 0.1 | 0.1 | 0.1 | 0.1 | 0.1 | 0.1 | 0.1 | 0.1 | 0.1 | 0.1 | 0.1 | 0.1 | 0.1 | 0.1 | 0.1 | 0.1 | 0.1 | 0.1 | 0.1 | 0.1 | 0.1 | 0.1 | 0.1 | 0.1 | 0.1 | 0.1 | 0.1 | 0.1 | 0.1 | 0.1 | 0.1 | 0.1 | 0.1 | 0.1 | 0.1 | 0.1 | 0.1 | 0.1 | 0.1 | 0.1 | 0.1 | 0.1 | 0.1 | 0.1 | 0.1 | 0.1 | 0.1
0 | 0 | Hamilton (HAMI):5 | [6 empty] | 0.126 | 0.126 | 0.126 | 0.126 | 0.126 | 0.126 | 0.126 | 0.126 | 0.126 | 0.126 | 0.126 | 0.126 | 0.126 | 0.126 | 0.126 | 0.126 | 0.126 | 0.126 | 0.126 | 0.126 | 0.126 | 0.126 | 0.126 | 0.126 | 0.126 | 0.126 | 0.126 | 0.126 | 0.126 | 0.126 | 0.126 | 0.126 | 0.126 | 0.126 | 0.126 | 0.126 | 0.126 | 0.126 | 0.126 | 0.126 | 0.126 | 0.126 | 0.126 | 0.126 | 0.126 | 0.126 | 0.126 | 0.126
0 | 0 | Hamilton (HAMI):7 | [6 empty] | 0.126 | 0.126 | 0.126 | 0.126 | 0.126 | 0.126 | 0.126 | 0.126 | 0.126 | 0.126 | 0.126 | 0.126 | 0.126 | 0.126 | 0.126 | 0.126 | 0.126 | 0.126 | 0.126 | 0.126 | 0.126 | 0.126 | 0.126 | 0.126 | 0.126 | 0.126 | 0.126 | 0.126 | 0.126 | 0.126 | 0.126 | 0.126 | 0.126 | 0.126 | 0.126 | 0.126 | 0.126 | 0.126 | 0.126 | 0.126 | 0.126 | 0.126 | 0.126 | 0.126 | 0.126 | 0.126 | 0.126 | 0.126
2017 | 0 | Hamilton (HAMI):8 | [6 empty] | 0.396 | 0.396 | 0.34 | 0.34 | 0.34 | 0.34 | 0.34 | 0.34 | 0.34 | 0.34 | 0.34 | 0.051 | 0.051 | 0.051 | 0.051 | 0.051 | 0.051 | 0.051 | 0.051 | 0.051 | 0.051 | 0.051 | 0.051 | 0.051 | 0.051 | 0.051 | 0.051 | 0.051 | 0.051 | 0.051 | 0.051 | 0.051 | 0.051 | 0.051 | 0.051 | 0.051 | 0.051 | 0.051 | 0.051 | 0.051 | 0.051 | 0.051 | 0.051 | 0.051 | 0.051 | 0.051 | 0.051 | 0.051
2017 | 0 | Hamilton (HAMI):9 | [6 empty] | 0.292 | 0.292 | 0.334 | 0.334 | 0.334 | 0.334 | 0.334 | 0.334 | 0.334 | 0.334 | 0.334 | 0.0501 | 0.0501 | 0.0501 | 0.0501 | 0.0501 | 0.0501 | 0.0501 | 0.0501 | 0.0501 | 0.0501 | 0.0501 | 0.0501 | 0.0501 | 0.0501 | 0.0501 | 0.0501 | 0.0501 | 0.0501 | 0.0501 | 0.0501 | 0.0501 | 0.0501 | 0.0501 | 0.0501 | 0.0501 | 0.0501 | 0.0501 | 0.0501 | 0.0501 | 0.0501 | 0.0501 | 0.0501 | 0.0501 | 0.0501 | 0.0501 | 0.0501 | 0.0501
|  | Lebanon:16 | [6 empty] | 0.1 | 0.1 | 0.1 | 0.1 | 0.1 | 0.1 | 0.1 | 0.1 | 0.1 | 0.1 | 0.1 | 0.1 | 0.1 | 0.1 | 0.1 | 0.1 | 0.1 | 0.1 | 0.1 | 0.1 | 0.1 | 0.1 | 0.1 | 0.1 | 0.1 | 0.1 | 0.1 | 0.1 | 0.1 | 0.1 | 0.1 | 0.1 | 0.1 | 0.1 | 0.1 | 0.1 | 0.1 | 0.1 | 0.1 | 0.1 | 0.1 | 0.1 | 0.1 | 0.1 | 0.1 | 0.1 | 0.1 | 0.1
|  | Lebanon:7 | [6 empty] | 0.1 | 0.1 | 0.1 | 0.1 | 0.1 | 0.1 | 0.1 | 0.1 | 0.1 | 0.1 | 0.1 | 0.1 | 0.1 | 0.1 | 0.1 | 0.1 | 0.1 | 0.1 | 0.1 | 0.1 | 0.1 | 0.1 | 0.1 | 0.1 | 0.1 | 0.1 | 0.1 | 0.1 | 0.1 | 0.1 | 0.1 | 0.1 | 0.1 | 0.1 | 0.1 | 0.1 | 0.1 | 0.1 | 0.1 | 0.1 | 0.1 | 0.1 | 0.1 | 0.1 | 0.1 | 0.1 | 0.1 | 0.1
|  | Lebanon:8 | [6 empty] | 0.1 | 0.1 | 0.1 | 0.1 | 0.1 | 0.1 | 0.1 | 0.1 | 0.1 | 0.1 | 0.1 | 0.1 | 0.1 | 0.1 | 0.1 | 0.1 | 0.1 | 0.1 | 0.1 | 0.1 | 0.1 | 0.1 | 0.1 | 0.1 | 0.1 | 0.1 | 0.1 | 0.1 | 0.1 | 0.1 | 0.1 | 0.1 | 0.1 | 0.1 | 0.1 | 0.1 | 0.1 | 0.1 | 0.1 | 0.1 | 0.1 | 0.1 | 0.1 | 0.1 | 0.1 | 0.1 | 0.1 | 0.1
0 | 0 | Lebanon:9 | [6 empty] | 0.305 | 0.305 | 0.305 | 0.305 | 0.305 | 0.305 | 0.305 | 0.305 | 0.305 | 0.305 | 0.305 | 0.305 | 0.305 | 0.305 | 0.305 | 0.305 | 0.305 | 0.305 | 0.305 | 0.305 | 0.305 | 0.305 | 0.305 | 0.305 | 0.305 | 0.305 | 0.305 | 0.305 | 0.305 | 0.305 | 0.305 | 0.305 | 0.305 | 0.305 | 0.305 | 0.305 | 0.305 | 0.305 | 0.305 | 0.305 | 0.305 | 0.305 | 0.305 | 0.305 | 0.305 | 0.305 | 0.305 | 0.305
0 | 0 | Oberlin (OBERL):ALL | [6 empty] | 0.1 | 0.1 | 0.1 | 0.1 | 0.1 | 0.1 | 0.1 | 0.1 | 0.1 | 0.1 | 0.1 | 0.1 | 0.1 | 0.1 | 0.1 | 0.1 | 0.1 | 0.1 | 0.1 | 0.1 | 0.1 | 0.1 | 0.1 | 0.1 | 0.1 | 0.1 | 0.1 | 0.1 | 0.1 | 0.1 | 0.1 | 0.1 | 0.1 | 0.1 | 0.1 | 0.1 | 0.1 | 0.1 | 0.1 | 0.1 | 0.1 | 0.1 | 0.1 | 0.1 | 0.1 | 0.1 | 0.1 | 0.1
2017 | 0 | Orrville:9-11 | [6 empty] | 0.396 | 0.396 | 0.396 | 0.396 | 0.396 | 0.396 | 0.396 | 0.396 | 0.396 | 0.396 | 0.396 | 0.0594 | 0.0594 | 0.0594 | 0.0594 | 0.0594 | 0.0594 | 0.0594 | 0.0594 | 0.0594 | 0.0594 | 0.0594 | 0.0594 | 0.0594 | 0.0594 | 0.0594 | 0.0594 | 0.0594 | 0.0594 | 0.0594 | 0.0594 | 0.0594 | 0.0594 | 0.0594 | 0.0594 | 0.0594 | 0.0594 | 0.0594 | 0.0594 | 0.0594 | 0.0594 | 0.0594 | 0.0594 | 0.0594 | 0.0594 | 0.0594 | 0.0594 | 0.0594
2017 | 0 | Painesville:ST2 | [6 empty] | 0.396 | 0.396 | 0.396 | 0.396 | 0.396 | 0.396 | 0.396 | 0.396 | 0.396 | 0.396 | 0.396 | 0.0594 | 0.0594 | 0.0594 | 0.0594 | 0.0594 | 0.0594 | 0.0594 | 0.0594 | 0.0594 | 0.0594 | 0.0594 | 0.0594 | 0.0594 | 0.0594 | 0.0594 | 0.0594 | 0.0594 | 0.0594 | 0.0594 | 0.0594 | 0.0594 | 0.0594 | 0.0594 | 0.0594 | 0.0594 | 0.0594 | 0.0594 | 0.0594 | 0.0594 | 0.0594 | 0.0594 | 0.0594 | 0.0594 | 0.0594 | 0.0594 | 0.0594 | 0.0594
2017 | 0 | Painesville:3 | [6 empty] | 0.396 | 0.396 | 0.396 | 0.396 | 0.396 | 0.396 | 0.396 | 0.396 | 0.396 | 0.396 | 0.396 | 0.0594 | 0.0594 | 0.0594 | 0.0594 | 0.0594 | 0.0594 | 0.0594 | 0.0594 | 0.0594 | 0.0594 | 0.0594 | 0.0594 | 0.0594 | 0.0594 | 0.0594 | 0.0594 | 0.0594 | 0.0594 | 0.0594 | 0.0594 | 0.0594 | 0.0594 | 0.0594 | 0.0594 | 0.0594 | 0.0594 | 0.0594 | 0.0594 | 0.0594 | 0.0594 | 0.0594 | 0.0594 | 0.0594 | 0.0594 | 0.0594 | 0.0594 | 0.0594
2017 | 0 | Painesville:5 | [6 empty] | 0.396 | 0.396 | 0.396 | 0.396 | 0.396 | 0.396 | 0.396 | 0.396 | 0.396 | 0.396 | 0.396 | 0.0594 | 0.0594 | 0.0594 | 0.0594 | 0.0594 | 0.0594 | 0.0594 | 0.0594 | 0.0594 | 0.0594 | 0.0594 | 0.0594 | 0.0594 | 0.0594 | 0.0594 | 0.0594 | 0.0594 | 0.0594 | 0.0594 | 0.0594 | 0.0594 | 0.0594 | 0.0594 | 0.0594 | 0.0594 | 0.0594 | 0.0594 | 0.0594 | 0.0594 | 0.0594 | 0.0594 | 0.0594 | 0.0594 | 0.0594 | 0.0594 | 0.0594 | 0.0594
2017 | 0 | Painesville:7 | [6 empty] | 0.396 | 0.396 | 0.396 | 0.396 | 0.396 | 0.396 | 0.396 | 0.396 | 0.396 | 0.396 | 0.396 | 0.0594 | 0.0594 | 0.0594 | 0.0594 | 0.0594 | 0.0594 | 0.0594 | 0.0594 | 0.0594 | 0.0594 | 0.0594 | 0.0594 | 0.0594 | 0.0594 | 0.0594 | 0.0594 | 0.0594 | 0.0594 | 0.0594 | 0.0594 | 0.0594 | 0.0594 | 0.0594 | 0.0594 | 0.0594 | 0.0594 | 0.0594 | 0.0594 | 0.0594 | 0.0594 | 0.0594 | 0.0594 | 0.0594 | 0.0594 | 0.0594 | 0.0594 | 0.0594
0 | 0 | Piqua:11 | [6 empty] | 0.305 | 0.305 | 0.305 | 0.305 | 0.305 | 0.305 | 0.305 | 0.305 | 0.305 | 0.305 | 0.305 | 0.305 | 0.305 | 0.305 | 0.305 | 0.305 | 0.305 | 0.305 | 0.305 | 0.305 | 0.305 | 0.305 | 0.305 | 0.305 | 0.305 | 0.305 | 0.305 | 0.305 | 0.305 | 0.305 | 0.305 | 0.305 | 0.305 | 0.305 | 0.305 | 0.305 | 0.305 | 0.305 | 0.305 | 0.305 | 0.305 | 0.305 | 0.305 | 0.305 | 0.305 | 0.305 | 0.305 | 0.305
|  | Piqua:45 | [6 empty] | 0.396 | 0.396 | 0.396 | 0.396 | 0.396 | 0.396 | 0.396 | 0.396 | 0.396 | 0.396 | 0.396 | 0.396 | 0.396 | 0.396 | 0.396 | 0.396 | 0.396 | 0.396 | 0.396 | 0.396 | 0.396 | 0.396 | 0.396 | 0.396 | 0.396 | 0.396 | 0.396 | 0.396 | 0.396 | 0.396 | 0.396 | 0.396 | 0.396 | 0.396 | 0.396 | 0.396 | 0.396 | 0.396 | 0.396 | 0.396 | 0.396 | 0.396 | 0.396 | 0.396 | 0.396 | 0.396 | 0.396 | 0.396
|  | Piqua:6 | [6 empty] | 0.396 | 0.396 | 0.396 | 0.396 | 0.396 | 0.396 | 0.396 | 0.396 | 0.396 | 0.396 | 0.396 | 0.396 | 0.396 | 0.396 | 0.396 | 0.396 | 0.396 | 0.396 | 0.396 | 0.396 | 0.396 | 0.396 | 0.396 | 0.396 | 0.396 | 0.396 | 0.396 | 0.396 | 0.396 | 0.396 | 0.396 | 0.396 | 0.396 | 0.396 | 0.396 | 0.396 | 0.396 | 0.396 | 0.396 | 0.396 | 0.396 | 0.396 | 0.396 | 0.396 | 0.396 | 0.396 | 0.396 | 0.396
|  | Piqua:7 | [6 empty] | 0.396 | 0.396 | 0.396 | 0.396 | 0.396 | 0.396 | 0.396 | 0.396 | 0.396 | 0.396 | 0.396 | 0.396 | 0.396 | 0.396 | 0.396 | 0.396 | 0.396 | 0.396 | 0.396 | 0.396 | 0.396 | 0.396 | 0.396 | 0.396 | 0.396 | 0.396 | 0.396 | 0.396 | 0.396 | 0.396 | 0.396 | 0.396 | 0.396 | 0.396 | 0.396 | 0.396 | 0.396 | 0.396 | 0.396 | 0.396 | 0.396 | 0.396 | 0.396 | 0.396 | 0.396 | 0.396 | 0.396 | 0.396
0 | 0 | Piqua:8 | [6 empty] | 0.305 | 0.305 | 0.305 | 0.305 | 0.305 | 0.305 | 0.305 | 0.305 | 0.305 | 0.305 | 0.305 | 0.305 | 0.305 | 0.305 | 0.305 | 0.305 | 0.305 | 0.305 | 0.305 | 0.305 | 0.305 | 0.305 | 0.305 | 0.305 | 0.305 | 0.305 | 0.305 | 0.305 | 0.305 | 0.305 | 0.305 | 0.305 | 0.305 | 0.305 | 0.305 | 0.305 | 0.305 | 0.305 | 0.305 | 0.305 | 0.305 | 0.305 | 0.305 | 0.305 | 0.305 | 0.305 | 0.305 | 0.305
|  | Piqua:9 | [6 empty] | 0.396 | 0.396 | 0.396 | 0.396 | 0.396 | 0.396 | 0.396 | 0.396 | 0.396 | 0.396 | 0.396 | 0.396 | 0.396 | 0.396 | 0.396 | 0.396 | 0.396 | 0.396 | 0.396 | 0.396 | 0.396 | 0.396 | 0.396 | 0.396 | 0.396 | 0.396 | 0.396 | 0.396 | 0.396 | 0.396 | 0.396 | 0.396 | 0.396 | 0.396 | 0.396 | 0.396 | 0.396 | 0.396 | 0.396 | 0.396 | 0.396 | 0.396 | 0.396 | 0.396 | 0.396 | 0.396 | 0.396 | 0.396
0 | 0 | St. Marys (SMMLP):GT | [6 empty] | 0.305 | 0.305 | 0.305 | 0.305 | 0.305 | 0.305 | 0.305 | 0.305 | 0.305 | 0.305 | 0.305 | 0.305 | 0.305 | 0.305 | 0.305 | 0.305 | 0.305 | 0.305 | 0.305 | 0.305 | 0.305 | 0.305 | 0.305 | 0.305 | 0.305 | 0.305 | 0.305 | 0.305 | 0.305 | 0.305 | 0.305 | 0.305 | 0.305 | 0.305 | 0.305 | 0.305 | 0.305 | 0.305 | 0.305 | 0.305 | 0.305 | 0.305 | 0.305 | 0.305 | 0.305 | 0.305 | 0.305 | 0.305
|  | St. Marys (SMMLP):5 | [6 empty] | 0.396 | 0.396 | 0.396 | 0.396 | 0.396 | 0.396 | 0.396 | 0.396 | 0.396 | 0.396 | 0.396 | 0.396 | 0.396 | 0.396 | 0.396 | 0.396 | 0.396 | 0.396 | 0.396 | 0.396 | 0.396 | 0.396 | 0.396 | 0.396 | 0.396 | 0.396 | 0.396 | 0.396 | 0.396 | 0.396 | 0.396 | 0.396 | 0.396 | 0.396 | 0.396 | 0.396 | 0.396 | 0.396 | 0.396 | 0.396 | 0.396 | 0.396 | 0.396 | 0.396 | 0.396 | 0.396 | 0.396 | 0.396
|  | St. Marys (SMMLP):6 | [6 empty] | 0.396 | 0.396 | 0.396 | 0.396 | 0.396 | 0.396 | 0.396 | 0.396 | 0.396 | 0.396 | 0.396 | 0.396 | 0.396 | 0.396 | 0.396 | 0.396 | 0.396 | 0.396 | 0.396 | 0.396 | 0.396 | 0.396 | 0.396 | 0.396 | 0.396 | 0.396 | 0.396 | 0.396 | 0.396 | 0.396 | 0.396 | 0.396 | 0.396 | 0.396 | 0.396 | 0.396 | 0.396 | 0.396 | 0.396 | 0.396 | 0.396 | 0.396 | 0.396 | 0.396 | 0.396 | 0.396 | 0.396 | 0.396
0 | 0 | Shelby Muni Lgt Plt:IC1 | [6 empty] | 0.1 | 0.1 | 0.1 | 0.1 | 0.1 | 0.1 | 0.1 | 0.1 | 0.1 | 0.1 | 0.1 | 0.1 | 0.1 | 0.1 | 0.1 | 0.1 | 0.1 | 0.1 | 0.1 | 0.1 | 0.1 | 0.1 | 0.1 | 0.1 | 0.1 | 0.1 | 0.1 | 0.1 | 0.1 | 0.1 | 0.1 | 0.1 | 0.1 | 0.1 | 0.1 | 0.1 | 0.1 | 0.1 | 0.1 | 0.1 | 0.1 | 0.1 | 0.1 | 0.1 | 0.1 | 0.1 | 0.1 | 0.1
2017 | 0 | Shelby Muni Lgt Plt:1-2 | [6 empty] | 0.396 | 0.396 | 0.396 | 0.396 | 0.396 | 0.396 | 0.396 | 0.396 | 0.396 | 0.396 | 0.396 | 0.0594 | 0.0594 | 0.0594 | 0.0594 | 0.0594 | 0.0594 | 0.0594 | 0.0594 | 0.0594 | 0.0594 | 0.0594 | 0.0594 | 0.0594 | 0.0594 | 0.0594 | 0.0594 | 0.0594 | 0.0594 | 0.0594 | 0.0594 | 0.0594 | 0.0594 | 0.0594 | 0.0594 | 0.0594 | 0.0594 | 0.0594 | 0.0594 | 0.0594 | 0.0594 | 0.0594 | 0.0594 | 0.0594 | 0.0594 | 0.0594 | 0.0594 | 0.0594
2017 | 0 | Shelby Muni Lgt Plt:3-4 | [6 empty] | 0.396 | 0.396 | 0.396 | 0.396 | 0.396 | 0.396 | 0.396 | 0.396 | 0.396 | 0.396 | 0.396 | 0.0594 | 0.0594 | 0.0594 | 0.0594 | 0.0594 | 0.0594 | 0.0594 | 0.0594 | 0.0594 | 0.0594 | 0.0594 | 0.0594 | 0.0594 | 0.0594 | 0.0594 | 0.0594 | 0.0594 | 0.0594 | 0.0594 | 0.0594 | 0.0594 | 0.0594 | 0.0594 | 0.0594 | 0.0594 | 0.0594 | 0.0594 | 0.0594 | 0.0594 | 0.0594 | 0.0594 | 0.0594 | 0.0594 | 0.0594 | 0.0594 | 0.0594 | 0.0594
2021 | 0 | Barry (ALAP):1 | [6 empty] | 0.355 | 0.355 | 0.261 | 0.261 | 0.261 | 0.261 | 0.261 | 0.261 | 0.261 | 0.261 | 0.261 | 0.261 | 0.261 | 0.261 | 0.261 | 0.03915 | 0.03915 | 0.03915 | 0.03915 | 0.03915 | 0.03915 | 0.03915 | 0.03915 | 0.03915 | 0.03915 | 0.03915 | 0.03915 | 0.03915 | 0.03915 | 0.03915 | 0.03915 | 0.03915 | 0.03915 | 0.03915 | 0.03915 | 0.03915 | 0.03915 | 0.03915 | 0.03915 | 0.03915 | 0.03915 | 0.03915 | 0.03915 | 0.03915 | 0.03915 | 0.03915 | 0.03915 | 0.03915
|  | Barry (ALAP):CC1 | [6 empty] | 0.017 | 0.017 | 0.017 | 0.017 | 0.017 | 0.017 | 0.017 | 0.017 | 0.017 | 0.017 | 0.017 | 0.017 | 0.017 | 0.017 | 0.017 | 0.017 | 0.017 | 0.017 | 0.017 | 0.017 | 0.017 | 0.017 | 0.017 | 0.017 | 0.017 | 0.017 | 0.017 | 0.017 | 0.017 | 0.017 | 0.017 | 0.017 | 0.017 | 0.017 | 0.017 | 0.017 | 0.017 | 0.017 | 0.017 | 0.017 | 0.017 | 0.017 | 0.017 | 0.017 | 0.017 | 0.017 | 0.017 | 0.017
|  | Barry (ALAP):CC2 | [6 empty] | 0.019 | 0.019 | 0.019 | 0.019 | 0.019 | 0.019 | 0.019 | 0.019 | 0.019 | 0.019 | 0.019 | 0.019 | 0.019 | 0.019 | 0.019 | 0.019 | 0.019 | 0.019 | 0.019 | 0.019 | 0.019 | 0.019 | 0.019 | 0.019 | 0.019 | 0.019 | 0.019 | 0.019 | 0.019 | 0.019 | 0.019 | 0.019 | 0.019 | 0.019 | 0.019 | 0.019 | 0.019 | 0.019 | 0.019 | 0.019 | 0.019 | 0.019 | 0.019 | 0.019 | 0.019 | 0.019 | 0.019 | 0.019
|  | Barry (ALAP):CC3 | [6 empty] | 0.014 | 0.014 | 0.014 | 0.014 | 0.014 | 0.014 | 0.014 | 0.014 | 0.014 | 0.014 | 0.014 | 0.014 | 0.014 | 0.014 | 0.014 | 0.014 | 0.014 | 0.014 | 0.014 | 0.014 | 0.014 | 0.014 | 0.014 | 0.014 | 0.014 | 0.014 | 0.014 | 0.014 | 0.014 | 0.014 | 0.014 | 0.014 | 0.014 | 0.014 | 0.014 | 0.014 | 0.014 | 0.014 | 0.014 | 0.014 | 0.014 | 0.014 | 0.014 | 0.014 | 0.014 | 0.014 | 0.014 | 0.014
|  | Barry (ALAP):CC4 | [6 empty] | 0.013 | 0.013 | 0.013 | 0.013 | 0.013 | 0.013 | 0.013 | 0.013 | 0.013 | 0.013 | 0.013 | 0.013 | 0.013 | 0.013 | 0.013 | 0.013 | 0.013 | 0.013 | 0.013 | 0.013 | 0.013 | 0.013 | 0.013 | 0.013 | 0.013 | 0.013 | 0.013 | 0.013 | 0.013 | 0.013 | 0.013 | 0.013 | 0.013 | 0.013 | 0.013 | 0.013 | 0.013 | 0.013 | 0.013 | 0.013 | 0.013 | 0.013 | 0.013 | 0.013 | 0.013 | 0.013 | 0.013 | 0.013
2021 | 0 | Barry (ALAP):2 | [6 empty] | 0.356 | 0.356 | 0.261 | 0.261 | 0.261 | 0.261 | 0.261 | 0.261 | 0.261 | 0.261 | 0.261 | 0.261 | 0.261 | 0.261 | 0.261 | 0.03915 | 0.03915 | 0.03915 | 0.03915 | 0.03915 | 0.03915 | 0.03915 | 0.03915 | 0.03915 | 0.03915 | 0.03915 | 0.03915 | 0.03915 | 0.03915 | 0.03915 | 0.03915 | 0.03915 | 0.03915 | 0.03915 | 0.03915 | 0.03915 | 0.03915 | 0.03915 | 0.03915 | 0.03915 | 0.03915 | 0.03915 | 0.03915 | 0.03915 | 0.03915 | 0.03915 | 0.03915 | 0.03915
2020 | 0 | Barry (ALAP):3 | [6 empty] | 0.354 | 0.354 | 0.263 | 0.263 | 0.263 | 0.263 | 0.263 | 0.263 | 0.263 | 0.263 | 0.263 | 0.263 | 0.263 | 0.263 | 0.03945 | 0.03945 | 0.03945 | 0.03945 | 0.03945 | 0.03945 | 0.03945 | 0.03945 | 0.03945 | 0.03945 | 0.03945 | 0.03945 | 0.03945 | 0.03945 | 0.03945 | 0.03945 | 0.03945 | 0.03945 | 0.03945 | 0.03945 | 0.03945 | 0.03945 | 0.03945 | 0.03945 | 0.03945 | 0.03945 | 0.03945 | 0.03945 | 0.03945 | 0.03945 | 0.03945 | 0.03945 | 0.03945 | 0.03945
2020 | 0 | Barry (ALAP):4 | [6 empty] | 0.269 | 0.269 | 0.263 | 0.263 | 0.263 | 0.263 | 0.263 | 0.263 | 0.263 | 0.263 | 0.263 | 0.263 | 0.263 | 0.263 | 0.03945 | 0.03945 | 0.03945 | 0.03945 | 0.03945 | 0.03945 | 0.03945 | 0.03945 | 0.03945 | 0.03945 | 0.03945 | 0.03945 | 0.03945 | 0.03945 | 0.03945 | 0.03945 | 0.03945 | 0.03945 | 0.03945 | 0.03945 | 0.03945 | 0.03945 | 0.03945 | 0.03945 | 0.03945 | 0.03945 | 0.03945 | 0.03945 | 0.03945 | 0.03945 | 0.03945 | 0.03945 | 0.03945 | 0.03945
2018 | 0 | Barry (ALAP):5 | [6 empty] | 0.321 | 0.321 | 0.307 | 0.307 | 0.307 | 0.307 | 0.307 | 0.307 | 0.307 | 0.307 | 0.307 | 0.307 | 0.04605 | 0.04605 | 0.04605 | 0.04605 | 0.04605 | 0.04605 | 0.04605 | 0.04605 | 0.04605 | 0.04605 | 0.04605 | 0.04605 | 0.04605 | 0.04605 | 0.04605 | 0.04605 | 0.04605 | 0.04605 | 0.04605 | 0.04605 | 0.04605 | 0.04605 | 0.04605 | 0.04605 | 0.04605 | 0.04605 | 0.04605 | 0.04605 | 0.04605 | 0.04605 | 0.04605 | 0.04605 | 0.04605 | 0.04605 | 0.04605 | 0.04605
0 | 0 | Brunot Island:1A | [6 empty] | 0.315 | 0.315 | 0.111 | 0.111 | 0.111 | 0.111 | 0.111 | 0.111 | 0.111 | 0.111 | 0.111 | 0.111 | 0.111 | 0.111 | 0.111 | 0.111 | 0.111 | 0.111 | 0.111 | 0.111 | 0.111 | 0.111 | 0.111 | 0.111 | 0.111 | 0.111 | 0.111 | 0.111 | 0.111 | 0.111 | 0.111 | 0.111 | 0.111 | 0.111 | 0.111 | 0.111 | 0.111 | 0.111 | 0.111 | 0.111 | 0.111 | 0.111 | 0.111 | 0.111 | 0.111 | 0.111 | 0.111 | 0.111
0 | 0 | Brunot Island:CC1 | [6 empty] | 0.315 | 0.315 | 0.315 | 0.315 | 0.315 | 0.315 | 0.315 | 0.315 | 0.315 | 0.315 | 0.315 | 0.315 | 0.315 | 0.315 | 0.315 | 0.315 | 0.315 | 0.315 | 0.315 | 0.315 | 0.315 | 0.315 | 0.315 | 0.315 | 0.315 | 0.315 | 0.315 | 0.315 | 0.315 | 0.315 | 0.315 | 0.315 | 0.315 | 0.315 | 0.315 | 0.315 | 0.315 | 0.315 | 0.315 | 0.315 | 0.315 | 0.315 | 0.315 | 0.315 | 0.315 | 0.315 | 0.315 | 0.315
0 | 0 | Brunot Island:1B | [6 empty] | 0.03 | 0.03 | 0.209 | 0.209 | 0.209 | 0.209 | 0.209 | 0.209 | 0.209 | 0.209 | 0.209 | 0.209 | 0.209 | 0.209 | 0.209 | 0.209 | 0.209 | 0.209 | 0.209 | 0.209 | 0.209 | 0.209 | 0.209 | 0.209 | 0.209 | 0.209 | 0.209 | 0.209 | 0.209 | 0.209 | 0.209 | 0.209 | 0.209 | 0.209 | 0.209 | 0.209 | 0.209 | 0.209 | 0.209 | 0.209 | 0.209 | 0.209 | 0.209 | 0.209 | 0.209 | 0.209 | 0.209 | 0.209
|  | Brunot Island:1C | [6 empty] | 0.017 | 0.017 | 0.084 | 0.084 | 0.084 | 0.084 | 0.084 | 0.084 | 0.084 | 0.084 | 0.084 | 0.084 | 0.084 | 0.084 | 0.084 | 0.084 | 0.084 | 0.084 | 0.084 | 0.084 | 0.084 | 0.084 | 0.084 | 0.084 | 0.084 | 0.084 | 0.084 | 0.084 | 0.084 | 0.084 | 0.084 | 0.084 | 0.084 | 0.084 | 0.084 | 0.084 | 0.084 | 0.084 | 0.084 | 0.084 | 0.084 | 0.084 | 0.084 | 0.084 | 0.084 | 0.084 | 0.084 | 0.084
2017 | 0 | Elrama:1 | [6 empty] | 0.476 | 0.476 | 0.53 | 0.53 | 0.53 | 0.53 | 0.53 | 0.53 | 0.53 | 0.53 | 0.53 | 0.0795 | 0.0795 | 0.0795 | 0.0795 | 0.0795 | 0.0795 | 0.0795 | 0.0795 | 0.0795 | 0.0795 | 0.0795 | 0.0795 | 0.0795 | 0.0795 | 0.0795 | 0.0795 | 0.0795 | 0.0795 | 0.0795 | 0.0795 | 0.0795 | 0.0795 | 0.0795 | 0.0795 | 0.0795 | 0.0795 | 0.0795 | 0.0795 | 0.0795 | 0.0795 | 0.0795 | 0.0795 | 0.0795 | 0.0795 | 0.0795 | 0.0795 | 0.0795
2017 | 0 | Elrama:2 | [6 empty] | 0.476 | 0.476 | 0.523 | 0.523 | 0.523 | 0.523 | 0.523 | 0.523 | 0.523 | 0.523 | 0.523 | 0.07845 | 0.07845 | 0.07845 | 0.07845 | 0.07845 | 0.07845 | 0.07845 | 0.07845 | 0.07845 | 0.07845 | 0.07845 | 0.07845 | 0.07845 | 0.07845 | 0.07845 | 0.07845 | 0.07845 | 0.07845 | 0.07845 | 0.07845 | 0.07845 | 0.07845 | 0.07845 | 0.07845 | 0.07845 | 0.07845 | 0.07845 | 0.07845 | 0.07845 | 0.07845 | 0.07845 | 0.07845 | 0.07845 | 0.07845 | 0.07845 | 0.07845 | 0.07845
2017 | 0 | Elrama:3 | [6 empty] | 0.476 | 0.476 | 0.524 | 0.524 | 0.524 | 0.524 | 0.524 | 0.524 | 0.524 | 0.524 | 0.524 | 0.0786 | 0.0786 | 0.0786 | 0.0786 | 0.0786 | 0.0786 | 0.0786 | 0.0786 | 0.0786 | 0.0786 | 0.0786 | 0.0786 | 0.0786 | 0.0786 | 0.0786 | 0.0786 | 0.0786 | 0.0786 | 0.0786 | 0.0786 | 0.0786 | 0.0786 | 0.0786 | 0.0786 | 0.0786 | 0.0786 | 0.0786 | 0.0786 | 0.0786 | 0.0786 | 0.0786 | 0.0786 | 0.0786 | 0.0786 | 0.0786 | 0.0786 | 0.0786
2017 | 0 | Elrama:4 | [6 empty] | 0.476 | 0.476 | 0.519 | 0.519 | 0.519 | 0.519 | 0.519 | 0.519 | 0.519 | 0.519 | 0.519 | 0.07785 | 0.07785 | 0.07785 | 0.07785 | 0.07785 | 0.07785 | 0.07785 | 0.07785 | 0.07785 | 0.07785 | 0.07785 | 0.07785 | 0.07785 | 0.07785 | 0.07785 | 0.07785 | 0.07785 | 0.07785 | 0.07785 | 0.07785 | 0.07785 | 0.07785 | 0.07785 | 0.07785 | 0.07785 | 0.07785 | 0.07785 | 0.07785 | 0.07785 | 0.07785 | 0.07785 | 0.07785 | 0.07785 | 0.07785 | 0.07785 | 0.07785 | 0.07785
|  | Phillips (ORION):1 | [6 empty] | 0.405 | 0.405 | 0.405 | 0.405 | 0.405 | 0.405 | 0.405 | 0.405 | 0.405 | 0.405 | 0.405 | 0.405 | 0.405 | 0.405 | 0.405 | 0.405 | 0.405 | 0.405 | 0.405 | 0.405 | 0.405 | 0.405 | 0.405 | 0.405 | 0.405 | 0.405 | 0.405 | 0.405 | 0.405 | 0.405 | 0.405 | 0.405 | 0.405 | 0.405 | 0.405 | 0.405 | 0.405 | 0.405 | 0.405 | 0.405 | 0.405 | 0.405 | 0.405 | 0.405 | 0.405 | 0.405 | 0.405 | 0.405
|  | Phillips (ORION):2 | [6 empty] | 0.405 | 0.405 | 0.405 | 0.405 | 0.405 | 0.405 | 0.405 | 0.405 | 0.405 | 0.405 | 0.405 | 0.405 | 0.405 | 0.405 | 0.405 | 0.405 | 0.405 | 0.405 | 0.405 | 0.405 | 0.405 | 0.405 | 0.405 | 0.405 | 0.405 | 0.405 | 0.405 | 0.405 | 0.405 | 0.405 | 0.405 | 0.405 | 0.405 | 0.405 | 0.405 | 0.405 | 0.405 | 0.405 | 0.405 | 0.405 | 0.405 | 0.405 | 0.405 | 0.405 | 0.405 | 0.405 | 0.405 | 0.405
|  | Phillips (ORION):3 | [6 empty] | 0.405 | 0.405 | 0.405 | 0.405 | 0.405 | 0.405 | 0.405 | 0.405 | 0.405 | 0.405 | 0.405 | 0.405 | 0.405 | 0.405 | 0.405 | 0.405 | 0.405 | 0.405 | 0.405 | 0.405 | 0.405 | 0.405 | 0.405 | 0.405 | 0.405 | 0.405 | 0.405 | 0.405 | 0.405 | 0.405 | 0.405 | 0.405 | 0.405 | 0.405 | 0.405 | 0.405 | 0.405 | 0.405 | 0.405 | 0.405 | 0.405 | 0.405 | 0.405 | 0.405 | 0.405 | 0.405 | 0.405 | 0.405
|  | Phillips (ORION):4 | [6 empty] | 0.405 | 0.405 | 0.405 | 0.405 | 0.405 | 0.405 | 0.405 | 0.405 | 0.405 | 0.405 | 0.405 | 0.405 | 0.405 | 0.405 | 0.405 | 0.405 | 0.405 | 0.405 | 0.405 | 0.405 | 0.405 | 0.405 | 0.405 | 0.405 | 0.405 | 0.405 | 0.405 | 0.405 | 0.405 | 0.405 | 0.405 | 0.405 | 0.405 | 0.405 | 0.405 | 0.405 | 0.405 | 0.405 | 0.405 | 0.405 | 0.405 | 0.405 | 0.405 | 0.405 | 0.405 | 0.405 | 0.405 | 0.405
0 | 0 | Hamilton (RELIANT):1 | [6 empty] | 0.315 | 0.315 | 0.315 | 0.315 | 0.315 | 0.315 | 0.315 | 0.315 | 0.315 | 0.315 | 0.315 | 0.315 | 0.315 | 0.315 | 0.315 | 0.315 | 0.315 | 0.315 | 0.315 | 0.315 | 0.315 | 0.315 | 0.315 | 0.315 | 0.315 | 0.315 | 0.315 | 0.315 | 0.315 | 0.315 | 0.315 | 0.315 | 0.315 | 0.315 | 0.315 | 0.315 | 0.315 | 0.315 | 0.315 | 0.315 | 0.315 | 0.315 | 0.315 | 0.315 | 0.315 | 0.315 | 0.315 | 0.315
|  | Hunterstown:1 | [6 empty] | 0.041 | 0.041 | 0.041 | 0.041 | 0.041 | 0.041 | 0.041 | 0.041 | 0.041 | 0.041 | 0.041 | 0.041 | 0.041 | 0.041 | 0.041 | 0.041 | 0.041 | 0.041 | 0.041 | 0.041 | 0.041 | 0.041 | 0.041 | 0.041 | 0.041 | 0.041 | 0.041 | 0.041 | 0.041 | 0.041 | 0.041 | 0.041 | 0.041 | 0.041 | 0.041 | 0.041 | 0.041 | 0.041 | 0.041 | 0.041 | 0.041 | 0.041 | 0.041 | 0.041 | 0.041 | 0.041 | 0.041 | 0.041
|  | Hunterstown:2 | [6 empty] | 0.035 | 0.035 | 0.035 | 0.035 | 0.035 | 0.035 | 0.035 | 0.035 | 0.035 | 0.035 | 0.035 | 0.035 | 0.035 | 0.035 | 0.035 | 0.035 | 0.035 | 0.035 | 0.035 | 0.035 | 0.035 | 0.035 | 0.035 | 0.035 | 0.035 | 0.035 | 0.035 | 0.035 | 0.035 | 0.035 | 0.035 | 0.035 | 0.035 | 0.035 | 0.035 | 0.035 | 0.035 | 0.035 | 0.035 | 0.035 | 0.035 | 0.035 | 0.035 | 0.035 | 0.035 | 0.035 | 0.035 | 0.035
|  | Hunterstown:3 | [6 empty] | 0.041 | 0.041 | 0.041 | 0.041 | 0.041 | 0.041 | 0.041 | 0.041 | 0.041 | 0.041 | 0.041 | 0.041 | 0.041 | 0.041 | 0.041 | 0.041 | 0.041 | 0.041 | 0.041 | 0.041 | 0.041 | 0.041 | 0.041 | 0.041 | 0.041 | 0.041 | 0.041 | 0.041 | 0.041 | 0.041 | 0.041 | 0.041 | 0.041 | 0.041 | 0.041 | 0.041 | 0.041 | 0.041 | 0.041 | 0.041 | 0.041 | 0.041 | 0.041 | 0.041 | 0.041 | 0.041 | 0.041 | 0.041
|  | Hunterstown:CC | [6 empty] | 0.05 | 0.05 | 0.05 | 0.05 | 0.05 | 0.05 | 0.05 | 0.05 | 0.05 | 0.05 | 0.05 | 0.05 | 0.05 | 0.05 | 0.05 | 0.05 | 0.05 | 0.05 | 0.05 | 0.05 | 0.05 | 0.05 | 0.05 | 0.05 | 0.05 | 0.05 | 0.05 | 0.05 | 0.05 | 0.05 | 0.05 | 0.05 | 0.05 | 0.05 | 0.05 | 0.05 | 0.05 | 0.05 | 0.05 | 0.05 | 0.05 | 0.05 | 0.05 | 0.05 | 0.05 | 0.05 | 0.05 | 0.05
0 | 0 | Mountain:1 | [6 empty] | 0.1 | 0.1 | 0.1 | 0.1 | 0.1 | 0.1 | 0.1 | 0.1 | 0.1 | 0.1 | 0.1 | 0.1 | 0.1 | 0.1 | 0.1 | 0.1 | 0.1 | 0.1 | 0.1 | 0.1 | 0.1 | 0.1 | 0.1 | 0.1 | 0.1 | 0.1 | 0.1 | 0.1 | 0.1 | 0.1 | 0.1 | 0.1 | 0.1 | 0.1 | 0.1 | 0.1 | 0.1 | 0.1 | 0.1 | 0.1 | 0.1 | 0.1 | 0.1 | 0.1 | 0.1 | 0.1 | 0.1 | 0.1
0 | 0 | Mountain:2 | [6 empty] | 0.1 | 0.1 | 0.1 | 0.1 | 0.1 | 0.1 | 0.1 | 0.1 | 0.1 | 0.1 | 0.1 | 0.1 | 0.1 | 0.1 | 0.1 | 0.1 | 0.1 | 0.1 | 0.1 | 0.1 | 0.1 | 0.1 | 0.1 | 0.1 | 0.1 | 0.1 | 0.1 | 0.1 | 0.1 | 0.1 | 0.1 | 0.1 | 0.1 | 0.1 | 0.1 | 0.1 | 0.1 | 0.1 | 0.1 | 0.1 | 0.1 | 0.1 | 0.1 | 0.1 | 0.1 | 0.1 | 0.1 | 0.1
0 | 0 | Orrtanna:1 | [6 empty] | 0.315 | 0.315 | 0.315 | 0.315 | 0.315 | 0.315 | 0.315 | 0.315 | 0.315 | 0.315 | 0.315 | 0.315 | 0.315 | 0.315 | 0.315 | 0.315 | 0.315 | 0.315 | 0.315 | 0.315 | 0.315 | 0.315 | 0.315 | 0.315 | 0.315 | 0.315 | 0.315 | 0.315 | 0.315 | 0.315 | 0.315 | 0.315 | 0.315 | 0.315 | 0.315 | 0.315 | 0.315 | 0.315 | 0.315 | 0.315 | 0.315 | 0.315 | 0.315 | 0.315 | 0.315 | 0.315 | 0.315 | 0.315
2017 | 0 | Portland:1 | [6 empty] | 0.218 | 0.218 | 0.208 | 0.208 | 0.208 | 0.208 | 0.208 | 0.208 | 0.208 | 0.208 | 0.208 | 0.0312 | 0.0312 | 0.0312 | 0.0312 | 0.0312 | 0.0312 | 0.0312 | 0.0312 | 0.0312 | 0.0312 | 0.0312 | 0.0312 | 0.0312 | 0.0312 | 0.0312 | 0.0312 | 0.0312 | 0.0312 | 0.0312 | 0.0312 | 0.0312 | 0.0312 | 0.0312 | 0.0312 | 0.0312 | 0.0312 | 0.0312 | 0.0312 | 0.0312 | 0.0312 | 0.0312 | 0.0312 | 0.0312 | 0.0312 | 0.0312 | 0.0312 | 0.0312
2017 | 0 | Portland:2 | [6 empty] | 0.252 | 0.252 | 0.287 | 0.287 | 0.287 | 0.287 | 0.287 | 0.287 | 0.287 | 0.287 | 0.287 | 0.04305 | 0.04305 | 0.04305 | 0.04305 | 0.04305 | 0.04305 | 0.04305 | 0.04305 | 0.04305 | 0.04305 | 0.04305 | 0.04305 | 0.04305 | 0.04305 | 0.04305 | 0.04305 | 0.04305 | 0.04305 | 0.04305 | 0.04305 | 0.04305 | 0.04305 | 0.04305 | 0.04305 | 0.04305 | 0.04305 | 0.04305 | 0.04305 | 0.04305 | 0.04305 | 0.04305 | 0.04305 | 0.04305 | 0.04305 | 0.04305 | 0.04305 | 0.04305
0 | 0 | Portland:3 | [6 empty] | 0.1 | 0.1 | 0.1 | 0.1 | 0.1 | 0.1 | 0.1 | 0.1 | 0.1 | 0.1 | 0.1 | 0.1 | 0.1 | 0.1 | 0.1 | 0.1 | 0.1 | 0.1 | 0.1 | 0.1 | 0.1 | 0.1 | 0.1 | 0.1 | 0.1 | 0.1 | 0.1 | 0.1 | 0.1 | 0.1 | 0.1 | 0.1 | 0.1 | 0.1 | 0.1 | 0.1 | 0.1 | 0.1 | 0.1 | 0.1 | 0.1 | 0.1 | 0.1 | 0.1 | 0.1 | 0.1 | 0.1 | 0.1
0 | 0 | Portland:4 | [6 empty] | 0.1 | 0.1 | 0.1 | 0.1 | 0.1 | 0.1 | 0.1 | 0.1 | 0.1 | 0.1 | 0.1 | 0.1 | 0.1 | 0.1 | 0.1 | 0.1 | 0.1 | 0.1 | 0.1 | 0.1 | 0.1 | 0.1 | 0.1 | 0.1 | 0.1 | 0.1 | 0.1 | 0.1 | 0.1 | 0.1 | 0.1 | 0.1 | 0.1 | 0.1 | 0.1 | 0.1 | 0.1 | 0.1 | 0.1 | 0.1 | 0.1 | 0.1 | 0.1 | 0.1 | 0.1 | 0.1 | 0.1 | 0.1
0 | 0 | Portland:5 | [6 empty] | 0.147 | 0.147 | 0.129 | 0.129 | 0.129 | 0.129 | 0.129 | 0.129 | 0.129 | 0.129 | 0.129 | 0.129 | 0.129 | 0.129 | 0.129 | 0.129 | 0.129 | 0.129 | 0.129 | 0.129 | 0.129 | 0.129 | 0.129 | 0.129 | 0.129 | 0.129 | 0.129 | 0.129 | 0.129 | 0.129 | 0.129 | 0.129 | 0.129 | 0.129 | 0.129 | 0.129 | 0.129 | 0.129 | 0.129 | 0.129 | 0.129 | 0.129 | 0.129 | 0.129 | 0.129 | 0.129 | 0.129 | 0.129
0 | 0 | Shawnee (RELIANT):1 | [6 empty] | 0.315 | 0.315 | 0.315 | 0.315 | 0.315 | 0.315 | 0.315 | 0.315 | 0.315 | 0.315 | 0.315 | 0.315 | 0.315 | 0.315 | 0.315 | 0.315 | 0.315 | 0.315 | 0.315 | 0.315 | 0.315 | 0.315 | 0.315 | 0.315 | 0.315 | 0.315 | 0.315 | 0.315 | 0.315 | 0.315 | 0.315 | 0.315 | 0.315 | 0.315 | 0.315 | 0.315 | 0.315 | 0.315 | 0.315 | 0.315 | 0.315 | 0.315 | 0.315 | 0.315 | 0.315 | 0.315 | 0.315 | 0.315
2017 | 0 | Titus:1 | [6 empty] | 0.263 | 0.263 | 0.285 | 0.285 | 0.285 | 0.285 | 0.285 | 0.285 | 0.285 | 0.285 | 0.285 | 0.04275 | 0.04275 | 0.04275 | 0.04275 | 0.04275 | 0.04275 | 0.04275 | 0.04275 | 0.04275 | 0.04275 | 0.04275 | 0.04275 | 0.04275 | 0.04275 | 0.04275 | 0.04275 | 0.04275 | 0.04275 | 0.04275 | 0.04275 | 0.04275 | 0.04275 | 0.04275 | 0.04275 | 0.04275 | 0.04275 | 0.04275 | 0.04275 | 0.04275 | 0.04275 | 0.04275 | 0.04275 | 0.04275 | 0.04275 | 0.04275 | 0.04275 | 0.04275
2017 | 0 | Titus:2 | [6 empty] | 0.263 | 0.263 | 0.285 | 0.285 | 0.285 | 0.285 | 0.285 | 0.285 | 0.285 | 0.285 | 0.285 | 0.04275 | 0.04275 | 0.04275 | 0.04275 | 0.04275 | 0.04275 | 0.04275 | 0.04275 | 0.04275 | 0.04275 | 0.04275 | 0.04275 | 0.04275 | 0.04275 | 0.04275 | 0.04275 | 0.04275 | 0.04275 | 0.04275 | 0.04275 | 0.04275 | 0.04275 | 0.04275 | 0.04275 | 0.04275 | 0.04275 | 0.04275 | 0.04275 | 0.04275 | 0.04275 | 0.04275 | 0.04275 | 0.04275 | 0.04275 | 0.04275 | 0.04275 | 0.04275
2017 | 0 | Titus:3 | [6 empty] | 0.263 | 0.263 | 0.285 | 0.285 | 0.285 | 0.285 | 0.285 | 0.285 | 0.285 | 0.285 | 0.285 | 0.04275 | 0.04275 | 0.04275 | 0.04275 | 0.04275 | 0.04275 | 0.04275 | 0.04275 | 0.04275 | 0.04275 | 0.04275 | 0.04275 | 0.04275 | 0.04275 | 0.04275 | 0.04275 | 0.04275 | 0.04275 | 0.04275 | 0.04275 | 0.04275 | 0.04275 | 0.04275 | 0.04275 | 0.04275 | 0.04275 | 0.04275 | 0.04275 | 0.04275 | 0.04275 | 0.04275 | 0.04275 | 0.04275 | 0.04275 | 0.04275 | 0.04275 | 0.04275
0 | 0 | Titus:4 | [6 empty] | 0.1 | 0.1 | 0.1 | 0.1 | 0.1 | 0.1 | 0.1 | 0.1 | 0.1 | 0.1 | 0.1 | 0.1 | 0.1 | 0.1 | 0.1 | 0.1 | 0.1 | 0.1 | 0.1 | 0.1 | 0.1 | 0.1 | 0.1 | 0.1 | 0.1 | 0.1 | 0.1 | 0.1 | 0.1 | 0.1 | 0.1 | 0.1 | 0.1 | 0.1 | 0.1 | 0.1 | 0.1 | 0.1 | 0.1 | 0.1 | 0.1 | 0.1 | 0.1 | 0.1 | 0.1 | 0.1 | 0.1 | 0.1
0 | 0 | Titus:5 | [6 empty] | 0.1 | 0.1 | 0.1 | 0.1 | 0.1 | 0.1 | 0.1 | 0.1 | 0.1 | 0.1 | 0.1 | 0.1 | 0.1 | 0.1 | 0.1 | 0.1 | 0.1 | 0.1 | 0.1 | 0.1 | 0.1 | 0.1 | 0.1 | 0.1 | 0.1 | 0.1 | 0.1 | 0.1 | 0.1 | 0.1 | 0.1 | 0.1 | 0.1 | 0.1 | 0.1 | 0.1 | 0.1 | 0.1 | 0.1 | 0.1 | 0.1 | 0.1 | 0.1 | 0.1 | 0.1 | 0.1 | 0.1 | 0.1
0 | 0 | Tolna:1 | [6 empty] | 0.315 | 0.315 | 0.315 | 0.315 | 0.315 | 0.315 | 0.315 | 0.315 | 0.315 | 0.315 | 0.315 | 0.315 | 0.315 | 0.315 | 0.315 | 0.315 | 0.315 | 0.315 | 0.315 | 0.315 | 0.315 | 0.315 | 0.315 | 0.315 | 0.315 | 0.315 | 0.315 | 0.315 | 0.315 | 0.315 | 0.315 | 0.315 | 0.315 | 0.315 | 0.315 | 0.315 | 0.315 | 0.315 | 0.315 | 0.315 | 0.315 | 0.315 | 0.315 | 0.315 | 0.315 | 0.315 | 0.315 | 0.315
0 | 0 | Tolna:2 | [6 empty] | 0.315 | 0.315 | 0.315 | 0.315 | 0.315 | 0.315 | 0.315 | 0.315 | 0.315 | 0.315 | 0.315 | 0.315 | 0.315 | 0.315 | 0.315 | 0.315 | 0.315 | 0.315 | 0.315 | 0.315 | 0.315 | 0.315 | 0.315 | 0.315 | 0.315 | 0.315 | 0.315 | 0.315 | 0.315 | 0.315 | 0.315 | 0.315 | 0.315 | 0.315 | 0.315 | 0.315 | 0.315 | 0.315 | 0.315 | 0.315 | 0.315 | 0.315 | 0.315 | 0.315 | 0.315 | 0.315 | 0.315 | 0.315
2015 | 0 | Conemaugh:1 | [6 empty] | 0.299 | 0.299 | 0.326 | 0.326 | 0.326 | 0.326 | 0.326 | 0.326 | 0.326 | 0.0489 | 0.0489 | 0.0489 | 0.0489 | 0.0489 | 0.0489 | 0.0489 | 0.0489 | 0.0489 | 0.0489 | 0.0489 | 0.0489 | 0.0489 | 0.0489 | 0.0489 | 0.0489 | 0.0489 | 0.0489 | 0.0489 | 0.0489 | 0.0489 | 0.0489 | 0.0489 | 0.0489 | 0.0489 | 0.0489 | 0.0489 | 0.0489 | 0.0489 | 0.0489 | 0.0489 | 0.0489 | 0.0489 | 0.0489 | 0.0489 | 0.0489 | 0.0489 | 0.0489 | 0.0489
2015 | 0 | Conemaugh:2 | [6 empty] | 0.291 | 0.291 | 0.295 | 0.295 | 0.295 | 0.295 | 0.295 | 0.295 | 0.295 | 0.04425 | 0.04425 | 0.04425 | 0.04425 | 0.04425 | 0.04425 | 0.04425 | 0.04425 | 0.04425 | 0.04425 | 0.04425 | 0.04425 | 0.04425 | 0.04425 | 0.04425 | 0.04425 | 0.04425 | 0.04425 | 0.04425 | 0.04425 | 0.04425 | 0.04425 | 0.04425 | 0.04425 | 0.04425 | 0.04425 | 0.04425 | 0.04425 | 0.04425 | 0.04425 | 0.04425 | 0.04425 | 0.04425 | 0.04425 | 0.04425 | 0.04425 | 0.04425 | 0.04425 | 0.04425
0 | 0 | Conemaugh:ABCD | [6 empty] | 0.315 | 0.315 | 0.315 | 0.315 | 0.315 | 0.315 | 0.315 | 0.315 | 0.315 | 0.315 | 0.315 | 0.315 | 0.315 | 0.315 | 0.315 | 0.315 | 0.315 | 0.315 | 0.315 | 0.315 | 0.315 | 0.315 | 0.315 | 0.315 | 0.315 | 0.315 | 0.315 | 0.315 | 0.315 | 0.315 | 0.315 | 0.315 | 0.315 | 0.315 | 0.315 | 0.315 | 0.315 | 0.315 | 0.315 | 0.315 | 0.315 | 0.315 | 0.315 | 0.315 | 0.315 | 0.315 | 0.315 | 0.315
0 | 0 | Blossburg:1 | [6 empty] | 0.1 | 0.1 | 0.1 | 0.1 | 0.1 | 0.1 | 0.1 | 0.1 | 0.1 | 0.1 | 0.1 | 0.1 | 0.1 | 0.1 | 0.1 | 0.1 | 0.1 | 0.1 | 0.1 | 0.1 | 0.1 | 0.1 | 0.1 | 0.1 | 0.1 | 0.1 | 0.1 | 0.1 | 0.1 | 0.1 | 0.1 | 0.1 | 0.1 | 0.1 | 0.1 | 0.1 | 0.1 | 0.1 | 0.1 | 0.1 | 0.1 | 0.1 | 0.1 | 0.1 | 0.1 | 0.1 | 0.1 | 0.1
2016 | 0 | Homer City:1 | [6 empty] | 0.067 | 0.067 | 0.113 | 0.113 | 0.113 | 0.113 | 0.113 | 0.113 | 0.113 | 0.113 | 0.01695 | 0.01695 | 0.01695 | 0.01695 | 0.01695 | 0.01695 | 0.01695 | 0.01695 | 0.01695 | 0.01695 | 0.01695 | 0.01695 | 0.01695 | 0.01695 | 0.01695 | 0.01695 | 0.01695 | 0.01695 | 0.01695 | 0.01695 | 0.01695 | 0.01695 | 0.01695 | 0.01695 | 0.01695 | 0.01695 | 0.01695 | 0.01695 | 0.01695 | 0.01695 | 0.01695 | 0.01695 | 0.01695 | 0.01695 | 0.01695 | 0.01695 | 0.01695 | 0.01695
2016 | 0 | Homer City:2 | [6 empty] | 0.089 | 0.089 | 0.089 | 0.089 | 0.089 | 0.089 | 0.089 | 0.089 | 0.089 | 0.089 | 0.01335 | 0.01335 | 0.01335 | 0.01335 | 0.01335 | 0.01335 | 0.01335 | 0.01335 | 0.01335 | 0.01335 | 0.01335 | 0.01335 | 0.01335 | 0.01335 | 0.01335 | 0.01335 | 0.01335 | 0.01335 | 0.01335 | 0.01335 | 0.01335 | 0.01335 | 0.01335 | 0.01335 | 0.01335 | 0.01335 | 0.01335 | 0.01335 | 0.01335 | 0.01335 | 0.01335 | 0.01335 | 0.01335 | 0.01335 | 0.01335 | 0.01335 | 0.01335 | 0.01335
2016 | 0 | Homer City:3 | [6 empty] | 0.083 | 0.083 | 0.187 | 0.187 | 0.187 | 0.187 | 0.187 | 0.187 | 0.187 | 0.187 | 0.02805 | 0.02805 | 0.02805 | 0.02805 | 0.02805 | 0.02805 | 0.02805 | 0.02805 | 0.02805 | 0.02805 | 0.02805 | 0.02805 | 0.02805 | 0.02805 | 0.02805 | 0.02805 | 0.02805 | 0.02805 | 0.02805 | 0.02805 | 0.02805 | 0.02805 | 0.02805 | 0.02805 | 0.02805 | 0.02805 | 0.02805 | 0.02805 | 0.02805 | 0.02805 | 0.02805 | 0.02805 | 0.02805 | 0.02805 | 0.02805 | 0.02805 | 0.02805 | 0.02805
|  | Seward (RELIANT):PB1 | [6 empty] | 0.085 | 0.085 | 0.084 | 0.084 | 0.084 | 0.084 | 0.084 | 0.084 | 0.084 | 0.084 | 0.084 | 0.084 | 0.084 | 0.084 | 0.084 | 0.084 | 0.084 | 0.084 | 0.084 | 0.084 | 0.084 | 0.084 | 0.084 | 0.084 | 0.084 | 0.084 | 0.084 | 0.084 | 0.084 | 0.084 | 0.084 | 0.084 | 0.084 | 0.084 | 0.084 | 0.084 | 0.084 | 0.084 | 0.084 | 0.084 | 0.084 | 0.084 | 0.084 | 0.084 | 0.084 | 0.084 | 0.084 | 0.084
|  | Seward (RELIANT):4 | [6 empty] | 0.085 | 0.085 | 0.085 | 0.085 | 0.085 | 0.085 | 0.085 | 0.085 | 0.085 | 0.085 | 0.085 | 0.085 | 0.085 | 0.085 | 0.085 | 0.085 | 0.085 | 0.085 | 0.085 | 0.085 | 0.085 | 0.085 | 0.085 | 0.085 | 0.085 | 0.085 | 0.085 | 0.085 | 0.085 | 0.085 | 0.085 | 0.085 | 0.085 | 0.085 | 0.085 | 0.085 | 0.085 | 0.085 | 0.085 | 0.085 | 0.085 | 0.085 | 0.085 | 0.085 | 0.085 | 0.085 | 0.085 | 0.085
|  | Seward (RELIANT):5 | [6 empty] | 0.085 | 0.085 | 0.085 | 0.085 | 0.085 | 0.085 | 0.085 | 0.085 | 0.085 | 0.085 | 0.085 | 0.085 | 0.085 | 0.085 | 0.085 | 0.085 | 0.085 | 0.085 | 0.085 | 0.085 | 0.085 | 0.085 | 0.085 | 0.085 | 0.085 | 0.085 | 0.085 | 0.085 | 0.085 | 0.085 | 0.085 | 0.085 | 0.085 | 0.085 | 0.085 | 0.085 | 0.085 | 0.085 | 0.085 | 0.085 | 0.085 | 0.085 | 0.085 | 0.085 | 0.085 | 0.085 | 0.085 | 0.085
2017 | 0 | Shawville:1 | [6 empty] | 0.346 | 0.346 | 0.432 | 0.432 | 0.432 | 0.432 | 0.432 | 0.432 | 0.432 | 0.432 | 0.432 | 0.0648 | 0.0648 | 0.0648 | 0.0648 | 0.0648 | 0.0648 | 0.0648 | 0.0648 | 0.0648 | 0.0648 | 0.0648 | 0.0648 | 0.0648 | 0.0648 | 0.0648 | 0.0648 | 0.0648 | 0.0648 | 0.0648 | 0.0648 | 0.0648 | 0.0648 | 0.0648 | 0.0648 | 0.0648 | 0.0648 | 0.0648 | 0.0648 | 0.0648 | 0.0648 | 0.0648 | 0.0648 | 0.0648 | 0.0648 | 0.0648 | 0.0648 | 0.0648
2017 | 0 | Shawville:2 | [6 empty] | 0.414 | 0.414 | 0.438 | 0.438 | 0.438 | 0.438 | 0.438 | 0.438 | 0.438 | 0.438 | 0.438 | 0.0657 | 0.0657 | 0.0657 | 0.0657 | 0.0657 | 0.0657 | 0.0657 | 0.0657 | 0.0657 | 0.0657 | 0.0657 | 0.0657 | 0.0657 | 0.0657 | 0.0657 | 0.0657 | 0.0657 | 0.0657 | 0.0657 | 0.0657 | 0.0657 | 0.0657 | 0.0657 | 0.0657 | 0.0657 | 0.0657 | 0.0657 | 0.0657 | 0.0657 | 0.0657 | 0.0657 | 0.0657 | 0.0657 | 0.0657 | 0.0657 | 0.0657 | 0.0657
2017 | 0 | Shawville:3 | [6 empty] | 0.346 | 0.346 | 0.359 | 0.359 | 0.359 | 0.359 | 0.359 | 0.359 | 0.359 | 0.359 | 0.359 | 0.05385 | 0.05385 | 0.05385 | 0.05385 | 0.05385 | 0.05385 | 0.05385 | 0.05385 | 0.05385 | 0.05385 | 0.05385 | 0.05385 | 0.05385 | 0.05385 | 0.05385 | 0.05385 | 0.05385 | 0.05385 | 0.05385 | 0.05385 | 0.05385 | 0.05385 | 0.05385 | 0.05385 | 0.05385 | 0.05385 | 0.05385 | 0.05385 | 0.05385 | 0.05385 | 0.05385 | 0.05385 | 0.05385 | 0.05385 | 0.05385 | 0.05385 | 0.05385
2017 | 0 | Shawville:4 | [6 empty] | 0.346 | 0.346 | 0.36 | 0.36 | 0.36 | 0.36 | 0.36 | 0.36 | 0.36 | 0.36 | 0.36 | 0.054 | 0.054 | 0.054 | 0.054 | 0.054 | 0.054 | 0.054 | 0.054 | 0.054 | 0.054 | 0.054 | 0.054 | 0.054 | 0.054 | 0.054 | 0.054 | 0.054 | 0.054 | 0.054 | 0.054 | 0.054 | 0.054 | 0.054 | 0.054 | 0.054 | 0.054 | 0.054 | 0.054 | 0.054 | 0.054 | 0.054 | 0.054 | 0.054 | 0.054 | 0.054 | 0.054 | 0.054
0 | 0 | Shawville:57 | [6 empty] | 0.315 | 0.315 | 0.315 | 0.315 | 0.315 | 0.315 | 0.315 | 0.315 | 0.315 | 0.315 | 0.315 | 0.315 | 0.315 | 0.315 | 0.315 | 0.315 | 0.315 | 0.315 | 0.315 | 0.315 | 0.315 | 0.315 | 0.315 | 0.315 | 0.315 | 0.315 | 0.315 | 0.315 | 0.315 | 0.315 | 0.315 | 0.315 | 0.315 | 0.315 | 0.315 | 0.315 | 0.315 | 0.315 | 0.315 | 0.315 | 0.315 | 0.315 | 0.315 | 0.315 | 0.315 | 0.315 | 0.315 | 0.315
|  | Warren (RELIANT):1 | [6 empty] | 0.468 | 0.468 | 0.468 | 0.468 | 0.468 | 0.468 | 0.468 | 0.468 | 0.468 | 0.468 | 0.468 | 0.468 | 0.468 | 0.468 | 0.468 | 0.468 | 0.468 | 0.468 | 0.468 | 0.468 | 0.468 | 0.468 | 0.468 | 0.468 | 0.468 | 0.468 | 0.468 | 0.468 | 0.468 | 0.468 | 0.468 | 0.468 | 0.468 | 0.468 | 0.468 | 0.468 | 0.468 | 0.468 | 0.468 | 0.468 | 0.468 | 0.468 | 0.468 | 0.468 | 0.468 | 0.468 | 0.468 | 0.468
|  | Warren (RELIANT):2 | [6 empty] | 0.468 | 0.468 | 0.468 | 0.468 | 0.468 | 0.468 | 0.468 | 0.468 | 0.468 | 0.468 | 0.468 | 0.468 | 0.468 | 0.468 | 0.468 | 0.468 | 0.468 | 0.468 | 0.468 | 0.468 | 0.468 | 0.468 | 0.468 | 0.468 | 0.468 | 0.468 | 0.468 | 0.468 | 0.468 | 0.468 | 0.468 | 0.468 | 0.468 | 0.468 | 0.468 | 0.468 | 0.468 | 0.468 | 0.468 | 0.468 | 0.468 | 0.468 | 0.468 | 0.468 | 0.468 | 0.468 | 0.468 | 0.468
0 | 0 | Warren (RELIANT):3 | [6 empty] | 0.416 | 0.416 | 0.416 | 0.416 | 0.416 | 0.416 | 0.416 | 0.416 | 0.416 | 0.416 | 0.416 | 0.416 | 0.416 | 0.416 | 0.416 | 0.416 | 0.416 | 0.416 | 0.416 | 0.416 | 0.416 | 0.416 | 0.416 | 0.416 | 0.416 | 0.416 | 0.416 | 0.416 | 0.416 | 0.416 | 0.416 | 0.416 | 0.416 | 0.416 | 0.416 | 0.416 | 0.416 | 0.416 | 0.416 | 0.416 | 0.416 | 0.416 | 0.416 | 0.416 | 0.416 | 0.416 | 0.416 | 0.416
|  | Wayne (RELIANT):A | [6 empty] | 0.468 | 0.468 | 0.468 | 0.468 | 0.468 | 0.468 | 0.468 | 0.468 | 0.468 | 0.468 | 0.468 | 0.468 | 0.468 | 0.468 | 0.468 | 0.468 | 0.468 | 0.468 | 0.468 | 0.468 | 0.468 | 0.468 | 0.468 | 0.468 | 0.468 | 0.468 | 0.468 | 0.468 | 0.468 | 0.468 | 0.468 | 0.468 | 0.468 | 0.468 | 0.468 | 0.468 | 0.468 | 0.468 | 0.468 | 0.468 | 0.468 | 0.468 | 0.468 | 0.468 | 0.468 | 0.468 | 0.468 | 0.468
|  | Keystone (RELIANT):1 | [6 empty] | 0.043 | 0.043 | 0.065 | 0.065 | 0.065 | 0.065 | 0.065 | 0.065 | 0.065 | 0.065 | 0.065 | 0.065 | 0.065 | 0.065 | 0.065 | 0.065 | 0.065 | 0.065 | 0.065 | 0.065 | 0.065 | 0.065 | 0.065 | 0.065 | 0.065 | 0.065 | 0.065 | 0.065 | 0.065 | 0.065 | 0.065 | 0.065 | 0.065 | 0.065 | 0.065 | 0.065 | 0.065 | 0.065 | 0.065 | 0.065 | 0.065 | 0.065 | 0.065 | 0.065 | 0.065 | 0.065 | 0.065 | 0.065
|  | Keystone (RELIANT):2 | [6 empty] | 0.056 | 0.056 | 0.045 | 0.045 | 0.045 | 0.045 | 0.045 | 0.045 | 0.045 | 0.045 | 0.045 | 0.045 | 0.045 | 0.045 | 0.045 | 0.045 | 0.045 | 0.045 | 0.045 | 0.045 | 0.045 | 0.045 | 0.045 | 0.045 | 0.045 | 0.045 | 0.045 | 0.045 | 0.045 | 0.045 | 0.045 | 0.045 | 0.045 | 0.045 | 0.045 | 0.045 | 0.045 | 0.045 | 0.045 | 0.045 | 0.045 | 0.045 | 0.045 | 0.045 | 0.045 | 0.045 | 0.045 | 0.045
0 | 0 | Keystone (RELIANT):36 | [6 empty] | 0.315 | 0.315 | 0.315 | 0.315 | 0.315 | 0.315 | 0.315 | 0.315 | 0.315 | 0.315 | 0.315 | 0.315 | 0.315 | 0.315 | 0.315 | 0.315 | 0.315 | 0.315 | 0.315 | 0.315 | 0.315 | 0.315 | 0.315 | 0.315 | 0.315 | 0.315 | 0.315 | 0.315 | 0.315 | 0.315 | 0.315 | 0.315 | 0.315 | 0.315 | 0.315 | 0.315 | 0.315 | 0.315 | 0.315 | 0.315 | 0.315 | 0.315 | 0.315 | 0.315 | 0.315 | 0.315 | 0.315 | 0.315
0 | 0 | New Castle:AB | [6 empty] | 0.315 | 0.315 | 0.315 | 0.315 | 0.315 | 0.315 | 0.315 | 0.315 | 0.315 | 0.315 | 0.315 | 0.315 | 0.315 | 0.315 | 0.315 | 0.315 | 0.315 | 0.315 | 0.315 | 0.315 | 0.315 | 0.315 | 0.315 | 0.315 | 0.315 | 0.315 | 0.315 | 0.315 | 0.315 | 0.315 | 0.315 | 0.315 | 0.315 | 0.315 | 0.315 | 0.315 | 0.315 | 0.315 | 0.315 | 0.315 | 0.315 | 0.315 | 0.315 | 0.315 | 0.315 | 0.315 | 0.315 | 0.315
2017 | 0 | New Castle:3 | [6 empty] | 0.265 | 0.265 | 0.326 | 0.326 | 0.326 | 0.326 | 0.326 | 0.326 | 0.326 | 0.326 | 0.326 | 0.0489 | 0.0489 | 0.0489 | 0.0489 | 0.0489 | 0.0489 | 0.0489 | 0.0489 | 0.0489 | 0.0489 | 0.0489 | 0.0489 | 0.0489 | 0.0489 | 0.0489 | 0.0489 | 0.0489 | 0.0489 | 0.0489 | 0.0489 | 0.0489 | 0.0489 | 0.0489 | 0.0489 | 0.0489 | 0.0489 | 0.0489 | 0.0489 | 0.0489 | 0.0489 | 0.0489 | 0.0489 | 0.0489 | 0.0489 | 0.0489 | 0.0489 | 0.0489
2017 | 0 | New Castle:4 | [6 empty] | 0.277 | 0.277 | 0.338 | 0.338 | 0.338 | 0.338 | 0.338 | 0.338 | 0.338 | 0.338 | 0.338 | 0.0507 | 0.0507 | 0.0507 | 0.0507 | 0.0507 | 0.0507 | 0.0507 | 0.0507 | 0.0507 | 0.0507 | 0.0507 | 0.0507 | 0.0507 | 0.0507 | 0.0507 | 0.0507 | 0.0507 | 0.0507 | 0.0507 | 0.0507 | 0.0507 | 0.0507 | 0.0507 | 0.0507 | 0.0507 | 0.0507 | 0.0507 | 0.0507 | 0.0507 | 0.0507 | 0.0507 | 0.0507 | 0.0507 | 0.0507 | 0.0507 | 0.0507 | 0.0507
2017 | 0 | New Castle:5 | [6 empty] | 0.34 | 0.34 | 0.384 | 0.384 | 0.384 | 0.384 | 0.384 | 0.384 | 0.384 | 0.384 | 0.384 | 0.0576 | 0.0576 | 0.0576 | 0.0576 | 0.0576 | 0.0576 | 0.0576 | 0.0576 | 0.0576 | 0.0576 | 0.0576 | 0.0576 | 0.0576 | 0.0576 | 0.0576 | 0.0576 | 0.0576 | 0.0576 | 0.0576 | 0.0576 | 0.0576 | 0.0576 | 0.0576 | 0.0576 | 0.0576 | 0.0576 | 0.0576 | 0.0576 | 0.0576 | 0.0576 | 0.0576 | 0.0576 | 0.0576 | 0.0576 | 0.0576 | 0.0576 | 0.0576
|  | Allentown:ALL | [6 empty] | 0.315 | 0.315 | 0.315 | 0.315 | 0.315 | 0.315 | 0.315 | 0.315 | 0.315 | 0.315 | 0.315 | 0.315 | 0.315 | 0.315 | 0.315 | 0.315 | 0.315 | 0.315 | 0.315 | 0.315 | 0.315 | 0.315 | 0.315 | 0.315 | 0.315 | 0.315 | 0.315 | 0.315 | 0.315 | 0.315 | 0.315 | 0.315 | 0.315 | 0.315 | 0.315 | 0.315 | 0.315 | 0.315 | 0.315 | 0.315 | 0.315 | 0.315 | 0.315 | 0.315 | 0.315 | 0.315 | 0.315 | 0.315
2017 | 0 | Brunner Island:1 | [6 empty] | 0.289 | 0.289 | 0.31 | 0.31 | 0.31 | 0.31 | 0.31 | 0.31 | 0.31 | 0.31 | 0.31 | 0.0465 | 0.0465 | 0.0465 | 0.0465 | 0.0465 | 0.0465 | 0.0465 | 0.0465 | 0.0465 | 0.0465 | 0.0465 | 0.0465 | 0.0465 | 0.0465 | 0.0465 | 0.0465 | 0.0465 | 0.0465 | 0.0465 | 0.0465 | 0.0465 | 0.0465 | 0.0465 | 0.0465 | 0.0465 | 0.0465 | 0.0465 | 0.0465 | 0.0465 | 0.0465 | 0.0465 | 0.0465 | 0.0465 | 0.0465 | 0.0465 | 0.0465 | 0.0465
2017 | 0 | Brunner Island:2 | [6 empty] | 0.289 | 0.289 | 0.325 | 0.325 | 0.325 | 0.325 | 0.325 | 0.325 | 0.325 | 0.325 | 0.325 | 0.04875 | 0.04875 | 0.04875 | 0.04875 | 0.04875 | 0.04875 | 0.04875 | 0.04875 | 0.04875 | 0.04875 | 0.04875 | 0.04875 | 0.04875 | 0.04875 | 0.04875 | 0.04875 | 0.04875 | 0.04875 | 0.04875 | 0.04875 | 0.04875 | 0.04875 | 0.04875 | 0.04875 | 0.04875 | 0.04875 | 0.04875 | 0.04875 | 0.04875 | 0.04875 | 0.04875 | 0.04875 | 0.04875 | 0.04875 | 0.04875 | 0.04875 | 0.04875
2015 | 0 | Brunner Island:3 | [6 empty] | 0.253 | 0.253 | 0.324 | 0.324 | 0.324 | 0.324 | 0.324 | 0.324 | 0.324 | 0.0486 | 0.0486 | 0.0486 | 0.0486 | 0.0486 | 0.0486 | 0.0486 | 0.0486 | 0.0486 | 0.0486 | 0.0486 | 0.0486 | 0.0486 | 0.0486 | 0.0486 | 0.0486 | 0.0486 | 0.0486 | 0.0486 | 0.0486 | 0.0486 | 0.0486 | 0.0486 | 0.0486 | 0.0486 | 0.0486 | 0.0486 | 0.0486 | 0.0486 | 0.0486 | 0.0486 | 0.0486 | 0.0486 | 0.0486 | 0.0486 | 0.0486 | 0.0486 | 0.0486 | 0.0486
|  | Brunner Island:DT | [6 empty] | 0.315 | 0.315 | 0.315 | 0.315 | 0.315 | 0.315 | 0.315 | 0.315 | 0.315 | 0.315 | 0.315 | 0.315 | 0.315 | 0.315 | 0.315 | 0.315 | 0.315 | 0.315 | 0.315 | 0.315 | 0.315 | 0.315 | 0.315 | 0.315 | 0.315 | 0.315 | 0.315 | 0.315 | 0.315 | 0.315 | 0.315 | 0.315 | 0.315 | 0.315 | 0.315 | 0.315 | 0.315 | 0.315 | 0.315 | 0.315 | 0.315 | 0.315 | 0.315 | 0.315 | 0.315 | 0.315 | 0.315 | 0.315
0 | 0 | Fishbach:GT1 | [6 empty] | 0.315 | 0.315 | 0.315 | 0.315 | 0.315 | 0.315 | 0.315 | 0.315 | 0.315 | 0.315 | 0.315 | 0.315 | 0.315 | 0.315 | 0.315 | 0.315 | 0.315 | 0.315 | 0.315 | 0.315 | 0.315 | 0.315 | 0.315 | 0.315 | 0.315 | 0.315 | 0.315 | 0.315 | 0.315 | 0.315 | 0.315 | 0.315 | 0.315 | 0.315 | 0.315 | 0.315 | 0.315 | 0.315 | 0.315 | 0.315 | 0.315 | 0.315 | 0.315 | 0.315 | 0.315 | 0.315 | 0.315 | 0.315
0 | 0 | Fishbach:GT2 | [6 empty] | 0.315 | 0.315 | 0.315 | 0.315 | 0.315 | 0.315 | 0.315 | 0.315 | 0.315 | 0.315 | 0.315 | 0.315 | 0.315 | 0.315 | 0.315 | 0.315 | 0.315 | 0.315 | 0.315 | 0.315 | 0.315 | 0.315 | 0.315 | 0.315 | 0.315 | 0.315 | 0.315 | 0.315 | 0.315 | 0.315 | 0.315 | 0.315 | 0.315 | 0.315 | 0.315 | 0.315 | 0.315 | 0.315 | 0.315 | 0.315 | 0.315 | 0.315 | 0.315 | 0.315 | 0.315 | 0.315 | 0.315 | 0.315
|  | Harrisburg:G1-4 | [6 empty] | 0.315 | 0.315 | 0.315 | 0.315 | 0.315 | 0.315 | 0.315 | 0.315 | 0.315 | 0.315 | 0.315 | 0.315 | 0.315 | 0.315 | 0.315 | 0.315 | 0.315 | 0.315 | 0.315 | 0.315 | 0.315 | 0.315 | 0.315 | 0.315 | 0.315 | 0.315 | 0.315 | 0.315 | 0.315 | 0.315 | 0.315 | 0.315 | 0.315 | 0.315 | 0.315 | 0.315 | 0.315 | 0.315 | 0.315 | 0.315 | 0.315 | 0.315 | 0.315 | 0.315 | 0.315 | 0.315 | 0.315 | 0.315
|  | Harwood (PPLGEN):ALL | [6 empty] | 0.315 | 0.315 | 0.315 | 0.315 | 0.315 | 0.315 | 0.315 | 0.315 | 0.315 | 0.315 | 0.315 | 0.315 | 0.315 | 0.315 | 0.315 | 0.315 | 0.315 | 0.315 | 0.315 | 0.315 | 0.315 | 0.315 | 0.315 | 0.315 | 0.315 | 0.315 | 0.315 | 0.315 | 0.315 | 0.315 | 0.315 | 0.315 | 0.315 | 0.315 | 0.315 | 0.315 | 0.315 | 0.315 | 0.315 | 0.315 | 0.315 | 0.315 | 0.315 | 0.315 | 0.315 | 0.315 | 0.315 | 0.315
0 | 0 | Jenkins:ALL | [6 empty] | 0.315 | 0.315 | 0.315 | 0.315 | 0.315 | 0.315 | 0.315 | 0.315 | 0.315 | 0.315 | 0.315 | 0.315 | 0.315 | 0.315 | 0.315 | 0.315 | 0.315 | 0.315 | 0.315 | 0.315 | 0.315 | 0.315 | 0.315 | 0.315 | 0.315 | 0.315 | 0.315 | 0.315 | 0.315 | 0.315 | 0.315 | 0.315 | 0.315 | 0.315 | 0.315 | 0.315 | 0.315 | 0.315 | 0.315 | 0.315 | 0.315 | 0.315 | 0.315 | 0.315 | 0.315 | 0.315 | 0.315 | 0.315
0 | 0 | Lock Haven:GT1 | [6 empty] | 0.315 | 0.315 | 0.315 | 0.315 | 0.315 | 0.315 | 0.315 | 0.315 | 0.315 | 0.315 | 0.315 | 0.315 | 0.315 | 0.315 | 0.315 | 0.315 | 0.315 | 0.315 | 0.315 | 0.315 | 0.315 | 0.315 | 0.315 | 0.315 | 0.315 | 0.315 | 0.315 | 0.315 | 0.315 | 0.315 | 0.315 | 0.315 | 0.315 | 0.315 | 0.315 | 0.315 | 0.315 | 0.315 | 0.315 | 0.315 | 0.315 | 0.315 | 0.315 | 0.315 | 0.315 | 0.315 | 0.315 | 0.315
|  | Martins Creek:1 | [6 empty] | 0.41 | 0.41 | 0.435 | 0.435 | 0.435 | 0.435 | 0.435 | 0.435 | 0.435 | 0.435 | 0.435 | 0.435 | 0.435 | 0.435 | 0.435 | 0.435 | 0.435 | 0.435 | 0.435 | 0.435 | 0.435 | 0.435 | 0.435 | 0.435 | 0.435 | 0.435 | 0.435 | 0.435 | 0.435 | 0.435 | 0.435 | 0.435 | 0.435 | 0.435 | 0.435 | 0.435 | 0.435 | 0.435 | 0.435 | 0.435 | 0.435 | 0.435 | 0.435 | 0.435 | 0.435 | 0.435 | 0.435 | 0.435
0 | 0 | Martins Creek:GT | [6 empty] | 0.315 | 0.315 | 0.315 | 0.315 | 0.315 | 0.315 | 0.315 | 0.315 | 0.315 | 0.315 | 0.315 | 0.315 | 0.315 | 0.315 | 0.315 | 0.315 | 0.315 | 0.315 | 0.315 | 0.315 | 0.315 | 0.315 | 0.315 | 0.315 | 0.315 | 0.315 | 0.315 | 0.315 | 0.315 | 0.315 | 0.315 | 0.315 | 0.315 | 0.315 | 0.315 | 0.315 | 0.315 | 0.315 | 0.315 | 0.315 | 0.315 | 0.315 | 0.315 | 0.315 | 0.315 | 0.315 | 0.315 | 0.315
|  | Martins Creek:2 | [6 empty] | 0.41 | 0.41 | 0.434 | 0.434 | 0.434 | 0.434 | 0.434 | 0.434 | 0.434 | 0.434 | 0.434 | 0.434 | 0.434 | 0.434 | 0.434 | 0.434 | 0.434 | 0.434 | 0.434 | 0.434 | 0.434 | 0.434 | 0.434 | 0.434 | 0.434 | 0.434 | 0.434 | 0.434 | 0.434 | 0.434 | 0.434 | 0.434 | 0.434 | 0.434 | 0.434 | 0.434 | 0.434 | 0.434 | 0.434 | 0.434 | 0.434 | 0.434 | 0.434 | 0.434 | 0.434 | 0.434 | 0.434 | 0.434
|  | Martins Creek:3 | [6 empty] | 0.35 | 0.35 | 0.226 | 0.226 | 0.226 | 0.226 | 0.226 | 0.226 | 0.226 | 0.226 | 0.226 | 0.226 | 0.226 | 0.226 | 0.226 | 0.226 | 0.226 | 0.226 | 0.226 | 0.226 | 0.226 | 0.226 | 0.226 | 0.226 | 0.226 | 0.226 | 0.226 | 0.226 | 0.226 | 0.226 | 0.226 | 0.226 | 0.226 | 0.226 | 0.226 | 0.226 | 0.226 | 0.226 | 0.226 | 0.226 | 0.226 | 0.226 | 0.226 | 0.226 | 0.226 | 0.226 | 0.226 | 0.226
|  | Martins Creek:4 | [6 empty] | 0.267 | 0.267 | 0.213 | 0.213 | 0.213 | 0.213 | 0.213 | 0.213 | 0.213 | 0.213 | 0.213 | 0.213 | 0.213 | 0.213 | 0.213 | 0.213 | 0.213 | 0.213 | 0.213 | 0.213 | 0.213 | 0.213 | 0.213 | 0.213 | 0.213 | 0.213 | 0.213 | 0.213 | 0.213 | 0.213 | 0.213 | 0.213 | 0.213 | 0.213 | 0.213 | 0.213 | 0.213 | 0.213 | 0.213 | 0.213 | 0.213 | 0.213 | 0.213 | 0.213 | 0.213 | 0.213 | 0.213 | 0.213
0 | 0 | Martins Creek:DT | [6 empty] | 0.315 | 0.315 | 0.315 | 0.315 | 0.315 | 0.315 | 0.315 | 0.315 | 0.315 | 0.315 | 0.315 | 0.315 | 0.315 | 0.315 | 0.315 | 0.315 | 0.315 | 0.315 | 0.315 | 0.315 | 0.315 | 0.315 | 0.315 | 0.315 | 0.315 | 0.315 | 0.315 | 0.315 | 0.315 | 0.315 | 0.315 | 0.315 | 0.315 | 0.315 | 0.315 | 0.315 | 0.315 | 0.315 | 0.315 | 0.315 | 0.315 | 0.315 | 0.315 | 0.315 | 0.315 | 0.315 | 0.315 | 0.315
|  | Montour:1 | [6 empty] | 0.11 | 0.11 | 0.064 | 0.064 | 0.064 | 0.064 | 0.064 | 0.064 | 0.064 | 0.064 | 0.064 | 0.064 | 0.064 | 0.064 | 0.064 | 0.064 | 0.064 | 0.064 | 0.064 | 0.064 | 0.064 | 0.064 | 0.064 | 0.064 | 0.064 | 0.064 | 0.064 | 0.064 | 0.064 | 0.064 | 0.064 | 0.064 | 0.064 | 0.064 | 0.064 | 0.064 | 0.064 | 0.064 | 0.064 | 0.064 | 0.064 | 0.064 | 0.064 | 0.064 | 0.064 | 0.064 | 0.064 | 0.064
2017 | 0 | Montour:11 | [6 empty] | 0.315 | 0.315 | 0.315 | 0.315 | 0.315 | 0.315 | 0.315 | 0.315 | 0.315 | 0.315 | 0.315 | 0.04725 | 0.04725 | 0.04725 | 0.04725 | 0.04725 | 0.04725 | 0.04725 | 0.04725 | 0.04725 | 0.04725 | 0.04725 | 0.04725 | 0.04725 | 0.04725 | 0.04725 | 0.04725 | 0.04725 | 0.04725 | 0.04725 | 0.04725 | 0.04725 | 0.04725 | 0.04725 | 0.04725 | 0.04725 | 0.04725 | 0.04725 | 0.04725 | 0.04725 | 0.04725 | 0.04725 | 0.04725 | 0.04725 | 0.04725 | 0.04725 | 0.04725 | 0.04725
2015 | 0 | Montour:2 | [6 empty] | 0.11 | 0.11 | 0.106 | 0.106 | 0.106 | 0.106 | 0.106 | 0.106 | 0.106 | 0.0159 | 0.0159 | 0.0159 | 0.0159 | 0.0159 | 0.0159 | 0.0159 | 0.0159 | 0.0159 | 0.0159 | 0.0159 | 0.0159 | 0.0159 | 0.0159 | 0.0159 | 0.0159 | 0.0159 | 0.0159 | 0.0159 | 0.0159 | 0.0159 | 0.0159 | 0.0159 | 0.0159 | 0.0159 | 0.0159 | 0.0159 | 0.0159 | 0.0159 | 0.0159 | 0.0159 | 0.0159 | 0.0159 | 0.0159 | 0.0159 | 0.0159 | 0.0159 | 0.0159 | 0.0159
2017 | 0 | Sunbury:1 | [6 empty] | 0.205 | 0.205 | 0.205 | 0.205 | 0.205 | 0.205 | 0.205 | 0.205 | 0.205 | 0.205 | 0.205 | 0.03075 | 0.03075 | 0.03075 | 0.03075 | 0.03075 | 0.03075 | 0.03075 | 0.03075 | 0.03075 | 0.03075 | 0.03075 | 0.03075 | 0.03075 | 0.03075 | 0.03075 | 0.03075 | 0.03075 | 0.03075 | 0.03075 | 0.03075 | 0.03075 | 0.03075 | 0.03075 | 0.03075 | 0.03075 | 0.03075 | 0.03075 | 0.03075 | 0.03075 | 0.03075 | 0.03075 | 0.03075 | 0.03075 | 0.03075 | 0.03075 | 0.03075 | 0.03075
0 | 0 | Sunbury:GT | [6 empty] | 0.315 | 0.315 | 0.315 | 0.315 | 0.315 | 0.315 | 0.315 | 0.315 | 0.315 | 0.315 | 0.315 | 0.315 | 0.315 | 0.315 | 0.315 | 0.315 | 0.315 | 0.315 | 0.315 | 0.315 | 0.315 | 0.315 | 0.315 | 0.315 | 0.315 | 0.315 | 0.315 | 0.315 | 0.315 | 0.315 | 0.315 | 0.315 | 0.315 | 0.315 | 0.315 | 0.315 | 0.315 | 0.315 | 0.315 | 0.315 | 0.315 | 0.315 | 0.315 | 0.315 | 0.315 | 0.315 | 0.315 | 0.315
2017 | 0 | Sunbury:2 | [6 empty] | 0.205 | 0.205 | 0.205 | 0.205 | 0.205 | 0.205 | 0.205 | 0.205 | 0.205 | 0.205 | 0.205 | 0.03075 | 0.03075 | 0.03075 | 0.03075 | 0.03075 | 0.03075 | 0.03075 | 0.03075 | 0.03075 | 0.03075 | 0.03075 | 0.03075 | 0.03075 | 0.03075 | 0.03075 | 0.03075 | 0.03075 | 0.03075 | 0.03075 | 0.03075 | 0.03075 | 0.03075 | 0.03075 | 0.03075 | 0.03075 | 0.03075 | 0.03075 | 0.03075 | 0.03075 | 0.03075 | 0.03075 | 0.03075 | 0.03075 | 0.03075 | 0.03075 | 0.03075 | 0.03075
|  | Sunbury:DT | [6 empty] | 0.315 | 0.315 | 0.315 | 0.315 | 0.315 | 0.315 | 0.315 | 0.315 | 0.315 | 0.315 | 0.315 | 0.315 | 0.315 | 0.315 | 0.315 | 0.315 | 0.315 | 0.315 | 0.315 | 0.315 | 0.315 | 0.315 | 0.315 | 0.315 | 0.315 | 0.315 | 0.315 | 0.315 | 0.315 | 0.315 | 0.315 | 0.315 | 0.315 | 0.315 | 0.315 | 0.315 | 0.315 | 0.315 | 0.315 | 0.315 | 0.315 | 0.315 | 0.315 | 0.315 | 0.315 | 0.315 | 0.315 | 0.315
2017 | 0 | Sunbury:3 | [6 empty] | 0.281 | 0.281 | 0.284 | 0.284 | 0.284 | 0.284 | 0.284 | 0.284 | 0.284 | 0.284 | 0.284 | 0.0426 | 0.0426 | 0.0426 | 0.0426 | 0.0426 | 0.0426 | 0.0426 | 0.0426 | 0.0426 | 0.0426 | 0.0426 | 0.0426 | 0.0426 | 0.0426 | 0.0426 | 0.0426 | 0.0426 | 0.0426 | 0.0426 | 0.0426 | 0.0426 | 0.0426 | 0.0426 | 0.0426 | 0.0426 | 0.0426 | 0.0426 | 0.0426 | 0.0426 | 0.0426 | 0.0426 | 0.0426 | 0.0426 | 0.0426 | 0.0426 | 0.0426 | 0.0426
2017 | 0 | Sunbury:4 | [6 empty] | 0.28 | 0.28 | 0.261 | 0.261 | 0.261 | 0.261 | 0.261 | 0.261 | 0.261 | 0.261 | 0.261 | 0.03915 | 0.03915 | 0.03915 | 0.03915 | 0.03915 | 0.03915 | 0.03915 | 0.03915 | 0.03915 | 0.03915 | 0.03915 | 0.03915 | 0.03915 | 0.03915 | 0.03915 | 0.03915 | 0.03915 | 0.03915 | 0.03915 | 0.03915 | 0.03915 | 0.03915 | 0.03915 | 0.03915 | 0.03915 | 0.03915 | 0.03915 | 0.03915 | 0.03915 | 0.03915 | 0.03915 | 0.03915 | 0.03915 | 0.03915 | 0.03915 | 0.03915 | 0.03915
0 | 0 | West Shore:ALL | [6 empty] | 0.315 | 0.315 | 0.315 | 0.315 | 0.315 | 0.315 | 0.315 | 0.315 | 0.315 | 0.315 | 0.315 | 0.315 | 0.315 | 0.315 | 0.315 | 0.315 | 0.315 | 0.315 | 0.315 | 0.315 | 0.315 | 0.315 | 0.315 | 0.315 | 0.315 | 0.315 | 0.315 | 0.315 | 0.315 | 0.315 | 0.315 | 0.315 | 0.315 | 0.315 | 0.315 | 0.315 | 0.315 | 0.315 | 0.315 | 0.315 | 0.315 | 0.315 | 0.315 | 0.315 | 0.315 | 0.315 | 0.315 | 0.315
0 | 0 | Williamsport:ALL | [6 empty] | 0.315 | 0.315 | 0.315 | 0.315 | 0.315 | 0.315 | 0.315 | 0.315 | 0.315 | 0.315 | 0.315 | 0.315 | 0.315 | 0.315 | 0.315 | 0.315 | 0.315 | 0.315 | 0.315 | 0.315 | 0.315 | 0.315 | 0.315 | 0.315 | 0.315 | 0.315 | 0.315 | 0.315 | 0.315 | 0.315 | 0.315 | 0.315 | 0.315 | 0.315 | 0.315 | 0.315 | 0.315 | 0.315 | 0.315 | 0.315 | 0.315 | 0.315 | 0.315 | 0.315 | 0.315 | 0.315 | 0.315 | 0.315
0 | 0 | Chester:7 | [6 empty] | 0.315 | 0.315 | 0.315 | 0.315 | 0.315 | 0.315 | 0.315 | 0.315 | 0.315 | 0.315 | 0.315 | 0.315 | 0.315 | 0.315 | 0.315 | 0.315 | 0.315 | 0.315 | 0.315 | 0.315 | 0.315 | 0.315 | 0.315 | 0.315 | 0.315 | 0.315 | 0.315 | 0.315 | 0.315 | 0.315 | 0.315 | 0.315 | 0.315 | 0.315 | 0.315 | 0.315 | 0.315 | 0.315 | 0.315 | 0.315 | 0.315 | 0.315 | 0.315 | 0.315 | 0.315 | 0.315 | 0.315 | 0.315
0 | 0 | Chester:8 | [6 empty] | 0.315 | 0.315 | 0.315 | 0.315 | 0.315 | 0.315 | 0.315 | 0.315 | 0.315 | 0.315 | 0.315 | 0.315 | 0.315 | 0.315 | 0.315 | 0.315 | 0.315 | 0.315 | 0.315 | 0.315 | 0.315 | 0.315 | 0.315 | 0.315 | 0.315 | 0.315 | 0.315 | 0.315 | 0.315 | 0.315 | 0.315 | 0.315 | 0.315 | 0.315 | 0.315 | 0.315 | 0.315 | 0.315 | 0.315 | 0.315 | 0.315 | 0.315 | 0.315 | 0.315 | 0.315 | 0.315 | 0.315 | 0.315
0 | 0 | Chester:9 | [6 empty] | 0.315 | 0.315 | 0.315 | 0.315 | 0.315 | 0.315 | 0.315 | 0.315 | 0.315 | 0.315 | 0.315 | 0.315 | 0.315 | 0.315 | 0.315 | 0.315 | 0.315 | 0.315 | 0.315 | 0.315 | 0.315 | 0.315 | 0.315 | 0.315 | 0.315 | 0.315 | 0.315 | 0.315 | 0.315 | 0.315 | 0.315 | 0.315 | 0.315 | 0.315 | 0.315 | 0.315 | 0.315 | 0.315 | 0.315 | 0.315 | 0.315 | 0.315 | 0.315 | 0.315 | 0.315 | 0.315 | 0.315 | 0.315
2017 | 0 | Cromby:1 | [6 empty] | 0.322 | 0.322 | 0.374 | 0.374 | 0.374 | 0.374 | 0.374 | 0.374 | 0.374 | 0.374 | 0.374 | 0.0561 | 0.0561 | 0.0561 | 0.0561 | 0.0561 | 0.0561 | 0.0561 | 0.0561 | 0.0561 | 0.0561 | 0.0561 | 0.0561 | 0.0561 | 0.0561 | 0.0561 | 0.0561 | 0.0561 | 0.0561 | 0.0561 | 0.0561 | 0.0561 | 0.0561 | 0.0561 | 0.0561 | 0.0561 | 0.0561 | 0.0561 | 0.0561 | 0.0561 | 0.0561 | 0.0561 | 0.0561 | 0.0561 | 0.0561 | 0.0561 | 0.0561 | 0.0561
0 | 0 | Cromby:IC1 | [6 empty] | 0.315 | 0.315 | 0.315 | 0.315 | 0.315 | 0.315 | 0.315 | 0.315 | 0.315 | 0.315 | 0.315 | 0.315 | 0.315 | 0.315 | 0.315 | 0.315 | 0.315 | 0.315 | 0.315 | 0.315 | 0.315 | 0.315 | 0.315 | 0.315 | 0.315 | 0.315 | 0.315 | 0.315 | 0.315 | 0.315 | 0.315 | 0.315 | 0.315 | 0.315 | 0.315 | 0.315 | 0.315 | 0.315 | 0.315 | 0.315 | 0.315 | 0.315 | 0.315 | 0.315 | 0.315 | 0.315 | 0.315 | 0.315
0 | 0 | Cromby:2 | [6 empty] | 0.237 | 0.237 | 0.147 | 0.147 | 0.147 | 0.147 | 0.147 | 0.147 | 0.147 | 0.147 | 0.147 | 0.147 | 0.147 | 0.147 | 0.147 | 0.147 | 0.147 | 0.147 | 0.147 | 0.147 | 0.147 | 0.147 | 0.147 | 0.147 | 0.147 | 0.147 | 0.147 | 0.147 | 0.147 | 0.147 | 0.147 | 0.147 | 0.147 | 0.147 | 0.147 | 0.147 | 0.147 | 0.147 | 0.147 | 0.147 | 0.147 | 0.147 | 0.147 | 0.147 | 0.147 | 0.147 | 0.147 | 0.147
0 | 0 | Delaware:1 | [6 empty] | 0.315 | 0.315 | 0.315 | 0.315 | 0.315 | 0.315 | 0.315 | 0.315 | 0.315 | 0.315 | 0.315 | 0.315 | 0.315 | 0.315 | 0.315 | 0.315 | 0.315 | 0.315 | 0.315 | 0.315 | 0.315 | 0.315 | 0.315 | 0.315 | 0.315 | 0.315 | 0.315 | 0.315 | 0.315 | 0.315 | 0.315 | 0.315 | 0.315 | 0.315 | 0.315 | 0.315 | 0.315 | 0.315 | 0.315 | 0.315 | 0.315 | 0.315 | 0.315 | 0.315 | 0.315 | 0.315 | 0.315 | 0.315
0 | 0 | Delaware:10 | [6 empty] | 0.315 | 0.315 | 0.315 | 0.315 | 0.315 | 0.315 | 0.315 | 0.315 | 0.315 | 0.315 | 0.315 | 0.315 | 0.315 | 0.315 | 0.315 | 0.315 | 0.315 | 0.315 | 0.315 | 0.315 | 0.315 | 0.315 | 0.315 | 0.315 | 0.315 | 0.315 | 0.315 | 0.315 | 0.315 | 0.315 | 0.315 | 0.315 | 0.315 | 0.315 | 0.315 | 0.315 | 0.315 | 0.315 | 0.315 | 0.315 | 0.315 | 0.315 | 0.315 | 0.315 | 0.315 | 0.315 | 0.315 | 0.315
0 | 0 | Delaware:1112 | [6 empty] | 0.315 | 0.315 | 0.315 | 0.315 | 0.315 | 0.315 | 0.315 | 0.315 | 0.315 | 0.315 | 0.315 | 0.315 | 0.315 | 0.315 | 0.315 | 0.315 | 0.315 | 0.315 | 0.315 | 0.315 | 0.315 | 0.315 | 0.315 | 0.315 | 0.315 | 0.315 | 0.315 | 0.315 | 0.315 | 0.315 | 0.315 | 0.315 | 0.315 | 0.315 | 0.315 | 0.315 | 0.315 | 0.315 | 0.315 | 0.315 | 0.315 | 0.315 | 0.315 | 0.315 | 0.315 | 0.315 | 0.315 | 0.315
|  | Delaware:7 | [6 empty] | 0.288 | 0.288 | 0.288 | 0.288 | 0.288 | 0.288 | 0.288 | 0.288 | 0.288 | 0.288 | 0.288 | 0.288 | 0.288 | 0.288 | 0.288 | 0.288 | 0.288 | 0.288 | 0.288 | 0.288 | 0.288 | 0.288 | 0.288 | 0.288 | 0.288 | 0.288 | 0.288 | 0.288 | 0.288 | 0.288 | 0.288 | 0.288 | 0.288 | 0.288 | 0.288 | 0.288 | 0.288 | 0.288 | 0.288 | 0.288 | 0.288 | 0.288 | 0.288 | 0.288 | 0.288 | 0.288 | 0.288 | 0.288
|  | Delaware:8 | [6 empty] | 0.315 | 0.315 | 0.315 | 0.315 | 0.315 | 0.315 | 0.315 | 0.315 | 0.315 | 0.315 | 0.315 | 0.315 | 0.315 | 0.315 | 0.315 | 0.315 | 0.315 | 0.315 | 0.315 | 0.315 | 0.315 | 0.315 | 0.315 | 0.315 | 0.315 | 0.315 | 0.315 | 0.315 | 0.315 | 0.315 | 0.315 | 0.315 | 0.315 | 0.315 | 0.315 | 0.315 | 0.315 | 0.315 | 0.315 | 0.315 | 0.315 | 0.315 | 0.315 | 0.315 | 0.315 | 0.315 | 0.315 | 0.315
0 | 0 | Delaware:9 | [6 empty] | 0.315 | 0.315 | 0.315 | 0.315 | 0.315 | 0.315 | 0.315 | 0.315 | 0.315 | 0.315 | 0.315 | 0.315 | 0.315 | 0.315 | 0.315 | 0.315 | 0.315 | 0.315 | 0.315 | 0.315 | 0.315 | 0.315 | 0.315 | 0.315 | 0.315 | 0.315 | 0.315 | 0.315 | 0.315 | 0.315 | 0.315 | 0.315 | 0.315 | 0.315 | 0.315 | 0.315 | 0.315 | 0.315 | 0.315 | 0.315 | 0.315 | 0.315 | 0.315 | 0.315 | 0.315 | 0.315 | 0.315 | 0.315
2017 | 0 | Eddystone:1 | [6 empty] | 0.242 | 0.242 | 0.322 | 0.322 | 0.322 | 0.322 | 0.322 | 0.322 | 0.322 | 0.322 | 0.322 | 0.0483 | 0.0483 | 0.0483 | 0.0483 | 0.0483 | 0.0483 | 0.0483 | 0.0483 | 0.0483 | 0.0483 | 0.0483 | 0.0483 | 0.0483 | 0.0483 | 0.0483 | 0.0483 | 0.0483 | 0.0483 | 0.0483 | 0.0483 | 0.0483 | 0.0483 | 0.0483 | 0.0483 | 0.0483 | 0.0483 | 0.0483 | 0.0483 | 0.0483 | 0.0483 | 0.0483 | 0.0483 | 0.0483 | 0.0483 | 0.0483 | 0.0483 | 0.0483
0 | 0 | Eddystone:10 | [6 empty] | 0.315 | 0.315 | 0.315 | 0.315 | 0.315 | 0.315 | 0.315 | 0.315 | 0.315 | 0.315 | 0.315 | 0.315 | 0.315 | 0.315 | 0.315 | 0.315 | 0.315 | 0.315 | 0.315 | 0.315 | 0.315 | 0.315 | 0.315 | 0.315 | 0.315 | 0.315 | 0.315 | 0.315 | 0.315 | 0.315 | 0.315 | 0.315 | 0.315 | 0.315 | 0.315 | 0.315 | 0.315 | 0.315 | 0.315 | 0.315 | 0.315 | 0.315 | 0.315 | 0.315 | 0.315 | 0.315 | 0.315 | 0.315
2017 | 0 | Eddystone:2 | [6 empty] | 0.276 | 0.276 | 0.261 | 0.261 | 0.261 | 0.261 | 0.261 | 0.261 | 0.261 | 0.261 | 0.261 | 0.03915 | 0.03915 | 0.03915 | 0.03915 | 0.03915 | 0.03915 | 0.03915 | 0.03915 | 0.03915 | 0.03915 | 0.03915 | 0.03915 | 0.03915 | 0.03915 | 0.03915 | 0.03915 | 0.03915 | 0.03915 | 0.03915 | 0.03915 | 0.03915 | 0.03915 | 0.03915 | 0.03915 | 0.03915 | 0.03915 | 0.03915 | 0.03915 | 0.03915 | 0.03915 | 0.03915 | 0.03915 | 0.03915 | 0.03915 | 0.03915 | 0.03915 | 0.03915
0 | 0 | Eddystone:20 | [6 empty] | 0.315 | 0.315 | 0.315 | 0.315 | 0.315 | 0.315 | 0.315 | 0.315 | 0.315 | 0.315 | 0.315 | 0.315 | 0.315 | 0.315 | 0.315 | 0.315 | 0.315 | 0.315 | 0.315 | 0.315 | 0.315 | 0.315 | 0.315 | 0.315 | 0.315 | 0.315 | 0.315 | 0.315 | 0.315 | 0.315 | 0.315 | 0.315 | 0.315 | 0.315 | 0.315 | 0.315 | 0.315 | 0.315 | 0.315 | 0.315 | 0.315 | 0.315 | 0.315 | 0.315 | 0.315 | 0.315 | 0.315 | 0.315
|  | Eddystone:3 | [6 empty] | 0.171 | 0.171 | 0.111 | 0.111 | 0.111 | 0.111 | 0.111 | 0.111 | 0.111 | 0.111 | 0.111 | 0.111 | 0.111 | 0.111 | 0.111 | 0.111 | 0.111 | 0.111 | 0.111 | 0.111 | 0.111 | 0.111 | 0.111 | 0.111 | 0.111 | 0.111 | 0.111 | 0.111 | 0.111 | 0.111 | 0.111 | 0.111 | 0.111 | 0.111 | 0.111 | 0.111 | 0.111 | 0.111 | 0.111 | 0.111 | 0.111 | 0.111 | 0.111 | 0.111 | 0.111 | 0.111 | 0.111 | 0.111
0 | 0 | Eddystone:30 | [6 empty] | 0.315 | 0.315 | 0.315 | 0.315 | 0.315 | 0.315 | 0.315 | 0.315 | 0.315 | 0.315 | 0.315 | 0.315 | 0.315 | 0.315 | 0.315 | 0.315 | 0.315 | 0.315 | 0.315 | 0.315 | 0.315 | 0.315 | 0.315 | 0.315 | 0.315 | 0.315 | 0.315 | 0.315 | 0.315 | 0.315 | 0.315 | 0.315 | 0.315 | 0.315 | 0.315 | 0.315 | 0.315 | 0.315 | 0.315 | 0.315 | 0.315 | 0.315 | 0.315 | 0.315 | 0.315 | 0.315 | 0.315 | 0.315
|  | Eddystone:4 | [6 empty] | 0.171 | 0.171 | 0.108 | 0.108 | 0.108 | 0.108 | 0.108 | 0.108 | 0.108 | 0.108 | 0.108 | 0.108 | 0.108 | 0.108 | 0.108 | 0.108 | 0.108 | 0.108 | 0.108 | 0.108 | 0.108 | 0.108 | 0.108 | 0.108 | 0.108 | 0.108 | 0.108 | 0.108 | 0.108 | 0.108 | 0.108 | 0.108 | 0.108 | 0.108 | 0.108 | 0.108 | 0.108 | 0.108 | 0.108 | 0.108 | 0.108 | 0.108 | 0.108 | 0.108 | 0.108 | 0.108 | 0.108 | 0.108
0 | 0 | Eddystone:40 | [6 empty] | 0.315 | 0.315 | 0.315 | 0.315 | 0.315 | 0.315 | 0.315 | 0.315 | 0.315 | 0.315 | 0.315 | 0.315 | 0.315 | 0.315 | 0.315 | 0.315 | 0.315 | 0.315 | 0.315 | 0.315 | 0.315 | 0.315 | 0.315 | 0.315 | 0.315 | 0.315 | 0.315 | 0.315 | 0.315 | 0.315 | 0.315 | 0.315 | 0.315 | 0.315 | 0.315 | 0.315 | 0.315 | 0.315 | 0.315 | 0.315 | 0.315 | 0.315 | 0.315 | 0.315 | 0.315 | 0.315 | 0.315 | 0.315
0 | 0 | Falls (EXEGEN):ALL | [6 empty] | 0.315 | 0.315 | 0.315 | 0.315 | 0.315 | 0.315 | 0.315 | 0.315 | 0.315 | 0.315 | 0.315 | 0.315 | 0.315 | 0.315 | 0.315 | 0.315 | 0.315 | 0.315 | 0.315 | 0.315 | 0.315 | 0.315 | 0.315 | 0.315 | 0.315 | 0.315 | 0.315 | 0.315 | 0.315 | 0.315 | 0.315 | 0.315 | 0.315 | 0.315 | 0.315 | 0.315 | 0.315 | 0.315 | 0.315 | 0.315 | 0.315 | 0.315 | 0.315 | 0.315 | 0.315 | 0.315 | 0.315 | 0.315
0 | 0 | Moser:ALL | [6 empty] | 0.315 | 0.315 | 0.315 | 0.315 | 0.315 | 0.315 | 0.315 | 0.315 | 0.315 | 0.315 | 0.315 | 0.315 | 0.315 | 0.315 | 0.315 | 0.315 | 0.315 | 0.315 | 0.315 | 0.315 | 0.315 | 0.315 | 0.315 | 0.315 | 0.315 | 0.315 | 0.315 | 0.315 | 0.315 | 0.315 | 0.315 | 0.315 | 0.315 | 0.315 | 0.315 | 0.315 | 0.315 | 0.315 | 0.315 | 0.315 | 0.315 | 0.315 | 0.315 | 0.315 | 0.315 | 0.315 | 0.315 | 0.315
|  | Peach Bottom:IC | [6 empty] | 0.315 | 0.315 | 0.315 | 0.315 | 0.315 | 0.315 | 0.315 | 0.315 | 0.315 | 0.315 | 0.315 | 0.315 | 0.315 | 0.315 | 0.315 | 0.315 | 0.315 | 0.315 | 0.315 | 0.315 | 0.315 | 0.315 | 0.315 | 0.315 | 0.315 | 0.315 | 0.315 | 0.315 | 0.315 | 0.315 | 0.315 | 0.315 | 0.315 | 0.315 | 0.315 | 0.315 | 0.315 | 0.315 | 0.315 | 0.315 | 0.315 | 0.315 | 0.315 | 0.315 | 0.315 | 0.315 | 0.315 | 0.315
0 | 0 | Richmond (EXEGEN):81 | [6 empty] | 0.315 | 0.315 | 0.315 | 0.315 | 0.315 | 0.315 | 0.315 | 0.315 | 0.315 | 0.315 | 0.315 | 0.315 | 0.315 | 0.315 | 0.315 | 0.315 | 0.315 | 0.315 | 0.315 | 0.315 | 0.315 | 0.315 | 0.315 | 0.315 | 0.315 | 0.315 | 0.315 | 0.315 | 0.315 | 0.315 | 0.315 | 0.315 | 0.315 | 0.315 | 0.315 | 0.315 | 0.315 | 0.315 | 0.315 | 0.315 | 0.315 | 0.315 | 0.315 | 0.315 | 0.315 | 0.315 | 0.315 | 0.315
0 | 0 | Richmond (EXEGEN):91 | [6 empty] | 0.315 | 0.315 | 0.579 | 0.579 | 0.579 | 0.579 | 0.579 | 0.579 | 0.579 | 0.579 | 0.579 | 0.579 | 0.579 | 0.579 | 0.579 | 0.579 | 0.579 | 0.579 | 0.579 | 0.579 | 0.579 | 0.579 | 0.579 | 0.579 | 0.579 | 0.579 | 0.579 | 0.579 | 0.579 | 0.579 | 0.579 | 0.579 | 0.579 | 0.579 | 0.579 | 0.579 | 0.579 | 0.579 | 0.579 | 0.579 | 0.579 | 0.579 | 0.579 | 0.579 | 0.579 | 0.579 | 0.579 | 0.579
|  | Richmond (EXEGEN):92 | [6 empty] | 0.315 | 0.315 | 0.579 | 0.579 | 0.579 | 0.579 | 0.579 | 0.579 | 0.579 | 0.579 | 0.579 | 0.579 | 0.579 | 0.579 | 0.579 | 0.579 | 0.579 | 0.579 | 0.579 | 0.579 | 0.579 | 0.579 | 0.579 | 0.579 | 0.579 | 0.579 | 0.579 | 0.579 | 0.579 | 0.579 | 0.579 | 0.579 | 0.579 | 0.579 | 0.579 | 0.579 | 0.579 | 0.579 | 0.579 | 0.579 | 0.579 | 0.579 | 0.579 | 0.579 | 0.579 | 0.579 | 0.579 | 0.579
|  | Schuylkill:1 | [6 empty] | 0.224 | 0.224 | 0.216 | 0.216 | 0.216 | 0.216 | 0.216 | 0.216 | 0.216 | 0.216 | 0.216 | 0.216 | 0.216 | 0.216 | 0.216 | 0.216 | 0.216 | 0.216 | 0.216 | 0.216 | 0.216 | 0.216 | 0.216 | 0.216 | 0.216 | 0.216 | 0.216 | 0.216 | 0.216 | 0.216 | 0.216 | 0.216 | 0.216 | 0.216 | 0.216 | 0.216 | 0.216 | 0.216 | 0.216 | 0.216 | 0.216 | 0.216 | 0.216 | 0.216 | 0.216 | 0.216 | 0.216 | 0.216
0 | 0 | Schuylkill:10 | [6 empty] | 0.315 | 0.315 | 0.315 | 0.315 | 0.315 | 0.315 | 0.315 | 0.315 | 0.315 | 0.315 | 0.315 | 0.315 | 0.315 | 0.315 | 0.315 | 0.315 | 0.315 | 0.315 | 0.315 | 0.315 | 0.315 | 0.315 | 0.315 | 0.315 | 0.315 | 0.315 | 0.315 | 0.315 | 0.315 | 0.315 | 0.315 | 0.315 | 0.315 | 0.315 | 0.315 | 0.315 | 0.315 | 0.315 | 0.315 | 0.315 | 0.315 | 0.315 | 0.315 | 0.315 | 0.315 | 0.315 | 0.315 | 0.315
0 | 0 | Schuylkill:11 | [6 empty] | 0.315 | 0.315 | 0.315 | 0.315 | 0.315 | 0.315 | 0.315 | 0.315 | 0.315 | 0.315 | 0.315 | 0.315 | 0.315 | 0.315 | 0.315 | 0.315 | 0.315 | 0.315 | 0.315 | 0.315 | 0.315 | 0.315 | 0.315 | 0.315 | 0.315 | 0.315 | 0.315 | 0.315 | 0.315 | 0.315 | 0.315 | 0.315 | 0.315 | 0.315 | 0.315 | 0.315 | 0.315 | 0.315 | 0.315 | 0.315 | 0.315 | 0.315 | 0.315 | 0.315 | 0.315 | 0.315 | 0.315 | 0.315
0 | 0 | Schuylkill:IC1 | [6 empty] | 0.315 | 0.315 | 0.315 | 0.315 | 0.315 | 0.315 | 0.315 | 0.315 | 0.315 | 0.315 | 0.315 | 0.315 | 0.315 | 0.315 | 0.315 | 0.315 | 0.315 | 0.315 | 0.315 | 0.315 | 0.315 | 0.315 | 0.315 | 0.315 | 0.315 | 0.315 | 0.315 | 0.315 | 0.315 | 0.315 | 0.315 | 0.315 | 0.315 | 0.315 | 0.315 | 0.315 | 0.315 | 0.315 | 0.315 | 0.315 | 0.315 | 0.315 | 0.315 | 0.315 | 0.315 | 0.315 | 0.315 | 0.315
0 | 0 | Southwark:3-4 | [6 empty] | 0.315 | 0.315 | 0.315 | 0.315 | 0.315 | 0.315 | 0.315 | 0.315 | 0.315 | 0.315 | 0.315 | 0.315 | 0.315 | 0.315 | 0.315 | 0.315 | 0.315 | 0.315 | 0.315 | 0.315 | 0.315 | 0.315 | 0.315 | 0.315 | 0.315 | 0.315 | 0.315 | 0.315 | 0.315 | 0.315 | 0.315 | 0.315 | 0.315 | 0.315 | 0.315 | 0.315 | 0.315 | 0.315 | 0.315 | 0.315 | 0.315 | 0.315 | 0.315 | 0.315 | 0.315 | 0.315 | 0.315 | 0.315
0 | 0 | Southwark:5-6 | [6 empty] | 0.315 | 0.315 | 0.315 | 0.315 | 0.315 | 0.315 | 0.315 | 0.315 | 0.315 | 0.315 | 0.315 | 0.315 | 0.315 | 0.315 | 0.315 | 0.315 | 0.315 | 0.315 | 0.315 | 0.315 | 0.315 | 0.315 | 0.315 | 0.315 | 0.315 | 0.315 | 0.315 | 0.315 | 0.315 | 0.315 | 0.315 | 0.315 | 0.315 | 0.315 | 0.315 | 0.315 | 0.315 | 0.315 | 0.315 | 0.315 | 0.315 | 0.315 | 0.315 | 0.315 | 0.315 | 0.315 | 0.315 | 0.315
0 | 0 | Hunlock Creek:GT1 | [6 empty] | 0.102 | 0.102 | 0.102 | 0.102 | 0.102 | 0.102 | 0.102 | 0.102 | 0.102 | 0.102 | 0.102 | 0.102 | 0.102 | 0.102 | 0.102 | 0.102 | 0.102 | 0.102 | 0.102 | 0.102 | 0.102 | 0.102 | 0.102 | 0.102 | 0.102 | 0.102 | 0.102 | 0.102 | 0.102 | 0.102 | 0.102 | 0.102 | 0.102 | 0.102 | 0.102 | 0.102 | 0.102 | 0.102 | 0.102 | 0.102 | 0.102 | 0.102 | 0.102 | 0.102 | 0.102 | 0.102 | 0.102 | 0.102
2017 | 0 | Hunlock Creek:3 | [6 empty] | 0.297 | 0.297 | 0.297 | 0.297 | 0.297 | 0.297 | 0.297 | 0.297 | 0.297 | 0.297 | 0.297 | 0.04455 | 0.04455 | 0.04455 | 0.04455 | 0.04455 | 0.04455 | 0.04455 | 0.04455 | 0.04455 | 0.04455 | 0.04455 | 0.04455 | 0.04455 | 0.04455 | 0.04455 | 0.04455 | 0.04455 | 0.04455 | 0.04455 | 0.04455 | 0.04455 | 0.04455 | 0.04455 | 0.04455 | 0.04455 | 0.04455 | 0.04455 | 0.04455 | 0.04455 | 0.04455 | 0.04455 | 0.04455 | 0.04455 | 0.04455 | 0.04455 | 0.04455 | 0.04455
2017 | 0 | Armstrong (ALENSU):1 | [6 empty] | 0.31 | 0.31 | 0.312 | 0.312 | 0.312 | 0.312 | 0.312 | 0.312 | 0.312 | 0.312 | 0.312 | 0.0468 | 0.0468 | 0.0468 | 0.0468 | 0.0468 | 0.0468 | 0.0468 | 0.0468 | 0.0468 | 0.0468 | 0.0468 | 0.0468 | 0.0468 | 0.0468 | 0.0468 | 0.0468 | 0.0468 | 0.0468 | 0.0468 | 0.0468 | 0.0468 | 0.0468 | 0.0468 | 0.0468 | 0.0468 | 0.0468 | 0.0468 | 0.0468 | 0.0468 | 0.0468 | 0.0468 | 0.0468 | 0.0468 | 0.0468 | 0.0468 | 0.0468 | 0.0468
2017 | 0 | Armstrong (ALENSU):2 | [6 empty] | 0.308 | 0.308 | 0.319 | 0.319 | 0.319 | 0.319 | 0.319 | 0.319 | 0.319 | 0.319 | 0.319 | 0.04785 | 0.04785 | 0.04785 | 0.04785 | 0.04785 | 0.04785 | 0.04785 | 0.04785 | 0.04785 | 0.04785 | 0.04785 | 0.04785 | 0.04785 | 0.04785 | 0.04785 | 0.04785 | 0.04785 | 0.04785 | 0.04785 | 0.04785 | 0.04785 | 0.04785 | 0.04785 | 0.04785 | 0.04785 | 0.04785 | 0.04785 | 0.04785 | 0.04785 | 0.04785 | 0.04785 | 0.04785 | 0.04785 | 0.04785 | 0.04785 | 0.04785 | 0.04785
2016 | 0 | Hatfields Ferry Power Station:1 | [6 empty] | 0.289 | 0.289 | 0.426 | 0.426 | 0.426 | 0.426 | 0.426 | 0.426 | 0.426 | 0.426 | 0.0639 | 0.0639 | 0.0639 | 0.0639 | 0.0639 | 0.0639 | 0.0639 | 0.0639 | 0.0639 | 0.0639 | 0.0639 | 0.0639 | 0.0639 | 0.0639 | 0.0639 | 0.0639 | 0.0639 | 0.0639 | 0.0639 | 0.0639 | 0.0639 | 0.0639 | 0.0639 | 0.0639 | 0.0639 | 0.0639 | 0.0639 | 0.0639 | 0.0639 | 0.0639 | 0.0639 | 0.0639 | 0.0639 | 0.0639 | 0.0639 | 0.0639 | 0.0639 | 0.0639
2016 | 0 | Hatfields Ferry Power Station:2 | [6 empty] | 0.278 | 0.278 | 0.413 | 0.413 | 0.413 | 0.413 | 0.413 | 0.413 | 0.413 | 0.413 | 0.06195 | 0.06195 | 0.06195 | 0.06195 | 0.06195 | 0.06195 | 0.06195 | 0.06195 | 0.06195 | 0.06195 | 0.06195 | 0.06195 | 0.06195 | 0.06195 | 0.06195 | 0.06195 | 0.06195 | 0.06195 | 0.06195 | 0.06195 | 0.06195 | 0.06195 | 0.06195 | 0.06195 | 0.06195 | 0.06195 | 0.06195 | 0.06195 | 0.06195 | 0.06195 | 0.06195 | 0.06195 | 0.06195 | 0.06195 | 0.06195 | 0.06195 | 0.06195 | 0.06195
2016 | 0 | Hatfields Ferry Power Station:3 | [6 empty] | 0.289 | 0.289 | 0.401 | 0.401 | 0.401 | 0.401 | 0.401 | 0.401 | 0.401 | 0.401 | 0.06015 | 0.06015 | 0.06015 | 0.06015 | 0.06015 | 0.06015 | 0.06015 | 0.06015 | 0.06015 | 0.06015 | 0.06015 | 0.06015 | 0.06015 | 0.06015 | 0.06015 | 0.06015 | 0.06015 | 0.06015 | 0.06015 | 0.06015 | 0.06015 | 0.06015 | 0.06015 | 0.06015 | 0.06015 | 0.06015 | 0.06015 | 0.06015 | 0.06015 | 0.06015 | 0.06015 | 0.06015 | 0.06015 | 0.06015 | 0.06015 | 0.06015 | 0.06015 | 0.06015
|  | Mitchell (ALENSU):1 | [6 empty] | 0.128 | 0.128 | 0.073 | 0.073 | 0.073 | 0.073 | 0.073 | 0.073 | 0.073 | 0.073 | 0.073 | 0.073 | 0.073 | 0.073 | 0.073 | 0.073 | 0.073 | 0.073 | 0.073 | 0.073 | 0.073 | 0.073 | 0.073 | 0.073 | 0.073 | 0.073 | 0.073 | 0.073 | 0.073 | 0.073 | 0.073 | 0.073 | 0.073 | 0.073 | 0.073 | 0.073 | 0.073 | 0.073 | 0.073 | 0.073 | 0.073 | 0.073 | 0.073 | 0.073 | 0.073 | 0.073 | 0.073 | 0.073
|  | Mitchell (ALENSU):2 | [6 empty] | 0.12 | 0.12 | 0.12 | 0.12 | 0.12 | 0.12 | 0.12 | 0.12 | 0.12 | 0.12 | 0.12 | 0.12 | 0.12 | 0.12 | 0.12 | 0.12 | 0.12 | 0.12 | 0.12 | 0.12 | 0.12 | 0.12 | 0.12 | 0.12 | 0.12 | 0.12 | 0.12 | 0.12 | 0.12 | 0.12 | 0.12 | 0.12 | 0.12 | 0.12 | 0.12 | 0.12 | 0.12 | 0.12 | 0.12 | 0.12 | 0.12 | 0.12 | 0.12 | 0.12 | 0.12 | 0.12 | 0.12 | 0.12
2017 | 0 | Mitchell (ALENSU):3 | [6 empty] | 0.333 | 0.333 | 0.109 | 0.109 | 0.109 | 0.109 | 0.109 | 0.109 | 0.109 | 0.109 | 0.109 | 0.01635 | 0.01635 | 0.01635 | 0.01635 | 0.01635 | 0.01635 | 0.01635 | 0.01635 | 0.01635 | 0.01635 | 0.01635 | 0.01635 | 0.01635 | 0.01635 | 0.01635 | 0.01635 | 0.01635 | 0.01635 | 0.01635 | 0.01635 | 0.01635 | 0.01635 | 0.01635 | 0.01635 | 0.01635 | 0.01635 | 0.01635 | 0.01635 | 0.01635 | 0.01635 | 0.01635 | 0.01635 | 0.01635 | 0.01635 | 0.01635 | 0.01635 | 0.01635
|  | Springdale:GT1 | [6 empty] | 0.08 | 0.08 | 0.08 | 0.08 | 0.08 | 0.08 | 0.08 | 0.08 | 0.08 | 0.08 | 0.08 | 0.08 | 0.08 | 0.08 | 0.08 | 0.08 | 0.08 | 0.08 | 0.08 | 0.08 | 0.08 | 0.08 | 0.08 | 0.08 | 0.08 | 0.08 | 0.08 | 0.08 | 0.08 | 0.08 | 0.08 | 0.08 | 0.08 | 0.08 | 0.08 | 0.08 | 0.08 | 0.08 | 0.08 | 0.08 | 0.08 | 0.08 | 0.08 | 0.08 | 0.08 | 0.08 | 0.08 | 0.08
|  | Springdale:GT2 | [6 empty] | 0.09 | 0.09 | 0.09 | 0.09 | 0.09 | 0.09 | 0.09 | 0.09 | 0.09 | 0.09 | 0.09 | 0.09 | 0.09 | 0.09 | 0.09 | 0.09 | 0.09 | 0.09 | 0.09 | 0.09 | 0.09 | 0.09 | 0.09 | 0.09 | 0.09 | 0.09 | 0.09 | 0.09 | 0.09 | 0.09 | 0.09 | 0.09 | 0.09 | 0.09 | 0.09 | 0.09 | 0.09 | 0.09 | 0.09 | 0.09 | 0.09 | 0.09 | 0.09 | 0.09 | 0.09 | 0.09 | 0.09 | 0.09
|  | Manchester Street:10CC | [6 empty] | 0.035 | 0.035 | 0.034 | 0.034 | 0.034 | 0.034 | 0.034 | 0.034 | 0.034 | 0.034 | 0.034 | 0.034 | 0.034 | 0.034 | 0.034 | 0.034 | 0.034 | 0.034 | 0.034 | 0.034 | 0.034 | 0.034 | 0.034 | 0.034 | 0.034 | 0.034 | 0.034 | 0.034 | 0.034 | 0.034 | 0.034 | 0.034 | 0.034 | 0.034 | 0.034 | 0.034 | 0.034 | 0.034 | 0.034 | 0.034 | 0.034 | 0.034 | 0.034 | 0.034 | 0.034 | 0.034 | 0.034 | 0.034
|  | Manchester Street:11CC | [6 empty] | 0.034 | 0.034 | 0.03 | 0.03 | 0.03 | 0.03 | 0.03 | 0.03 | 0.03 | 0.03 | 0.03 | 0.03 | 0.03 | 0.03 | 0.03 | 0.03 | 0.03 | 0.03 | 0.03 | 0.03 | 0.03 | 0.03 | 0.03 | 0.03 | 0.03 | 0.03 | 0.03 | 0.03 | 0.03 | 0.03 | 0.03 | 0.03 | 0.03 | 0.03 | 0.03 | 0.03 | 0.03 | 0.03 | 0.03 | 0.03 | 0.03 | 0.03 | 0.03 | 0.03 | 0.03 | 0.03 | 0.03 | 0.03
|  | Manchester Street:9CC | [6 empty] | 0.037 | 0.037 | 0.03 | 0.03 | 0.03 | 0.03 | 0.03 | 0.03 | 0.03 | 0.03 | 0.03 | 0.03 | 0.03 | 0.03 | 0.03 | 0.03 | 0.03 | 0.03 | 0.03 | 0.03 | 0.03 | 0.03 | 0.03 | 0.03 | 0.03 | 0.03 | 0.03 | 0.03 | 0.03 | 0.03 | 0.03 | 0.03 | 0.03 | 0.03 | 0.03 | 0.03 | 0.03 | 0.03 | 0.03 | 0.03 | 0.03 | 0.03 | 0.03 | 0.03 | 0.03 | 0.03 | 0.03 | 0.03
0 | 0 | Darlington County:1 | [6 empty] | 0.1 | 0.1 | 0.259 | 0.259 | 0.259 | 0.259 | 0.259 | 0.259 | 0.259 | 0.259 | 0.259 | 0.259 | 0.259 | 0.259 | 0.259 | 0.259 | 0.259 | 0.259 | 0.259 | 0.259 | 0.259 | 0.259 | 0.259 | 0.259 | 0.259 | 0.259 | 0.259 | 0.259 | 0.259 | 0.259 | 0.259 | 0.259 | 0.259 | 0.259 | 0.259 | 0.259 | 0.259 | 0.259 | 0.259 | 0.259 | 0.259 | 0.259 | 0.259 | 0.259 | 0.259 | 0.259 | 0.259 | 0.259
0 | 0 | Darlington County:10 | [6 empty] | 0.305 | 0.305 | 0.464 | 0.464 | 0.464 | 0.464 | 0.464 | 0.464 | 0.464 | 0.464 | 0.464 | 0.464 | 0.464 | 0.464 | 0.464 | 0.464 | 0.464 | 0.464 | 0.464 | 0.464 | 0.464 | 0.464 | 0.464 | 0.464 | 0.464 | 0.464 | 0.464 | 0.464 | 0.464 | 0.464 | 0.464 | 0.464 | 0.464 | 0.464 | 0.464 | 0.464 | 0.464 | 0.464 | 0.464 | 0.464 | 0.464 | 0.464 | 0.464 | 0.464 | 0.464 | 0.464 | 0.464 | 0.464
0 | 0 | Darlington County:11 | [6 empty] | 0.305 | 0.305 | 0.477 | 0.477 | 0.477 | 0.477 | 0.477 | 0.477 | 0.477 | 0.477 | 0.477 | 0.477 | 0.477 | 0.477 | 0.477 | 0.477 | 0.477 | 0.477 | 0.477 | 0.477 | 0.477 | 0.477 | 0.477 | 0.477 | 0.477 | 0.477 | 0.477 | 0.477 | 0.477 | 0.477 | 0.477 | 0.477 | 0.477 | 0.477 | 0.477 | 0.477 | 0.477 | 0.477 | 0.477 | 0.477 | 0.477 | 0.477 | 0.477 | 0.477 | 0.477 | 0.477 | 0.477 | 0.477
|  | Darlington County:12 | [6 empty] | 0.089 | 0.089 | 0.085 | 0.085 | 0.085 | 0.085 | 0.085 | 0.085 | 0.085 | 0.085 | 0.085 | 0.085 | 0.085 | 0.085 | 0.085 | 0.085 | 0.085 | 0.085 | 0.085 | 0.085 | 0.085 | 0.085 | 0.085 | 0.085 | 0.085 | 0.085 | 0.085 | 0.085 | 0.085 | 0.085 | 0.085 | 0.085 | 0.085 | 0.085 | 0.085 | 0.085 | 0.085 | 0.085 | 0.085 | 0.085 | 0.085 | 0.085 | 0.085 | 0.085 | 0.085 | 0.085 | 0.085 | 0.085
0 | 0 | Darlington County:13 | [6 empty] | 0.091 | 0.091 | 0.086 | 0.086 | 0.086 | 0.086 | 0.086 | 0.086 | 0.086 | 0.086 | 0.086 | 0.086 | 0.086 | 0.086 | 0.086 | 0.086 | 0.086 | 0.086 | 0.086 | 0.086 | 0.086 | 0.086 | 0.086 | 0.086 | 0.086 | 0.086 | 0.086 | 0.086 | 0.086 | 0.086 | 0.086 | 0.086 | 0.086 | 0.086 | 0.086 | 0.086 | 0.086 | 0.086 | 0.086 | 0.086 | 0.086 | 0.086 | 0.086 | 0.086 | 0.086 | 0.086 | 0.086 | 0.086
0 | 0 | Darlington County:2 | [6 empty] | 0.305 | 0.305 | 0.524 | 0.524 | 0.524 | 0.524 | 0.524 | 0.524 | 0.524 | 0.524 | 0.524 | 0.524 | 0.524 | 0.524 | 0.524 | 0.524 | 0.524 | 0.524 | 0.524 | 0.524 | 0.524 | 0.524 | 0.524 | 0.524 | 0.524 | 0.524 | 0.524 | 0.524 | 0.524 | 0.524 | 0.524 | 0.524 | 0.524 | 0.524 | 0.524 | 0.524 | 0.524 | 0.524 | 0.524 | 0.524 | 0.524 | 0.524 | 0.524 | 0.524 | 0.524 | 0.524 | 0.524 | 0.524
0 | 0 | Darlington County:3 | [6 empty] | 0.1 | 0.1 | 0.25 | 0.25 | 0.25 | 0.25 | 0.25 | 0.25 | 0.25 | 0.25 | 0.25 | 0.25 | 0.25 | 0.25 | 0.25 | 0.25 | 0.25 | 0.25 | 0.25 | 0.25 | 0.25 | 0.25 | 0.25 | 0.25 | 0.25 | 0.25 | 0.25 | 0.25 | 0.25 | 0.25 | 0.25 | 0.25 | 0.25 | 0.25 | 0.25 | 0.25 | 0.25 | 0.25 | 0.25 | 0.25 | 0.25 | 0.25 | 0.25 | 0.25 | 0.25 | 0.25 | 0.25 | 0.25
0 | 0 | Darlington County:4 | [6 empty] | 0.305 | 0.305 | 0.54 | 0.54 | 0.54 | 0.54 | 0.54 | 0.54 | 0.54 | 0.54 | 0.54 | 0.54 | 0.54 | 0.54 | 0.54 | 0.54 | 0.54 | 0.54 | 0.54 | 0.54 | 0.54 | 0.54 | 0.54 | 0.54 | 0.54 | 0.54 | 0.54 | 0.54 | 0.54 | 0.54 | 0.54 | 0.54 | 0.54 | 0.54 | 0.54 | 0.54 | 0.54 | 0.54 | 0.54 | 0.54 | 0.54 | 0.54 | 0.54 | 0.54 | 0.54 | 0.54 | 0.54 | 0.54
0 | 0 | Darlington County:5 | [6 empty] | 0.1 | 0.1 | 0.326 | 0.326 | 0.326 | 0.326 | 0.326 | 0.326 | 0.326 | 0.326 | 0.326 | 0.326 | 0.326 | 0.326 | 0.326 | 0.326 | 0.326 | 0.326 | 0.326 | 0.326 | 0.326 | 0.326 | 0.326 | 0.326 | 0.326 | 0.326 | 0.326 | 0.326 | 0.326 | 0.326 | 0.326 | 0.326 | 0.326 | 0.326 | 0.326 | 0.326 | 0.326 | 0.326 | 0.326 | 0.326 | 0.326 | 0.326 | 0.326 | 0.326 | 0.326 | 0.326 | 0.326 | 0.326
0 | 0 | Darlington County:6 | [6 empty] | 0.305 | 0.305 | 0.704 | 0.704 | 0.704 | 0.704 | 0.704 | 0.704 | 0.704 | 0.704 | 0.704 | 0.704 | 0.704 | 0.704 | 0.704 | 0.704 | 0.704 | 0.704 | 0.704 | 0.704 | 0.704 | 0.704 | 0.704 | 0.704 | 0.704 | 0.704 | 0.704 | 0.704 | 0.704 | 0.704 | 0.704 | 0.704 | 0.704 | 0.704 | 0.704 | 0.704 | 0.704 | 0.704 | 0.704 | 0.704 | 0.704 | 0.704 | 0.704 | 0.704 | 0.704 | 0.704 | 0.704 | 0.704
0 | 0 | Darlington County:7 | [6 empty] | 0.1 | 0.1 | 0.311 | 0.311 | 0.311 | 0.311 | 0.311 | 0.311 | 0.311 | 0.311 | 0.311 | 0.311 | 0.311 | 0.311 | 0.311 | 0.311 | 0.311 | 0.311 | 0.311 | 0.311 | 0.311 | 0.311 | 0.311 | 0.311 | 0.311 | 0.311 | 0.311 | 0.311 | 0.311 | 0.311 | 0.311 | 0.311 | 0.311 | 0.311 | 0.311 | 0.311 | 0.311 | 0.311 | 0.311 | 0.311 | 0.311 | 0.311 | 0.311 | 0.311 | 0.311 | 0.311 | 0.311 | 0.311
0 | 0 | Darlington County:8 | [6 empty] | 0.305 | 0.305 | 0.559 | 0.559 | 0.559 | 0.559 | 0.559 | 0.559 | 0.559 | 0.559 | 0.559 | 0.559 | 0.559 | 0.559 | 0.559 | 0.559 | 0.559 | 0.559 | 0.559 | 0.559 | 0.559 | 0.559 | 0.559 | 0.559 | 0.559 | 0.559 | 0.559 | 0.559 | 0.559 | 0.559 | 0.559 | 0.559 | 0.559 | 0.559 | 0.559 | 0.559 | 0.559 | 0.559 | 0.559 | 0.559 | 0.559 | 0.559 | 0.559 | 0.559 | 0.559 | 0.559 | 0.559 | 0.559
0 | 0 | Darlington County:9 | [6 empty] | 0.305 | 0.305 | 0.64 | 0.64 | 0.64 | 0.64 | 0.64 | 0.64 | 0.64 | 0.64 | 0.64 | 0.64 | 0.64 | 0.64 | 0.64 | 0.64 | 0.64 | 0.64 | 0.64 | 0.64 | 0.64 | 0.64 | 0.64 | 0.64 | 0.64 | 0.64 | 0.64 | 0.64 | 0.64 | 0.64 | 0.64 | 0.64 | 0.64 | 0.64 | 0.64 | 0.64 | 0.64 | 0.64 | 0.64 | 0.64 | 0.64 | 0.64 | 0.64 | 0.64 | 0.64 | 0.64 | 0.64 | 0.64
2017 | 0 | Robinson:1 | [6 empty] | 0.288 | 0.288 | 0.358 | 0.358 | 0.358 | 0.358 | 0.358 | 0.358 | 0.358 | 0.358 | 0.358 | 0.0537 | 0.0537 | 0.0537 | 0.0537 | 0.0537 | 0.0537 | 0.0537 | 0.0537 | 0.0537 | 0.0537 | 0.0537 | 0.0537 | 0.0537 | 0.0537 | 0.0537 | 0.0537 | 0.0537 | 0.0537 | 0.0537 | 0.0537 | 0.0537 | 0.0537 | 0.0537 | 0.0537 | 0.0537 | 0.0537 | 0.0537 | 0.0537 | 0.0537 | 0.0537 | 0.0537 | 0.0537 | 0.0537 | 0.0537 | 0.0537 | 0.0537 | 0.0537
0 | 0 | Robinson:GT1 | [6 empty] | 0.1 | 0.1 | 0.1 | 0.1 | 0.1 | 0.1 | 0.1 | 0.1 | 0.1 | 0.1 | 0.1 | 0.1 | 0.1 | 0.1 | 0.1 | 0.1 | 0.1 | 0.1 | 0.1 | 0.1 | 0.1 | 0.1 | 0.1 | 0.1 | 0.1 | 0.1 | 0.1 | 0.1 | 0.1 | 0.1 | 0.1 | 0.1 | 0.1 | 0.1 | 0.1 | 0.1 | 0.1 | 0.1 | 0.1 | 0.1 | 0.1 | 0.1 | 0.1 | 0.1 | 0.1 | 0.1 | 0.1 | 0.1
0 | 0 | Buzzard Roost:10 | [6 empty] | 0.1 | 0.1 | 0.1 | 0.1 | 0.1 | 0.1 | 0.1 | 0.1 | 0.1 | 0.1 | 0.1 | 0.1 | 0.1 | 0.1 | 0.1 | 0.1 | 0.1 | 0.1 | 0.1 | 0.1 | 0.1 | 0.1 | 0.1 | 0.1 | 0.1 | 0.1 | 0.1 | 0.1 | 0.1 | 0.1 | 0.1 | 0.1 | 0.1 | 0.1 | 0.1 | 0.1 | 0.1 | 0.1 | 0.1 | 0.1 | 0.1 | 0.1 | 0.1 | 0.1 | 0.1 | 0.1 | 0.1 | 0.1
0 | 0 | Buzzard Roost:11 | [6 empty] | 0.1 | 0.1 | 0.1 | 0.1 | 0.1 | 0.1 | 0.1 | 0.1 | 0.1 | 0.1 | 0.1 | 0.1 | 0.1 | 0.1 | 0.1 | 0.1 | 0.1 | 0.1 | 0.1 | 0.1 | 0.1 | 0.1 | 0.1 | 0.1 | 0.1 | 0.1 | 0.1 | 0.1 | 0.1 | 0.1 | 0.1 | 0.1 | 0.1 | 0.1 | 0.1 | 0.1 | 0.1 | 0.1 | 0.1 | 0.1 | 0.1 | 0.1 | 0.1 | 0.1 | 0.1 | 0.1 | 0.1 | 0.1
0 | 0 | Buzzard Roost:12 | [6 empty] | 0.1 | 0.1 | 0.1 | 0.1 | 0.1 | 0.1 | 0.1 | 0.1 | 0.1 | 0.1 | 0.1 | 0.1 | 0.1 | 0.1 | 0.1 | 0.1 | 0.1 | 0.1 | 0.1 | 0.1 | 0.1 | 0.1 | 0.1 | 0.1 | 0.1 | 0.1 | 0.1 | 0.1 | 0.1 | 0.1 | 0.1 | 0.1 | 0.1 | 0.1 | 0.1 | 0.1 | 0.1 | 0.1 | 0.1 | 0.1 | 0.1 | 0.1 | 0.1 | 0.1 | 0.1 | 0.1 | 0.1 | 0.1
0 | 0 | Buzzard Roost:13 | [6 empty] | 0.1 | 0.1 | 0.1 | 0.1 | 0.1 | 0.1 | 0.1 | 0.1 | 0.1 | 0.1 | 0.1 | 0.1 | 0.1 | 0.1 | 0.1 | 0.1 | 0.1 | 0.1 | 0.1 | 0.1 | 0.1 | 0.1 | 0.1 | 0.1 | 0.1 | 0.1 | 0.1 | 0.1 | 0.1 | 0.1 | 0.1 | 0.1 | 0.1 | 0.1 | 0.1 | 0.1 | 0.1 | 0.1 | 0.1 | 0.1 | 0.1 | 0.1 | 0.1 | 0.1 | 0.1 | 0.1 | 0.1 | 0.1
0 | 0 | Buzzard Roost:14 | [6 empty] | 0.1 | 0.1 | 0.1 | 0.1 | 0.1 | 0.1 | 0.1 | 0.1 | 0.1 | 0.1 | 0.1 | 0.1 | 0.1 | 0.1 | 0.1 | 0.1 | 0.1 | 0.1 | 0.1 | 0.1 | 0.1 | 0.1 | 0.1 | 0.1 | 0.1 | 0.1 | 0.1 | 0.1 | 0.1 | 0.1 | 0.1 | 0.1 | 0.1 | 0.1 | 0.1 | 0.1 | 0.1 | 0.1 | 0.1 | 0.1 | 0.1 | 0.1 | 0.1 | 0.1 | 0.1 | 0.1 | 0.1 | 0.1
0 | 0 | Buzzard Roost:15 | [6 empty] | 0.1 | 0.1 | 0.1 | 0.1 | 0.1 | 0.1 | 0.1 | 0.1 | 0.1 | 0.1 | 0.1 | 0.1 | 0.1 | 0.1 | 0.1 | 0.1 | 0.1 | 0.1 | 0.1 | 0.1 | 0.1 | 0.1 | 0.1 | 0.1 | 0.1 | 0.1 | 0.1 | 0.1 | 0.1 | 0.1 | 0.1 | 0.1 | 0.1 | 0.1 | 0.1 | 0.1 | 0.1 | 0.1 | 0.1 | 0.1 | 0.1 | 0.1 | 0.1 | 0.1 | 0.1 | 0.1 | 0.1 | 0.1
0 | 0 | Buzzard Roost:6 | [6 empty] | 0.1 | 0.1 | 0.1 | 0.1 | 0.1 | 0.1 | 0.1 | 0.1 | 0.1 | 0.1 | 0.1 | 0.1 | 0.1 | 0.1 | 0.1 | 0.1 | 0.1 | 0.1 | 0.1 | 0.1 | 0.1 | 0.1 | 0.1 | 0.1 | 0.1 | 0.1 | 0.1 | 0.1 | 0.1 | 0.1 | 0.1 | 0.1 | 0.1 | 0.1 | 0.1 | 0.1 | 0.1 | 0.1 | 0.1 | 0.1 | 0.1 | 0.1 | 0.1 | 0.1 | 0.1 | 0.1 | 0.1 | 0.1
0 | 0 | Buzzard Roost:7 | [6 empty] | 0.1 | 0.1 | 0.1 | 0.1 | 0.1 | 0.1 | 0.1 | 0.1 | 0.1 | 0.1 | 0.1 | 0.1 | 0.1 | 0.1 | 0.1 | 0.1 | 0.1 | 0.1 | 0.1 | 0.1 | 0.1 | 0.1 | 0.1 | 0.1 | 0.1 | 0.1 | 0.1 | 0.1 | 0.1 | 0.1 | 0.1 | 0.1 | 0.1 | 0.1 | 0.1 | 0.1 | 0.1 | 0.1 | 0.1 | 0.1 | 0.1 | 0.1 | 0.1 | 0.1 | 0.1 | 0.1 | 0.1 | 0.1
0 | 0 | Buzzard Roost:8 | [6 empty] | 0.1 | 0.1 | 0.1 | 0.1 | 0.1 | 0.1 | 0.1 | 0.1 | 0.1 | 0.1 | 0.1 | 0.1 | 0.1 | 0.1 | 0.1 | 0.1 | 0.1 | 0.1 | 0.1 | 0.1 | 0.1 | 0.1 | 0.1 | 0.1 | 0.1 | 0.1 | 0.1 | 0.1 | 0.1 | 0.1 | 0.1 | 0.1 | 0.1 | 0.1 | 0.1 | 0.1 | 0.1 | 0.1 | 0.1 | 0.1 | 0.1 | 0.1 | 0.1 | 0.1 | 0.1 | 0.1 | 0.1 | 0.1
0 | 0 | Buzzard Roost:9 | [6 empty] | 0.1 | 0.1 | 0.1 | 0.1 | 0.1 | 0.1 | 0.1 | 0.1 | 0.1 | 0.1 | 0.1 | 0.1 | 0.1 | 0.1 | 0.1 | 0.1 | 0.1 | 0.1 | 0.1 | 0.1 | 0.1 | 0.1 | 0.1 | 0.1 | 0.1 | 0.1 | 0.1 | 0.1 | 0.1 | 0.1 | 0.1 | 0.1 | 0.1 | 0.1 | 0.1 | 0.1 | 0.1 | 0.1 | 0.1 | 0.1 | 0.1 | 0.1 | 0.1 | 0.1 | 0.1 | 0.1 | 0.1 | 0.1
2021 | 0 | Lee (DUPC):1 | [6 empty] | 0.402 | 0.402 | 0.209 | 0.209 | 0.209 | 0.209 | 0.209 | 0.209 | 0.209 | 0.209 | 0.209 | 0.209 | 0.209 | 0.209 | 0.209 | 0.03135 | 0.03135 | 0.03135 | 0.03135 | 0.03135 | 0.03135 | 0.03135 | 0.03135 | 0.03135 | 0.03135 | 0.03135 | 0.03135 | 0.03135 | 0.03135 | 0.03135 | 0.03135 | 0.03135 | 0.03135 | 0.03135 | 0.03135 | 0.03135 | 0.03135 | 0.03135 | 0.03135 | 0.03135 | 0.03135 | 0.03135 | 0.03135 | 0.03135 | 0.03135 | 0.03135 | 0.03135 | 0.03135
2021 | 0 | Lee (DUPC):2 | [6 empty] | 0.375 | 0.375 | 0.206 | 0.206 | 0.206 | 0.206 | 0.206 | 0.206 | 0.206 | 0.206 | 0.206 | 0.206 | 0.206 | 0.206 | 0.206 | 0.0309 | 0.0309 | 0.0309 | 0.0309 | 0.0309 | 0.0309 | 0.0309 | 0.0309 | 0.0309 | 0.0309 | 0.0309 | 0.0309 | 0.0309 | 0.0309 | 0.0309 | 0.0309 | 0.0309 | 0.0309 | 0.0309 | 0.0309 | 0.0309 | 0.0309 | 0.0309 | 0.0309 | 0.0309 | 0.0309 | 0.0309 | 0.0309 | 0.0309 | 0.0309 | 0.0309 | 0.0309 | 0.0309
2021 | 0 | Lee (DUPC):3 | [6 empty] | 0.211 | 0.211 | 0.206 | 0.206 | 0.206 | 0.206 | 0.206 | 0.206 | 0.206 | 0.206 | 0.206 | 0.206 | 0.206 | 0.206 | 0.206 | 0.0309 | 0.0309 | 0.0309 | 0.0309 | 0.0309 | 0.0309 | 0.0309 | 0.0309 | 0.0309 | 0.0309 | 0.0309 | 0.0309 | 0.0309 | 0.0309 | 0.0309 | 0.0309 | 0.0309 | 0.0309 | 0.0309 | 0.0309 | 0.0309 | 0.0309 | 0.0309 | 0.0309 | 0.0309 | 0.0309 | 0.0309 | 0.0309 | 0.0309 | 0.0309 | 0.0309 | 0.0309 | 0.0309
|  | Lee (DUPC):4 | [6 empty] | 0.1 | 0.1 | 0.1 | 0.1 | 0.1 | 0.1 | 0.1 | 0.1 | 0.1 | 0.1 | 0.1 | 0.1 | 0.1 | 0.1 | 0.1 | 0.1 | 0.1 | 0.1 | 0.1 | 0.1 | 0.1 | 0.1 | 0.1 | 0.1 | 0.1 | 0.1 | 0.1 | 0.1 | 0.1 | 0.1 | 0.1 | 0.1 | 0.1 | 0.1 | 0.1 | 0.1 | 0.1 | 0.1 | 0.1 | 0.1 | 0.1 | 0.1 | 0.1 | 0.1 | 0.1 | 0.1 | 0.1 | 0.1
|  | Lee (DUPC):5 | [6 empty] | 0.1 | 0.1 | 0.1 | 0.1 | 0.1 | 0.1 | 0.1 | 0.1 | 0.1 | 0.1 | 0.1 | 0.1 | 0.1 | 0.1 | 0.1 | 0.1 | 0.1 | 0.1 | 0.1 | 0.1 | 0.1 | 0.1 | 0.1 | 0.1 | 0.1 | 0.1 | 0.1 | 0.1 | 0.1 | 0.1 | 0.1 | 0.1 | 0.1 | 0.1 | 0.1 | 0.1 | 0.1 | 0.1 | 0.1 | 0.1 | 0.1 | 0.1 | 0.1 | 0.1 | 0.1 | 0.1 | 0.1 | 0.1
|  | Lee (DUPC):6 | [6 empty] | 0.1 | 0.1 | 0.1 | 0.1 | 0.1 | 0.1 | 0.1 | 0.1 | 0.1 | 0.1 | 0.1 | 0.1 | 0.1 | 0.1 | 0.1 | 0.1 | 0.1 | 0.1 | 0.1 | 0.1 | 0.1 | 0.1 | 0.1 | 0.1 | 0.1 | 0.1 | 0.1 | 0.1 | 0.1 | 0.1 | 0.1 | 0.1 | 0.1 | 0.1 | 0.1 | 0.1 | 0.1 | 0.1 | 0.1 | 0.1 | 0.1 | 0.1 | 0.1 | 0.1 | 0.1 | 0.1 | 0.1 | 0.1
|  | Oconee:IC | [6 empty] | 0.305 | 0.305 | 0.305 | 0.305 | 0.305 | 0.305 | 0.305 | 0.305 | 0.305 | 0.305 | 0.305 | 0.305 | 0.305 | 0.305 | 0.305 | 0.305 | 0.305 | 0.305 | 0.305 | 0.305 | 0.305 | 0.305 | 0.305 | 0.305 | 0.305 | 0.305 | 0.305 | 0.305 | 0.305 | 0.305 | 0.305 | 0.305 | 0.305 | 0.305 | 0.305 | 0.305 | 0.305 | 0.305 | 0.305 | 0.305 | 0.305 | 0.305 | 0.305 | 0.305 | 0.305 | 0.305 | 0.305 | 0.305
0 | 0 | Burton (SOCG):ALL | [6 empty] | 0.1 | 0.1 | 0.1 | 0.1 | 0.1 | 0.1 | 0.1 | 0.1 | 0.1 | 0.1 | 0.1 | 0.1 | 0.1 | 0.1 | 0.1 | 0.1 | 0.1 | 0.1 | 0.1 | 0.1 | 0.1 | 0.1 | 0.1 | 0.1 | 0.1 | 0.1 | 0.1 | 0.1 | 0.1 | 0.1 | 0.1 | 0.1 | 0.1 | 0.1 | 0.1 | 0.1 | 0.1 | 0.1 | 0.1 | 0.1 | 0.1 | 0.1 | 0.1 | 0.1 | 0.1 | 0.1 | 0.1 | 0.1
2017 | 0 | Canadys:1 | [6 empty] | 0.439 | 0.439 | 0.285 | 0.285 | 0.285 | 0.285 | 0.285 | 0.285 | 0.285 | 0.285 | 0.285 | 0.04275 | 0.04275 | 0.04275 | 0.04275 | 0.04275 | 0.04275 | 0.04275 | 0.04275 | 0.04275 | 0.04275 | 0.04275 | 0.04275 | 0.04275 | 0.04275 | 0.04275 | 0.04275 | 0.04275 | 0.04275 | 0.04275 | 0.04275 | 0.04275 | 0.04275 | 0.04275 | 0.04275 | 0.04275 | 0.04275 | 0.04275 | 0.04275 | 0.04275 | 0.04275 | 0.04275 | 0.04275 | 0.04275 | 0.04275 | 0.04275 | 0.04275 | 0.04275
2017 | 0 | Canadys:2 | [6 empty] | 0.466 | 0.466 | 0.303 | 0.303 | 0.303 | 0.303 | 0.303 | 0.303 | 0.303 | 0.303 | 0.303 | 0.04545 | 0.04545 | 0.04545 | 0.04545 | 0.04545 | 0.04545 | 0.04545 | 0.04545 | 0.04545 | 0.04545 | 0.04545 | 0.04545 | 0.04545 | 0.04545 | 0.04545 | 0.04545 | 0.04545 | 0.04545 | 0.04545 | 0.04545 | 0.04545 | 0.04545 | 0.04545 | 0.04545 | 0.04545 | 0.04545 | 0.04545 | 0.04545 | 0.04545 | 0.04545 | 0.04545 | 0.04545 | 0.04545 | 0.04545 | 0.04545 | 0.04545 | 0.04545
2017 | 0 | Canadys:3 | [6 empty] | 0.429 | 0.429 | 0.279 | 0.279 | 0.279 | 0.279 | 0.279 | 0.279 | 0.279 | 0.279 | 0.279 | 0.04185 | 0.04185 | 0.04185 | 0.04185 | 0.04185 | 0.04185 | 0.04185 | 0.04185 | 0.04185 | 0.04185 | 0.04185 | 0.04185 | 0.04185 | 0.04185 | 0.04185 | 0.04185 | 0.04185 | 0.04185 | 0.04185 | 0.04185 | 0.04185 | 0.04185 | 0.04185 | 0.04185 | 0.04185 | 0.04185 | 0.04185 | 0.04185 | 0.04185 | 0.04185 | 0.04185 | 0.04185 | 0.04185 | 0.04185 | 0.04185 | 0.04185 | 0.04185
0 | 0 | Coit:ALL | [6 empty] | 0.1 | 0.1 | 0.1 | 0.1 | 0.1 | 0.1 | 0.1 | 0.1 | 0.1 | 0.1 | 0.1 | 0.1 | 0.1 | 0.1 | 0.1 | 0.1 | 0.1 | 0.1 | 0.1 | 0.1 | 0.1 | 0.1 | 0.1 | 0.1 | 0.1 | 0.1 | 0.1 | 0.1 | 0.1 | 0.1 | 0.1 | 0.1 | 0.1 | 0.1 | 0.1 | 0.1 | 0.1 | 0.1 | 0.1 | 0.1 | 0.1 | 0.1 | 0.1 | 0.1 | 0.1 | 0.1 | 0.1 | 0.1
0 | 0 | Faber Place:1 | [6 empty] | 0.1 | 0.1 | 0.1 | 0.1 | 0.1 | 0.1 | 0.1 | 0.1 | 0.1 | 0.1 | 0.1 | 0.1 | 0.1 | 0.1 | 0.1 | 0.1 | 0.1 | 0.1 | 0.1 | 0.1 | 0.1 | 0.1 | 0.1 | 0.1 | 0.1 | 0.1 | 0.1 | 0.1 | 0.1 | 0.1 | 0.1 | 0.1 | 0.1 | 0.1 | 0.1 | 0.1 | 0.1 | 0.1 | 0.1 | 0.1 | 0.1 | 0.1 | 0.1 | 0.1 | 0.1 | 0.1 | 0.1 | 0.1
0 | 0 | Hagood:4 | [6 empty] | 0.161 | 0.161 | 0.161 | 0.161 | 0.161 | 0.161 | 0.161 | 0.161 | 0.161 | 0.161 | 0.161 | 0.161 | 0.161 | 0.161 | 0.161 | 0.161 | 0.161 | 0.161 | 0.161 | 0.161 | 0.161 | 0.161 | 0.161 | 0.161 | 0.161 | 0.161 | 0.161 | 0.161 | 0.161 | 0.161 | 0.161 | 0.161 | 0.161 | 0.161 | 0.161 | 0.161 | 0.161 | 0.161 | 0.161 | 0.161 | 0.161 | 0.161 | 0.161 | 0.161 | 0.161 | 0.161 | 0.161 | 0.161
0 | 0 | Hardeeville:1 | [6 empty] | 0.305 | 0.305 | 0.305 | 0.305 | 0.305 | 0.305 | 0.305 | 0.305 | 0.305 | 0.305 | 0.305 | 0.305 | 0.305 | 0.305 | 0.305 | 0.305 | 0.305 | 0.305 | 0.305 | 0.305 | 0.305 | 0.305 | 0.305 | 0.305 | 0.305 | 0.305 | 0.305 | 0.305 | 0.305 | 0.305 | 0.305 | 0.305 | 0.305 | 0.305 | 0.305 | 0.305 | 0.305 | 0.305 | 0.305 | 0.305 | 0.305 | 0.305 | 0.305 | 0.305 | 0.305 | 0.305 | 0.305 | 0.305
2017 | 0 | McMeekin:1 | [6 empty] | 0.292 | 0.292 | 0.292 | 0.292 | 0.292 | 0.292 | 0.292 | 0.292 | 0.292 | 0.292 | 0.292 | 0.0438 | 0.0438 | 0.0438 | 0.0438 | 0.0438 | 0.0438 | 0.0438 | 0.0438 | 0.0438 | 0.0438 | 0.0438 | 0.0438 | 0.0438 | 0.0438 | 0.0438 | 0.0438 | 0.0438 | 0.0438 | 0.0438 | 0.0438 | 0.0438 | 0.0438 | 0.0438 | 0.0438 | 0.0438 | 0.0438 | 0.0438 | 0.0438 | 0.0438 | 0.0438 | 0.0438 | 0.0438 | 0.0438 | 0.0438 | 0.0438 | 0.0438 | 0.0438
2017 | 0 | McMeekin:2 | [6 empty] | 0.29 | 0.29 | 0.29 | 0.29 | 0.29 | 0.29 | 0.29 | 0.29 | 0.29 | 0.29 | 0.29 | 0.0435 | 0.0435 | 0.0435 | 0.0435 | 0.0435 | 0.0435 | 0.0435 | 0.0435 | 0.0435 | 0.0435 | 0.0435 | 0.0435 | 0.0435 | 0.0435 | 0.0435 | 0.0435 | 0.0435 | 0.0435 | 0.0435 | 0.0435 | 0.0435 | 0.0435 | 0.0435 | 0.0435 | 0.0435 | 0.0435 | 0.0435 | 0.0435 | 0.0435 | 0.0435 | 0.0435 | 0.0435 | 0.0435 | 0.0435 | 0.0435 | 0.0435 | 0.0435
0 | 0 | Parr Steam:G1-2 | [6 empty] | 0.1 | 0.1 | 0.1 | 0.1 | 0.1 | 0.1 | 0.1 | 0.1 | 0.1 | 0.1 | 0.1 | 0.1 | 0.1 | 0.1 | 0.1 | 0.1 | 0.1 | 0.1 | 0.1 | 0.1 | 0.1 | 0.1 | 0.1 | 0.1 | 0.1 | 0.1 | 0.1 | 0.1 | 0.1 | 0.1 | 0.1 | 0.1 | 0.1 | 0.1 | 0.1 | 0.1 | 0.1 | 0.1 | 0.1 | 0.1 | 0.1 | 0.1 | 0.1 | 0.1 | 0.1 | 0.1 | 0.1 | 0.1
|  | Parr Steam:G3-4 | [6 empty] | 0.1 | 0.1 | 0.1 | 0.1 | 0.1 | 0.1 | 0.1 | 0.1 | 0.1 | 0.1 | 0.1 | 0.1 | 0.1 | 0.1 | 0.1 | 0.1 | 0.1 | 0.1 | 0.1 | 0.1 | 0.1 | 0.1 | 0.1 | 0.1 | 0.1 | 0.1 | 0.1 | 0.1 | 0.1 | 0.1 | 0.1 | 0.1 | 0.1 | 0.1 | 0.1 | 0.1 | 0.1 | 0.1 | 0.1 | 0.1 | 0.1 | 0.1 | 0.1 | 0.1 | 0.1 | 0.1 | 0.1 | 0.1
|  | Urquhart - SCEG:1 | [6 empty] | 0.414 | 0.414 | 0.269 | 0.269 | 0.269 | 0.269 | 0.269 | 0.269 | 0.269 | 0.269 | 0.269 | 0.269 | 0.269 | 0.269 | 0.269 | 0.269 | 0.269 | 0.269 | 0.269 | 0.269 | 0.269 | 0.269 | 0.269 | 0.269 | 0.269 | 0.269 | 0.269 | 0.269 | 0.269 | 0.269 | 0.269 | 0.269 | 0.269 | 0.269 | 0.269 | 0.269 | 0.269 | 0.269 | 0.269 | 0.269 | 0.269 | 0.269 | 0.269 | 0.269 | 0.269 | 0.269 | 0.269 | 0.269
0 | 0 | Urquhart - SCEG:GT1 | [6 empty] | 0.1 | 0.1 | 0.1 | 0.1 | 0.1 | 0.1 | 0.1 | 0.1 | 0.1 | 0.1 | 0.1 | 0.1 | 0.1 | 0.1 | 0.1 | 0.1 | 0.1 | 0.1 | 0.1 | 0.1 | 0.1 | 0.1 | 0.1 | 0.1 | 0.1 | 0.1 | 0.1 | 0.1 | 0.1 | 0.1 | 0.1 | 0.1 | 0.1 | 0.1 | 0.1 | 0.1 | 0.1 | 0.1 | 0.1 | 0.1 | 0.1 | 0.1 | 0.1 | 0.1 | 0.1 | 0.1 | 0.1 | 0.1
0 | 0 | Urquhart - SCEG:GT2 | [6 empty] | 0.1 | 0.1 | 0.1 | 0.1 | 0.1 | 0.1 | 0.1 | 0.1 | 0.1 | 0.1 | 0.1 | 0.1 | 0.1 | 0.1 | 0.1 | 0.1 | 0.1 | 0.1 | 0.1 | 0.1 | 0.1 | 0.1 | 0.1 | 0.1 | 0.1 | 0.1 | 0.1 | 0.1 | 0.1 | 0.1 | 0.1 | 0.1 | 0.1 | 0.1 | 0.1 | 0.1 | 0.1 | 0.1 | 0.1 | 0.1 | 0.1 | 0.1 | 0.1 | 0.1 | 0.1 | 0.1 | 0.1 | 0.1
0 | 0 | Urquhart - SCEG:GT3 | [6 empty] | 0.1 | 0.1 | 0.1 | 0.1 | 0.1 | 0.1 | 0.1 | 0.1 | 0.1 | 0.1 | 0.1 | 0.1 | 0.1 | 0.1 | 0.1 | 0.1 | 0.1 | 0.1 | 0.1 | 0.1 | 0.1 | 0.1 | 0.1 | 0.1 | 0.1 | 0.1 | 0.1 | 0.1 | 0.1 | 0.1 | 0.1 | 0.1 | 0.1 | 0.1 | 0.1 | 0.1 | 0.1 | 0.1 | 0.1 | 0.1 | 0.1 | 0.1 | 0.1 | 0.1 | 0.1 | 0.1 | 0.1 | 0.1
0 | 0 | Urquhart - SCEG:GT4 | [6 empty] | 0.13 | 0.13 | 0.13 | 0.13 | 0.13 | 0.13 | 0.13 | 0.13 | 0.13 | 0.13 | 0.13 | 0.13 | 0.13 | 0.13 | 0.13 | 0.13 | 0.13 | 0.13 | 0.13 | 0.13 | 0.13 | 0.13 | 0.13 | 0.13 | 0.13 | 0.13 | 0.13 | 0.13 | 0.13 | 0.13 | 0.13 | 0.13 | 0.13 | 0.13 | 0.13 | 0.13 | 0.13 | 0.13 | 0.13 | 0.13 | 0.13 | 0.13 | 0.13 | 0.13 | 0.13 | 0.13 | 0.13 | 0.13
|  | Urquhart - SCEG:2 | [6 empty] | 0.449 | 0.449 | 0.292 | 0.292 | 0.292 | 0.292 | 0.292 | 0.292 | 0.292 | 0.292 | 0.292 | 0.292 | 0.292 | 0.292 | 0.292 | 0.292 | 0.292 | 0.292 | 0.292 | 0.292 | 0.292 | 0.292 | 0.292 | 0.292 | 0.292 | 0.292 | 0.292 | 0.292 | 0.292 | 0.292 | 0.292 | 0.292 | 0.292 | 0.292 | 0.292 | 0.292 | 0.292 | 0.292 | 0.292 | 0.292 | 0.292 | 0.292 | 0.292 | 0.292 | 0.292 | 0.292 | 0.292 | 0.292
|  | Urquhart - SCEG:CC1 | [6 empty] | 0.05 | 0.05 | 0.05 | 0.05 | 0.05 | 0.05 | 0.05 | 0.05 | 0.05 | 0.05 | 0.05 | 0.05 | 0.05 | 0.05 | 0.05 | 0.05 | 0.05 | 0.05 | 0.05 | 0.05 | 0.05 | 0.05 | 0.05 | 0.05 | 0.05 | 0.05 | 0.05 | 0.05 | 0.05 | 0.05 | 0.05 | 0.05 | 0.05 | 0.05 | 0.05 | 0.05 | 0.05 | 0.05 | 0.05 | 0.05 | 0.05 | 0.05 | 0.05 | 0.05 | 0.05 | 0.05 | 0.05 | 0.05
|  | Urquhart - SCEG:CC2 | [6 empty] | 0.05 | 0.05 | 0.05 | 0.05 | 0.05 | 0.05 | 0.05 | 0.05 | 0.05 | 0.05 | 0.05 | 0.05 | 0.05 | 0.05 | 0.05 | 0.05 | 0.05 | 0.05 | 0.05 | 0.05 | 0.05 | 0.05 | 0.05 | 0.05 | 0.05 | 0.05 | 0.05 | 0.05 | 0.05 | 0.05 | 0.05 | 0.05 | 0.05 | 0.05 | 0.05 | 0.05 | 0.05 | 0.05 | 0.05 | 0.05 | 0.05 | 0.05 | 0.05 | 0.05 | 0.05 | 0.05 | 0.05 | 0.05
2017 | 0 | Urquhart - SCEG:3 | [6 empty] | 0.251 | 0.251 | 0.251 | 0.251 | 0.251 | 0.251 | 0.251 | 0.251 | 0.251 | 0.251 | 0.251 | 0.03765 | 0.03765 | 0.03765 | 0.03765 | 0.03765 | 0.03765 | 0.03765 | 0.03765 | 0.03765 | 0.03765 | 0.03765 | 0.03765 | 0.03765 | 0.03765 | 0.03765 | 0.03765 | 0.03765 | 0.03765 | 0.03765 | 0.03765 | 0.03765 | 0.03765 | 0.03765 | 0.03765 | 0.03765 | 0.03765 | 0.03765 | 0.03765 | 0.03765 | 0.03765 | 0.03765 | 0.03765 | 0.03765 | 0.03765 | 0.03765 | 0.03765 | 0.03765
|  | Wateree (SOCG):1 | [6 empty] | 0.078 | 0.078 | 0.078 | 0.078 | 0.078 | 0.078 | 0.078 | 0.078 | 0.078 | 0.078 | 0.078 | 0.078 | 0.078 | 0.078 | 0.078 | 0.078 | 0.078 | 0.078 | 0.078 | 0.078 | 0.078 | 0.078 | 0.078 | 0.078 | 0.078 | 0.078 | 0.078 | 0.078 | 0.078 | 0.078 | 0.078 | 0.078 | 0.078 | 0.078 | 0.078 | 0.078 | 0.078 | 0.078 | 0.078 | 0.078 | 0.078 | 0.078 | 0.078 | 0.078 | 0.078 | 0.078 | 0.078 | 0.078
|  | Wateree (SOCG):2 | [6 empty] | 0.059 | 0.059 | 0.059 | 0.059 | 0.059 | 0.059 | 0.059 | 0.059 | 0.059 | 0.059 | 0.059 | 0.059 | 0.059 | 0.059 | 0.059 | 0.059 | 0.059 | 0.059 | 0.059 | 0.059 | 0.059 | 0.059 | 0.059 | 0.059 | 0.059 | 0.059 | 0.059 | 0.059 | 0.059 | 0.059 | 0.059 | 0.059 | 0.059 | 0.059 | 0.059 | 0.059 | 0.059 | 0.059 | 0.059 | 0.059 | 0.059 | 0.059 | 0.059 | 0.059 | 0.059 | 0.059 | 0.059 | 0.059
|  | Williams-ST:GT | [6 empty] | 0.059 | 0.059 | 0.059 | 0.059 | 0.059 | 0.059 | 0.059 | 0.059 | 0.059 | 0.059 | 0.059 | 0.059 | 0.059 | 0.059 | 0.059 | 0.059 | 0.059 | 0.059 | 0.059 | 0.059 | 0.059 | 0.059 | 0.059 | 0.059 | 0.059 | 0.059 | 0.059 | 0.059 | 0.059 | 0.059 | 0.059 | 0.059 | 0.059 | 0.059 | 0.059 | 0.059 | 0.059 | 0.059 | 0.059 | 0.059 | 0.059 | 0.059 | 0.059 | 0.059 | 0.059 | 0.059 | 0.059 | 0.059
|  | Williams-ST:ST1 | [6 empty] | 0.085 | 0.085 | 0.085 | 0.085 | 0.085 | 0.085 | 0.085 | 0.085 | 0.085 | 0.085 | 0.085 | 0.085 | 0.085 | 0.085 | 0.085 | 0.085 | 0.085 | 0.085 | 0.085 | 0.085 | 0.085 | 0.085 | 0.085 | 0.085 | 0.085 | 0.085 | 0.085 | 0.085 | 0.085 | 0.085 | 0.085 | 0.085 | 0.085 | 0.085 | 0.085 | 0.085 | 0.085 | 0.085 | 0.085 | 0.085 | 0.085 | 0.085 | 0.085 | 0.085 | 0.085 | 0.085 | 0.085 | 0.085
0 | 0 | Rocky River (AWE):IC1 | [6 empty] | 0.305 | 0.305 | 0.305 | 0.305 | 0.305 | 0.305 | 0.305 | 0.305 | 0.305 | 0.305 | 0.305 | 0.305 | 0.305 | 0.305 | 0.305 | 0.305 | 0.305 | 0.305 | 0.305 | 0.305 | 0.305 | 0.305 | 0.305 | 0.305 | 0.305 | 0.305 | 0.305 | 0.305 | 0.305 | 0.305 | 0.305 | 0.305 | 0.305 | 0.305 | 0.305 | 0.305 | 0.305 | 0.305 | 0.305 | 0.305 | 0.305 | 0.305 | 0.305 | 0.305 | 0.305 | 0.305 | 0.305 | 0.305
2017 | 0 | Grainger:1 | [6 empty] | 0.49 | 0.49 | 0.465 | 0.465 | 0.465 | 0.465 | 0.465 | 0.465 | 0.465 | 0.465 | 0.465 | 0.06975 | 0.06975 | 0.06975 | 0.06975 | 0.06975 | 0.06975 | 0.06975 | 0.06975 | 0.06975 | 0.06975 | 0.06975 | 0.06975 | 0.06975 | 0.06975 | 0.06975 | 0.06975 | 0.06975 | 0.06975 | 0.06975 | 0.06975 | 0.06975 | 0.06975 | 0.06975 | 0.06975 | 0.06975 | 0.06975 | 0.06975 | 0.06975 | 0.06975 | 0.06975 | 0.06975 | 0.06975 | 0.06975 | 0.06975 | 0.06975 | 0.06975 | 0.06975
2017 | 0 | Grainger:2 | [6 empty] | 0.448 | 0.448 | 0.441 | 0.441 | 0.441 | 0.441 | 0.441 | 0.441 | 0.441 | 0.441 | 0.441 | 0.06615 | 0.06615 | 0.06615 | 0.06615 | 0.06615 | 0.06615 | 0.06615 | 0.06615 | 0.06615 | 0.06615 | 0.06615 | 0.06615 | 0.06615 | 0.06615 | 0.06615 | 0.06615 | 0.06615 | 0.06615 | 0.06615 | 0.06615 | 0.06615 | 0.06615 | 0.06615 | 0.06615 | 0.06615 | 0.06615 | 0.06615 | 0.06615 | 0.06615 | 0.06615 | 0.06615 | 0.06615 | 0.06615 | 0.06615 | 0.06615 | 0.06615 | 0.06615
0 | 0 | Hilton Head:1 | [6 empty] | 0.305 | 0.305 | 0.305 | 0.305 | 0.305 | 0.305 | 0.305 | 0.305 | 0.305 | 0.305 | 0.305 | 0.305 | 0.305 | 0.305 | 0.305 | 0.305 | 0.305 | 0.305 | 0.305 | 0.305 | 0.305 | 0.305 | 0.305 | 0.305 | 0.305 | 0.305 | 0.305 | 0.305 | 0.305 | 0.305 | 0.305 | 0.305 | 0.305 | 0.305 | 0.305 | 0.305 | 0.305 | 0.305 | 0.305 | 0.305 | 0.305 | 0.305 | 0.305 | 0.305 | 0.305 | 0.305 | 0.305 | 0.305
0 | 0 | Hilton Head:2 | [6 empty] | 0.305 | 0.305 | 0.305 | 0.305 | 0.305 | 0.305 | 0.305 | 0.305 | 0.305 | 0.305 | 0.305 | 0.305 | 0.305 | 0.305 | 0.305 | 0.305 | 0.305 | 0.305 | 0.305 | 0.305 | 0.305 | 0.305 | 0.305 | 0.305 | 0.305 | 0.305 | 0.305 | 0.305 | 0.305 | 0.305 | 0.305 | 0.305 | 0.305 | 0.305 | 0.305 | 0.305 | 0.305 | 0.305 | 0.305 | 0.305 | 0.305 | 0.305 | 0.305 | 0.305 | 0.305 | 0.305 | 0.305 | 0.305
0 | 0 | Hilton Head:3 | [6 empty] | 0.305 | 0.305 | 0.305 | 0.305 | 0.305 | 0.305 | 0.305 | 0.305 | 0.305 | 0.305 | 0.305 | 0.305 | 0.305 | 0.305 | 0.305 | 0.305 | 0.305 | 0.305 | 0.305 | 0.305 | 0.305 | 0.305 | 0.305 | 0.305 | 0.305 | 0.305 | 0.305 | 0.305 | 0.305 | 0.305 | 0.305 | 0.305 | 0.305 | 0.305 | 0.305 | 0.305 | 0.305 | 0.305 | 0.305 | 0.305 | 0.305 | 0.305 | 0.305 | 0.305 | 0.305 | 0.305 | 0.305 | 0.305
0 | 0 | Jefferies:1 | [6 empty] | 0.265 | 0.265 | 0.14 | 0.14 | 0.14 | 0.14 | 0.14 | 0.14 | 0.14 | 0.14 | 0.14 | 0.14 | 0.14 | 0.14 | 0.14 | 0.14 | 0.14 | 0.14 | 0.14 | 0.14 | 0.14 | 0.14 | 0.14 | 0.14 | 0.14 | 0.14 | 0.14 | 0.14 | 0.14 | 0.14 | 0.14 | 0.14 | 0.14 | 0.14 | 0.14 | 0.14 | 0.14 | 0.14 | 0.14 | 0.14 | 0.14 | 0.14 | 0.14 | 0.14 | 0.14 | 0.14 | 0.14 | 0.14
0 | 0 | Jefferies:2 | [6 empty] | 0.366 | 0.366 | 0.173 | 0.173 | 0.173 | 0.173 | 0.173 | 0.173 | 0.173 | 0.173 | 0.173 | 0.173 | 0.173 | 0.173 | 0.173 | 0.173 | 0.173 | 0.173 | 0.173 | 0.173 | 0.173 | 0.173 | 0.173 | 0.173 | 0.173 | 0.173 | 0.173 | 0.173 | 0.173 | 0.173 | 0.173 | 0.173 | 0.173 | 0.173 | 0.173 | 0.173 | 0.173 | 0.173 | 0.173 | 0.173 | 0.173 | 0.173 | 0.173 | 0.173 | 0.173 | 0.173 | 0.173 | 0.173
2017 | 0 | Jefferies:3 | [6 empty] | 0.508 | 0.508 | 0.487 | 0.487 | 0.487 | 0.487 | 0.487 | 0.487 | 0.487 | 0.487 | 0.487 | 0.07305 | 0.07305 | 0.07305 | 0.07305 | 0.07305 | 0.07305 | 0.07305 | 0.07305 | 0.07305 | 0.07305 | 0.07305 | 0.07305 | 0.07305 | 0.07305 | 0.07305 | 0.07305 | 0.07305 | 0.07305 | 0.07305 | 0.07305 | 0.07305 | 0.07305 | 0.07305 | 0.07305 | 0.07305 | 0.07305 | 0.07305 | 0.07305 | 0.07305 | 0.07305 | 0.07305 | 0.07305 | 0.07305 | 0.07305 | 0.07305 | 0.07305 | 0.07305
2017 | 0 | Jefferies:4 | [6 empty] | 0.441 | 0.441 | 0.486 | 0.486 | 0.486 | 0.486 | 0.486 | 0.486 | 0.486 | 0.486 | 0.486 | 0.0729 | 0.0729 | 0.0729 | 0.0729 | 0.0729 | 0.0729 | 0.0729 | 0.0729 | 0.0729 | 0.0729 | 0.0729 | 0.0729 | 0.0729 | 0.0729 | 0.0729 | 0.0729 | 0.0729 | 0.0729 | 0.0729 | 0.0729 | 0.0729 | 0.0729 | 0.0729 | 0.0729 | 0.0729 | 0.0729 | 0.0729 | 0.0729 | 0.0729 | 0.0729 | 0.0729 | 0.0729 | 0.0729 | 0.0729 | 0.0729 | 0.0729 | 0.0729
0 | 0 | Myrtle Beach:1 | [6 empty] | 0.1 | 0.1 | 0.1 | 0.1 | 0.1 | 0.1 | 0.1 | 0.1 | 0.1 | 0.1 | 0.1 | 0.1 | 0.1 | 0.1 | 0.1 | 0.1 | 0.1 | 0.1 | 0.1 | 0.1 | 0.1 | 0.1 | 0.1 | 0.1 | 0.1 | 0.1 | 0.1 | 0.1 | 0.1 | 0.1 | 0.1 | 0.1 | 0.1 | 0.1 | 0.1 | 0.1 | 0.1 | 0.1 | 0.1 | 0.1 | 0.1 | 0.1 | 0.1 | 0.1 | 0.1 | 0.1 | 0.1 | 0.1
0 | 0 | Myrtle Beach:2 | [6 empty] | 0.1 | 0.1 | 0.1 | 0.1 | 0.1 | 0.1 | 0.1 | 0.1 | 0.1 | 0.1 | 0.1 | 0.1 | 0.1 | 0.1 | 0.1 | 0.1 | 0.1 | 0.1 | 0.1 | 0.1 | 0.1 | 0.1 | 0.1 | 0.1 | 0.1 | 0.1 | 0.1 | 0.1 | 0.1 | 0.1 | 0.1 | 0.1 | 0.1 | 0.1 | 0.1 | 0.1 | 0.1 | 0.1 | 0.1 | 0.1 | 0.1 | 0.1 | 0.1 | 0.1 | 0.1 | 0.1 | 0.1 | 0.1
0 | 0 | Myrtle Beach:3 | [6 empty] | 0.305 | 0.305 | 0.305 | 0.305 | 0.305 | 0.305 | 0.305 | 0.305 | 0.305 | 0.305 | 0.305 | 0.305 | 0.305 | 0.305 | 0.305 | 0.305 | 0.305 | 0.305 | 0.305 | 0.305 | 0.305 | 0.305 | 0.305 | 0.305 | 0.305 | 0.305 | 0.305 | 0.305 | 0.305 | 0.305 | 0.305 | 0.305 | 0.305 | 0.305 | 0.305 | 0.305 | 0.305 | 0.305 | 0.305 | 0.305 | 0.305 | 0.305 | 0.305 | 0.305 | 0.305 | 0.305 | 0.305 | 0.305
0 | 0 | Myrtle Beach:4 | [6 empty] | 0.305 | 0.305 | 0.305 | 0.305 | 0.305 | 0.305 | 0.305 | 0.305 | 0.305 | 0.305 | 0.305 | 0.305 | 0.305 | 0.305 | 0.305 | 0.305 | 0.305 | 0.305 | 0.305 | 0.305 | 0.305 | 0.305 | 0.305 | 0.305 | 0.305 | 0.305 | 0.305 | 0.305 | 0.305 | 0.305 | 0.305 | 0.305 | 0.305 | 0.305 | 0.305 | 0.305 | 0.305 | 0.305 | 0.305 | 0.305 | 0.305 | 0.305 | 0.305 | 0.305 | 0.305 | 0.305 | 0.305 | 0.305
0 | 0 | Myrtle Beach:5 | [6 empty] | 0.305 | 0.305 | 0.305 | 0.305 | 0.305 | 0.305 | 0.305 | 0.305 | 0.305 | 0.305 | 0.305 | 0.305 | 0.305 | 0.305 | 0.305 | 0.305 | 0.305 | 0.305 | 0.305 | 0.305 | 0.305 | 0.305 | 0.305 | 0.305 | 0.305 | 0.305 | 0.305 | 0.305 | 0.305 | 0.305 | 0.305 | 0.305 | 0.305 | 0.305 | 0.305 | 0.305 | 0.305 | 0.305 | 0.305 | 0.305 | 0.305 | 0.305 | 0.305 | 0.305 | 0.305 | 0.305 | 0.305 | 0.305
|  | Allen (TVA):G1-4 | [6 empty] | 0.059 | 0.059 | 0.064 | 0.064 | 0.064 | 0.064 | 0.064 | 0.064 | 0.064 | 0.064 | 0.064 | 0.064 | 0.064 | 0.064 | 0.064 | 0.064 | 0.064 | 0.064 | 0.064 | 0.064 | 0.064 | 0.064 | 0.064 | 0.064 | 0.064 | 0.064 | 0.064 | 0.064 | 0.064 | 0.064 | 0.064 | 0.064 | 0.064 | 0.064 | 0.064 | 0.064 | 0.064 | 0.064 | 0.064 | 0.064 | 0.064 | 0.064 | 0.064 | 0.064 | 0.064 | 0.064 | 0.064 | 0.064
0 | 0 | Allen (TVA):G13-16 | [6 empty] | 0.1 | 0.1 | 0.1 | 0.1 | 0.1 | 0.1 | 0.1 | 0.1 | 0.1 | 0.1 | 0.1 | 0.1 | 0.1 | 0.1 | 0.1 | 0.1 | 0.1 | 0.1 | 0.1 | 0.1 | 0.1 | 0.1 | 0.1 | 0.1 | 0.1 | 0.1 | 0.1 | 0.1 | 0.1 | 0.1 | 0.1 | 0.1 | 0.1 | 0.1 | 0.1 | 0.1 | 0.1 | 0.1 | 0.1 | 0.1 | 0.1 | 0.1 | 0.1 | 0.1 | 0.1 | 0.1 | 0.1 | 0.1
0 | 0 | Allen (TVA):G17 | [6 empty] | 0.1 | 0.1 | 0.456 | 0.456 | 0.456 | 0.456 | 0.456 | 0.456 | 0.456 | 0.456 | 0.456 | 0.456 | 0.456 | 0.456 | 0.456 | 0.456 | 0.456 | 0.456 | 0.456 | 0.456 | 0.456 | 0.456 | 0.456 | 0.456 | 0.456 | 0.456 | 0.456 | 0.456 | 0.456 | 0.456 | 0.456 | 0.456 | 0.456 | 0.456 | 0.456 | 0.456 | 0.456 | 0.456 | 0.456 | 0.456 | 0.456 | 0.456 | 0.456 | 0.456 | 0.456 | 0.456 | 0.456 | 0.456
0 | 0 | Allen (TVA):G18 | [6 empty] | 0.1 | 0.1 | 0.417 | 0.417 | 0.417 | 0.417 | 0.417 | 0.417 | 0.417 | 0.417 | 0.417 | 0.417 | 0.417 | 0.417 | 0.417 | 0.417 | 0.417 | 0.417 | 0.417 | 0.417 | 0.417 | 0.417 | 0.417 | 0.417 | 0.417 | 0.417 | 0.417 | 0.417 | 0.417 | 0.417 | 0.417 | 0.417 | 0.417 | 0.417 | 0.417 | 0.417 | 0.417 | 0.417 | 0.417 | 0.417 | 0.417 | 0.417 | 0.417 | 0.417 | 0.417 | 0.417 | 0.417 | 0.417
0 | 0 | Allen (TVA):G19 | [6 empty] | 0.1 | 0.1 | 0.444 | 0.444 | 0.444 | 0.444 | 0.444 | 0.444 | 0.444 | 0.444 | 0.444 | 0.444 | 0.444 | 0.444 | 0.444 | 0.444 | 0.444 | 0.444 | 0.444 | 0.444 | 0.444 | 0.444 | 0.444 | 0.444 | 0.444 | 0.444 | 0.444 | 0.444 | 0.444 | 0.444 | 0.444 | 0.444 | 0.444 | 0.444 | 0.444 | 0.444 | 0.444 | 0.444 | 0.444 | 0.444 | 0.444 | 0.444 | 0.444 | 0.444 | 0.444 | 0.444 | 0.444 | 0.444
0 | 0 | Allen (TVA):G20 | [6 empty] | 0.1 | 0.1 | 0.403 | 0.403 | 0.403 | 0.403 | 0.403 | 0.403 | 0.403 | 0.403 | 0.403 | 0.403 | 0.403 | 0.403 | 0.403 | 0.403 | 0.403 | 0.403 | 0.403 | 0.403 | 0.403 | 0.403 | 0.403 | 0.403 | 0.403 | 0.403 | 0.403 | 0.403 | 0.403 | 0.403 | 0.403 | 0.403 | 0.403 | 0.403 | 0.403 | 0.403 | 0.403 | 0.403 | 0.403 | 0.403 | 0.403 | 0.403 | 0.403 | 0.403 | 0.403 | 0.403 | 0.403 | 0.403
|  | Allen (TVA):1 | [6 empty] | 0.066 | 0.066 | 0.064 | 0.064 | 0.064 | 0.064 | 0.064 | 0.064 | 0.064 | 0.064 | 0.064 | 0.064 | 0.064 | 0.064 | 0.064 | 0.064 | 0.064 | 0.064 | 0.064 | 0.064 | 0.064 | 0.064 | 0.064 | 0.064 | 0.064 | 0.064 | 0.064 | 0.064 | 0.064 | 0.064 | 0.064 | 0.064 | 0.064 | 0.064 | 0.064 | 0.064 | 0.064 | 0.064 | 0.064 | 0.064 | 0.064 | 0.064 | 0.064 | 0.064 | 0.064 | 0.064 | 0.064 | 0.064
|  | Allen (TVA):2 | [6 empty] | 0.062 | 0.062 | 0.079 | 0.079 | 0.079 | 0.079 | 0.079 | 0.079 | 0.079 | 0.079 | 0.079 | 0.079 | 0.079 | 0.079 | 0.079 | 0.079 | 0.079 | 0.079 | 0.079 | 0.079 | 0.079 | 0.079 | 0.079 | 0.079 | 0.079 | 0.079 | 0.079 | 0.079 | 0.079 | 0.079 | 0.079 | 0.079 | 0.079 | 0.079 | 0.079 | 0.079 | 0.079 | 0.079 | 0.079 | 0.079 | 0.079 | 0.079 | 0.079 | 0.079 | 0.079 | 0.079 | 0.079 | 0.079
|  | Allen (TVA):3 | [6 empty] | 0.085 | 0.085 | 0.075 | 0.075 | 0.075 | 0.075 | 0.075 | 0.075 | 0.075 | 0.075 | 0.075 | 0.075 | 0.075 | 0.075 | 0.075 | 0.075 | 0.075 | 0.075 | 0.075 | 0.075 | 0.075 | 0.075 | 0.075 | 0.075 | 0.075 | 0.075 | 0.075 | 0.075 | 0.075 | 0.075 | 0.075 | 0.075 | 0.075 | 0.075 | 0.075 | 0.075 | 0.075 | 0.075 | 0.075 | 0.075 | 0.075 | 0.075 | 0.075 | 0.075 | 0.075 | 0.075 | 0.075 | 0.075
0 | 0 | Allen (TVA):G5-8 | [6 empty] | 0.1 | 0.1 | 0.1 | 0.1 | 0.1 | 0.1 | 0.1 | 0.1 | 0.1 | 0.1 | 0.1 | 0.1 | 0.1 | 0.1 | 0.1 | 0.1 | 0.1 | 0.1 | 0.1 | 0.1 | 0.1 | 0.1 | 0.1 | 0.1 | 0.1 | 0.1 | 0.1 | 0.1 | 0.1 | 0.1 | 0.1 | 0.1 | 0.1 | 0.1 | 0.1 | 0.1 | 0.1 | 0.1 | 0.1 | 0.1 | 0.1 | 0.1 | 0.1 | 0.1 | 0.1 | 0.1 | 0.1 | 0.1
0 | 0 | Allen (TVA):G9-12 | [6 empty] | 0.1 | 0.1 | 0.1 | 0.1 | 0.1 | 0.1 | 0.1 | 0.1 | 0.1 | 0.1 | 0.1 | 0.1 | 0.1 | 0.1 | 0.1 | 0.1 | 0.1 | 0.1 | 0.1 | 0.1 | 0.1 | 0.1 | 0.1 | 0.1 | 0.1 | 0.1 | 0.1 | 0.1 | 0.1 | 0.1 | 0.1 | 0.1 | 0.1 | 0.1 | 0.1 | 0.1 | 0.1 | 0.1 | 0.1 | 0.1 | 0.1 | 0.1 | 0.1 | 0.1 | 0.1 | 0.1 | 0.1 | 0.1
|  | Bull Run (TVA):1 | [6 empty] | 0.068 | 0.068 | 0.072 | 0.072 | 0.072 | 0.072 | 0.072 | 0.072 | 0.072 | 0.072 | 0.072 | 0.072 | 0.072 | 0.072 | 0.072 | 0.072 | 0.072 | 0.072 | 0.072 | 0.072 | 0.072 | 0.072 | 0.072 | 0.072 | 0.072 | 0.072 | 0.072 | 0.072 | 0.072 | 0.072 | 0.072 | 0.072 | 0.072 | 0.072 | 0.072 | 0.072 | 0.072 | 0.072 | 0.072 | 0.072 | 0.072 | 0.072 | 0.072 | 0.072 | 0.072 | 0.072 | 0.072 | 0.072
|  | Cumberland (TVA):1 | [6 empty] | 0.078 | 0.078 | 0.073 | 0.073 | 0.073 | 0.073 | 0.073 | 0.073 | 0.073 | 0.073 | 0.073 | 0.073 | 0.073 | 0.073 | 0.073 | 0.073 | 0.073 | 0.073 | 0.073 | 0.073 | 0.073 | 0.073 | 0.073 | 0.073 | 0.073 | 0.073 | 0.073 | 0.073 | 0.073 | 0.073 | 0.073 | 0.073 | 0.073 | 0.073 | 0.073 | 0.073 | 0.073 | 0.073 | 0.073 | 0.073 | 0.073 | 0.073 | 0.073 | 0.073 | 0.073 | 0.073 | 0.073 | 0.073
2015 | 0 | Cumberland (TVA):2 | [6 empty] | 0.076 | 0.076 | 0.087 | 0.087 | 0.087 | 0.087 | 0.087 | 0.087 | 0.087 | 0.01305 | 0.01305 | 0.01305 | 0.01305 | 0.01305 | 0.01305 | 0.01305 | 0.01305 | 0.01305 | 0.01305 | 0.01305 | 0.01305 | 0.01305 | 0.01305 | 0.01305 | 0.01305 | 0.01305 | 0.01305 | 0.01305 | 0.01305 | 0.01305 | 0.01305 | 0.01305 | 0.01305 | 0.01305 | 0.01305 | 0.01305 | 0.01305 | 0.01305 | 0.01305 | 0.01305 | 0.01305 | 0.01305 | 0.01305 | 0.01305 | 0.01305 | 0.01305 | 0.01305 | 0.01305
2020 | 0 | Gallatin (TVA):1 | [6 empty] | 0.418 | 0.418 | 0.16 | 0.16 | 0.16 | 0.16 | 0.16 | 0.16 | 0.16 | 0.16 | 0.16 | 0.16 | 0.16 | 0.16 | 0.024 | 0.024 | 0.024 | 0.024 | 0.024 | 0.024 | 0.024 | 0.024 | 0.024 | 0.024 | 0.024 | 0.024 | 0.024 | 0.024 | 0.024 | 0.024 | 0.024 | 0.024 | 0.024 | 0.024 | 0.024 | 0.024 | 0.024 | 0.024 | 0.024 | 0.024 | 0.024 | 0.024 | 0.024 | 0.024 | 0.024 | 0.024 | 0.024 | 0.024
0 | 0 | Gallatin (TVA):GT1 | [6 empty] | 0.1 | 0.1 | 0.1 | 0.1 | 0.1 | 0.1 | 0.1 | 0.1 | 0.1 | 0.1 | 0.1 | 0.1 | 0.1 | 0.1 | 0.1 | 0.1 | 0.1 | 0.1 | 0.1 | 0.1 | 0.1 | 0.1 | 0.1 | 0.1 | 0.1 | 0.1 | 0.1 | 0.1 | 0.1 | 0.1 | 0.1 | 0.1 | 0.1 | 0.1 | 0.1 | 0.1 | 0.1 | 0.1 | 0.1 | 0.1 | 0.1 | 0.1 | 0.1 | 0.1 | 0.1 | 0.1 | 0.1 | 0.1
0 | 0 | Gallatin (TVA):GT2 | [6 empty] | 0.1 | 0.1 | 0.1 | 0.1 | 0.1 | 0.1 | 0.1 | 0.1 | 0.1 | 0.1 | 0.1 | 0.1 | 0.1 | 0.1 | 0.1 | 0.1 | 0.1 | 0.1 | 0.1 | 0.1 | 0.1 | 0.1 | 0.1 | 0.1 | 0.1 | 0.1 | 0.1 | 0.1 | 0.1 | 0.1 | 0.1 | 0.1 | 0.1 | 0.1 | 0.1 | 0.1 | 0.1 | 0.1 | 0.1 | 0.1 | 0.1 | 0.1 | 0.1 | 0.1 | 0.1 | 0.1 | 0.1 | 0.1
0 | 0 | Gallatin (TVA):GT3 | [6 empty] | 0.1 | 0.1 | 0.1 | 0.1 | 0.1 | 0.1 | 0.1 | 0.1 | 0.1 | 0.1 | 0.1 | 0.1 | 0.1 | 0.1 | 0.1 | 0.1 | 0.1 | 0.1 | 0.1 | 0.1 | 0.1 | 0.1 | 0.1 | 0.1 | 0.1 | 0.1 | 0.1 | 0.1 | 0.1 | 0.1 | 0.1 | 0.1 | 0.1 | 0.1 | 0.1 | 0.1 | 0.1 | 0.1 | 0.1 | 0.1 | 0.1 | 0.1 | 0.1 | 0.1 | 0.1 | 0.1 | 0.1 | 0.1
0 | 0 | Gallatin (TVA):GT4 | [6 empty] | 0.1 | 0.1 | 0.1 | 0.1 | 0.1 | 0.1 | 0.1 | 0.1 | 0.1 | 0.1 | 0.1 | 0.1 | 0.1 | 0.1 | 0.1 | 0.1 | 0.1 | 0.1 | 0.1 | 0.1 | 0.1 | 0.1 | 0.1 | 0.1 | 0.1 | 0.1 | 0.1 | 0.1 | 0.1 | 0.1 | 0.1 | 0.1 | 0.1 | 0.1 | 0.1 | 0.1 | 0.1 | 0.1 | 0.1 | 0.1 | 0.1 | 0.1 | 0.1 | 0.1 | 0.1 | 0.1 | 0.1 | 0.1
|  | Gallatin (TVA):GT5 | [6 empty] | 0.079 | 0.079 | 0.079 | 0.079 | 0.079 | 0.079 | 0.079 | 0.079 | 0.079 | 0.079 | 0.079 | 0.079 | 0.079 | 0.079 | 0.079 | 0.079 | 0.079 | 0.079 | 0.079 | 0.079 | 0.079 | 0.079 | 0.079 | 0.079 | 0.079 | 0.079 | 0.079 | 0.079 | 0.079 | 0.079 | 0.079 | 0.079 | 0.079 | 0.079 | 0.079 | 0.079 | 0.079 | 0.079 | 0.079 | 0.079 | 0.079 | 0.079 | 0.079 | 0.079 | 0.079 | 0.079 | 0.079 | 0.079
|  | Gallatin (TVA):GT6 | [6 empty] | 0.037 | 0.037 | 0.037 | 0.037 | 0.037 | 0.037 | 0.037 | 0.037 | 0.037 | 0.037 | 0.037 | 0.037 | 0.037 | 0.037 | 0.037 | 0.037 | 0.037 | 0.037 | 0.037 | 0.037 | 0.037 | 0.037 | 0.037 | 0.037 | 0.037 | 0.037 | 0.037 | 0.037 | 0.037 | 0.037 | 0.037 | 0.037 | 0.037 | 0.037 | 0.037 | 0.037 | 0.037 | 0.037 | 0.037 | 0.037 | 0.037 | 0.037 | 0.037 | 0.037 | 0.037 | 0.037 | 0.037 | 0.037
0 | 0 | Gallatin (TVA):GT7 | [6 empty] | 0.11 | 0.11 | 0.11 | 0.11 | 0.11 | 0.11 | 0.11 | 0.11 | 0.11 | 0.11 | 0.11 | 0.11 | 0.11 | 0.11 | 0.11 | 0.11 | 0.11 | 0.11 | 0.11 | 0.11 | 0.11 | 0.11 | 0.11 | 0.11 | 0.11 | 0.11 | 0.11 | 0.11 | 0.11 | 0.11 | 0.11 | 0.11 | 0.11 | 0.11 | 0.11 | 0.11 | 0.11 | 0.11 | 0.11 | 0.11 | 0.11 | 0.11 | 0.11 | 0.11 | 0.11 | 0.11 | 0.11 | 0.11
0 | 0 | Gallatin (TVA):GT8 | [6 empty] | 0.1 | 0.1 | 0.1 | 0.1 | 0.1 | 0.1 | 0.1 | 0.1 | 0.1 | 0.1 | 0.1 | 0.1 | 0.1 | 0.1 | 0.1 | 0.1 | 0.1 | 0.1 | 0.1 | 0.1 | 0.1 | 0.1 | 0.1 | 0.1 | 0.1 | 0.1 | 0.1 | 0.1 | 0.1 | 0.1 | 0.1 | 0.1 | 0.1 | 0.1 | 0.1 | 0.1 | 0.1 | 0.1 | 0.1 | 0.1 | 0.1 | 0.1 | 0.1 | 0.1 | 0.1 | 0.1 | 0.1 | 0.1
2020 | 0 | Gallatin (TVA):2 | [6 empty] | 0.415 | 0.415 | 0.156 | 0.156 | 0.156 | 0.156 | 0.156 | 0.156 | 0.156 | 0.156 | 0.156 | 0.156 | 0.156 | 0.156 | 0.0234 | 0.0234 | 0.0234 | 0.0234 | 0.0234 | 0.0234 | 0.0234 | 0.0234 | 0.0234 | 0.0234 | 0.0234 | 0.0234 | 0.0234 | 0.0234 | 0.0234 | 0.0234 | 0.0234 | 0.0234 | 0.0234 | 0.0234 | 0.0234 | 0.0234 | 0.0234 | 0.0234 | 0.0234 | 0.0234 | 0.0234 | 0.0234 | 0.0234 | 0.0234 | 0.0234 | 0.0234 | 0.0234 | 0.0234
2020 | 0 | Gallatin (TVA):3 | [6 empty] | 0.48 | 0.48 | 0.149 | 0.149 | 0.149 | 0.149 | 0.149 | 0.149 | 0.149 | 0.149 | 0.149 | 0.149 | 0.149 | 0.149 | 0.02235 | 0.02235 | 0.02235 | 0.02235 | 0.02235 | 0.02235 | 0.02235 | 0.02235 | 0.02235 | 0.02235 | 0.02235 | 0.02235 | 0.02235 | 0.02235 | 0.02235 | 0.02235 | 0.02235 | 0.02235 | 0.02235 | 0.02235 | 0.02235 | 0.02235 | 0.02235 | 0.02235 | 0.02235 | 0.02235 | 0.02235 | 0.02235 | 0.02235 | 0.02235 | 0.02235 | 0.02235 | 0.02235 | 0.02235
2020 | 0 | Gallatin (TVA):4 | [6 empty] | 0.434 | 0.434 | 0.149 | 0.149 | 0.149 | 0.149 | 0.149 | 0.149 | 0.149 | 0.149 | 0.149 | 0.149 | 0.149 | 0.149 | 0.02235 | 0.02235 | 0.02235 | 0.02235 | 0.02235 | 0.02235 | 0.02235 | 0.02235 | 0.02235 | 0.02235 | 0.02235 | 0.02235 | 0.02235 | 0.02235 | 0.02235 | 0.02235 | 0.02235 | 0.02235 | 0.02235 | 0.02235 | 0.02235 | 0.02235 | 0.02235 | 0.02235 | 0.02235 | 0.02235 | 0.02235 | 0.02235 | 0.02235 | 0.02235 | 0.02235 | 0.02235 | 0.02235 | 0.02235
2021 | 0 | John Sevier:1 | [6 empty] | 0.363 | 0.363 | 0.305 | 0.305 | 0.305 | 0.305 | 0.305 | 0.305 | 0.305 | 0.305 | 0.305 | 0.305 | 0.305 | 0.305 | 0.305 | 0.04575 | 0.04575 | 0.04575 | 0.04575 | 0.04575 | 0.04575 | 0.04575 | 0.04575 | 0.04575 | 0.04575 | 0.04575 | 0.04575 | 0.04575 | 0.04575 | 0.04575 | 0.04575 | 0.04575 | 0.04575 | 0.04575 | 0.04575 | 0.04575 | 0.04575 | 0.04575 | 0.04575 | 0.04575 | 0.04575 | 0.04575 | 0.04575 | 0.04575 | 0.04575 | 0.04575 | 0.04575 | 0.04575
2021 | 0 | John Sevier:2 | [6 empty] | 0.363 | 0.363 | 0.307 | 0.307 | 0.307 | 0.307 | 0.307 | 0.307 | 0.307 | 0.307 | 0.307 | 0.307 | 0.307 | 0.307 | 0.307 | 0.04605 | 0.04605 | 0.04605 | 0.04605 | 0.04605 | 0.04605 | 0.04605 | 0.04605 | 0.04605 | 0.04605 | 0.04605 | 0.04605 | 0.04605 | 0.04605 | 0.04605 | 0.04605 | 0.04605 | 0.04605 | 0.04605 | 0.04605 | 0.04605 | 0.04605 | 0.04605 | 0.04605 | 0.04605 | 0.04605 | 0.04605 | 0.04605 | 0.04605 | 0.04605 | 0.04605 | 0.04605 | 0.04605
2021 | 0 | John Sevier:3 | [6 empty] | 0.363 | 0.363 | 0.375 | 0.375 | 0.375 | 0.375 | 0.375 | 0.375 | 0.375 | 0.375 | 0.375 | 0.375 | 0.375 | 0.375 | 0.375 | 0.05625 | 0.05625 | 0.05625 | 0.05625 | 0.05625 | 0.05625 | 0.05625 | 0.05625 | 0.05625 | 0.05625 | 0.05625 | 0.05625 | 0.05625 | 0.05625 | 0.05625 | 0.05625 | 0.05625 | 0.05625 | 0.05625 | 0.05625 | 0.05625 | 0.05625 | 0.05625 | 0.05625 | 0.05625 | 0.05625 | 0.05625 | 0.05625 | 0.05625 | 0.05625 | 0.05625 | 0.05625 | 0.05625
2021 | 0 | John Sevier:4 | [6 empty] | 0.363 | 0.363 | 0.377 | 0.377 | 0.377 | 0.377 | 0.377 | 0.377 | 0.377 | 0.377 | 0.377 | 0.377 | 0.377 | 0.377 | 0.377 | 0.05655 | 0.05655 | 0.05655 | 0.05655 | 0.05655 | 0.05655 | 0.05655 | 0.05655 | 0.05655 | 0.05655 | 0.05655 | 0.05655 | 0.05655 | 0.05655 | 0.05655 | 0.05655 | 0.05655 | 0.05655 | 0.05655 | 0.05655 | 0.05655 | 0.05655 | 0.05655 | 0.05655 | 0.05655 | 0.05655 | 0.05655 | 0.05655 | 0.05655 | 0.05655 | 0.05655 | 0.05655 | 0.05655
2021 | 0 | Johnsonville (TVA):1 | [6 empty] | 0.267 | 0.267 | 0.359 | 0.359 | 0.359 | 0.359 | 0.359 | 0.359 | 0.359 | 0.359 | 0.359 | 0.359 | 0.359 | 0.359 | 0.359 | 0.05385 | 0.05385 | 0.05385 | 0.05385 | 0.05385 | 0.05385 | 0.05385 | 0.05385 | 0.05385 | 0.05385 | 0.05385 | 0.05385 | 0.05385 | 0.05385 | 0.05385 | 0.05385 | 0.05385 | 0.05385 | 0.05385 | 0.05385 | 0.05385 | 0.05385 | 0.05385 | 0.05385 | 0.05385 | 0.05385 | 0.05385 | 0.05385 | 0.05385 | 0.05385 | 0.05385 | 0.05385 | 0.05385
2021 | 0 | Johnsonville (TVA):10 | [6 empty] | 0.432 | 0.432 | 0.36 | 0.36 | 0.36 | 0.36 | 0.36 | 0.36 | 0.36 | 0.36 | 0.36 | 0.36 | 0.36 | 0.36 | 0.36 | 0.054 | 0.054 | 0.054 | 0.054 | 0.054 | 0.054 | 0.054 | 0.054 | 0.054 | 0.054 | 0.054 | 0.054 | 0.054 | 0.054 | 0.054 | 0.054 | 0.054 | 0.054 | 0.054 | 0.054 | 0.054 | 0.054 | 0.054 | 0.054 | 0.054 | 0.054 | 0.054 | 0.054 | 0.054 | 0.054 | 0.054 | 0.054 | 0.054
0 | 0 | Johnsonville (TVA):GT1 | [6 empty] | 0.305 | 0.305 | 0.305 | 0.305 | 0.305 | 0.305 | 0.305 | 0.305 | 0.305 | 0.305 | 0.305 | 0.305 | 0.305 | 0.305 | 0.305 | 0.305 | 0.305 | 0.305 | 0.305 | 0.305 | 0.305 | 0.305 | 0.305 | 0.305 | 0.305 | 0.305 | 0.305 | 0.305 | 0.305 | 0.305 | 0.305 | 0.305 | 0.305 | 0.305 | 0.305 | 0.305 | 0.305 | 0.305 | 0.305 | 0.305 | 0.305 | 0.305 | 0.305 | 0.305 | 0.305 | 0.305 | 0.305 | 0.305
0 | 0 | Johnsonville (TVA):GT2 | [6 empty] | 0.305 | 0.305 | 0.305 | 0.305 | 0.305 | 0.305 | 0.305 | 0.305 | 0.305 | 0.305 | 0.305 | 0.305 | 0.305 | 0.305 | 0.305 | 0.305 | 0.305 | 0.305 | 0.305 | 0.305 | 0.305 | 0.305 | 0.305 | 0.305 | 0.305 | 0.305 | 0.305 | 0.305 | 0.305 | 0.305 | 0.305 | 0.305 | 0.305 | 0.305 | 0.305 | 0.305 | 0.305 | 0.305 | 0.305 | 0.305 | 0.305 | 0.305 | 0.305 | 0.305 | 0.305 | 0.305 | 0.305 | 0.305
0 | 0 | Johnsonville (TVA):GT3 | [6 empty] | 0.1 | 0.1 | 0.1 | 0.1 | 0.1 | 0.1 | 0.1 | 0.1 | 0.1 | 0.1 | 0.1 | 0.1 | 0.1 | 0.1 | 0.1 | 0.1 | 0.1 | 0.1 | 0.1 | 0.1 | 0.1 | 0.1 | 0.1 | 0.1 | 0.1 | 0.1 | 0.1 | 0.1 | 0.1 | 0.1 | 0.1 | 0.1 | 0.1 | 0.1 | 0.1 | 0.1 | 0.1 | 0.1 | 0.1 | 0.1 | 0.1 | 0.1 | 0.1 | 0.1 | 0.1 | 0.1 | 0.1 | 0.1
0 | 0 | Johnsonville (TVA):GT4 | [6 empty] | 0.1 | 0.1 | 0.1 | 0.1 | 0.1 | 0.1 | 0.1 | 0.1 | 0.1 | 0.1 | 0.1 | 0.1 | 0.1 | 0.1 | 0.1 | 0.1 | 0.1 | 0.1 | 0.1 | 0.1 | 0.1 | 0.1 | 0.1 | 0.1 | 0.1 | 0.1 | 0.1 | 0.1 | 0.1 | 0.1 | 0.1 | 0.1 | 0.1 | 0.1 | 0.1 | 0.1 | 0.1 | 0.1 | 0.1 | 0.1 | 0.1 | 0.1 | 0.1 | 0.1 | 0.1 | 0.1 | 0.1 | 0.1
0 | 0 | Johnsonville (TVA):GT5 | [6 empty] | 0.1 | 0.1 | 0.1 | 0.1 | 0.1 | 0.1 | 0.1 | 0.1 | 0.1 | 0.1 | 0.1 | 0.1 | 0.1 | 0.1 | 0.1 | 0.1 | 0.1 | 0.1 | 0.1 | 0.1 | 0.1 | 0.1 | 0.1 | 0.1 | 0.1 | 0.1 | 0.1 | 0.1 | 0.1 | 0.1 | 0.1 | 0.1 | 0.1 | 0.1 | 0.1 | 0.1 | 0.1 | 0.1 | 0.1 | 0.1 | 0.1 | 0.1 | 0.1 | 0.1 | 0.1 | 0.1 | 0.1 | 0.1
0 | 0 | Johnsonville (TVA):GT6 | [6 empty] | 0.1 | 0.1 | 0.1 | 0.1 | 0.1 | 0.1 | 0.1 | 0.1 | 0.1 | 0.1 | 0.1 | 0.1 | 0.1 | 0.1 | 0.1 | 0.1 | 0.1 | 0.1 | 0.1 | 0.1 | 0.1 | 0.1 | 0.1 | 0.1 | 0.1 | 0.1 | 0.1 | 0.1 | 0.1 | 0.1 | 0.1 | 0.1 | 0.1 | 0.1 | 0.1 | 0.1 | 0.1 | 0.1 | 0.1 | 0.1 | 0.1 | 0.1 | 0.1 | 0.1 | 0.1 | 0.1 | 0.1 | 0.1
|  | Johnsonville (TVA):GT7 | [6 empty] | 0.033 | 0.033 | 0.033 | 0.033 | 0.033 | 0.033 | 0.033 | 0.033 | 0.033 | 0.033 | 0.033 | 0.033 | 0.033 | 0.033 | 0.033 | 0.033 | 0.033 | 0.033 | 0.033 | 0.033 | 0.033 | 0.033 | 0.033 | 0.033 | 0.033 | 0.033 | 0.033 | 0.033 | 0.033 | 0.033 | 0.033 | 0.033 | 0.033 | 0.033 | 0.033 | 0.033 | 0.033 | 0.033 | 0.033 | 0.033 | 0.033 | 0.033 | 0.033 | 0.033 | 0.033 | 0.033 | 0.033 | 0.033
|  | Johnsonville (TVA):GT8 | [6 empty] | 0.035 | 0.035 | 0.035 | 0.035 | 0.035 | 0.035 | 0.035 | 0.035 | 0.035 | 0.035 | 0.035 | 0.035 | 0.035 | 0.035 | 0.035 | 0.035 | 0.035 | 0.035 | 0.035 | 0.035 | 0.035 | 0.035 | 0.035 | 0.035 | 0.035 | 0.035 | 0.035 | 0.035 | 0.035 | 0.035 | 0.035 | 0.035 | 0.035 | 0.035 | 0.035 | 0.035 | 0.035 | 0.035 | 0.035 | 0.035 | 0.035 | 0.035 | 0.035 | 0.035 | 0.035 | 0.035 | 0.035 | 0.035
|  | Johnsonville (TVA):GT9 | [6 empty] | 0.037 | 0.037 | 0.037 | 0.037 | 0.037 | 0.037 | 0.037 | 0.037 | 0.037 | 0.037 | 0.037 | 0.037 | 0.037 | 0.037 | 0.037 | 0.037 | 0.037 | 0.037 | 0.037 | 0.037 | 0.037 | 0.037 | 0.037 | 0.037 | 0.037 | 0.037 | 0.037 | 0.037 | 0.037 | 0.037 | 0.037 | 0.037 | 0.037 | 0.037 | 0.037 | 0.037 | 0.037 | 0.037 | 0.037 | 0.037 | 0.037 | 0.037 | 0.037 | 0.037 | 0.037 | 0.037 | 0.037 | 0.037
2021 | 0 | Johnsonville (TVA):2 | [6 empty] | 0.302 | 0.302 | 0.359 | 0.359 | 0.359 | 0.359 | 0.359 | 0.359 | 0.359 | 0.359 | 0.359 | 0.359 | 0.359 | 0.359 | 0.359 | 0.05385 | 0.05385 | 0.05385 | 0.05385 | 0.05385 | 0.05385 | 0.05385 | 0.05385 | 0.05385 | 0.05385 | 0.05385 | 0.05385 | 0.05385 | 0.05385 | 0.05385 | 0.05385 | 0.05385 | 0.05385 | 0.05385 | 0.05385 | 0.05385 | 0.05385 | 0.05385 | 0.05385 | 0.05385 | 0.05385 | 0.05385 | 0.05385 | 0.05385 | 0.05385 | 0.05385 | 0.05385 | 0.05385
|  | Johnsonville (TVA):G10 | [6 empty] | 0.036 | 0.036 | 0.036 | 0.036 | 0.036 | 0.036 | 0.036 | 0.036 | 0.036 | 0.036 | 0.036 | 0.036 | 0.036 | 0.036 | 0.036 | 0.036 | 0.036 | 0.036 | 0.036 | 0.036 | 0.036 | 0.036 | 0.036 | 0.036 | 0.036 | 0.036 | 0.036 | 0.036 | 0.036 | 0.036 | 0.036 | 0.036 | 0.036 | 0.036 | 0.036 | 0.036 | 0.036 | 0.036 | 0.036 | 0.036 | 0.036 | 0.036 | 0.036 | 0.036 | 0.036 | 0.036 | 0.036 | 0.036
0 | 0 | Johnsonville (TVA):G11 | [6 empty] | 0.305 | 0.305 | 0.305 | 0.305 | 0.305 | 0.305 | 0.305 | 0.305 | 0.305 | 0.305 | 0.305 | 0.305 | 0.305 | 0.305 | 0.305 | 0.305 | 0.305 | 0.305 | 0.305 | 0.305 | 0.305 | 0.305 | 0.305 | 0.305 | 0.305 | 0.305 | 0.305 | 0.305 | 0.305 | 0.305 | 0.305 | 0.305 | 0.305 | 0.305 | 0.305 | 0.305 | 0.305 | 0.305 | 0.305 | 0.305 | 0.305 | 0.305 | 0.305 | 0.305 | 0.305 | 0.305 | 0.305 | 0.305
0 | 0 | Johnsonville (TVA):G12 | [6 empty] | 0.305 | 0.305 | 0.305 | 0.305 | 0.305 | 0.305 | 0.305 | 0.305 | 0.305 | 0.305 | 0.305 | 0.305 | 0.305 | 0.305 | 0.305 | 0.305 | 0.305 | 0.305 | 0.305 | 0.305 | 0.305 | 0.305 | 0.305 | 0.305 | 0.305 | 0.305 | 0.305 | 0.305 | 0.305 | 0.305 | 0.305 | 0.305 | 0.305 | 0.305 | 0.305 | 0.305 | 0.305 | 0.305 | 0.305 | 0.305 | 0.305 | 0.305 | 0.305 | 0.305 | 0.305 | 0.305 | 0.305 | 0.305
0 | 0 | Johnsonville (TVA):G13 | [6 empty] | 0.305 | 0.305 | 0.305 | 0.305 | 0.305 | 0.305 | 0.305 | 0.305 | 0.305 | 0.305 | 0.305 | 0.305 | 0.305 | 0.305 | 0.305 | 0.305 | 0.305 | 0.305 | 0.305 | 0.305 | 0.305 | 0.305 | 0.305 | 0.305 | 0.305 | 0.305 | 0.305 | 0.305 | 0.305 | 0.305 | 0.305 | 0.305 | 0.305 | 0.305 | 0.305 | 0.305 | 0.305 | 0.305 | 0.305 | 0.305 | 0.305 | 0.305 | 0.305 | 0.305 | 0.305 | 0.305 | 0.305 | 0.305
0 | 0 | Johnsonville (TVA):G14 | [6 empty] | 0.305 | 0.305 | 0.305 | 0.305 | 0.305 | 0.305 | 0.305 | 0.305 | 0.305 | 0.305 | 0.305 | 0.305 | 0.305 | 0.305 | 0.305 | 0.305 | 0.305 | 0.305 | 0.305 | 0.305 | 0.305 | 0.305 | 0.305 | 0.305 | 0.305 | 0.305 | 0.305 | 0.305 | 0.305 | 0.305 | 0.305 | 0.305 | 0.305 | 0.305 | 0.305 | 0.305 | 0.305 | 0.305 | 0.305 | 0.305 | 0.305 | 0.305 | 0.305 | 0.305 | 0.305 | 0.305 | 0.305 | 0.305
0 | 0 | Johnsonville (TVA):G15 | [6 empty] | 0.305 | 0.305 | 0.305 | 0.305 | 0.305 | 0.305 | 0.305 | 0.305 | 0.305 | 0.305 | 0.305 | 0.305 | 0.305 | 0.305 | 0.305 | 0.305 | 0.305 | 0.305 | 0.305 | 0.305 | 0.305 | 0.305 | 0.305 | 0.305 | 0.305 | 0.305 | 0.305 | 0.305 | 0.305 | 0.305 | 0.305 | 0.305 | 0.305 | 0.305 | 0.305 | 0.305 | 0.305 | 0.305 | 0.305 | 0.305 | 0.305 | 0.305 | 0.305 | 0.305 | 0.305 | 0.305 | 0.305 | 0.305
0 | 0 | Johnsonville (TVA):G16 | [6 empty] | 0.305 | 0.305 | 0.305 | 0.305 | 0.305 | 0.305 | 0.305 | 0.305 | 0.305 | 0.305 | 0.305 | 0.305 | 0.305 | 0.305 | 0.305 | 0.305 | 0.305 | 0.305 | 0.305 | 0.305 | 0.305 | 0.305 | 0.305 | 0.305 | 0.305 | 0.305 | 0.305 | 0.305 | 0.305 | 0.305 | 0.305 | 0.305 | 0.305 | 0.305 | 0.305 | 0.305 | 0.305 | 0.305 | 0.305 | 0.305 | 0.305 | 0.305 | 0.305 | 0.305 | 0.305 | 0.305 | 0.305 | 0.305
0 | 0 | Johnsonville (TVA):GT17 | [6 empty] | 0.432 | 0.432 | 0.432 | 0.432 | 0.432 | 0.432 | 0.432 | 0.432 | 0.432 | 0.432 | 0.432 | 0.432 | 0.432 | 0.432 | 0.432 | 0.432 | 0.432 | 0.432 | 0.432 | 0.432 | 0.432 | 0.432 | 0.432 | 0.432 | 0.432 | 0.432 | 0.432 | 0.432 | 0.432 | 0.432 | 0.432 | 0.432 | 0.432 | 0.432 | 0.432 | 0.432 | 0.432 | 0.432 | 0.432 | 0.432 | 0.432 | 0.432 | 0.432 | 0.432 | 0.432 | 0.432 | 0.432 | 0.432
0 | 0 | Johnsonville (TVA):GT18 | [6 empty] | 0.09 | 0.09 | 0.09 | 0.09 | 0.09 | 0.09 | 0.09 | 0.09 | 0.09 | 0.09 | 0.09 | 0.09 | 0.09 | 0.09 | 0.09 | 0.09 | 0.09 | 0.09 | 0.09 | 0.09 | 0.09 | 0.09 | 0.09 | 0.09 | 0.09 | 0.09 | 0.09 | 0.09 | 0.09 | 0.09 | 0.09 | 0.09 | 0.09 | 0.09 | 0.09 | 0.09 | 0.09 | 0.09 | 0.09 | 0.09 | 0.09 | 0.09 | 0.09 | 0.09 | 0.09 | 0.09 | 0.09 | 0.09
|  | Johnsonville (TVA):GT19 | [6 empty] | 0.08 | 0.08 | 0.08 | 0.08 | 0.08 | 0.08 | 0.08 | 0.08 | 0.08 | 0.08 | 0.08 | 0.08 | 0.08 | 0.08 | 0.08 | 0.08 | 0.08 | 0.08 | 0.08 | 0.08 | 0.08 | 0.08 | 0.08 | 0.08 | 0.08 | 0.08 | 0.08 | 0.08 | 0.08 | 0.08 | 0.08 | 0.08 | 0.08 | 0.08 | 0.08 | 0.08 | 0.08 | 0.08 | 0.08 | 0.08 | 0.08 | 0.08 | 0.08 | 0.08 | 0.08 | 0.08 | 0.08 | 0.08
2021 | 0 | Johnsonville (TVA):3 | [6 empty] | 0.283 | 0.283 | 0.359 | 0.359 | 0.359 | 0.359 | 0.359 | 0.359 | 0.359 | 0.359 | 0.359 | 0.359 | 0.359 | 0.359 | 0.359 | 0.05385 | 0.05385 | 0.05385 | 0.05385 | 0.05385 | 0.05385 | 0.05385 | 0.05385 | 0.05385 | 0.05385 | 0.05385 | 0.05385 | 0.05385 | 0.05385 | 0.05385 | 0.05385 | 0.05385 | 0.05385 | 0.05385 | 0.05385 | 0.05385 | 0.05385 | 0.05385 | 0.05385 | 0.05385 | 0.05385 | 0.05385 | 0.05385 | 0.05385 | 0.05385 | 0.05385 | 0.05385 | 0.05385
|  | Johnsonville (TVA):GT20 | [6 empty] | 0.08 | 0.08 | 0.08 | 0.08 | 0.08 | 0.08 | 0.08 | 0.08 | 0.08 | 0.08 | 0.08 | 0.08 | 0.08 | 0.08 | 0.08 | 0.08 | 0.08 | 0.08 | 0.08 | 0.08 | 0.08 | 0.08 | 0.08 | 0.08 | 0.08 | 0.08 | 0.08 | 0.08 | 0.08 | 0.08 | 0.08 | 0.08 | 0.08 | 0.08 | 0.08 | 0.08 | 0.08 | 0.08 | 0.08 | 0.08 | 0.08 | 0.08 | 0.08 | 0.08 | 0.08 | 0.08 | 0.08 | 0.08
2021 | 0 | Johnsonville (TVA):4 | [6 empty] | 0.283 | 0.283 | 0.358 | 0.358 | 0.358 | 0.358 | 0.358 | 0.358 | 0.358 | 0.358 | 0.358 | 0.358 | 0.358 | 0.358 | 0.358 | 0.0537 | 0.0537 | 0.0537 | 0.0537 | 0.0537 | 0.0537 | 0.0537 | 0.0537 | 0.0537 | 0.0537 | 0.0537 | 0.0537 | 0.0537 | 0.0537 | 0.0537 | 0.0537 | 0.0537 | 0.0537 | 0.0537 | 0.0537 | 0.0537 | 0.0537 | 0.0537 | 0.0537 | 0.0537 | 0.0537 | 0.0537 | 0.0537 | 0.0537 | 0.0537 | 0.0537 | 0.0537 | 0.0537
2021 | 0 | Johnsonville (TVA):5 | [6 empty] | 0.281 | 0.281 | 0.36 | 0.36 | 0.36 | 0.36 | 0.36 | 0.36 | 0.36 | 0.36 | 0.36 | 0.36 | 0.36 | 0.36 | 0.36 | 0.054 | 0.054 | 0.054 | 0.054 | 0.054 | 0.054 | 0.054 | 0.054 | 0.054 | 0.054 | 0.054 | 0.054 | 0.054 | 0.054 | 0.054 | 0.054 | 0.054 | 0.054 | 0.054 | 0.054 | 0.054 | 0.054 | 0.054 | 0.054 | 0.054 | 0.054 | 0.054 | 0.054 | 0.054 | 0.054 | 0.054 | 0.054 | 0.054
2021 | 0 | Johnsonville (TVA):6 | [6 empty] | 0.314 | 0.314 | 0.359 | 0.359 | 0.359 | 0.359 | 0.359 | 0.359 | 0.359 | 0.359 | 0.359 | 0.359 | 0.359 | 0.359 | 0.359 | 0.05385 | 0.05385 | 0.05385 | 0.05385 | 0.05385 | 0.05385 | 0.05385 | 0.05385 | 0.05385 | 0.05385 | 0.05385 | 0.05385 | 0.05385 | 0.05385 | 0.05385 | 0.05385 | 0.05385 | 0.05385 | 0.05385 | 0.05385 | 0.05385 | 0.05385 | 0.05385 | 0.05385 | 0.05385 | 0.05385 | 0.05385 | 0.05385 | 0.05385 | 0.05385 | 0.05385 | 0.05385 | 0.05385
2021 | 0 | Johnsonville (TVA):7 | [6 empty] | 0.294 | 0.294 | 0.363 | 0.363 | 0.363 | 0.363 | 0.363 | 0.363 | 0.363 | 0.363 | 0.363 | 0.363 | 0.363 | 0.363 | 0.363 | 0.05445 | 0.05445 | 0.05445 | 0.05445 | 0.05445 | 0.05445 | 0.05445 | 0.05445 | 0.05445 | 0.05445 | 0.05445 | 0.05445 | 0.05445 | 0.05445 | 0.05445 | 0.05445 | 0.05445 | 0.05445 | 0.05445 | 0.05445 | 0.05445 | 0.05445 | 0.05445 | 0.05445 | 0.05445 | 0.05445 | 0.05445 | 0.05445 | 0.05445 | 0.05445 | 0.05445 | 0.05445 | 0.05445
2021 | 0 | Johnsonville (TVA):8 | [6 empty] | 0.296 | 0.296 | 0.36 | 0.36 | 0.36 | 0.36 | 0.36 | 0.36 | 0.36 | 0.36 | 0.36 | 0.36 | 0.36 | 0.36 | 0.36 | 0.054 | 0.054 | 0.054 | 0.054 | 0.054 | 0.054 | 0.054 | 0.054 | 0.054 | 0.054 | 0.054 | 0.054 | 0.054 | 0.054 | 0.054 | 0.054 | 0.054 | 0.054 | 0.054 | 0.054 | 0.054 | 0.054 | 0.054 | 0.054 | 0.054 | 0.054 | 0.054 | 0.054 | 0.054 | 0.054 | 0.054 | 0.054 | 0.054
2021 | 0 | Johnsonville (TVA):9 | [6 empty] | 0.296 | 0.296 | 0.359 | 0.359 | 0.359 | 0.359 | 0.359 | 0.359 | 0.359 | 0.359 | 0.359 | 0.359 | 0.359 | 0.359 | 0.359 | 0.05385 | 0.05385 | 0.05385 | 0.05385 | 0.05385 | 0.05385 | 0.05385 | 0.05385 | 0.05385 | 0.05385 | 0.05385 | 0.05385 | 0.05385 | 0.05385 | 0.05385 | 0.05385 | 0.05385 | 0.05385 | 0.05385 | 0.05385 | 0.05385 | 0.05385 | 0.05385 | 0.05385 | 0.05385 | 0.05385 | 0.05385 | 0.05385 | 0.05385 | 0.05385 | 0.05385 | 0.05385 | 0.05385
|  | Kingston:1 | [6 empty] | 0.085 | 0.085 | 0.05 | 0.05 | 0.05 | 0.05 | 0.05 | 0.05 | 0.05 | 0.05 | 0.05 | 0.05 | 0.05 | 0.05 | 0.05 | 0.05 | 0.05 | 0.05 | 0.05 | 0.05 | 0.05 | 0.05 | 0.05 | 0.05 | 0.05 | 0.05 | 0.05 | 0.05 | 0.05 | 0.05 | 0.05 | 0.05 | 0.05 | 0.05 | 0.05 | 0.05 | 0.05 | 0.05 | 0.05 | 0.05 | 0.05 | 0.05 | 0.05 | 0.05 | 0.05 | 0.05 | 0.05 | 0.05
|  | Kingston:2 | [6 empty] | 0.085 | 0.085 | 0.05 | 0.05 | 0.05 | 0.05 | 0.05 | 0.05 | 0.05 | 0.05 | 0.05 | 0.05 | 0.05 | 0.05 | 0.05 | 0.05 | 0.05 | 0.05 | 0.05 | 0.05 | 0.05 | 0.05 | 0.05 | 0.05 | 0.05 | 0.05 | 0.05 | 0.05 | 0.05 | 0.05 | 0.05 | 0.05 | 0.05 | 0.05 | 0.05 | 0.05 | 0.05 | 0.05 | 0.05 | 0.05 | 0.05 | 0.05 | 0.05 | 0.05 | 0.05 | 0.05 | 0.05 | 0.05
|  | Kingston:3 | [6 empty] | 0.085 | 0.085 | 0.05 | 0.05 | 0.05 | 0.05 | 0.05 | 0.05 | 0.05 | 0.05 | 0.05 | 0.05 | 0.05 | 0.05 | 0.05 | 0.05 | 0.05 | 0.05 | 0.05 | 0.05 | 0.05 | 0.05 | 0.05 | 0.05 | 0.05 | 0.05 | 0.05 | 0.05 | 0.05 | 0.05 | 0.05 | 0.05 | 0.05 | 0.05 | 0.05 | 0.05 | 0.05 | 0.05 | 0.05 | 0.05 | 0.05 | 0.05 | 0.05 | 0.05 | 0.05 | 0.05 | 0.05 | 0.05
|  | Kingston:4 | [6 empty] | 0.085 | 0.085 | 0.05 | 0.05 | 0.05 | 0.05 | 0.05 | 0.05 | 0.05 | 0.05 | 0.05 | 0.05 | 0.05 | 0.05 | 0.05 | 0.05 | 0.05 | 0.05 | 0.05 | 0.05 | 0.05 | 0.05 | 0.05 | 0.05 | 0.05 | 0.05 | 0.05 | 0.05 | 0.05 | 0.05 | 0.05 | 0.05 | 0.05 | 0.05 | 0.05 | 0.05 | 0.05 | 0.05 | 0.05 | 0.05 | 0.05 | 0.05 | 0.05 | 0.05 | 0.05 | 0.05 | 0.05 | 0.05
|  | Kingston:5 | [6 empty] | 0.085 | 0.085 | 0.049 | 0.049 | 0.049 | 0.049 | 0.049 | 0.049 | 0.049 | 0.049 | 0.049 | 0.049 | 0.049 | 0.049 | 0.049 | 0.049 | 0.049 | 0.049 | 0.049 | 0.049 | 0.049 | 0.049 | 0.049 | 0.049 | 0.049 | 0.049 | 0.049 | 0.049 | 0.049 | 0.049 | 0.049 | 0.049 | 0.049 | 0.049 | 0.049 | 0.049 | 0.049 | 0.049 | 0.049 | 0.049 | 0.049 | 0.049 | 0.049 | 0.049 | 0.049 | 0.049 | 0.049 | 0.049
|  | Kingston:6 | [6 empty] | 0.085 | 0.085 | 0.051 | 0.051 | 0.051 | 0.051 | 0.051 | 0.051 | 0.051 | 0.051 | 0.051 | 0.051 | 0.051 | 0.051 | 0.051 | 0.051 | 0.051 | 0.051 | 0.051 | 0.051 | 0.051 | 0.051 | 0.051 | 0.051 | 0.051 | 0.051 | 0.051 | 0.051 | 0.051 | 0.051 | 0.051 | 0.051 | 0.051 | 0.051 | 0.051 | 0.051 | 0.051 | 0.051 | 0.051 | 0.051 | 0.051 | 0.051 | 0.051 | 0.051 | 0.051 | 0.051 | 0.051 | 0.051
|  | Kingston:7 | [6 empty] | 0.085 | 0.085 | 0.051 | 0.051 | 0.051 | 0.051 | 0.051 | 0.051 | 0.051 | 0.051 | 0.051 | 0.051 | 0.051 | 0.051 | 0.051 | 0.051 | 0.051 | 0.051 | 0.051 | 0.051 | 0.051 | 0.051 | 0.051 | 0.051 | 0.051 | 0.051 | 0.051 | 0.051 | 0.051 | 0.051 | 0.051 | 0.051 | 0.051 | 0.051 | 0.051 | 0.051 | 0.051 | 0.051 | 0.051 | 0.051 | 0.051 | 0.051 | 0.051 | 0.051 | 0.051 | 0.051 | 0.051 | 0.051
|  | Kingston:8 | [6 empty] | 0.085 | 0.085 | 0.052 | 0.052 | 0.052 | 0.052 | 0.052 | 0.052 | 0.052 | 0.052 | 0.052 | 0.052 | 0.052 | 0.052 | 0.052 | 0.052 | 0.052 | 0.052 | 0.052 | 0.052 | 0.052 | 0.052 | 0.052 | 0.052 | 0.052 | 0.052 | 0.052 | 0.052 | 0.052 | 0.052 | 0.052 | 0.052 | 0.052 | 0.052 | 0.052 | 0.052 | 0.052 | 0.052 | 0.052 | 0.052 | 0.052 | 0.052 | 0.052 | 0.052 | 0.052 | 0.052 | 0.052 | 0.052
|  | Kingston:9 | [6 empty] | 0.085 | 0.085 | 0.052 | 0.052 | 0.052 | 0.052 | 0.052 | 0.052 | 0.052 | 0.052 | 0.052 | 0.052 | 0.052 | 0.052 | 0.052 | 0.052 | 0.052 | 0.052 | 0.052 | 0.052 | 0.052 | 0.052 | 0.052 | 0.052 | 0.052 | 0.052 | 0.052 | 0.052 | 0.052 | 0.052 | 0.052 | 0.052 | 0.052 | 0.052 | 0.052 | 0.052 | 0.052 | 0.052 | 0.052 | 0.052 | 0.052 | 0.052 | 0.052 | 0.052 | 0.052 | 0.052 | 0.052 | 0.052
|  | Watts Bar:ST2 | [6 empty] | 0.396 | 0.396 | 0.396 | 0.396 | 0.396 | 0.396 | 0.396 | 0.396 | 0.396 | 0.396 | 0.396 | 0.396 | 0.396 | 0.396 | 0.396 | 0.396 | 0.396 | 0.396 | 0.396 | 0.396 | 0.396 | 0.396 | 0.396 | 0.396 | 0.396 | 0.396 | 0.396 | 0.396 | 0.396 | 0.396 | 0.396 | 0.396 | 0.396 | 0.396 | 0.396 | 0.396 | 0.396 | 0.396 | 0.396 | 0.396 | 0.396 | 0.396 | 0.396 | 0.396 | 0.396 | 0.396 | 0.396 | 0.396
|  | Watts Bar:ST3 | [6 empty] | 0.396 | 0.396 | 0.396 | 0.396 | 0.396 | 0.396 | 0.396 | 0.396 | 0.396 | 0.396 | 0.396 | 0.396 | 0.396 | 0.396 | 0.396 | 0.396 | 0.396 | 0.396 | 0.396 | 0.396 | 0.396 | 0.396 | 0.396 | 0.396 | 0.396 | 0.396 | 0.396 | 0.396 | 0.396 | 0.396 | 0.396 | 0.396 | 0.396 | 0.396 | 0.396 | 0.396 | 0.396 | 0.396 | 0.396 | 0.396 | 0.396 | 0.396 | 0.396 | 0.396 | 0.396 | 0.396 | 0.396 | 0.396
|  | Watts Bar:ST4 | [6 empty] | 0.396 | 0.396 | 0.396 | 0.396 | 0.396 | 0.396 | 0.396 | 0.396 | 0.396 | 0.396 | 0.396 | 0.396 | 0.396 | 0.396 | 0.396 | 0.396 | 0.396 | 0.396 | 0.396 | 0.396 | 0.396 | 0.396 | 0.396 | 0.396 | 0.396 | 0.396 | 0.396 | 0.396 | 0.396 | 0.396 | 0.396 | 0.396 | 0.396 | 0.396 | 0.396 | 0.396 | 0.396 | 0.396 | 0.396 | 0.396 | 0.396 | 0.396 | 0.396 | 0.396 | 0.396 | 0.396 | 0.396 | 0.396
2020 | 0 | Clinch River:1 | [6 empty] | 0.315 | 0.315 | 0.349 | 0.244 | 0.244 | 0.244 | 0.244 | 0.244 | 0.244 | 0.244 | 0.244 | 0.244 | 0.244 | 0.244 | 0.0366 | 0.0366 | 0.0366 | 0.0366 | 0.0366 | 0.0366 | 0.0366 | 0.0366 | 0.0366 | 0.0366 | 0.0366 | 0.0366 | 0.0366 | 0.0366 | 0.0366 | 0.0366 | 0.0366 | 0.0366 | 0.0366 | 0.0366 | 0.0366 | 0.0366 | 0.0366 | 0.0366 | 0.0366 | 0.0366 | 0.0366 | 0.0366 | 0.0366 | 0.0366 | 0.0366 | 0.0366 | 0.0366 | 0.0366
2020 | 0 | Clinch River:2 | [6 empty] | 0.315 | 0.315 | 0.351 | 0.246 | 0.246 | 0.246 | 0.246 | 0.246 | 0.246 | 0.246 | 0.246 | 0.246 | 0.246 | 0.246 | 0.0369 | 0.0369 | 0.0369 | 0.0369 | 0.0369 | 0.0369 | 0.0369 | 0.0369 | 0.0369 | 0.0369 | 0.0369 | 0.0369 | 0.0369 | 0.0369 | 0.0369 | 0.0369 | 0.0369 | 0.0369 | 0.0369 | 0.0369 | 0.0369 | 0.0369 | 0.0369 | 0.0369 | 0.0369 | 0.0369 | 0.0369 | 0.0369 | 0.0369 | 0.0369 | 0.0369 | 0.0369 | 0.0369 | 0.0369
2020 | 0 | Clinch River:3 | [6 empty] | 0.324 | 0.324 | 0.343 | 0.24 | 0.24 | 0.24 | 0.24 | 0.24 | 0.24 | 0.24 | 0.24 | 0.24 | 0.24 | 0.24 | 0.036 | 0.036 | 0.036 | 0.036 | 0.036 | 0.036 | 0.036 | 0.036 | 0.036 | 0.036 | 0.036 | 0.036 | 0.036 | 0.036 | 0.036 | 0.036 | 0.036 | 0.036 | 0.036 | 0.036 | 0.036 | 0.036 | 0.036 | 0.036 | 0.036 | 0.036 | 0.036 | 0.036 | 0.036 | 0.036 | 0.036 | 0.036 | 0.036 | 0.036
2017 | 0 | Glen Lyn:5 | [6 empty] | 0.365 | 0.365 | 0.365 | 0.365 | 0.365 | 0.365 | 0.365 | 0.365 | 0.365 | 0.365 | 0.365 | 0.05475 | 0.05475 | 0.05475 | 0.05475 | 0.05475 | 0.05475 | 0.05475 | 0.05475 | 0.05475 | 0.05475 | 0.05475 | 0.05475 | 0.05475 | 0.05475 | 0.05475 | 0.05475 | 0.05475 | 0.05475 | 0.05475 | 0.05475 | 0.05475 | 0.05475 | 0.05475 | 0.05475 | 0.05475 | 0.05475 | 0.05475 | 0.05475 | 0.05475 | 0.05475 | 0.05475 | 0.05475 | 0.05475 | 0.05475 | 0.05475 | 0.05475 | 0.05475
2017 | 0 | Glen Lyn:6 | [6 empty] | 0.467 | 0.467 | 0.415 | 0.415 | 0.415 | 0.415 | 0.415 | 0.415 | 0.415 | 0.415 | 0.415 | 0.06225 | 0.06225 | 0.06225 | 0.06225 | 0.06225 | 0.06225 | 0.06225 | 0.06225 | 0.06225 | 0.06225 | 0.06225 | 0.06225 | 0.06225 | 0.06225 | 0.06225 | 0.06225 | 0.06225 | 0.06225 | 0.06225 | 0.06225 | 0.06225 | 0.06225 | 0.06225 | 0.06225 | 0.06225 | 0.06225 | 0.06225 | 0.06225 | 0.06225 | 0.06225 | 0.06225 | 0.06225 | 0.06225 | 0.06225 | 0.06225 | 0.06225 | 0.06225
0 | 0 | Bayview:ALL | [6 empty] | 0.305 | 0.305 | 0.305 | 0.305 | 0.305 | 0.305 | 0.305 | 0.305 | 0.305 | 0.305 | 0.305 | 0.305 | 0.305 | 0.305 | 0.305 | 0.305 | 0.305 | 0.305 | 0.305 | 0.305 | 0.305 | 0.305 | 0.305 | 0.305 | 0.305 | 0.305 | 0.305 | 0.305 | 0.305 | 0.305 | 0.305 | 0.305 | 0.305 | 0.305 | 0.305 | 0.305 | 0.305 | 0.305 | 0.305 | 0.305 | 0.305 | 0.305 | 0.305 | 0.305 | 0.305 | 0.305 | 0.305 | 0.305
0 | 0 | Tasley:10 | [6 empty] | 0.305 | 0.305 | 0.305 | 0.305 | 0.305 | 0.305 | 0.305 | 0.305 | 0.305 | 0.305 | 0.305 | 0.305 | 0.305 | 0.305 | 0.305 | 0.305 | 0.305 | 0.305 | 0.305 | 0.305 | 0.305 | 0.305 | 0.305 | 0.305 | 0.305 | 0.305 | 0.305 | 0.305 | 0.305 | 0.305 | 0.305 | 0.305 | 0.305 | 0.305 | 0.305 | 0.305 | 0.305 | 0.305 | 0.305 | 0.305 | 0.305 | 0.305 | 0.305 | 0.305 | 0.305 | 0.305 | 0.305 | 0.305
2021 | 0 | Potomac River:1 | [6 empty] | 0.388 | 0.388 | 0.324 | 0.324 | 0.324 | 0.324 | 0.324 | 0.324 | 0.324 | 0.324 | 0.324 | 0.324 | 0.324 | 0.324 | 0.324 | 0.0486 | 0.0486 | 0.0486 | 0.0486 | 0.0486 | 0.0486 | 0.0486 | 0.0486 | 0.0486 | 0.0486 | 0.0486 | 0.0486 | 0.0486 | 0.0486 | 0.0486 | 0.0486 | 0.0486 | 0.0486 | 0.0486 | 0.0486 | 0.0486 | 0.0486 | 0.0486 | 0.0486 | 0.0486 | 0.0486 | 0.0486 | 0.0486 | 0.0486 | 0.0486 | 0.0486 | 0.0486 | 0.0486
2021 | 0 | Potomac River:2 | [6 empty] | 0.339 | 0.339 | 0.295 | 0.295 | 0.295 | 0.295 | 0.295 | 0.295 | 0.295 | 0.295 | 0.295 | 0.295 | 0.295 | 0.295 | 0.295 | 0.04425 | 0.04425 | 0.04425 | 0.04425 | 0.04425 | 0.04425 | 0.04425 | 0.04425 | 0.04425 | 0.04425 | 0.04425 | 0.04425 | 0.04425 | 0.04425 | 0.04425 | 0.04425 | 0.04425 | 0.04425 | 0.04425 | 0.04425 | 0.04425 | 0.04425 | 0.04425 | 0.04425 | 0.04425 | 0.04425 | 0.04425 | 0.04425 | 0.04425 | 0.04425 | 0.04425 | 0.04425 | 0.04425
2021 | 0 | Potomac River:3 | [6 empty] | 0.228 | 0.228 | 0.218 | 0.218 | 0.218 | 0.218 | 0.218 | 0.218 | 0.218 | 0.218 | 0.218 | 0.218 | 0.218 | 0.218 | 0.218 | 0.0327 | 0.0327 | 0.0327 | 0.0327 | 0.0327 | 0.0327 | 0.0327 | 0.0327 | 0.0327 | 0.0327 | 0.0327 | 0.0327 | 0.0327 | 0.0327 | 0.0327 | 0.0327 | 0.0327 | 0.0327 | 0.0327 | 0.0327 | 0.0327 | 0.0327 | 0.0327 | 0.0327 | 0.0327 | 0.0327 | 0.0327 | 0.0327 | 0.0327 | 0.0327 | 0.0327 | 0.0327 | 0.0327
2021 | 0 | Potomac River:4 | [6 empty] | 0.221 | 0.221 | 0.209 | 0.209 | 0.209 | 0.209 | 0.209 | 0.209 | 0.209 | 0.209 | 0.209 | 0.209 | 0.209 | 0.209 | 0.209 | 0.03135 | 0.03135 | 0.03135 | 0.03135 | 0.03135 | 0.03135 | 0.03135 | 0.03135 | 0.03135 | 0.03135 | 0.03135 | 0.03135 | 0.03135 | 0.03135 | 0.03135 | 0.03135 | 0.03135 | 0.03135 | 0.03135 | 0.03135 | 0.03135 | 0.03135 | 0.03135 | 0.03135 | 0.03135 | 0.03135 | 0.03135 | 0.03135 | 0.03135 | 0.03135 | 0.03135 | 0.03135 | 0.03135
2021 | 0 | Potomac River:5 | [6 empty] | 0.235 | 0.235 | 0.216 | 0.216 | 0.216 | 0.216 | 0.216 | 0.216 | 0.216 | 0.216 | 0.216 | 0.216 | 0.216 | 0.216 | 0.216 | 0.0324 | 0.0324 | 0.0324 | 0.0324 | 0.0324 | 0.0324 | 0.0324 | 0.0324 | 0.0324 | 0.0324 | 0.0324 | 0.0324 | 0.0324 | 0.0324 | 0.0324 | 0.0324 | 0.0324 | 0.0324 | 0.0324 | 0.0324 | 0.0324 | 0.0324 | 0.0324 | 0.0324 | 0.0324 | 0.0324 | 0.0324 | 0.0324 | 0.0324 | 0.0324 | 0.0324 | 0.0324 | 0.0324
2017 | 0 | Bremo Bluff:3 | [6 empty] | 0.581 | 0.581 | 0.664 | 0.664 | 0.664 | 0.664 | 0.664 | 0.664 | 0.664 | 0.664 | 0.664 | 0.0996 | 0.0996 | 0.0996 | 0.0996 | 0.0996 | 0.0996 | 0.0996 | 0.0996 | 0.0996 | 0.0996 | 0.0996 | 0.0996 | 0.0996 | 0.0996 | 0.0996 | 0.0996 | 0.0996 | 0.0996 | 0.0996 | 0.0996 | 0.0996 | 0.0996 | 0.0996 | 0.0996 | 0.0996 | 0.0996 | 0.0996 | 0.0996 | 0.0996 | 0.0996 | 0.0996 | 0.0996 | 0.0996 | 0.0996 | 0.0996 | 0.0996 | 0.0996
2017 | 0 | Bremo Bluff:4 | [6 empty] | 0.26 | 0.26 | 0.28 | 0.28 | 0.28 | 0.28 | 0.28 | 0.28 | 0.28 | 0.28 | 0.28 | 0.042 | 0.042 | 0.042 | 0.042 | 0.042 | 0.042 | 0.042 | 0.042 | 0.042 | 0.042 | 0.042 | 0.042 | 0.042 | 0.042 | 0.042 | 0.042 | 0.042 | 0.042 | 0.042 | 0.042 | 0.042 | 0.042 | 0.042 | 0.042 | 0.042 | 0.042 | 0.042 | 0.042 | 0.042 | 0.042 | 0.042 | 0.042 | 0.042 | 0.042 | 0.042 | 0.042 | 0.042
0 | 0 | Chesterfield:CA1 | [6 empty] | 0.12 | 0.12 | 0.12 | 0.12 | 0.12 | 0.12 | 0.12 | 0.12 | 0.12 | 0.12 | 0.12 | 0.12 | 0.12 | 0.12 | 0.12 | 0.12 | 0.12 | 0.12 | 0.12 | 0.12 | 0.12 | 0.12 | 0.12 | 0.12 | 0.12 | 0.12 | 0.12 | 0.12 | 0.12 | 0.12 | 0.12 | 0.12 | 0.12 | 0.12 | 0.12 | 0.12 | 0.12 | 0.12 | 0.12 | 0.12 | 0.12 | 0.12 | 0.12 | 0.12 | 0.12 | 0.12 | 0.12 | 0.12
|  | Chesterfield:CA2 | [6 empty] | 0.12 | 0.12 | 0.12 | 0.12 | 0.12 | 0.12 | 0.12 | 0.12 | 0.12 | 0.12 | 0.12 | 0.12 | 0.12 | 0.12 | 0.12 | 0.12 | 0.12 | 0.12 | 0.12 | 0.12 | 0.12 | 0.12 | 0.12 | 0.12 | 0.12 | 0.12 | 0.12 | 0.12 | 0.12 | 0.12 | 0.12 | 0.12 | 0.12 | 0.12 | 0.12 | 0.12 | 0.12 | 0.12 | 0.12 | 0.12 | 0.12 | 0.12 | 0.12 | 0.12 | 0.12 | 0.12 | 0.12 | 0.12
2017 | 0 | Chesterfield:3 | [6 empty] | 0.381 | 0.381 | 0.379 | 0.379 | 0.379 | 0.379 | 0.379 | 0.379 | 0.379 | 0.379 | 0.379 | 0.05685 | 0.05685 | 0.05685 | 0.05685 | 0.05685 | 0.05685 | 0.05685 | 0.05685 | 0.05685 | 0.05685 | 0.05685 | 0.05685 | 0.05685 | 0.05685 | 0.05685 | 0.05685 | 0.05685 | 0.05685 | 0.05685 | 0.05685 | 0.05685 | 0.05685 | 0.05685 | 0.05685 | 0.05685 | 0.05685 | 0.05685 | 0.05685 | 0.05685 | 0.05685 | 0.05685 | 0.05685 | 0.05685 | 0.05685 | 0.05685 | 0.05685 | 0.05685
|  | Chesterfield:4 | [6 empty] | 0.049 | 0.049 | 0.055 | 0.055 | 0.055 | 0.055 | 0.055 | 0.055 | 0.055 | 0.055 | 0.055 | 0.055 | 0.055 | 0.055 | 0.055 | 0.055 | 0.055 | 0.055 | 0.055 | 0.055 | 0.055 | 0.055 | 0.055 | 0.055 | 0.055 | 0.055 | 0.055 | 0.055 | 0.055 | 0.055 | 0.055 | 0.055 | 0.055 | 0.055 | 0.055 | 0.055 | 0.055 | 0.055 | 0.055 | 0.055 | 0.055 | 0.055 | 0.055 | 0.055 | 0.055 | 0.055 | 0.055 | 0.055
|  | Chesterfield:5 | [6 empty] | 0.036 | 0.036 | 0.046 | 0.046 | 0.046 | 0.046 | 0.046 | 0.046 | 0.046 | 0.046 | 0.046 | 0.046 | 0.046 | 0.046 | 0.046 | 0.046 | 0.046 | 0.046 | 0.046 | 0.046 | 0.046 | 0.046 | 0.046 | 0.046 | 0.046 | 0.046 | 0.046 | 0.046 | 0.046 | 0.046 | 0.046 | 0.046 | 0.046 | 0.046 | 0.046 | 0.046 | 0.046 | 0.046 | 0.046 | 0.046 | 0.046 | 0.046 | 0.046 | 0.046 | 0.046 | 0.046 | 0.046 | 0.046
|  | Chesterfield:6 | [6 empty] | 0.03 | 0.03 | 0.033 | 0.033 | 0.033 | 0.033 | 0.033 | 0.033 | 0.033 | 0.033 | 0.033 | 0.033 | 0.033 | 0.033 | 0.033 | 0.033 | 0.033 | 0.033 | 0.033 | 0.033 | 0.033 | 0.033 | 0.033 | 0.033 | 0.033 | 0.033 | 0.033 | 0.033 | 0.033 | 0.033 | 0.033 | 0.033 | 0.033 | 0.033 | 0.033 | 0.033 | 0.033 | 0.033 | 0.033 | 0.033 | 0.033 | 0.033 | 0.033 | 0.033 | 0.033 | 0.033 | 0.033 | 0.033
0 | 0 | Low Moor:ALL | [6 empty] | 0.305 | 0.305 | 0.305 | 0.305 | 0.305 | 0.305 | 0.305 | 0.305 | 0.305 | 0.305 | 0.305 | 0.305 | 0.305 | 0.305 | 0.305 | 0.305 | 0.305 | 0.305 | 0.305 | 0.305 | 0.305 | 0.305 | 0.305 | 0.305 | 0.305 | 0.305 | 0.305 | 0.305 | 0.305 | 0.305 | 0.305 | 0.305 | 0.305 | 0.305 | 0.305 | 0.305 | 0.305 | 0.305 | 0.305 | 0.305 | 0.305 | 0.305 | 0.305 | 0.305 | 0.305 | 0.305 | 0.305 | 0.305
0 | 0 | Northern Neck:ALL | [6 empty] | 0.305 | 0.305 | 0.305 | 0.305 | 0.305 | 0.305 | 0.305 | 0.305 | 0.305 | 0.305 | 0.305 | 0.305 | 0.305 | 0.305 | 0.305 | 0.305 | 0.305 | 0.305 | 0.305 | 0.305 | 0.305 | 0.305 | 0.305 | 0.305 | 0.305 | 0.305 | 0.305 | 0.305 | 0.305 | 0.305 | 0.305 | 0.305 | 0.305 | 0.305 | 0.305 | 0.305 | 0.305 | 0.305 | 0.305 | 0.305 | 0.305 | 0.305 | 0.305 | 0.305 | 0.305 | 0.305 | 0.305 | 0.305
2021 | 0 | Chesapeake Energy Center:ST1 | [6 empty] | 0.256 | 0.256 | 0.277 | 0.277 | 0.277 | 0.277 | 0.277 | 0.277 | 0.277 | 0.277 | 0.277 | 0.277 | 0.277 | 0.277 | 0.277 | 0.04155 | 0.04155 | 0.04155 | 0.04155 | 0.04155 | 0.04155 | 0.04155 | 0.04155 | 0.04155 | 0.04155 | 0.04155 | 0.04155 | 0.04155 | 0.04155 | 0.04155 | 0.04155 | 0.04155 | 0.04155 | 0.04155 | 0.04155 | 0.04155 | 0.04155 | 0.04155 | 0.04155 | 0.04155 | 0.04155 | 0.04155 | 0.04155 | 0.04155 | 0.04155 | 0.04155 | 0.04155 | 0.04155
2021 | 0 | Chesapeake Energy Center:ST2 | [6 empty] | 0.3 | 0.3 | 0.285 | 0.285 | 0.285 | 0.285 | 0.285 | 0.285 | 0.285 | 0.285 | 0.285 | 0.285 | 0.285 | 0.285 | 0.285 | 0.04275 | 0.04275 | 0.04275 | 0.04275 | 0.04275 | 0.04275 | 0.04275 | 0.04275 | 0.04275 | 0.04275 | 0.04275 | 0.04275 | 0.04275 | 0.04275 | 0.04275 | 0.04275 | 0.04275 | 0.04275 | 0.04275 | 0.04275 | 0.04275 | 0.04275 | 0.04275 | 0.04275 | 0.04275 | 0.04275 | 0.04275 | 0.04275 | 0.04275 | 0.04275 | 0.04275 | 0.04275 | 0.04275
|  | Chesapeake Energy Center:ST3 | [6 empty] | 0.034 | 0.034 | 0.028 | 0.028 | 0.028 | 0.028 | 0.028 | 0.028 | 0.028 | 0.028 | 0.028 | 0.028 | 0.028 | 0.028 | 0.028 | 0.028 | 0.028 | 0.028 | 0.028 | 0.028 | 0.028 | 0.028 | 0.028 | 0.028 | 0.028 | 0.028 | 0.028 | 0.028 | 0.028 | 0.028 | 0.028 | 0.028 | 0.028 | 0.028 | 0.028 | 0.028 | 0.028 | 0.028 | 0.028 | 0.028 | 0.028 | 0.028 | 0.028 | 0.028 | 0.028 | 0.028 | 0.028 | 0.028
|  | Chesapeake Energy Center:ST4 | [6 empty] | 0.047 | 0.047 | 0.036 | 0.036 | 0.036 | 0.036 | 0.036 | 0.036 | 0.036 | 0.036 | 0.036 | 0.036 | 0.036 | 0.036 | 0.036 | 0.036 | 0.036 | 0.036 | 0.036 | 0.036 | 0.036 | 0.036 | 0.036 | 0.036 | 0.036 | 0.036 | 0.036 | 0.036 | 0.036 | 0.036 | 0.036 | 0.036 | 0.036 | 0.036 | 0.036 | 0.036 | 0.036 | 0.036 | 0.036 | 0.036 | 0.036 | 0.036 | 0.036 | 0.036 | 0.036 | 0.036 | 0.036 | 0.036
0 | 0 | Chesapeake Energy Center:G1-6 | [6 empty] | 0.1 | 0.1 | 0.1 | 0.1 | 0.1 | 0.1 | 0.1 | 0.1 | 0.1 | 0.1 | 0.1 | 0.1 | 0.1 | 0.1 | 0.1 | 0.1 | 0.1 | 0.1 | 0.1 | 0.1 | 0.1 | 0.1 | 0.1 | 0.1 | 0.1 | 0.1 | 0.1 | 0.1 | 0.1 | 0.1 | 0.1 | 0.1 | 0.1 | 0.1 | 0.1 | 0.1 | 0.1 | 0.1 | 0.1 | 0.1 | 0.1 | 0.1 | 0.1 | 0.1 | 0.1 | 0.1 | 0.1 | 0.1
|  | Chesapeake Energy Center:G7-10 | [6 empty] | 0.1 | 0.1 | 0.1 | 0.1 | 0.1 | 0.1 | 0.1 | 0.1 | 0.1 | 0.1 | 0.1 | 0.1 | 0.1 | 0.1 | 0.1 | 0.1 | 0.1 | 0.1 | 0.1 | 0.1 | 0.1 | 0.1 | 0.1 | 0.1 | 0.1 | 0.1 | 0.1 | 0.1 | 0.1 | 0.1 | 0.1 | 0.1 | 0.1 | 0.1 | 0.1 | 0.1 | 0.1 | 0.1 | 0.1 | 0.1 | 0.1 | 0.1 | 0.1 | 0.1 | 0.1 | 0.1 | 0.1 | 0.1
|  | Possum Point:1 | [6 empty] | 0.183 | 0.183 | 0.183 | 0.183 | 0.183 | 0.183 | 0.183 | 0.183 | 0.183 | 0.183 | 0.183 | 0.183 | 0.183 | 0.183 | 0.183 | 0.183 | 0.183 | 0.183 | 0.183 | 0.183 | 0.183 | 0.183 | 0.183 | 0.183 | 0.183 | 0.183 | 0.183 | 0.183 | 0.183 | 0.183 | 0.183 | 0.183 | 0.183 | 0.183 | 0.183 | 0.183 | 0.183 | 0.183 | 0.183 | 0.183 | 0.183 | 0.183 | 0.183 | 0.183 | 0.183 | 0.183 | 0.183 | 0.183
0 | 0 | Possum Point:G1-6 | [6 empty] | 0.305 | 0.305 | 0.305 | 0.305 | 0.305 | 0.305 | 0.305 | 0.305 | 0.305 | 0.305 | 0.305 | 0.305 | 0.305 | 0.305 | 0.305 | 0.305 | 0.305 | 0.305 | 0.305 | 0.305 | 0.305 | 0.305 | 0.305 | 0.305 | 0.305 | 0.305 | 0.305 | 0.305 | 0.305 | 0.305 | 0.305 | 0.305 | 0.305 | 0.305 | 0.305 | 0.305 | 0.305 | 0.305 | 0.305 | 0.305 | 0.305 | 0.305 | 0.305 | 0.305 | 0.305 | 0.305 | 0.305 | 0.305
|  | Possum Point:2 | [6 empty] | 0.183 | 0.183 | 0.183 | 0.183 | 0.183 | 0.183 | 0.183 | 0.183 | 0.183 | 0.183 | 0.183 | 0.183 | 0.183 | 0.183 | 0.183 | 0.183 | 0.183 | 0.183 | 0.183 | 0.183 | 0.183 | 0.183 | 0.183 | 0.183 | 0.183 | 0.183 | 0.183 | 0.183 | 0.183 | 0.183 | 0.183 | 0.183 | 0.183 | 0.183 | 0.183 | 0.183 | 0.183 | 0.183 | 0.183 | 0.183 | 0.183 | 0.183 | 0.183 | 0.183 | 0.183 | 0.183 | 0.183 | 0.183
|  | Possum Point:CC | [6 empty] | 0.017 | 0.017 | 0.017 | 0.017 | 0.017 | 0.017 | 0.017 | 0.017 | 0.017 | 0.017 | 0.017 | 0.017 | 0.017 | 0.017 | 0.017 | 0.017 | 0.017 | 0.017 | 0.017 | 0.017 | 0.017 | 0.017 | 0.017 | 0.017 | 0.017 | 0.017 | 0.017 | 0.017 | 0.017 | 0.017 | 0.017 | 0.017 | 0.017 | 0.017 | 0.017 | 0.017 | 0.017 | 0.017 | 0.017 | 0.017 | 0.017 | 0.017 | 0.017 | 0.017 | 0.017 | 0.017 | 0.017 | 0.017
|  | Possum Point:3 | [6 empty] | 0.127 | 0.127 | 0.119 | 0.119 | 0.119 | 0.119 | 0.119 | 0.119 | 0.119 | 0.119 | 0.119 | 0.119 | 0.119 | 0.119 | 0.119 | 0.119 | 0.119 | 0.119 | 0.119 | 0.119 | 0.119 | 0.119 | 0.119 | 0.119 | 0.119 | 0.119 | 0.119 | 0.119 | 0.119 | 0.119 | 0.119 | 0.119 | 0.119 | 0.119 | 0.119 | 0.119 | 0.119 | 0.119 | 0.119 | 0.119 | 0.119 | 0.119 | 0.119 | 0.119 | 0.119 | 0.119 | 0.119 | 0.119
|  | Possum Point:4 | [6 empty] | 0.089 | 0.089 | 0.094 | 0.094 | 0.094 | 0.094 | 0.094 | 0.094 | 0.094 | 0.094 | 0.094 | 0.094 | 0.094 | 0.094 | 0.094 | 0.094 | 0.094 | 0.094 | 0.094 | 0.094 | 0.094 | 0.094 | 0.094 | 0.094 | 0.094 | 0.094 | 0.094 | 0.094 | 0.094 | 0.094 | 0.094 | 0.094 | 0.094 | 0.094 | 0.094 | 0.094 | 0.094 | 0.094 | 0.094 | 0.094 | 0.094 | 0.094 | 0.094 | 0.094 | 0.094 | 0.094 | 0.094 | 0.094
|  | Possum Point:5 | [6 empty] | 0.2 | 0.2 | 0.161 | 0.161 | 0.161 | 0.161 | 0.161 | 0.161 | 0.161 | 0.161 | 0.161 | 0.161 | 0.161 | 0.161 | 0.161 | 0.161 | 0.161 | 0.161 | 0.161 | 0.161 | 0.161 | 0.161 | 0.161 | 0.161 | 0.161 | 0.161 | 0.161 | 0.161 | 0.161 | 0.161 | 0.161 | 0.161 | 0.161 | 0.161 | 0.161 | 0.161 | 0.161 | 0.161 | 0.161 | 0.161 | 0.161 | 0.161 | 0.161 | 0.161 | 0.161 | 0.161 | 0.161 | 0.161
2017 | 0 | Yorktown:1 | [6 empty] | 0.252 | 0.252 | 0.24 | 0.24 | 0.24 | 0.24 | 0.24 | 0.24 | 0.24 | 0.24 | 0.24 | 0.036 | 0.036 | 0.036 | 0.036 | 0.036 | 0.036 | 0.036 | 0.036 | 0.036 | 0.036 | 0.036 | 0.036 | 0.036 | 0.036 | 0.036 | 0.036 | 0.036 | 0.036 | 0.036 | 0.036 | 0.036 | 0.036 | 0.036 | 0.036 | 0.036 | 0.036 | 0.036 | 0.036 | 0.036 | 0.036 | 0.036 | 0.036 | 0.036 | 0.036 | 0.036 | 0.036 | 0.036
2017 | 0 | Yorktown:2 | [6 empty] | 0.252 | 0.252 | 0.241 | 0.241 | 0.241 | 0.241 | 0.241 | 0.241 | 0.241 | 0.241 | 0.241 | 0.03615 | 0.03615 | 0.03615 | 0.03615 | 0.03615 | 0.03615 | 0.03615 | 0.03615 | 0.03615 | 0.03615 | 0.03615 | 0.03615 | 0.03615 | 0.03615 | 0.03615 | 0.03615 | 0.03615 | 0.03615 | 0.03615 | 0.03615 | 0.03615 | 0.03615 | 0.03615 | 0.03615 | 0.03615 | 0.03615 | 0.03615 | 0.03615 | 0.03615 | 0.03615 | 0.03615 | 0.03615 | 0.03615 | 0.03615 | 0.03615 | 0.03615 | 0.03615
0 | 0 | Yorktown:3 | [6 empty] | 0.265 | 0.265 | 0.232 | 0.232 | 0.232 | 0.232 | 0.232 | 0.232 | 0.232 | 0.232 | 0.232 | 0.232 | 0.232 | 0.232 | 0.232 | 0.232 | 0.232 | 0.232 | 0.232 | 0.232 | 0.232 | 0.232 | 0.232 | 0.232 | 0.232 | 0.232 | 0.232 | 0.232 | 0.232 | 0.232 | 0.232 | 0.232 | 0.232 | 0.232 | 0.232 | 0.232 | 0.232 | 0.232 | 0.232 | 0.232 | 0.232 | 0.232 | 0.232 | 0.232 | 0.232 | 0.232 | 0.232 | 0.232
|  | Culpeper (West Sprint St):2A | [6 empty] | 0.305 | 0.305 | 0.305 | 0.305 | 0.305 | 0.305 | 0.305 | 0.305 | 0.305 | 0.305 | 0.305 | 0.305 | 0.305 | 0.305 | 0.305 | 0.305 | 0.305 | 0.305 | 0.305 | 0.305 | 0.305 | 0.305 | 0.305 | 0.305 | 0.305 | 0.305 | 0.305 | 0.305 | 0.305 | 0.305 | 0.305 | 0.305 | 0.305 | 0.305 | 0.305 | 0.305 | 0.305 | 0.305 | 0.305 | 0.305 | 0.305 | 0.305 | 0.305 | 0.305 | 0.305 | 0.305 | 0.305 | 0.305
|  | Blacksburg:1 | [6 empty] | 0.396 | 0.396 | 0.396 | 0.396 | 0.396 | 0.396 | 0.396 | 0.396 | 0.396 | 0.396 | 0.396 | 0.396 | 0.396 | 0.396 | 0.396 | 0.396 | 0.396 | 0.396 | 0.396 | 0.396 | 0.396 | 0.396 | 0.396 | 0.396 | 0.396 | 0.396 | 0.396 | 0.396 | 0.396 | 0.396 | 0.396 | 0.396 | 0.396 | 0.396 | 0.396 | 0.396 | 0.396 | 0.396 | 0.396 | 0.396 | 0.396 | 0.396 | 0.396 | 0.396 | 0.396 | 0.396 | 0.396 | 0.396
|  | Amos:1 | [6 empty] | 0.085 | 0.085 | 0.049 | 0.049 | 0.049 | 0.049 | 0.049 | 0.049 | 0.049 | 0.049 | 0.049 | 0.049 | 0.049 | 0.049 | 0.049 | 0.049 | 0.049 | 0.049 | 0.049 | 0.049 | 0.049 | 0.049 | 0.049 | 0.049 | 0.049 | 0.049 | 0.049 | 0.049 | 0.049 | 0.049 | 0.049 | 0.049 | 0.049 | 0.049 | 0.049 | 0.049 | 0.049 | 0.049 | 0.049 | 0.049 | 0.049 | 0.049 | 0.049 | 0.049 | 0.049 | 0.049 | 0.049 | 0.049
|  | Amos:2 | [6 empty] | 0.085 | 0.085 | 0.052 | 0.052 | 0.052 | 0.052 | 0.052 | 0.052 | 0.052 | 0.052 | 0.052 | 0.052 | 0.052 | 0.052 | 0.052 | 0.052 | 0.052 | 0.052 | 0.052 | 0.052 | 0.052 | 0.052 | 0.052 | 0.052 | 0.052 | 0.052 | 0.052 | 0.052 | 0.052 | 0.052 | 0.052 | 0.052 | 0.052 | 0.052 | 0.052 | 0.052 | 0.052 | 0.052 | 0.052 | 0.052 | 0.052 | 0.052 | 0.052 | 0.052 | 0.052 | 0.052 | 0.052 | 0.052
2015 | 0 | Amos:3 | [6 empty] | 0.123 | 0.123 | 0.125 | 0.125 | 0.125 | 0.125 | 0.125 | 0.125 | 0.125 | 0.01875 | 0.01875 | 0.01875 | 0.01875 | 0.01875 | 0.01875 | 0.01875 | 0.01875 | 0.01875 | 0.01875 | 0.01875 | 0.01875 | 0.01875 | 0.01875 | 0.01875 | 0.01875 | 0.01875 | 0.01875 | 0.01875 | 0.01875 | 0.01875 | 0.01875 | 0.01875 | 0.01875 | 0.01875 | 0.01875 | 0.01875 | 0.01875 | 0.01875 | 0.01875 | 0.01875 | 0.01875 | 0.01875 | 0.01875 | 0.01875 | 0.01875 | 0.01875 | 0.01875 | 0.01875
2020 | 0 | Kanawha River:1 | [6 empty] | 0.282 | 0.282 | 0.334 | 0.334 | 0.334 | 0.334 | 0.334 | 0.334 | 0.334 | 0.334 | 0.334 | 0.334 | 0.334 | 0.334 | 0.0501 | 0.0501 | 0.0501 | 0.0501 | 0.0501 | 0.0501 | 0.0501 | 0.0501 | 0.0501 | 0.0501 | 0.0501 | 0.0501 | 0.0501 | 0.0501 | 0.0501 | 0.0501 | 0.0501 | 0.0501 | 0.0501 | 0.0501 | 0.0501 | 0.0501 | 0.0501 | 0.0501 | 0.0501 | 0.0501 | 0.0501 | 0.0501 | 0.0501 | 0.0501 | 0.0501 | 0.0501 | 0.0501 | 0.0501
2020 | 0 | Kanawha River:2 | [6 empty] | 0.282 | 0.282 | 0.329 | 0.329 | 0.329 | 0.329 | 0.329 | 0.329 | 0.329 | 0.329 | 0.329 | 0.329 | 0.329 | 0.329 | 0.04935 | 0.04935 | 0.04935 | 0.04935 | 0.04935 | 0.04935 | 0.04935 | 0.04935 | 0.04935 | 0.04935 | 0.04935 | 0.04935 | 0.04935 | 0.04935 | 0.04935 | 0.04935 | 0.04935 | 0.04935 | 0.04935 | 0.04935 | 0.04935 | 0.04935 | 0.04935 | 0.04935 | 0.04935 | 0.04935 | 0.04935 | 0.04935 | 0.04935 | 0.04935 | 0.04935 | 0.04935 | 0.04935 | 0.04935
2021 | 0 | Sporn:1 | [6 empty] | 0.351 | 0.351 | 0.351 | 0.351 | 0.351 | 0.351 | 0.351 | 0.351 | 0.351 | 0.351 | 0.351 | 0.351 | 0.351 | 0.351 | 0.351 | 0.05265 | 0.05265 | 0.05265 | 0.05265 | 0.05265 | 0.05265 | 0.05265 | 0.05265 | 0.05265 | 0.05265 | 0.05265 | 0.05265 | 0.05265 | 0.05265 | 0.05265 | 0.05265 | 0.05265 | 0.05265 | 0.05265 | 0.05265 | 0.05265 | 0.05265 | 0.05265 | 0.05265 | 0.05265 | 0.05265 | 0.05265 | 0.05265 | 0.05265 | 0.05265 | 0.05265 | 0.05265 | 0.05265
2021 | 0 | Sporn:2 | [6 empty] | 0.346 | 0.346 | 0.346 | 0.346 | 0.346 | 0.346 | 0.346 | 0.346 | 0.346 | 0.346 | 0.346 | 0.346 | 0.346 | 0.346 | 0.346 | 0.0519 | 0.0519 | 0.0519 | 0.0519 | 0.0519 | 0.0519 | 0.0519 | 0.0519 | 0.0519 | 0.0519 | 0.0519 | 0.0519 | 0.0519 | 0.0519 | 0.0519 | 0.0519 | 0.0519 | 0.0519 | 0.0519 | 0.0519 | 0.0519 | 0.0519 | 0.0519 | 0.0519 | 0.0519 | 0.0519 | 0.0519 | 0.0519 | 0.0519 | 0.0519 | 0.0519 | 0.0519 | 0.0519
2021 | 0 | Sporn:3 | [6 empty] | 0.346 | 0.346 | 0.346 | 0.242 | 0.242 | 0.242 | 0.242 | 0.242 | 0.242 | 0.242 | 0.242 | 0.242 | 0.242 | 0.242 | 0.242 | 0.0363 | 0.0363 | 0.0363 | 0.0363 | 0.0363 | 0.0363 | 0.0363 | 0.0363 | 0.0363 | 0.0363 | 0.0363 | 0.0363 | 0.0363 | 0.0363 | 0.0363 | 0.0363 | 0.0363 | 0.0363 | 0.0363 | 0.0363 | 0.0363 | 0.0363 | 0.0363 | 0.0363 | 0.0363 | 0.0363 | 0.0363 | 0.0363 | 0.0363 | 0.0363 | 0.0363 | 0.0363 | 0.0363
2021 | 0 | Sporn:4 | [6 empty] | 0.346 | 0.346 | 0.346 | 0.242 | 0.242 | 0.242 | 0.242 | 0.242 | 0.242 | 0.242 | 0.242 | 0.242 | 0.242 | 0.242 | 0.242 | 0.0363 | 0.0363 | 0.0363 | 0.0363 | 0.0363 | 0.0363 | 0.0363 | 0.0363 | 0.0363 | 0.0363 | 0.0363 | 0.0363 | 0.0363 | 0.0363 | 0.0363 | 0.0363 | 0.0363 | 0.0363 | 0.0363 | 0.0363 | 0.0363 | 0.0363 | 0.0363 | 0.0363 | 0.0363 | 0.0363 | 0.0363 | 0.0363 | 0.0363 | 0.0363 | 0.0363 | 0.0363 | 0.0363
2020 | 0 | Sporn:5 | [6 empty] | 0.363 | 0.363 | 0.363 | 0.363 | 0.363 | 0.363 | 0.363 | 0.363 | 0.363 | 0.363 | 0.363 | 0.363 | 0.363 | 0.363 | 0.05445 | 0.05445 | 0.05445 | 0.05445 | 0.05445 | 0.05445 | 0.05445 | 0.05445 | 0.05445 | 0.05445 | 0.05445 | 0.05445 | 0.05445 | 0.05445 | 0.05445 | 0.05445 | 0.05445 | 0.05445 | 0.05445 | 0.05445 | 0.05445 | 0.05445 | 0.05445 | 0.05445 | 0.05445 | 0.05445 | 0.05445 | 0.05445 | 0.05445 | 0.05445 | 0.05445 | 0.05445 | 0.05445 | 0.05445
2017 | 0 | Albright:1 | [6 empty] | 0.54 | 0.54 | 0.516 | 0.516 | 0.516 | 0.516 | 0.516 | 0.516 | 0.516 | 0.516 | 0.516 | 0.0774 | 0.0774 | 0.0774 | 0.0774 | 0.0774 | 0.0774 | 0.0774 | 0.0774 | 0.0774 | 0.0774 | 0.0774 | 0.0774 | 0.0774 | 0.0774 | 0.0774 | 0.0774 | 0.0774 | 0.0774 | 0.0774 | 0.0774 | 0.0774 | 0.0774 | 0.0774 | 0.0774 | 0.0774 | 0.0774 | 0.0774 | 0.0774 | 0.0774 | 0.0774 | 0.0774 | 0.0774 | 0.0774 | 0.0774 | 0.0774 | 0.0774 | 0.0774
2017 | 0 | Albright:2 | [6 empty] | 0.415 | 0.415 | 0.448 | 0.448 | 0.448 | 0.448 | 0.448 | 0.448 | 0.448 | 0.448 | 0.448 | 0.0672 | 0.0672 | 0.0672 | 0.0672 | 0.0672 | 0.0672 | 0.0672 | 0.0672 | 0.0672 | 0.0672 | 0.0672 | 0.0672 | 0.0672 | 0.0672 | 0.0672 | 0.0672 | 0.0672 | 0.0672 | 0.0672 | 0.0672 | 0.0672 | 0.0672 | 0.0672 | 0.0672 | 0.0672 | 0.0672 | 0.0672 | 0.0672 | 0.0672 | 0.0672 | 0.0672 | 0.0672 | 0.0672 | 0.0672 | 0.0672 | 0.0672 | 0.0672
2017 | 0 | Albright:3 | [6 empty] | 0.208 | 0.208 | 0.189 | 0.189 | 0.189 | 0.189 | 0.189 | 0.189 | 0.189 | 0.189 | 0.189 | 0.02835 | 0.02835 | 0.02835 | 0.02835 | 0.02835 | 0.02835 | 0.02835 | 0.02835 | 0.02835 | 0.02835 | 0.02835 | 0.02835 | 0.02835 | 0.02835 | 0.02835 | 0.02835 | 0.02835 | 0.02835 | 0.02835 | 0.02835 | 0.02835 | 0.02835 | 0.02835 | 0.02835 | 0.02835 | 0.02835 | 0.02835 | 0.02835 | 0.02835 | 0.02835 | 0.02835 | 0.02835 | 0.02835 | 0.02835 | 0.02835 | 0.02835 | 0.02835
2016 | 0 | Fort Martin:1 | [6 empty] | 0.237 | 0.237 | 0.264 | 0.264 | 0.264 | 0.264 | 0.264 | 0.264 | 0.264 | 0.264 | 0.0396 | 0.0396 | 0.0396 | 0.0396 | 0.0396 | 0.0396 | 0.0396 | 0.0396 | 0.0396 | 0.0396 | 0.0396 | 0.0396 | 0.0396 | 0.0396 | 0.0396 | 0.0396 | 0.0396 | 0.0396 | 0.0396 | 0.0396 | 0.0396 | 0.0396 | 0.0396 | 0.0396 | 0.0396 | 0.0396 | 0.0396 | 0.0396 | 0.0396 | 0.0396 | 0.0396 | 0.0396 | 0.0396 | 0.0396 | 0.0396 | 0.0396 | 0.0396 | 0.0396
2016 | 0 | Fort Martin:2 | [6 empty] | 0.26 | 0.26 | 0.256 | 0.256 | 0.256 | 0.256 | 0.256 | 0.256 | 0.256 | 0.256 | 0.0384 | 0.0384 | 0.0384 | 0.0384 | 0.0384 | 0.0384 | 0.0384 | 0.0384 | 0.0384 | 0.0384 | 0.0384 | 0.0384 | 0.0384 | 0.0384 | 0.0384 | 0.0384 | 0.0384 | 0.0384 | 0.0384 | 0.0384 | 0.0384 | 0.0384 | 0.0384 | 0.0384 | 0.0384 | 0.0384 | 0.0384 | 0.0384 | 0.0384 | 0.0384 | 0.0384 | 0.0384 | 0.0384 | 0.0384 | 0.0384 | 0.0384 | 0.0384 | 0.0384
|  | Harrison:1 | [6 empty] | 0.065 | 0.065 | 0.068 | 0.068 | 0.068 | 0.068 | 0.068 | 0.068 | 0.068 | 0.068 | 0.068 | 0.068 | 0.068 | 0.068 | 0.068 | 0.068 | 0.068 | 0.068 | 0.068 | 0.068 | 0.068 | 0.068 | 0.068 | 0.068 | 0.068 | 0.068 | 0.068 | 0.068 | 0.068 | 0.068 | 0.068 | 0.068 | 0.068 | 0.068 | 0.068 | 0.068 | 0.068 | 0.068 | 0.068 | 0.068 | 0.068 | 0.068 | 0.068 | 0.068 | 0.068 | 0.068 | 0.068 | 0.068
2016 | 0 | Harrison:2 | [6 empty] | 0.064 | 0.064 | 0.091 | 0.091 | 0.091 | 0.091 | 0.091 | 0.091 | 0.091 | 0.091 | 0.01365 | 0.01365 | 0.01365 | 0.01365 | 0.01365 | 0.01365 | 0.01365 | 0.01365 | 0.01365 | 0.01365 | 0.01365 | 0.01365 | 0.01365 | 0.01365 | 0.01365 | 0.01365 | 0.01365 | 0.01365 | 0.01365 | 0.01365 | 0.01365 | 0.01365 | 0.01365 | 0.01365 | 0.01365 | 0.01365 | 0.01365 | 0.01365 | 0.01365 | 0.01365 | 0.01365 | 0.01365 | 0.01365 | 0.01365 | 0.01365 | 0.01365 | 0.01365 | 0.01365
|  | Harrison:3 | [6 empty] | 0.064 | 0.064 | 0.072 | 0.072 | 0.072 | 0.072 | 0.072 | 0.072 | 0.072 | 0.072 | 0.072 | 0.072 | 0.072 | 0.072 | 0.072 | 0.072 | 0.072 | 0.072 | 0.072 | 0.072 | 0.072 | 0.072 | 0.072 | 0.072 | 0.072 | 0.072 | 0.072 | 0.072 | 0.072 | 0.072 | 0.072 | 0.072 | 0.072 | 0.072 | 0.072 | 0.072 | 0.072 | 0.072 | 0.072 | 0.072 | 0.072 | 0.072 | 0.072 | 0.072 | 0.072 | 0.072 | 0.072 | 0.072
2021 | 0 | Rivesville:5 | [6 empty] | 0.396 | 0.396 | 0.396 | 0.396 | 0.396 | 0.396 | 0.396 | 0.396 | 0.396 | 0.396 | 0.396 | 0.396 | 0.396 | 0.396 | 0.396 | 0.0594 | 0.0594 | 0.0594 | 0.0594 | 0.0594 | 0.0594 | 0.0594 | 0.0594 | 0.0594 | 0.0594 | 0.0594 | 0.0594 | 0.0594 | 0.0594 | 0.0594 | 0.0594 | 0.0594 | 0.0594 | 0.0594 | 0.0594 | 0.0594 | 0.0594 | 0.0594 | 0.0594 | 0.0594 | 0.0594 | 0.0594 | 0.0594 | 0.0594 | 0.0594 | 0.0594 | 0.0594 | 0.0594
2021 | 0 | Rivesville:6 | [6 empty] | 0.518 | 0.518 | 0.518 | 0.518 | 0.518 | 0.518 | 0.518 | 0.518 | 0.518 | 0.518 | 0.518 | 0.518 | 0.518 | 0.518 | 0.518 | 0.0777 | 0.0777 | 0.0777 | 0.0777 | 0.0777 | 0.0777 | 0.0777 | 0.0777 | 0.0777 | 0.0777 | 0.0777 | 0.0777 | 0.0777 | 0.0777 | 0.0777 | 0.0777 | 0.0777 | 0.0777 | 0.0777 | 0.0777 | 0.0777 | 0.0777 | 0.0777 | 0.0777 | 0.0777 | 0.0777 | 0.0777 | 0.0777 | 0.0777 | 0.0777 | 0.0777 | 0.0777 | 0.0777
2017 | 0 | Willow Island:1 | [6 empty] | 0.467 | 0.467 | 0.369 | 0.369 | 0.369 | 0.369 | 0.369 | 0.369 | 0.369 | 0.369 | 0.369 | 0.05535 | 0.05535 | 0.05535 | 0.05535 | 0.05535 | 0.05535 | 0.05535 | 0.05535 | 0.05535 | 0.05535 | 0.05535 | 0.05535 | 0.05535 | 0.05535 | 0.05535 | 0.05535 | 0.05535 | 0.05535 | 0.05535 | 0.05535 | 0.05535 | 0.05535 | 0.05535 | 0.05535 | 0.05535 | 0.05535 | 0.05535 | 0.05535 | 0.05535 | 0.05535 | 0.05535 | 0.05535 | 0.05535 | 0.05535 | 0.05535 | 0.05535 | 0.05535
2017 | 0 | Willow Island:2 | [6 empty] | 0.726 | 0.726 | 0.63 | 0.63 | 0.63 | 0.63 | 0.63 | 0.63 | 0.63 | 0.63 | 0.63 | 0.0945 | 0.0945 | 0.0945 | 0.0945 | 0.0945 | 0.0945 | 0.0945 | 0.0945 | 0.0945 | 0.0945 | 0.0945 | 0.0945 | 0.0945 | 0.0945 | 0.0945 | 0.0945 | 0.0945 | 0.0945 | 0.0945 | 0.0945 | 0.0945 | 0.0945 | 0.0945 | 0.0945 | 0.0945 | 0.0945 | 0.0945 | 0.0945 | 0.0945 | 0.0945 | 0.0945 | 0.0945 | 0.0945 | 0.0945 | 0.0945 | 0.0945 | 0.0945
2017 | 0 | Kammer:1 | [6 empty] | 0.421 | 0.421 | 0.412 | 0.412 | 0.412 | 0.412 | 0.412 | 0.412 | 0.412 | 0.412 | 0.412 | 0.0618 | 0.0618 | 0.0618 | 0.0618 | 0.0618 | 0.0618 | 0.0618 | 0.0618 | 0.0618 | 0.0618 | 0.0618 | 0.0618 | 0.0618 | 0.0618 | 0.0618 | 0.0618 | 0.0618 | 0.0618 | 0.0618 | 0.0618 | 0.0618 | 0.0618 | 0.0618 | 0.0618 | 0.0618 | 0.0618 | 0.0618 | 0.0618 | 0.0618 | 0.0618 | 0.0618 | 0.0618 | 0.0618 | 0.0618 | 0.0618 | 0.0618 | 0.0618
2017 | 0 | Kammer:2 | [6 empty] | 0.421 | 0.421 | 0.416 | 0.416 | 0.416 | 0.416 | 0.416 | 0.416 | 0.416 | 0.416 | 0.416 | 0.0624 | 0.0624 | 0.0624 | 0.0624 | 0.0624 | 0.0624 | 0.0624 | 0.0624 | 0.0624 | 0.0624 | 0.0624 | 0.0624 | 0.0624 | 0.0624 | 0.0624 | 0.0624 | 0.0624 | 0.0624 | 0.0624 | 0.0624 | 0.0624 | 0.0624 | 0.0624 | 0.0624 | 0.0624 | 0.0624 | 0.0624 | 0.0624 | 0.0624 | 0.0624 | 0.0624 | 0.0624 | 0.0624 | 0.0624 | 0.0624 | 0.0624 | 0.0624
2017 | 0 | Kammer:3 | [6 empty] | 0.421 | 0.421 | 0.416 | 0.416 | 0.416 | 0.416 | 0.416 | 0.416 | 0.416 | 0.416 | 0.416 | 0.0624 | 0.0624 | 0.0624 | 0.0624 | 0.0624 | 0.0624 | 0.0624 | 0.0624 | 0.0624 | 0.0624 | 0.0624 | 0.0624 | 0.0624 | 0.0624 | 0.0624 | 0.0624 | 0.0624 | 0.0624 | 0.0624 | 0.0624 | 0.0624 | 0.0624 | 0.0624 | 0.0624 | 0.0624 | 0.0624 | 0.0624 | 0.0624 | 0.0624 | 0.0624 | 0.0624 | 0.0624 | 0.0624 | 0.0624 | 0.0624 | 0.0624 | 0.0624
|  | Mitchell (OPC):1 | [6 empty] | 0.143 | 0.143 | 0.108 | 0.05 | 0.05 | 0.05 | 0.05 | 0.05 | 0.05 | 0.05 | 0.05 | 0.05 | 0.05 | 0.05 | 0.05 | 0.05 | 0.05 | 0.05 | 0.05 | 0.05 | 0.05 | 0.05 | 0.05 | 0.05 | 0.05 | 0.05 | 0.05 | 0.05 | 0.05 | 0.05 | 0.05 | 0.05 | 0.05 | 0.05 | 0.05 | 0.05 | 0.05 | 0.05 | 0.05 | 0.05 | 0.05 | 0.05 | 0.05 | 0.05 | 0.05 | 0.05 | 0.05 | 0.05
|  | Mitchell (OPC):2 | [6 empty] | 0.536 | 0.536 | 0.096 | 0.05 | 0.05 | 0.05 | 0.05 | 0.05 | 0.05 | 0.05 | 0.05 | 0.05 | 0.05 | 0.05 | 0.05 | 0.05 | 0.05 | 0.05 | 0.05 | 0.05 | 0.05 | 0.05 | 0.05 | 0.05 | 0.05 | 0.05 | 0.05 | 0.05 | 0.05 | 0.05 | 0.05 | 0.05 | 0.05 | 0.05 | 0.05 | 0.05 | 0.05 | 0.05 | 0.05 | 0.05 | 0.05 | 0.05 | 0.05 | 0.05 | 0.05 | 0.05 | 0.05 | 0.05
|  | Mount Storm:1 | [6 empty] | 0.085 | 0.085 | 0.074 | 0.074 | 0.074 | 0.074 | 0.074 | 0.074 | 0.074 | 0.074 | 0.074 | 0.074 | 0.074 | 0.074 | 0.074 | 0.074 | 0.074 | 0.074 | 0.074 | 0.074 | 0.074 | 0.074 | 0.074 | 0.074 | 0.074 | 0.074 | 0.074 | 0.074 | 0.074 | 0.074 | 0.074 | 0.074 | 0.074 | 0.074 | 0.074 | 0.074 | 0.074 | 0.074 | 0.074 | 0.074 | 0.074 | 0.074 | 0.074 | 0.074 | 0.074 | 0.074 | 0.074 | 0.074
0 | 0 | Mount Storm:JF1 | [6 empty] | 0.305 | 0.305 | 0.305 | 0.305 | 0.305 | 0.305 | 0.305 | 0.305 | 0.305 | 0.305 | 0.305 | 0.305 | 0.305 | 0.305 | 0.305 | 0.305 | 0.305 | 0.305 | 0.305 | 0.305 | 0.305 | 0.305 | 0.305 | 0.305 | 0.305 | 0.305 | 0.305 | 0.305 | 0.305 | 0.305 | 0.305 | 0.305 | 0.305 | 0.305 | 0.305 | 0.305 | 0.305 | 0.305 | 0.305 | 0.305 | 0.305 | 0.305 | 0.305 | 0.305 | 0.305 | 0.305 | 0.305 | 0.305
|  | Mount Storm:2 | [6 empty] | 0.085 | 0.085 | 0.054 | 0.054 | 0.054 | 0.054 | 0.054 | 0.054 | 0.054 | 0.054 | 0.054 | 0.054 | 0.054 | 0.054 | 0.054 | 0.054 | 0.054 | 0.054 | 0.054 | 0.054 | 0.054 | 0.054 | 0.054 | 0.054 | 0.054 | 0.054 | 0.054 | 0.054 | 0.054 | 0.054 | 0.054 | 0.054 | 0.054 | 0.054 | 0.054 | 0.054 | 0.054 | 0.054 | 0.054 | 0.054 | 0.054 | 0.054 | 0.054 | 0.054 | 0.054 | 0.054 | 0.054 | 0.054
2016 | 0 | Mount Storm:3 | [6 empty] | 0.086 | 0.086 | 0.089 | 0.089 | 0.089 | 0.089 | 0.089 | 0.089 | 0.089 | 0.089 | 0.01335 | 0.01335 | 0.01335 | 0.01335 | 0.01335 | 0.01335 | 0.01335 | 0.01335 | 0.01335 | 0.01335 | 0.01335 | 0.01335 | 0.01335 | 0.01335 | 0.01335 | 0.01335 | 0.01335 | 0.01335 | 0.01335 | 0.01335 | 0.01335 | 0.01335 | 0.01335 | 0.01335 | 0.01335 | 0.01335 | 0.01335 | 0.01335 | 0.01335 | 0.01335 | 0.01335 | 0.01335 | 0.01335 | 0.01335 | 0.01335 | 0.01335 | 0.01335 | 0.01335
2021 | 0 | Bay Front:ALL | [6 empty] | 0.438 | 0.438 | 0.438 | 0.438 | 0.438 | 0.438 | 0.438 | 0.438 | 0.438 | 0.438 | 0.438 | 0.438 | 0.438 | 0.438 | 0.438 | 0.0657 | 0.0657 | 0.0657 | 0.0657 | 0.0657 | 0.0657 | 0.0657 | 0.0657 | 0.0657 | 0.0657 | 0.0657 | 0.0657 | 0.0657 | 0.0657 | 0.0657 | 0.0657 | 0.0657 | 0.0657 | 0.0657 | 0.0657 | 0.0657 | 0.0657 | 0.0657 | 0.0657 | 0.0657 | 0.0657 | 0.0657 | 0.0657 | 0.0657 | 0.0657 | 0.0657 | 0.0657 | 0.0657
0 | 0 | Blount:1 | [6 empty] | 0.114 | 0.114 | 0.114 | 0.114 | 0.114 | 0.114 | 0.114 | 0.114 | 0.114 | 0.114 | 0.114 | 0.114 | 0.114 | 0.114 | 0.114 | 0.114 | 0.114 | 0.114 | 0.114 | 0.114 | 0.114 | 0.114 | 0.114 | 0.114 | 0.114 | 0.114 | 0.114 | 0.114 | 0.114 | 0.114 | 0.114 | 0.114 | 0.114 | 0.114 | 0.114 | 0.114 | 0.114 | 0.114 | 0.114 | 0.114 | 0.114 | 0.114 | 0.114 | 0.114 | 0.114 | 0.114 | 0.114 | 0.114
|  | Blount:3 | [6 empty] | 0.293 | 0.293 | 0.28 | 0.28 | 0.28 | 0.28 | 0.28 | 0.28 | 0.28 | 0.28 | 0.28 | 0.28 | 0.28 | 0.28 | 0.28 | 0.28 | 0.28 | 0.28 | 0.28 | 0.28 | 0.28 | 0.28 | 0.28 | 0.28 | 0.28 | 0.28 | 0.28 | 0.28 | 0.28 | 0.28 | 0.28 | 0.28 | 0.28 | 0.28 | 0.28 | 0.28 | 0.28 | 0.28 | 0.28 | 0.28 | 0.28 | 0.28 | 0.28 | 0.28 | 0.28 | 0.28 | 0.28 | 0.28
|  | Blount:4 | [6 empty] | 0.408 | 0.408 | 0.408 | 0.408 | 0.408 | 0.408 | 0.408 | 0.408 | 0.408 | 0.408 | 0.408 | 0.408 | 0.408 | 0.408 | 0.408 | 0.408 | 0.408 | 0.408 | 0.408 | 0.408 | 0.408 | 0.408 | 0.408 | 0.408 | 0.408 | 0.408 | 0.408 | 0.408 | 0.408 | 0.408 | 0.408 | 0.408 | 0.408 | 0.408 | 0.408 | 0.408 | 0.408 | 0.408 | 0.408 | 0.408 | 0.408 | 0.408 | 0.408 | 0.408 | 0.408 | 0.408 | 0.408 | 0.408
2021 | 0 | Blount:5 | [6 empty] | 0.109 | 0.109 | 0.137 | 0.137 | 0.137 | 0.137 | 0.137 | 0.137 | 0.137 | 0.137 | 0.137 | 0.137 | 0.137 | 0.137 | 0.137 | 0.02055 | 0.02055 | 0.02055 | 0.02055 | 0.02055 | 0.02055 | 0.02055 | 0.02055 | 0.02055 | 0.02055 | 0.02055 | 0.02055 | 0.02055 | 0.02055 | 0.02055 | 0.02055 | 0.02055 | 0.02055 | 0.02055 | 0.02055 | 0.02055 | 0.02055 | 0.02055 | 0.02055 | 0.02055 | 0.02055 | 0.02055 | 0.02055 | 0.02055 | 0.02055 | 0.02055 | 0.02055 | 0.02055
|  | Blount:6 | [6 empty] | 0.132 | 0.132 | 0.099 | 0.099 | 0.099 | 0.099 | 0.099 | 0.099 | 0.099 | 0.099 | 0.099 | 0.099 | 0.099 | 0.099 | 0.099 | 0.099 | 0.099 | 0.099 | 0.099 | 0.099 | 0.099 | 0.099 | 0.099 | 0.099 | 0.099 | 0.099 | 0.099 | 0.099 | 0.099 | 0.099 | 0.099 | 0.099 | 0.099 | 0.099 | 0.099 | 0.099 | 0.099 | 0.099 | 0.099 | 0.099 | 0.099 | 0.099 | 0.099 | 0.099 | 0.099 | 0.099 | 0.099 | 0.099
|  | Blount:7 | [6 empty] | 0.515 | 0.515 | 0.408 | 0.408 | 0.408 | 0.408 | 0.408 | 0.408 | 0.408 | 0.408 | 0.408 | 0.408 | 0.408 | 0.408 | 0.408 | 0.408 | 0.408 | 0.408 | 0.408 | 0.408 | 0.408 | 0.408 | 0.408 | 0.408 | 0.408 | 0.408 | 0.408 | 0.408 | 0.408 | 0.408 | 0.408 | 0.408 | 0.408 | 0.408 | 0.408 | 0.408 | 0.408 | 0.408 | 0.408 | 0.408 | 0.408 | 0.408 | 0.408 | 0.408 | 0.408 | 0.408 | 0.408 | 0.408
0 | 0 | Wheaton:1 | [6 empty] | 0.5 | 0.5 | 0.5 | 0.5 | 0.5 | 0.5 | 0.5 | 0.5 | 0.5 | 0.5 | 0.5 | 0.5 | 0.5 | 0.5 | 0.5 | 0.5 | 0.5 | 0.5 | 0.5 | 0.5 | 0.5 | 0.5 | 0.5 | 0.5 | 0.5 | 0.5 | 0.5 | 0.5 | 0.5 | 0.5 | 0.5 | 0.5 | 0.5 | 0.5 | 0.5 | 0.5 | 0.5 | 0.5 | 0.5 | 0.5 | 0.5 | 0.5 | 0.5 | 0.5 | 0.5 | 0.5 | 0.5 | 0.5
0 | 0 | Wheaton:2 | [6 empty] | 0.5 | 0.5 | 0.5 | 0.5 | 0.5 | 0.5 | 0.5 | 0.5 | 0.5 | 0.5 | 0.5 | 0.5 | 0.5 | 0.5 | 0.5 | 0.5 | 0.5 | 0.5 | 0.5 | 0.5 | 0.5 | 0.5 | 0.5 | 0.5 | 0.5 | 0.5 | 0.5 | 0.5 | 0.5 | 0.5 | 0.5 | 0.5 | 0.5 | 0.5 | 0.5 | 0.5 | 0.5 | 0.5 | 0.5 | 0.5 | 0.5 | 0.5 | 0.5 | 0.5 | 0.5 | 0.5 | 0.5 | 0.5
0 | 0 | Wheaton:3 | [6 empty] | 0.5 | 0.5 | 0.5 | 0.5 | 0.5 | 0.5 | 0.5 | 0.5 | 0.5 | 0.5 | 0.5 | 0.5 | 0.5 | 0.5 | 0.5 | 0.5 | 0.5 | 0.5 | 0.5 | 0.5 | 0.5 | 0.5 | 0.5 | 0.5 | 0.5 | 0.5 | 0.5 | 0.5 | 0.5 | 0.5 | 0.5 | 0.5 | 0.5 | 0.5 | 0.5 | 0.5 | 0.5 | 0.5 | 0.5 | 0.5 | 0.5 | 0.5 | 0.5 | 0.5 | 0.5 | 0.5 | 0.5 | 0.5
0 | 0 | Wheaton:4 | [6 empty] | 0.353 | 0.353 | 0.353 | 0.353 | 0.353 | 0.353 | 0.353 | 0.353 | 0.353 | 0.353 | 0.353 | 0.353 | 0.353 | 0.353 | 0.353 | 0.353 | 0.353 | 0.353 | 0.353 | 0.353 | 0.353 | 0.353 | 0.353 | 0.353 | 0.353 | 0.353 | 0.353 | 0.353 | 0.353 | 0.353 | 0.353 | 0.353 | 0.353 | 0.353 | 0.353 | 0.353 | 0.353 | 0.353 | 0.353 | 0.353 | 0.353 | 0.353 | 0.353 | 0.353 | 0.353 | 0.353 | 0.353 | 0.353
0 | 0 | Wheaton:5 | [6 empty] | 0.316 | 0.316 | 0.316 | 0.316 | 0.316 | 0.316 | 0.316 | 0.316 | 0.316 | 0.316 | 0.316 | 0.316 | 0.316 | 0.316 | 0.316 | 0.316 | 0.316 | 0.316 | 0.316 | 0.316 | 0.316 | 0.316 | 0.316 | 0.316 | 0.316 | 0.316 | 0.316 | 0.316 | 0.316 | 0.316 | 0.316 | 0.316 | 0.316 | 0.316 | 0.316 | 0.316 | 0.316 | 0.316 | 0.316 | 0.316 | 0.316 | 0.316 | 0.316 | 0.316 | 0.316 | 0.316 | 0.316 | 0.316
|  | Wheaton:6 | [6 empty] | 0.017 | 0.017 | 0.017 | 0.017 | 0.017 | 0.017 | 0.017 | 0.017 | 0.017 | 0.017 | 0.017 | 0.017 | 0.017 | 0.017 | 0.017 | 0.017 | 0.017 | 0.017 | 0.017 | 0.017 | 0.017 | 0.017 | 0.017 | 0.017 | 0.017 | 0.017 | 0.017 | 0.017 | 0.017 | 0.017 | 0.017 | 0.017 | 0.017 | 0.017 | 0.017 | 0.017 | 0.017 | 0.017 | 0.017 | 0.017 | 0.017 | 0.017 | 0.017 | 0.017 | 0.017 | 0.017 | 0.017 | 0.017
|  | Port Washington (Wep):1 | [6 empty] | 0.31 | 0.31 | 0.31 | 0.31 | 0.31 | 0.31 | 0.31 | 0.31 | 0.31 | 0.31 | 0.31 | 0.31 | 0.31 | 0.31 | 0.31 | 0.31 | 0.31 | 0.31 | 0.31 | 0.31 | 0.31 | 0.31 | 0.31 | 0.31 | 0.31 | 0.31 | 0.31 | 0.31 | 0.31 | 0.31 | 0.31 | 0.31 | 0.31 | 0.31 | 0.31 | 0.31 | 0.31 | 0.31 | 0.31 | 0.31 | 0.31 | 0.31 | 0.31 | 0.31 | 0.31 | 0.31 | 0.31 | 0.31
|  | Port Washington (Wep):CC | [6 empty] | 0.015 | 0.015 | 0.015 | 0.015 | 0.015 | 0.015 | 0.015 | 0.015 | 0.015 | 0.015 | 0.015 | 0.015 | 0.015 | 0.015 | 0.015 | 0.015 | 0.015 | 0.015 | 0.015 | 0.015 | 0.015 | 0.015 | 0.015 | 0.015 | 0.015 | 0.015 | 0.015 | 0.015 | 0.015 | 0.015 | 0.015 | 0.015 | 0.015 | 0.015 | 0.015 | 0.015 | 0.015 | 0.015 | 0.015 | 0.015 | 0.015 | 0.015 | 0.015 | 0.015 | 0.015 | 0.015 | 0.015 | 0.015
|  | Port Washington (Wep):CC2 | [6 empty] | 0.015 | 0.015 | 0.015 | 0.015 | 0.015 | 0.015 | 0.015 | 0.015 | 0.015 | 0.015 | 0.015 | 0.015 | 0.015 | 0.015 | 0.015 | 0.015 | 0.015 | 0.015 | 0.015 | 0.015 | 0.015 | 0.015 | 0.015 | 0.015 | 0.015 | 0.015 | 0.015 | 0.015 | 0.015 | 0.015 | 0.015 | 0.015 | 0.015 | 0.015 | 0.015 | 0.015 | 0.015 | 0.015 | 0.015 | 0.015 | 0.015 | 0.015 | 0.015 | 0.015 | 0.015 | 0.015 | 0.015 | 0.015
|  | Port Washington (Wep):2 | [6 empty] | 0.31 | 0.31 | 0.31 | 0.31 | 0.31 | 0.31 | 0.31 | 0.31 | 0.31 | 0.31 | 0.31 | 0.31 | 0.31 | 0.31 | 0.31 | 0.31 | 0.31 | 0.31 | 0.31 | 0.31 | 0.31 | 0.31 | 0.31 | 0.31 | 0.31 | 0.31 | 0.31 | 0.31 | 0.31 | 0.31 | 0.31 | 0.31 | 0.31 | 0.31 | 0.31 | 0.31 | 0.31 | 0.31 | 0.31 | 0.31 | 0.31 | 0.31 | 0.31 | 0.31 | 0.31 | 0.31 | 0.31 | 0.31
|  | Port Washington (Wep):3 | [6 empty] | 0.31 | 0.31 | 0.31 | 0.31 | 0.31 | 0.31 | 0.31 | 0.31 | 0.31 | 0.31 | 0.31 | 0.31 | 0.31 | 0.31 | 0.31 | 0.31 | 0.31 | 0.31 | 0.31 | 0.31 | 0.31 | 0.31 | 0.31 | 0.31 | 0.31 | 0.31 | 0.31 | 0.31 | 0.31 | 0.31 | 0.31 | 0.31 | 0.31 | 0.31 | 0.31 | 0.31 | 0.31 | 0.31 | 0.31 | 0.31 | 0.31 | 0.31 | 0.31 | 0.31 | 0.31 | 0.31 | 0.31 | 0.31
|  | Port Washington (Wep):4 | [6 empty] | 0.31 | 0.31 | 0.31 | 0.31 | 0.31 | 0.31 | 0.31 | 0.31 | 0.31 | 0.31 | 0.31 | 0.31 | 0.31 | 0.31 | 0.31 | 0.31 | 0.31 | 0.31 | 0.31 | 0.31 | 0.31 | 0.31 | 0.31 | 0.31 | 0.31 | 0.31 | 0.31 | 0.31 | 0.31 | 0.31 | 0.31 | 0.31 | 0.31 | 0.31 | 0.31 | 0.31 | 0.31 | 0.31 | 0.31 | 0.31 | 0.31 | 0.31 | 0.31 | 0.31 | 0.31 | 0.31 | 0.31 | 0.31
0 | 0 | Port Washington (Wep):6 | [6 empty] | 0.31 | 0.31 | 0.31 | 0.31 | 0.31 | 0.31 | 0.31 | 0.31 | 0.31 | 0.31 | 0.31 | 0.31 | 0.31 | 0.31 | 0.31 | 0.31 | 0.31 | 0.31 | 0.31 | 0.31 | 0.31 | 0.31 | 0.31 | 0.31 | 0.31 | 0.31 | 0.31 | 0.31 | 0.31 | 0.31 | 0.31 | 0.31 | 0.31 | 0.31 | 0.31 | 0.31 | 0.31 | 0.31 | 0.31 | 0.31 | 0.31 | 0.31 | 0.31 | 0.31 | 0.31 | 0.31 | 0.31 | 0.31
2020 | 0 | Oak Creek South:5 | [6 empty] | 0.166 | 0.166 | 0.167 | 0.167 | 0.167 | 0.167 | 0.167 | 0.167 | 0.167 | 0.167 | 0.167 | 0.167 | 0.167 | 0.167 | 0.02505 | 0.02505 | 0.02505 | 0.02505 | 0.02505 | 0.02505 | 0.02505 | 0.02505 | 0.02505 | 0.02505 | 0.02505 | 0.02505 | 0.02505 | 0.02505 | 0.02505 | 0.02505 | 0.02505 | 0.02505 | 0.02505 | 0.02505 | 0.02505 | 0.02505 | 0.02505 | 0.02505 | 0.02505 | 0.02505 | 0.02505 | 0.02505 | 0.02505 | 0.02505 | 0.02505 | 0.02505 | 0.02505 | 0.02505
2020 | 0 | Oak Creek South:6 | [6 empty] | 0.169 | 0.169 | 0.168 | 0.168 | 0.168 | 0.168 | 0.168 | 0.168 | 0.168 | 0.168 | 0.168 | 0.168 | 0.168 | 0.168 | 0.0252 | 0.0252 | 0.0252 | 0.0252 | 0.0252 | 0.0252 | 0.0252 | 0.0252 | 0.0252 | 0.0252 | 0.0252 | 0.0252 | 0.0252 | 0.0252 | 0.0252 | 0.0252 | 0.0252 | 0.0252 | 0.0252 | 0.0252 | 0.0252 | 0.0252 | 0.0252 | 0.0252 | 0.0252 | 0.0252 | 0.0252 | 0.0252 | 0.0252 | 0.0252 | 0.0252 | 0.0252 | 0.0252 | 0.0252
2020 | 0 | Oak Creek South:7 | [6 empty] | 0.131 | 0.131 | 0.135 | 0.135 | 0.135 | 0.135 | 0.135 | 0.135 | 0.135 | 0.135 | 0.135 | 0.135 | 0.135 | 0.135 | 0.02025 | 0.02025 | 0.02025 | 0.02025 | 0.02025 | 0.02025 | 0.02025 | 0.02025 | 0.02025 | 0.02025 | 0.02025 | 0.02025 | 0.02025 | 0.02025 | 0.02025 | 0.02025 | 0.02025 | 0.02025 | 0.02025 | 0.02025 | 0.02025 | 0.02025 | 0.02025 | 0.02025 | 0.02025 | 0.02025 | 0.02025 | 0.02025 | 0.02025 | 0.02025 | 0.02025 | 0.02025 | 0.02025 | 0.02025
2020 | 0 | Oak Creek South:8 | [6 empty] | 0.128 | 0.128 | 0.132 | 0.132 | 0.132 | 0.132 | 0.132 | 0.132 | 0.132 | 0.132 | 0.132 | 0.132 | 0.132 | 0.132 | 0.0198 | 0.0198 | 0.0198 | 0.0198 | 0.0198 | 0.0198 | 0.0198 | 0.0198 | 0.0198 | 0.0198 | 0.0198 | 0.0198 | 0.0198 | 0.0198 | 0.0198 | 0.0198 | 0.0198 | 0.0198 | 0.0198 | 0.0198 | 0.0198 | 0.0198 | 0.0198 | 0.0198 | 0.0198 | 0.0198 | 0.0198 | 0.0198 | 0.0198 | 0.0198 | 0.0198 | 0.0198 | 0.0198 | 0.0198
|  | Oak Creek South:9 | [6 empty] | 0.14 | 0.14 | 0.14 | 0.14 | 0.14 | 0.14 | 0.14 | 0.14 | 0.14 | 0.14 | 0.14 | 0.14 | 0.14 | 0.14 | 0.14 | 0.14 | 0.14 | 0.14 | 0.14 | 0.14 | 0.14 | 0.14 | 0.14 | 0.14 | 0.14 | 0.14 | 0.14 | 0.14 | 0.14 | 0.14 | 0.14 | 0.14 | 0.14 | 0.14 | 0.14 | 0.14 | 0.14 | 0.14 | 0.14 | 0.14 | 0.14 | 0.14 | 0.14 | 0.14 | 0.14 | 0.14 | 0.14 | 0.14
2021 | 0 | Valley (WEP):1 | [6 empty] | 0.364 | 0.364 | 0.343 | 0.343 | 0.343 | 0.343 | 0.343 | 0.343 | 0.343 | 0.343 | 0.343 | 0.343 | 0.343 | 0.343 | 0.343 | 0.05145 | 0.05145 | 0.05145 | 0.05145 | 0.05145 | 0.05145 | 0.05145 | 0.05145 | 0.05145 | 0.05145 | 0.05145 | 0.05145 | 0.05145 | 0.05145 | 0.05145 | 0.05145 | 0.05145 | 0.05145 | 0.05145 | 0.05145 | 0.05145 | 0.05145 | 0.05145 | 0.05145 | 0.05145 | 0.05145 | 0.05145 | 0.05145 | 0.05145 | 0.05145 | 0.05145 | 0.05145 | 0.05145
2021 | 0 | Valley (WEP):2 | [6 empty] | 0.365 | 0.365 | 0.343 | 0.343 | 0.343 | 0.343 | 0.343 | 0.343 | 0.343 | 0.343 | 0.343 | 0.343 | 0.343 | 0.343 | 0.343 | 0.05145 | 0.05145 | 0.05145 | 0.05145 | 0.05145 | 0.05145 | 0.05145 | 0.05145 | 0.05145 | 0.05145 | 0.05145 | 0.05145 | 0.05145 | 0.05145 | 0.05145 | 0.05145 | 0.05145 | 0.05145 | 0.05145 | 0.05145 | 0.05145 | 0.05145 | 0.05145 | 0.05145 | 0.05145 | 0.05145 | 0.05145 | 0.05145 | 0.05145 | 0.05145 | 0.05145 | 0.05145 | 0.05145
|  | Blackhawk:3 | [6 empty] | 0.045 | 0.045 | 0.045 | 0.045 | 0.045 | 0.045 | 0.045 | 0.045 | 0.045 | 0.045 | 0.045 | 0.045 | 0.045 | 0.045 | 0.045 | 0.045 | 0.045 | 0.045 | 0.045 | 0.045 | 0.045 | 0.045 | 0.045 | 0.045 | 0.045 | 0.045 | 0.045 | 0.045 | 0.045 | 0.045 | 0.045 | 0.045 | 0.045 | 0.045 | 0.045 | 0.045 | 0.045 | 0.045 | 0.045 | 0.045 | 0.045 | 0.045 | 0.045 | 0.045 | 0.045 | 0.045 | 0.045 | 0.045
|  | Blackhawk:4 | [6 empty] | 0.045 | 0.045 | 0.045 | 0.045 | 0.045 | 0.045 | 0.045 | 0.045 | 0.045 | 0.045 | 0.045 | 0.045 | 0.045 | 0.045 | 0.045 | 0.045 | 0.045 | 0.045 | 0.045 | 0.045 | 0.045 | 0.045 | 0.045 | 0.045 | 0.045 | 0.045 | 0.045 | 0.045 | 0.045 | 0.045 | 0.045 | 0.045 | 0.045 | 0.045 | 0.045 | 0.045 | 0.045 | 0.045 | 0.045 | 0.045 | 0.045 | 0.045 | 0.045 | 0.045 | 0.045 | 0.045 | 0.045 | 0.045
2021 | 0 | Edgewater (WPL):3 | [6 empty] | 0.389 | 0.389 | 0.351 | 0.351 | 0.351 | 0.351 | 0.351 | 0.351 | 0.351 | 0.351 | 0.351 | 0.351 | 0.351 | 0.351 | 0.351 | 0.05265 | 0.05265 | 0.05265 | 0.05265 | 0.05265 | 0.05265 | 0.05265 | 0.05265 | 0.05265 | 0.05265 | 0.05265 | 0.05265 | 0.05265 | 0.05265 | 0.05265 | 0.05265 | 0.05265 | 0.05265 | 0.05265 | 0.05265 | 0.05265 | 0.05265 | 0.05265 | 0.05265 | 0.05265 | 0.05265 | 0.05265 | 0.05265 | 0.05265 | 0.05265 | 0.05265 | 0.05265 | 0.05265
2020 | 0 | Edgewater (WPL):4 | [6 empty] | 0.251 | 0.251 | 0.171 | 0.171 | 0.171 | 0.171 | 0.171 | 0.171 | 0.171 | 0.171 | 0.171 | 0.171 | 0.171 | 0.171 | 0.02565 | 0.02565 | 0.02565 | 0.02565 | 0.02565 | 0.02565 | 0.02565 | 0.02565 | 0.02565 | 0.02565 | 0.02565 | 0.02565 | 0.02565 | 0.02565 | 0.02565 | 0.02565 | 0.02565 | 0.02565 | 0.02565 | 0.02565 | 0.02565 | 0.02565 | 0.02565 | 0.02565 | 0.02565 | 0.02565 | 0.02565 | 0.02565 | 0.02565 | 0.02565 | 0.02565 | 0.02565 | 0.02565 | 0.02565
2020 | 0 | Edgewater (WPL):5 | [6 empty] | 0.21 | 0.21 | 0.18 | 0.18 | 0.18 | 0.18 | 0.18 | 0.18 | 0.18 | 0.18 | 0.18 | 0.18 | 0.18 | 0.18 | 0.027 | 0.027 | 0.027 | 0.027 | 0.027 | 0.027 | 0.027 | 0.027 | 0.027 | 0.027 | 0.027 | 0.027 | 0.027 | 0.027 | 0.027 | 0.027 | 0.027 | 0.027 | 0.027 | 0.027 | 0.027 | 0.027 | 0.027 | 0.027 | 0.027 | 0.027 | 0.027 | 0.027 | 0.027 | 0.027 | 0.027 | 0.027 | 0.027 | 0.027
2021 | 0 | Dewey:1 | [6 empty] | 0.383 | 0.383 | 0.35 | 0.35 | 0.35 | 0.35 | 0.35 | 0.35 | 0.35 | 0.35 | 0.35 | 0.35 | 0.35 | 0.35 | 0.35 | 0.0525 | 0.0525 | 0.0525 | 0.0525 | 0.0525 | 0.0525 | 0.0525 | 0.0525 | 0.0525 | 0.0525 | 0.0525 | 0.0525 | 0.0525 | 0.0525 | 0.0525 | 0.0525 | 0.0525 | 0.0525 | 0.0525 | 0.0525 | 0.0525 | 0.0525 | 0.0525 | 0.0525 | 0.0525 | 0.0525 | 0.0525 | 0.0525 | 0.0525 | 0.0525 | 0.0525 | 0.0525 | 0.0525
2021 | 0 | Dewey:2 | [6 empty] | 0.378 | 0.378 | 0.36 | 0.36 | 0.36 | 0.36 | 0.36 | 0.36 | 0.36 | 0.36 | 0.36 | 0.36 | 0.36 | 0.36 | 0.36 | 0.054 | 0.054 | 0.054 | 0.054 | 0.054 | 0.054 | 0.054 | 0.054 | 0.054 | 0.054 | 0.054 | 0.054 | 0.054 | 0.054 | 0.054 | 0.054 | 0.054 | 0.054 | 0.054 | 0.054 | 0.054 | 0.054 | 0.054 | 0.054 | 0.054 | 0.054 | 0.054 | 0.054 | 0.054 | 0.054 | 0.054 | 0.054 | 0.054
|  | Rock River:1 | [6 empty] | 0.251 | 0.251 | 0.148 | 0.148 | 0.148 | 0.148 | 0.148 | 0.148 | 0.148 | 0.148 | 0.148 | 0.148 | 0.148 | 0.148 | 0.148 | 0.148 | 0.148 | 0.148 | 0.148 | 0.148 | 0.148 | 0.148 | 0.148 | 0.148 | 0.148 | 0.148 | 0.148 | 0.148 | 0.148 | 0.148 | 0.148 | 0.148 | 0.148 | 0.148 | 0.148 | 0.148 | 0.148 | 0.148 | 0.148 | 0.148 | 0.148 | 0.148 | 0.148 | 0.148 | 0.148 | 0.148 | 0.148 | 0.148
|  | Rock River:2 | [6 empty] | 0.295 | 0.295 | 0.234 | 0.234 | 0.234 | 0.234 | 0.234 | 0.234 | 0.234 | 0.234 | 0.234 | 0.234 | 0.234 | 0.234 | 0.234 | 0.234 | 0.234 | 0.234 | 0.234 | 0.234 | 0.234 | 0.234 | 0.234 | 0.234 | 0.234 | 0.234 | 0.234 | 0.234 | 0.234 | 0.234 | 0.234 | 0.234 | 0.234 | 0.234 | 0.234 | 0.234 | 0.234 | 0.234 | 0.234 | 0.234 | 0.234 | 0.234 | 0.234 | 0.234 | 0.234 | 0.234 | 0.234 | 0.234
0 | 0 | Rock River:3 | [6 empty] | 0.33 | 0.33 | 0.33 | 0.33 | 0.33 | 0.33 | 0.33 | 0.33 | 0.33 | 0.33 | 0.33 | 0.33 | 0.33 | 0.33 | 0.33 | 0.33 | 0.33 | 0.33 | 0.33 | 0.33 | 0.33 | 0.33 | 0.33 | 0.33 | 0.33 | 0.33 | 0.33 | 0.33 | 0.33 | 0.33 | 0.33 | 0.33 | 0.33 | 0.33 | 0.33 | 0.33 | 0.33 | 0.33 | 0.33 | 0.33 | 0.33 | 0.33 | 0.33 | 0.33 | 0.33 | 0.33 | 0.33 | 0.33
|  | Rock River:4 | [6 empty] | 0.035 | 0.035 | 0.035 | 0.035 | 0.035 | 0.035 | 0.035 | 0.035 | 0.035 | 0.035 | 0.035 | 0.035 | 0.035 | 0.035 | 0.035 | 0.035 | 0.035 | 0.035 | 0.035 | 0.035 | 0.035 | 0.035 | 0.035 | 0.035 | 0.035 | 0.035 | 0.035 | 0.035 | 0.035 | 0.035 | 0.035 | 0.035 | 0.035 | 0.035 | 0.035 | 0.035 | 0.035 | 0.035 | 0.035 | 0.035 | 0.035 | 0.035 | 0.035 | 0.035 | 0.035 | 0.035 | 0.035 | 0.035
|  | Rock River:5 | [6 empty] | 0.039 | 0.039 | 0.039 | 0.039 | 0.039 | 0.039 | 0.039 | 0.039 | 0.039 | 0.039 | 0.039 | 0.039 | 0.039 | 0.039 | 0.039 | 0.039 | 0.039 | 0.039 | 0.039 | 0.039 | 0.039 | 0.039 | 0.039 | 0.039 | 0.039 | 0.039 | 0.039 | 0.039 | 0.039 | 0.039 | 0.039 | 0.039 | 0.039 | 0.039 | 0.039 | 0.039 | 0.039 | 0.039 | 0.039 | 0.039 | 0.039 | 0.039 | 0.039 | 0.039 | 0.039 | 0.039 | 0.039 | 0.039
|  | Rock River:6 | [6 empty] | 0.034 | 0.034 | 0.034 | 0.034 | 0.034 | 0.034 | 0.034 | 0.034 | 0.034 | 0.034 | 0.034 | 0.034 | 0.034 | 0.034 | 0.034 | 0.034 | 0.034 | 0.034 | 0.034 | 0.034 | 0.034 | 0.034 | 0.034 | 0.034 | 0.034 | 0.034 | 0.034 | 0.034 | 0.034 | 0.034 | 0.034 | 0.034 | 0.034 | 0.034 | 0.034 | 0.034 | 0.034 | 0.034 | 0.034 | 0.034 | 0.034 | 0.034 | 0.034 | 0.034 | 0.034 | 0.034 | 0.034 | 0.034
|  | Pulliam:3 | [6 empty] | 0.776 | 0.776 | 0.773 | 0.773 | 0.773 | 0.773 | 0.773 | 0.773 | 0.773 | 0.773 | 0.773 | 0.773 | 0.773 | 0.773 | 0.773 | 0.773 | 0.773 | 0.773 | 0.773 | 0.773 | 0.773 | 0.773 | 0.773 | 0.773 | 0.773 | 0.773 | 0.773 | 0.773 | 0.773 | 0.773 | 0.773 | 0.773 | 0.773 | 0.773 | 0.773 | 0.773 | 0.773 | 0.773 | 0.773 | 0.773 | 0.773 | 0.773 | 0.773 | 0.773 | 0.773 | 0.773 | 0.773 | 0.773
0 | 0 | Pulliam:4 | [6 empty] | 0.781 | 0.781 | 0.767 | 0.767 | 0.767 | 0.767 | 0.767 | 0.767 | 0.767 | 0.767 | 0.767 | 0.767 | 0.767 | 0.767 | 0.767 | 0.767 | 0.767 | 0.767 | 0.767 | 0.767 | 0.767 | 0.767 | 0.767 | 0.767 | 0.767 | 0.767 | 0.767 | 0.767 | 0.767 | 0.767 | 0.767 | 0.767 | 0.767 | 0.767 | 0.767 | 0.767 | 0.767 | 0.767 | 0.767 | 0.767 | 0.767 | 0.767 | 0.767 | 0.767 | 0.767 | 0.767 | 0.767 | 0.767
|  | Pulliam:5 | [6 empty] | 0.953 | 0.953 | 0.907 | 0.907 | 0.907 | 0.907 | 0.907 | 0.907 | 0.907 | 0.907 | 0.907 | 0.907 | 0.907 | 0.907 | 0.907 | 0.907 | 0.907 | 0.907 | 0.907 | 0.907 | 0.907 | 0.907 | 0.907 | 0.907 | 0.907 | 0.907 | 0.907 | 0.907 | 0.907 | 0.907 | 0.907 | 0.907 | 0.907 | 0.907 | 0.907 | 0.907 | 0.907 | 0.907 | 0.907 | 0.907 | 0.907 | 0.907 | 0.907 | 0.907 | 0.907 | 0.907 | 0.907 | 0.907
2021 | 0 | Pulliam:6 | [6 empty] | 0.981 | 0.981 | 0.916 | 0.916 | 0.916 | 0.916 | 0.916 | 0.916 | 0.916 | 0.916 | 0.916 | 0.916 | 0.916 | 0.916 | 0.916 | 0.1374 | 0.1374 | 0.1374 | 0.1374 | 0.1374 | 0.1374 | 0.1374 | 0.1374 | 0.1374 | 0.1374 | 0.1374 | 0.1374 | 0.1374 | 0.1374 | 0.1374 | 0.1374 | 0.1374 | 0.1374 | 0.1374 | 0.1374 | 0.1374 | 0.1374 | 0.1374 | 0.1374 | 0.1374 | 0.1374 | 0.1374 | 0.1374 | 0.1374 | 0.1374 | 0.1374 | 0.1374 | 0.1374
2021 | 0 | Pulliam:7 | [6 empty] | 0.416 | 0.416 | 0.382 | 0.382 | 0.382 | 0.382 | 0.382 | 0.382 | 0.382 | 0.382 | 0.382 | 0.382 | 0.382 | 0.382 | 0.382 | 0.0573 | 0.0573 | 0.0573 | 0.0573 | 0.0573 | 0.0573 | 0.0573 | 0.0573 | 0.0573 | 0.0573 | 0.0573 | 0.0573 | 0.0573 | 0.0573 | 0.0573 | 0.0573 | 0.0573 | 0.0573 | 0.0573 | 0.0573 | 0.0573 | 0.0573 | 0.0573 | 0.0573 | 0.0573 | 0.0573 | 0.0573 | 0.0573 | 0.0573 | 0.0573 | 0.0573 | 0.0573 | 0.0573
2021 | 0 | Pulliam:8 | [6 empty] | 0.33 | 0.33 | 0.301 | 0.301 | 0.301 | 0.301 | 0.301 | 0.301 | 0.301 | 0.301 | 0.301 | 0.301 | 0.301 | 0.301 | 0.301 | 0.04515 | 0.04515 | 0.04515 | 0.04515 | 0.04515 | 0.04515 | 0.04515 | 0.04515 | 0.04515 | 0.04515 | 0.04515 | 0.04515 | 0.04515 | 0.04515 | 0.04515 | 0.04515 | 0.04515 | 0.04515 | 0.04515 | 0.04515 | 0.04515 | 0.04515 | 0.04515 | 0.04515 | 0.04515 | 0.04515 | 0.04515 | 0.04515 | 0.04515 | 0.04515 | 0.04515 | 0.04515 | 0.04515
0 | 0 | West Marinette:31 | [6 empty] | 0.748 | 0.748 | 0.748 | 0.748 | 0.748 | 0.748 | 0.748 | 0.748 | 0.748 | 0.748 | 0.748 | 0.748 | 0.748 | 0.748 | 0.748 | 0.748 | 0.748 | 0.748 | 0.748 | 0.748 | 0.748 | 0.748 | 0.748 | 0.748 | 0.748 | 0.748 | 0.748 | 0.748 | 0.748 | 0.748 | 0.748 | 0.748 | 0.748 | 0.748 | 0.748 | 0.748 | 0.748 | 0.748 | 0.748 | 0.748 | 0.748 | 0.748 | 0.748 | 0.748 | 0.748 | 0.748 | 0.748 | 0.748
0 | 0 | West Marinette:32 | [6 empty] | 0.433 | 0.433 | 0.433 | 0.433 | 0.433 | 0.433 | 0.433 | 0.433 | 0.433 | 0.433 | 0.433 | 0.433 | 0.433 | 0.433 | 0.433 | 0.433 | 0.433 | 0.433 | 0.433 | 0.433 | 0.433 | 0.433 | 0.433 | 0.433 | 0.433 | 0.433 | 0.433 | 0.433 | 0.433 | 0.433 | 0.433 | 0.433 | 0.433 | 0.433 | 0.433 | 0.433 | 0.433 | 0.433 | 0.433 | 0.433 | 0.433 | 0.433 | 0.433 | 0.433 | 0.433 | 0.433 | 0.433 | 0.433
0 | 0 | West Marinette:33 | [6 empty] | 0.101 | 0.101 | 0.101 | 0.101 | 0.101 | 0.101 | 0.101 | 0.101 | 0.101 | 0.101 | 0.101 | 0.101 | 0.101 | 0.101 | 0.101 | 0.101 | 0.101 | 0.101 | 0.101 | 0.101 | 0.101 | 0.101 | 0.101 | 0.101 | 0.101 | 0.101 | 0.101 | 0.101 | 0.101 | 0.101 | 0.101 | 0.101 | 0.101 | 0.101 | 0.101 | 0.101 | 0.101 | 0.101 | 0.101 | 0.101 | 0.101 | 0.101 | 0.101 | 0.101 | 0.101 | 0.101 | 0.101 | 0.101
2021 | 0 | Weston (WPS):1 | [6 empty] | 0.802 | 0.802 | 0.813 | 0.813 | 0.813 | 0.813 | 0.813 | 0.813 | 0.813 | 0.813 | 0.813 | 0.813 | 0.813 | 0.813 | 0.813 | 0.12195 | 0.12195 | 0.12195 | 0.12195 | 0.12195 | 0.12195 | 0.12195 | 0.12195 | 0.12195 | 0.12195 | 0.12195 | 0.12195 | 0.12195 | 0.12195 | 0.12195 | 0.12195 | 0.12195 | 0.12195 | 0.12195 | 0.12195 | 0.12195 | 0.12195 | 0.12195 | 0.12195 | 0.12195 | 0.12195 | 0.12195 | 0.12195 | 0.12195 | 0.12195 | 0.12195 | 0.12195 | 0.12195
2021 | 0 | Weston (WPS):2 | [6 empty] | 0.369 | 0.369 | 0.402 | 0.402 | 0.402 | 0.402 | 0.402 | 0.402 | 0.402 | 0.402 | 0.402 | 0.402 | 0.402 | 0.402 | 0.402 | 0.0603 | 0.0603 | 0.0603 | 0.0603 | 0.0603 | 0.0603 | 0.0603 | 0.0603 | 0.0603 | 0.0603 | 0.0603 | 0.0603 | 0.0603 | 0.0603 | 0.0603 | 0.0603 | 0.0603 | 0.0603 | 0.0603 | 0.0603 | 0.0603 | 0.0603 | 0.0603 | 0.0603 | 0.0603 | 0.0603 | 0.0603 | 0.0603 | 0.0603 | 0.0603 | 0.0603 | 0.0603 | 0.0603
2020 | 0 | Weston (WPS):3 | [6 empty] | 0.272 | 0.272 | 0.246 | 0.246 | 0.246 | 0.246 | 0.246 | 0.246 | 0.246 | 0.246 | 0.246 | 0.246 | 0.246 | 0.246 | 0.0369 | 0.0369 | 0.0369 | 0.0369 | 0.0369 | 0.0369 | 0.0369 | 0.0369 | 0.0369 | 0.0369 | 0.0369 | 0.0369 | 0.0369 | 0.0369 | 0.0369 | 0.0369 | 0.0369 | 0.0369 | 0.0369 | 0.0369 | 0.0369 | 0.0369 | 0.0369 | 0.0369 | 0.0369 | 0.0369 | 0.0369 | 0.0369 | 0.0369 | 0.0369 | 0.0369 | 0.0369 | 0.0369 | 0.0369
0 | 0 | Weston (WPS):31 | [6 empty] | 0.5 | 0.5 | 0.5 | 0.5 | 0.5 | 0.5 | 0.5 | 0.5 | 0.5 | 0.5 | 0.5 | 0.5 | 0.5 | 0.5 | 0.5 | 0.5 | 0.5 | 0.5 | 0.5 | 0.5 | 0.5 | 0.5 | 0.5 | 0.5 | 0.5 | 0.5 | 0.5 | 0.5 | 0.5 | 0.5 | 0.5 | 0.5 | 0.5 | 0.5 | 0.5 | 0.5 | 0.5 | 0.5 | 0.5 | 0.5 | 0.5 | 0.5 | 0.5 | 0.5 | 0.5 | 0.5 | 0.5 | 0.5
0 | 0 | Weston (WPS):32 | [6 empty] | 0.5 | 0.5 | 0.5 | 0.5 | 0.5 | 0.5 | 0.5 | 0.5 | 0.5 | 0.5 | 0.5 | 0.5 | 0.5 | 0.5 | 0.5 | 0.5 | 0.5 | 0.5 | 0.5 | 0.5 | 0.5 | 0.5 | 0.5 | 0.5 | 0.5 | 0.5 | 0.5 | 0.5 | 0.5 | 0.5 | 0.5 | 0.5 | 0.5 | 0.5 | 0.5 | 0.5 | 0.5 | 0.5 | 0.5 | 0.5 | 0.5 | 0.5 | 0.5 | 0.5 | 0.5 | 0.5 | 0.5 | 0.5
|  | Manitowoc:2 | [6 empty] | 0.32 | 0.32 | 0.32 | 0.32 | 0.32 | 0.32 | 0.32 | 0.32 | 0.32 | 0.32 | 0.32 | 0.32 | 0.32 | 0.32 | 0.32 | 0.32 | 0.32 | 0.32 | 0.32 | 0.32 | 0.32 | 0.32 | 0.32 | 0.32 | 0.32 | 0.32 | 0.32 | 0.32 | 0.32 | 0.32 | 0.32 | 0.32 | 0.32 | 0.32 | 0.32 | 0.32 | 0.32 | 0.32 | 0.32 | 0.32 | 0.32 | 0.32 | 0.32 | 0.32 | 0.32 | 0.32 | 0.32 | 0.32
|  | Manitowoc:3 | [6 empty] | 0.32 | 0.32 | 0.32 | 0.32 | 0.32 | 0.32 | 0.32 | 0.32 | 0.32 | 0.32 | 0.32 | 0.32 | 0.32 | 0.32 | 0.32 | 0.32 | 0.32 | 0.32 | 0.32 | 0.32 | 0.32 | 0.32 | 0.32 | 0.32 | 0.32 | 0.32 | 0.32 | 0.32 | 0.32 | 0.32 | 0.32 | 0.32 | 0.32 | 0.32 | 0.32 | 0.32 | 0.32 | 0.32 | 0.32 | 0.32 | 0.32 | 0.32 | 0.32 | 0.32 | 0.32 | 0.32 | 0.32 | 0.32
2021 | 0 | Manitowoc:4 | [6 empty] | 0.32 | 0.32 | 0.32 | 0.32 | 0.32 | 0.32 | 0.32 | 0.32 | 0.32 | 0.32 | 0.32 | 0.32 | 0.32 | 0.32 | 0.32 | 0.048 | 0.048 | 0.048 | 0.048 | 0.048 | 0.048 | 0.048 | 0.048 | 0.048 | 0.048 | 0.048 | 0.048 | 0.048 | 0.048 | 0.048 | 0.048 | 0.048 | 0.048 | 0.048 | 0.048 | 0.048 | 0.048 | 0.048 | 0.048 | 0.048 | 0.048 | 0.048 | 0.048 | 0.048 | 0.048 | 0.048 | 0.048 | 0.048
2021 | 0 | Manitowoc:5 | [6 empty] | 0.32 | 0.32 | 0.32 | 0.32 | 0.32 | 0.32 | 0.32 | 0.32 | 0.32 | 0.32 | 0.32 | 0.32 | 0.32 | 0.32 | 0.32 | 0.048 | 0.048 | 0.048 | 0.048 | 0.048 | 0.048 | 0.048 | 0.048 | 0.048 | 0.048 | 0.048 | 0.048 | 0.048 | 0.048 | 0.048 | 0.048 | 0.048 | 0.048 | 0.048 | 0.048 | 0.048 | 0.048 | 0.048 | 0.048 | 0.048 | 0.048 | 0.048 | 0.048 | 0.048 | 0.048 | 0.048 | 0.048 | 0.048
2021 | 0 | Manitowoc:6 | [6 empty] | 0.319 | 0.319 | 0.303 | 0.303 | 0.303 | 0.303 | 0.303 | 0.303 | 0.303 | 0.303 | 0.303 | 0.303 | 0.303 | 0.303 | 0.303 | 0.04545 | 0.04545 | 0.04545 | 0.04545 | 0.04545 | 0.04545 | 0.04545 | 0.04545 | 0.04545 | 0.04545 | 0.04545 | 0.04545 | 0.04545 | 0.04545 | 0.04545 | 0.04545 | 0.04545 | 0.04545 | 0.04545 | 0.04545 | 0.04545 | 0.04545 | 0.04545 | 0.04545 | 0.04545 | 0.04545 | 0.04545 | 0.04545 | 0.04545 | 0.04545 | 0.04545 | 0.04545 | 0.04545
|  | Manitowoc:IC | [6 empty] | 0.316 | 0.316 | 0.312 | 0.312 | 0.312 | 0.312 | 0.312 | 0.312 | 0.312 | 0.312 | 0.312 | 0.312 | 0.312 | 0.312 | 0.312 | 0.312 | 0.312 | 0.312 | 0.312 | 0.312 | 0.312 | 0.312 | 0.312 | 0.312 | 0.312 | 0.312 | 0.312 | 0.312 | 0.312 | 0.312 | 0.312 | 0.312 | 0.312 | 0.312 | 0.312 | 0.312 | 0.312 | 0.312 | 0.312 | 0.312 | 0.312 | 0.312 | 0.312 | 0.312 | 0.312 | 0.312 | 0.312 | 0.312
2021 | 0 | Alma:1-3 | [6 empty] | 0.64 | 0.64 | 0.631 | 0.631 | 0.631 | 0.631 | 0.631 | 0.631 | 0.631 | 0.631 | 0.631 | 0.631 | 0.631 | 0.631 | 0.631 | 0.09465 | 0.09465 | 0.09465 | 0.09465 | 0.09465 | 0.09465 | 0.09465 | 0.09465 | 0.09465 | 0.09465 | 0.09465 | 0.09465 | 0.09465 | 0.09465 | 0.09465 | 0.09465 | 0.09465 | 0.09465 | 0.09465 | 0.09465 | 0.09465 | 0.09465 | 0.09465 | 0.09465 | 0.09465 | 0.09465 | 0.09465 | 0.09465 | 0.09465 | 0.09465 | 0.09465 | 0.09465 | 0.09465
2021 | 0 | Alma:4 | [6 empty] | 0.771 | 0.771 | 0.785 | 0.785 | 0.785 | 0.785 | 0.785 | 0.785 | 0.785 | 0.785 | 0.785 | 0.785 | 0.785 | 0.785 | 0.785 | 0.11775 | 0.11775 | 0.11775 | 0.11775 | 0.11775 | 0.11775 | 0.11775 | 0.11775 | 0.11775 | 0.11775 | 0.11775 | 0.11775 | 0.11775 | 0.11775 | 0.11775 | 0.11775 | 0.11775 | 0.11775 | 0.11775 | 0.11775 | 0.11775 | 0.11775 | 0.11775 | 0.11775 | 0.11775 | 0.11775 | 0.11775 | 0.11775 | 0.11775 | 0.11775 | 0.11775 | 0.11775 | 0.11775
2021 | 0 | Alma:5 | [6 empty] | 0.77 | 0.77 | 0.786 | 0.786 | 0.786 | 0.786 | 0.786 | 0.786 | 0.786 | 0.786 | 0.786 | 0.786 | 0.786 | 0.786 | 0.786 | 0.1179 | 0.1179 | 0.1179 | 0.1179 | 0.1179 | 0.1179 | 0.1179 | 0.1179 | 0.1179 | 0.1179 | 0.1179 | 0.1179 | 0.1179 | 0.1179 | 0.1179 | 0.1179 | 0.1179 | 0.1179 | 0.1179 | 0.1179 | 0.1179 | 0.1179 | 0.1179 | 0.1179 | 0.1179 | 0.1179 | 0.1179 | 0.1179 | 0.1179 | 0.1179 | 0.1179 | 0.1179 | 0.1179
2020 | 0 | Genoa:ST3 | [6 empty] | 0.336 | 0.336 | 0.333 | 0.333 | 0.333 | 0.333 | 0.333 | 0.333 | 0.333 | 0.333 | 0.333 | 0.333 | 0.333 | 0.333 | 0.04995 | 0.04995 | 0.04995 | 0.04995 | 0.04995 | 0.04995 | 0.04995 | 0.04995 | 0.04995 | 0.04995 | 0.04995 | 0.04995 | 0.04995 | 0.04995 | 0.04995 | 0.04995 | 0.04995 | 0.04995 | 0.04995 | 0.04995 | 0.04995 | 0.04995 | 0.04995 | 0.04995 | 0.04995 | 0.04995 | 0.04995 | 0.04995 | 0.04995 | 0.04995 | 0.04995 | 0.04995 | 0.04995 | 0.04995
|  | Buchanan (CONED):ALL | [6 empty] | 0.315 | 0.315 | 0.315 | 0.315 | 0.315 | 0.315 | 0.315 | 0.315 | 0.315 | 0.315 | 0.315 | 0.315 | 0.315 | 0.315 | 0.315 | 0.315 | 0.315 | 0.315 | 0.315 | 0.315 | 0.315 | 0.315 | 0.315 | 0.315 | 0.315 | 0.315 | 0.315 | 0.315 | 0.315 | 0.315 | 0.315 | 0.315 | 0.315 | 0.315 | 0.315 | 0.315 | 0.315 | 0.315 | 0.315 | 0.315 | 0.315 | 0.315 | 0.315 | 0.315 | 0.315 | 0.315 | 0.315 | 0.315
|  | Granger-Landfill:ALL | [6 empty] | 0.1 | 0.1 | 0.1 | 0.1 | 0.1 | 0.1 | 0.1 | 0.1 | 0.1 | 0.1 | 0.1 | 0.1 | 0.1 | 0.1 | 0.1 | 0.1 | 0.1 | 0.1 | 0.1 | 0.1 | 0.1 | 0.1 | 0.1 | 0.1 | 0.1 | 0.1 | 0.1 | 0.1 | 0.1 | 0.1 | 0.1 | 0.1 | 0.1 | 0.1 | 0.1 | 0.1 | 0.1 | 0.1 | 0.1 | 0.1 | 0.1 | 0.1 | 0.1 | 0.1 | 0.1 | 0.1 | 0.1 | 0.1
0 | 0 | Easton 2:2122 | [6 empty] | 0.315 | 0.315 | 0.315 | 0.315 | 0.315 | 0.315 | 0.315 | 0.315 | 0.315 | 0.315 | 0.315 | 0.315 | 0.315 | 0.315 | 0.315 | 0.315 | 0.315 | 0.315 | 0.315 | 0.315 | 0.315 | 0.315 | 0.315 | 0.315 | 0.315 | 0.315 | 0.315 | 0.315 | 0.315 | 0.315 | 0.315 | 0.315 | 0.315 | 0.315 | 0.315 | 0.315 | 0.315 | 0.315 | 0.315 | 0.315 | 0.315 | 0.315 | 0.315 | 0.315 | 0.315 | 0.315 | 0.315 | 0.315
|  | Easton 2:2324 | [6 empty] | 0.315 | 0.315 | 0.315 | 0.315 | 0.315 | 0.315 | 0.315 | 0.315 | 0.315 | 0.315 | 0.315 | 0.315 | 0.315 | 0.315 | 0.315 | 0.315 | 0.315 | 0.315 | 0.315 | 0.315 | 0.315 | 0.315 | 0.315 | 0.315 | 0.315 | 0.315 | 0.315 | 0.315 | 0.315 | 0.315 | 0.315 | 0.315 | 0.315 | 0.315 | 0.315 | 0.315 | 0.315 | 0.315 | 0.315 | 0.315 | 0.315 | 0.315 | 0.315 | 0.315 | 0.315 | 0.315 | 0.315 | 0.315
2021 | 0 | Endicott:1 | [6 empty] | 0.179 | 0.179 | 0.159 | 0.159 | 0.159 | 0.159 | 0.159 | 0.159 | 0.159 | 0.159 | 0.159 | 0.159 | 0.159 | 0.159 | 0.159 | 0.02385 | 0.02385 | 0.02385 | 0.02385 | 0.02385 | 0.02385 | 0.02385 | 0.02385 | 0.02385 | 0.02385 | 0.02385 | 0.02385 | 0.02385 | 0.02385 | 0.02385 | 0.02385 | 0.02385 | 0.02385 | 0.02385 | 0.02385 | 0.02385 | 0.02385 | 0.02385 | 0.02385 | 0.02385 | 0.02385 | 0.02385 | 0.02385 | 0.02385 | 0.02385 | 0.02385 | 0.02385 | 0.02385
2020 | 0 | J.P. Madgett:1 | [6 empty] | 0.326 | 0.326 | 0.326 | 0.326 | 0.326 | 0.326 | 0.326 | 0.326 | 0.326 | 0.326 | 0.326 | 0.326 | 0.326 | 0.326 | 0.0489 | 0.0489 | 0.0489 | 0.0489 | 0.0489 | 0.0489 | 0.0489 | 0.0489 | 0.0489 | 0.0489 | 0.0489 | 0.0489 | 0.0489 | 0.0489 | 0.0489 | 0.0489 | 0.0489 | 0.0489 | 0.0489 | 0.0489 | 0.0489 | 0.0489 | 0.0489 | 0.0489 | 0.0489 | 0.0489 | 0.0489 | 0.0489 | 0.0489 | 0.0489 | 0.0489 | 0.0489 | 0.0489 | 0.0489
2021 | 0 | Colbert:1 | [6 empty] | 0.054 | 0.054 | 0.393 | 0.393 | 0.393 | 0.393 | 0.393 | 0.393 | 0.393 | 0.393 | 0.393 | 0.393 | 0.393 | 0.393 | 0.393 | 0.05895 | 0.05895 | 0.05895 | 0.05895 | 0.05895 | 0.05895 | 0.05895 | 0.05895 | 0.05895 | 0.05895 | 0.05895 | 0.05895 | 0.05895 | 0.05895 | 0.05895 | 0.05895 | 0.05895 | 0.05895 | 0.05895 | 0.05895 | 0.05895 | 0.05895 | 0.05895 | 0.05895 | 0.05895 | 0.05895 | 0.05895 | 0.05895 | 0.05895 | 0.05895 | 0.05895 | 0.05895 | 0.05895
0 | 0 | Colbert:GT1 | [6 empty] | 0.1 | 0.1 | 0.1 | 0.1 | 0.1 | 0.1 | 0.1 | 0.1 | 0.1 | 0.1 | 0.1 | 0.1 | 0.1 | 0.1 | 0.1 | 0.1 | 0.1 | 0.1 | 0.1 | 0.1 | 0.1 | 0.1 | 0.1 | 0.1 | 0.1 | 0.1 | 0.1 | 0.1 | 0.1 | 0.1 | 0.1 | 0.1 | 0.1 | 0.1 | 0.1 | 0.1 | 0.1 | 0.1 | 0.1 | 0.1 | 0.1 | 0.1 | 0.1 | 0.1 | 0.1 | 0.1 | 0.1 | 0.1
0 | 0 | Colbert:GT2 | [6 empty] | 0.1 | 0.1 | 0.1 | 0.1 | 0.1 | 0.1 | 0.1 | 0.1 | 0.1 | 0.1 | 0.1 | 0.1 | 0.1 | 0.1 | 0.1 | 0.1 | 0.1 | 0.1 | 0.1 | 0.1 | 0.1 | 0.1 | 0.1 | 0.1 | 0.1 | 0.1 | 0.1 | 0.1 | 0.1 | 0.1 | 0.1 | 0.1 | 0.1 | 0.1 | 0.1 | 0.1 | 0.1 | 0.1 | 0.1 | 0.1 | 0.1 | 0.1 | 0.1 | 0.1 | 0.1 | 0.1 | 0.1 | 0.1
0 | 0 | Colbert:GT3 | [6 empty] | 0.1 | 0.1 | 0.1 | 0.1 | 0.1 | 0.1 | 0.1 | 0.1 | 0.1 | 0.1 | 0.1 | 0.1 | 0.1 | 0.1 | 0.1 | 0.1 | 0.1 | 0.1 | 0.1 | 0.1 | 0.1 | 0.1 | 0.1 | 0.1 | 0.1 | 0.1 | 0.1 | 0.1 | 0.1 | 0.1 | 0.1 | 0.1 | 0.1 | 0.1 | 0.1 | 0.1 | 0.1 | 0.1 | 0.1 | 0.1 | 0.1 | 0.1 | 0.1 | 0.1 | 0.1 | 0.1 | 0.1 | 0.1
0 | 0 | Colbert:GT4 | [6 empty] | 0.1 | 0.1 | 0.1 | 0.1 | 0.1 | 0.1 | 0.1 | 0.1 | 0.1 | 0.1 | 0.1 | 0.1 | 0.1 | 0.1 | 0.1 | 0.1 | 0.1 | 0.1 | 0.1 | 0.1 | 0.1 | 0.1 | 0.1 | 0.1 | 0.1 | 0.1 | 0.1 | 0.1 | 0.1 | 0.1 | 0.1 | 0.1 | 0.1 | 0.1 | 0.1 | 0.1 | 0.1 | 0.1 | 0.1 | 0.1 | 0.1 | 0.1 | 0.1 | 0.1 | 0.1 | 0.1 | 0.1 | 0.1
0 | 0 | Colbert:GT5 | [6 empty] | 0.1 | 0.1 | 0.1 | 0.1 | 0.1 | 0.1 | 0.1 | 0.1 | 0.1 | 0.1 | 0.1 | 0.1 | 0.1 | 0.1 | 0.1 | 0.1 | 0.1 | 0.1 | 0.1 | 0.1 | 0.1 | 0.1 | 0.1 | 0.1 | 0.1 | 0.1 | 0.1 | 0.1 | 0.1 | 0.1 | 0.1 | 0.1 | 0.1 | 0.1 | 0.1 | 0.1 | 0.1 | 0.1 | 0.1 | 0.1 | 0.1 | 0.1 | 0.1 | 0.1 | 0.1 | 0.1 | 0.1 | 0.1
0 | 0 | Colbert:GT6 | [6 empty] | 0.1 | 0.1 | 0.1 | 0.1 | 0.1 | 0.1 | 0.1 | 0.1 | 0.1 | 0.1 | 0.1 | 0.1 | 0.1 | 0.1 | 0.1 | 0.1 | 0.1 | 0.1 | 0.1 | 0.1 | 0.1 | 0.1 | 0.1 | 0.1 | 0.1 | 0.1 | 0.1 | 0.1 | 0.1 | 0.1 | 0.1 | 0.1 | 0.1 | 0.1 | 0.1 | 0.1 | 0.1 | 0.1 | 0.1 | 0.1 | 0.1 | 0.1 | 0.1 | 0.1 | 0.1 | 0.1 | 0.1 | 0.1
0 | 0 | Colbert:GT7 | [6 empty] | 0.1 | 0.1 | 0.1 | 0.1 | 0.1 | 0.1 | 0.1 | 0.1 | 0.1 | 0.1 | 0.1 | 0.1 | 0.1 | 0.1 | 0.1 | 0.1 | 0.1 | 0.1 | 0.1 | 0.1 | 0.1 | 0.1 | 0.1 | 0.1 | 0.1 | 0.1 | 0.1 | 0.1 | 0.1 | 0.1 | 0.1 | 0.1 | 0.1 | 0.1 | 0.1 | 0.1 | 0.1 | 0.1 | 0.1 | 0.1 | 0.1 | 0.1 | 0.1 | 0.1 | 0.1 | 0.1 | 0.1 | 0.1
0 | 0 | Colbert:GT8 | [6 empty] | 0.1 | 0.1 | 0.1 | 0.1 | 0.1 | 0.1 | 0.1 | 0.1 | 0.1 | 0.1 | 0.1 | 0.1 | 0.1 | 0.1 | 0.1 | 0.1 | 0.1 | 0.1 | 0.1 | 0.1 | 0.1 | 0.1 | 0.1 | 0.1 | 0.1 | 0.1 | 0.1 | 0.1 | 0.1 | 0.1 | 0.1 | 0.1 | 0.1 | 0.1 | 0.1 | 0.1 | 0.1 | 0.1 | 0.1 | 0.1 | 0.1 | 0.1 | 0.1 | 0.1 | 0.1 | 0.1 | 0.1 | 0.1
2021 | 0 | Colbert:2 | [6 empty] | 0.047 | 0.047 | 0.392 | 0.392 | 0.392 | 0.392 | 0.392 | 0.392 | 0.392 | 0.392 | 0.392 | 0.392 | 0.392 | 0.392 | 0.392 | 0.0588 | 0.0588 | 0.0588 | 0.0588 | 0.0588 | 0.0588 | 0.0588 | 0.0588 | 0.0588 | 0.0588 | 0.0588 | 0.0588 | 0.0588 | 0.0588 | 0.0588 | 0.0588 | 0.0588 | 0.0588 | 0.0588 | 0.0588 | 0.0588 | 0.0588 | 0.0588 | 0.0588 | 0.0588 | 0.0588 | 0.0588 | 0.0588 | 0.0588 | 0.0588 | 0.0588 | 0.0588 | 0.0588
2021 | 0 | Colbert:3 | [6 empty] | 0.062 | 0.062 | 0.393 | 0.393 | 0.393 | 0.393 | 0.393 | 0.393 | 0.393 | 0.393 | 0.393 | 0.393 | 0.393 | 0.393 | 0.393 | 0.05895 | 0.05895 | 0.05895 | 0.05895 | 0.05895 | 0.05895 | 0.05895 | 0.05895 | 0.05895 | 0.05895 | 0.05895 | 0.05895 | 0.05895 | 0.05895 | 0.05895 | 0.05895 | 0.05895 | 0.05895 | 0.05895 | 0.05895 | 0.05895 | 0.05895 | 0.05895 | 0.05895 | 0.05895 | 0.05895 | 0.05895 | 0.05895 | 0.05895 | 0.05895 | 0.05895 | 0.05895 | 0.05895
2021 | 0 | Colbert:4 | [6 empty] | 0.057 | 0.057 | 0.393 | 0.393 | 0.393 | 0.393 | 0.393 | 0.393 | 0.393 | 0.393 | 0.393 | 0.393 | 0.393 | 0.393 | 0.393 | 0.05895 | 0.05895 | 0.05895 | 0.05895 | 0.05895 | 0.05895 | 0.05895 | 0.05895 | 0.05895 | 0.05895 | 0.05895 | 0.05895 | 0.05895 | 0.05895 | 0.05895 | 0.05895 | 0.05895 | 0.05895 | 0.05895 | 0.05895 | 0.05895 | 0.05895 | 0.05895 | 0.05895 | 0.05895 | 0.05895 | 0.05895 | 0.05895 | 0.05895 | 0.05895 | 0.05895 | 0.05895 | 0.05895
|  | Colbert:5 | [6 empty] | 0.433 | 0.433 | 0.039 | 0.039 | 0.039 | 0.039 | 0.039 | 0.039 | 0.039 | 0.039 | 0.039 | 0.039 | 0.039 | 0.039 | 0.039 | 0.039 | 0.039 | 0.039 | 0.039 | 0.039 | 0.039 | 0.039 | 0.039 | 0.039 | 0.039 | 0.039 | 0.039 | 0.039 | 0.039 | 0.039 | 0.039 | 0.039 | 0.039 | 0.039 | 0.039 | 0.039 | 0.039 | 0.039 | 0.039 | 0.039 | 0.039 | 0.039 | 0.039 | 0.039 | 0.039 | 0.039 | 0.039 | 0.039
2017 | 0 | Widows Creek:1 | [6 empty] | 0.429 | 0.429 | 0.438 | 0.438 | 0.438 | 0.438 | 0.438 | 0.438 | 0.438 | 0.438 | 0.438 | 0.0657 | 0.0657 | 0.0657 | 0.0657 | 0.0657 | 0.0657 | 0.0657 | 0.0657 | 0.0657 | 0.0657 | 0.0657 | 0.0657 | 0.0657 | 0.0657 | 0.0657 | 0.0657 | 0.0657 | 0.0657 | 0.0657 | 0.0657 | 0.0657 | 0.0657 | 0.0657 | 0.0657 | 0.0657 | 0.0657 | 0.0657 | 0.0657 | 0.0657 | 0.0657 | 0.0657 | 0.0657 | 0.0657 | 0.0657 | 0.0657 | 0.0657 | 0.0657
2017 | 0 | Widows Creek:2 | [6 empty] | 0.429 | 0.429 | 0.437 | 0.437 | 0.437 | 0.437 | 0.437 | 0.437 | 0.437 | 0.437 | 0.437 | 0.06555 | 0.06555 | 0.06555 | 0.06555 | 0.06555 | 0.06555 | 0.06555 | 0.06555 | 0.06555 | 0.06555 | 0.06555 | 0.06555 | 0.06555 | 0.06555 | 0.06555 | 0.06555 | 0.06555 | 0.06555 | 0.06555 | 0.06555 | 0.06555 | 0.06555 | 0.06555 | 0.06555 | 0.06555 | 0.06555 | 0.06555 | 0.06555 | 0.06555 | 0.06555 | 0.06555 | 0.06555 | 0.06555 | 0.06555 | 0.06555 | 0.06555 | 0.06555
2017 | 0 | Widows Creek:3 | [6 empty] | 0.429 | 0.429 | 0.439 | 0.439 | 0.439 | 0.439 | 0.439 | 0.439 | 0.439 | 0.439 | 0.439 | 0.06585 | 0.06585 | 0.06585 | 0.06585 | 0.06585 | 0.06585 | 0.06585 | 0.06585 | 0.06585 | 0.06585 | 0.06585 | 0.06585 | 0.06585 | 0.06585 | 0.06585 | 0.06585 | 0.06585 | 0.06585 | 0.06585 | 0.06585 | 0.06585 | 0.06585 | 0.06585 | 0.06585 | 0.06585 | 0.06585 | 0.06585 | 0.06585 | 0.06585 | 0.06585 | 0.06585 | 0.06585 | 0.06585 | 0.06585 | 0.06585 | 0.06585 | 0.06585
2017 | 0 | Widows Creek:4 | [6 empty] | 0.429 | 0.429 | 0.439 | 0.439 | 0.439 | 0.439 | 0.439 | 0.439 | 0.439 | 0.439 | 0.439 | 0.06585 | 0.06585 | 0.06585 | 0.06585 | 0.06585 | 0.06585 | 0.06585 | 0.06585 | 0.06585 | 0.06585 | 0.06585 | 0.06585 | 0.06585 | 0.06585 | 0.06585 | 0.06585 | 0.06585 | 0.06585 | 0.06585 | 0.06585 | 0.06585 | 0.06585 | 0.06585 | 0.06585 | 0.06585 | 0.06585 | 0.06585 | 0.06585 | 0.06585 | 0.06585 | 0.06585 | 0.06585 | 0.06585 | 0.06585 | 0.06585 | 0.06585 | 0.06585
2017 | 0 | Widows Creek:5 | [6 empty] | 0.429 | 0.429 | 0.438 | 0.438 | 0.438 | 0.438 | 0.438 | 0.438 | 0.438 | 0.438 | 0.438 | 0.0657 | 0.0657 | 0.0657 | 0.0657 | 0.0657 | 0.0657 | 0.0657 | 0.0657 | 0.0657 | 0.0657 | 0.0657 | 0.0657 | 0.0657 | 0.0657 | 0.0657 | 0.0657 | 0.0657 | 0.0657 | 0.0657 | 0.0657 | 0.0657 | 0.0657 | 0.0657 | 0.0657 | 0.0657 | 0.0657 | 0.0657 | 0.0657 | 0.0657 | 0.0657 | 0.0657 | 0.0657 | 0.0657 | 0.0657 | 0.0657 | 0.0657 | 0.0657
2017 | 0 | Widows Creek:6 | [6 empty] | 0.429 | 0.429 | 0.439 | 0.439 | 0.439 | 0.439 | 0.439 | 0.439 | 0.439 | 0.439 | 0.439 | 0.06585 | 0.06585 | 0.06585 | 0.06585 | 0.06585 | 0.06585 | 0.06585 | 0.06585 | 0.06585 | 0.06585 | 0.06585 | 0.06585 | 0.06585 | 0.06585 | 0.06585 | 0.06585 | 0.06585 | 0.06585 | 0.06585 | 0.06585 | 0.06585 | 0.06585 | 0.06585 | 0.06585 | 0.06585 | 0.06585 | 0.06585 | 0.06585 | 0.06585 | 0.06585 | 0.06585 | 0.06585 | 0.06585 | 0.06585 | 0.06585 | 0.06585 | 0.06585
|  | Widows Creek:7 | [6 empty] | 0.07 | 0.07 | 0.06 | 0.06 | 0.06 | 0.06 | 0.06 | 0.06 | 0.06 | 0.06 | 0.06 | 0.06 | 0.06 | 0.06 | 0.06 | 0.06 | 0.06 | 0.06 | 0.06 | 0.06 | 0.06 | 0.06 | 0.06 | 0.06 | 0.06 | 0.06 | 0.06 | 0.06 | 0.06 | 0.06 | 0.06 | 0.06 | 0.06 | 0.06 | 0.06 | 0.06 | 0.06 | 0.06 | 0.06 | 0.06 | 0.06 | 0.06 | 0.06 | 0.06 | 0.06 | 0.06 | 0.06 | 0.06
|  | Widows Creek:8 | [6 empty] | 0.041 | 0.041 | 0.047 | 0.047 | 0.047 | 0.047 | 0.047 | 0.047 | 0.047 | 0.047 | 0.047 | 0.047 | 0.047 | 0.047 | 0.047 | 0.047 | 0.047 | 0.047 | 0.047 | 0.047 | 0.047 | 0.047 | 0.047 | 0.047 | 0.047 | 0.047 | 0.047 | 0.047 | 0.047 | 0.047 | 0.047 | 0.047 | 0.047 | 0.047 | 0.047 | 0.047 | 0.047 | 0.047 | 0.047 | 0.047 | 0.047 | 0.047 | 0.047 | 0.047 | 0.047 | 0.047 | 0.047 | 0.047
2017 | 0 | Northeastern Power Cogeneration:1 | [6 empty] | 0.405 | 0.405 | 0.405 | 0.405 | 0.405 | 0.405 | 0.405 | 0.405 | 0.405 | 0.405 | 0.405 | 0.06075 | 0.06075 | 0.06075 | 0.06075 | 0.06075 | 0.06075 | 0.06075 | 0.06075 | 0.06075 | 0.06075 | 0.06075 | 0.06075 | 0.06075 | 0.06075 | 0.06075 | 0.06075 | 0.06075 | 0.06075 | 0.06075 | 0.06075 | 0.06075 | 0.06075 | 0.06075 | 0.06075 | 0.06075 | 0.06075 | 0.06075 | 0.06075 | 0.06075 | 0.06075 | 0.06075 | 0.06075 | 0.06075 | 0.06075 | 0.06075 | 0.06075 | 0.06075
|  | Marcus Hook Refinery Cogen:CC | [6 empty] | 0.05 | 0.05 | 0.083 | 0.083 | 0.083 | 0.083 | 0.083 | 0.083 | 0.083 | 0.083 | 0.083 | 0.083 | 0.083 | 0.083 | 0.083 | 0.083 | 0.083 | 0.083 | 0.083 | 0.083 | 0.083 | 0.083 | 0.083 | 0.083 | 0.083 | 0.083 | 0.083 | 0.083 | 0.083 | 0.083 | 0.083 | 0.083 | 0.083 | 0.083 | 0.083 | 0.083 | 0.083 | 0.083 | 0.083 | 0.083 | 0.083 | 0.083 | 0.083 | 0.083 | 0.083 | 0.083 | 0.083 | 0.083
|  | Marcus Hook Refinery Cogen:CC2 | [6 empty] | 0.05 | 0.05 | 0.05 | 0.05 | 0.05 | 0.05 | 0.05 | 0.05 | 0.05 | 0.05 | 0.05 | 0.05 | 0.05 | 0.05 | 0.05 | 0.05 | 0.05 | 0.05 | 0.05 | 0.05 | 0.05 | 0.05 | 0.05 | 0.05 | 0.05 | 0.05 | 0.05 | 0.05 | 0.05 | 0.05 | 0.05 | 0.05 | 0.05 | 0.05 | 0.05 | 0.05 | 0.05 | 0.05 | 0.05 | 0.05 | 0.05 | 0.05 | 0.05 | 0.05 | 0.05 | 0.05 | 0.05 | 0.05
|  | Marcus Hook Refinery Cogen:CC3 | [6 empty] | 0.05 | 0.05 | 0.05 | 0.05 | 0.05 | 0.05 | 0.05 | 0.05 | 0.05 | 0.05 | 0.05 | 0.05 | 0.05 | 0.05 | 0.05 | 0.05 | 0.05 | 0.05 | 0.05 | 0.05 | 0.05 | 0.05 | 0.05 | 0.05 | 0.05 | 0.05 | 0.05 | 0.05 | 0.05 | 0.05 | 0.05 | 0.05 | 0.05 | 0.05 | 0.05 | 0.05 | 0.05 | 0.05 | 0.05 | 0.05 | 0.05 | 0.05 | 0.05 | 0.05 | 0.05 | 0.05 | 0.05 | 0.05
2021 | 0 | GF Weaton Power Station:GEN1 | [6 empty] | 0.405 | 0.405 | 0.405 | 0.405 | 0.405 | 0.405 | 0.405 | 0.405 | 0.405 | 0.405 | 0.405 | 0.405 | 0.405 | 0.405 | 0.405 | 0.06075 | 0.06075 | 0.06075 | 0.06075 | 0.06075 | 0.06075 | 0.06075 | 0.06075 | 0.06075 | 0.06075 | 0.06075 | 0.06075 | 0.06075 | 0.06075 | 0.06075 | 0.06075 | 0.06075 | 0.06075 | 0.06075 | 0.06075 | 0.06075 | 0.06075 | 0.06075 | 0.06075 | 0.06075 | 0.06075 | 0.06075 | 0.06075 | 0.06075 | 0.06075 | 0.06075 | 0.06075 | 0.06075
2021 | 0 | GF Weaton Power Station:GEN2 | [6 empty] | 0.405 | 0.405 | 0.405 | 0.405 | 0.405 | 0.405 | 0.405 | 0.405 | 0.405 | 0.405 | 0.405 | 0.405 | 0.405 | 0.405 | 0.405 | 0.06075 | 0.06075 | 0.06075 | 0.06075 | 0.06075 | 0.06075 | 0.06075 | 0.06075 | 0.06075 | 0.06075 | 0.06075 | 0.06075 | 0.06075 | 0.06075 | 0.06075 | 0.06075 | 0.06075 | 0.06075 | 0.06075 | 0.06075 | 0.06075 | 0.06075 | 0.06075 | 0.06075 | 0.06075 | 0.06075 | 0.06075 | 0.06075 | 0.06075 | 0.06075 | 0.06075 | 0.06075 | 0.06075
|  | Brookhaven Landfill Generating Facility:ALL | [6 empty] | 0.1 | 0.1 | 0.1 | 0.1 | 0.1 | 0.1 | 0.1 | 0.1 | 0.1 | 0.1 | 0.1 | 0.1 | 0.1 | 0.1 | 0.1 | 0.1 | 0.1 | 0.1 | 0.1 | 0.1 | 0.1 | 0.1 | 0.1 | 0.1 | 0.1 | 0.1 | 0.1 | 0.1 | 0.1 | 0.1 | 0.1 | 0.1 | 0.1 | 0.1 | 0.1 | 0.1 | 0.1 | 0.1 | 0.1 | 0.1 | 0.1 | 0.1 | 0.1 | 0.1 | 0.1 | 0.1 | 0.1 | 0.1
|  | Niagara Falls:1 | [6 empty] | 0.163 | 0.163 | 0.167 | 0.167 | 0.167 | 0.167 | 0.167 | 0.167 | 0.167 | 0.167 | 0.167 | 0.167 | 0.167 | 0.167 | 0.167 | 0.167 | 0.167 | 0.167 | 0.167 | 0.167 | 0.167 | 0.167 | 0.167 | 0.167 | 0.167 | 0.167 | 0.167 | 0.167 | 0.167 | 0.167 | 0.167 | 0.167 | 0.167 | 0.167 | 0.167 | 0.167 | 0.167 | 0.167 | 0.167 | 0.167 | 0.167 | 0.167 | 0.167 | 0.167 | 0.167 | 0.167 | 0.167 | 0.167
|  | Tobaccoville Utility Plant:GEN1 | [6 empty] | 0.396 | 0.396 | 0.396 | 0.396 | 0.396 | 0.396 | 0.396 | 0.396 | 0.396 | 0.396 | 0.396 | 0.396 | 0.396 | 0.396 | 0.396 | 0.396 | 0.396 | 0.396 | 0.396 | 0.396 | 0.396 | 0.396 | 0.396 | 0.396 | 0.396 | 0.396 | 0.396 | 0.396 | 0.396 | 0.396 | 0.396 | 0.396 | 0.396 | 0.396 | 0.396 | 0.396 | 0.396 | 0.396 | 0.396 | 0.396 | 0.396 | 0.396 | 0.396 | 0.396 | 0.396 | 0.396 | 0.396 | 0.396
|  | Archibald Cogeneration Plant:GT1 | [6 empty] | 0.1 | 0.1 | 0.1 | 0.1 | 0.1 | 0.1 | 0.1 | 0.1 | 0.1 | 0.1 | 0.1 | 0.1 | 0.1 | 0.1 | 0.1 | 0.1 | 0.1 | 0.1 | 0.1 | 0.1 | 0.1 | 0.1 | 0.1 | 0.1 | 0.1 | 0.1 | 0.1 | 0.1 | 0.1 | 0.1 | 0.1 | 0.1 | 0.1 | 0.1 | 0.1 | 0.1 | 0.1 | 0.1 | 0.1 | 0.1 | 0.1 | 0.1 | 0.1 | 0.1 | 0.1 | 0.1 | 0.1 | 0.1
|  | Archibald Cogeneration Plant:GEN1B | [6 empty] | 0.153 | 0.153 | 0.087 | 0.087 | 0.087 | 0.087 | 0.087 | 0.087 | 0.087 | 0.087 | 0.087 | 0.087 | 0.087 | 0.087 | 0.087 | 0.087 | 0.087 | 0.087 | 0.087 | 0.087 | 0.087 | 0.087 | 0.087 | 0.087 | 0.087 | 0.087 | 0.087 | 0.087 | 0.087 | 0.087 | 0.087 | 0.087 | 0.087 | 0.087 | 0.087 | 0.087 | 0.087 | 0.087 | 0.087 | 0.087 | 0.087 | 0.087 | 0.087 | 0.087 | 0.087 | 0.087 | 0.087 | 0.087
2017 | 0 | Tyrone (WVC):TG6 | [6 empty] | 0.405 | 0.405 | 0.405 | 0.405 | 0.405 | 0.405 | 0.405 | 0.405 | 0.405 | 0.405 | 0.405 | 0.06075 | 0.06075 | 0.06075 | 0.06075 | 0.06075 | 0.06075 | 0.06075 | 0.06075 | 0.06075 | 0.06075 | 0.06075 | 0.06075 | 0.06075 | 0.06075 | 0.06075 | 0.06075 | 0.06075 | 0.06075 | 0.06075 | 0.06075 | 0.06075 | 0.06075 | 0.06075 | 0.06075 | 0.06075 | 0.06075 | 0.06075 | 0.06075 | 0.06075 | 0.06075 | 0.06075 | 0.06075 | 0.06075 | 0.06075 | 0.06075 | 0.06075 | 0.06075
0 | 0 | Bethpage (TBG - Grumman):CC | [6 empty] | 0.123 | 0.123 | 0.136 | 0.136 | 0.136 | 0.136 | 0.136 | 0.136 | 0.136 | 0.136 | 0.136 | 0.136 | 0.136 | 0.136 | 0.136 | 0.136 | 0.136 | 0.136 | 0.136 | 0.136 | 0.136 | 0.136 | 0.136 | 0.136 | 0.136 | 0.136 | 0.136 | 0.136 | 0.136 | 0.136 | 0.136 | 0.136 | 0.136 | 0.136 | 0.136 | 0.136 | 0.136 | 0.136 | 0.136 | 0.136 | 0.136 | 0.136 | 0.136 | 0.136 | 0.136 | 0.136 | 0.136 | 0.136
|  | Oceanside Landfill:ALL | [6 empty] | 0.1 | 0.1 | 0.1 | 0.1 | 0.1 | 0.1 | 0.1 | 0.1 | 0.1 | 0.1 | 0.1 | 0.1 | 0.1 | 0.1 | 0.1 | 0.1 | 0.1 | 0.1 | 0.1 | 0.1 | 0.1 | 0.1 | 0.1 | 0.1 | 0.1 | 0.1 | 0.1 | 0.1 | 0.1 | 0.1 | 0.1 | 0.1 | 0.1 | 0.1 | 0.1 | 0.1 | 0.1 | 0.1 | 0.1 | 0.1 | 0.1 | 0.1 | 0.1 | 0.1 | 0.1 | 0.1 | 0.1 | 0.1
2021 | 0 | Central Heating Plant (CORNELL):1 | [6 empty] | 0.405 | 0.405 | 0.405 | 0.405 | 0.405 | 0.405 | 0.405 | 0.405 | 0.405 | 0.405 | 0.405 | 0.405 | 0.405 | 0.405 | 0.405 | 0.06075 | 0.06075 | 0.06075 | 0.06075 | 0.06075 | 0.06075 | 0.06075 | 0.06075 | 0.06075 | 0.06075 | 0.06075 | 0.06075 | 0.06075 | 0.06075 | 0.06075 | 0.06075 | 0.06075 | 0.06075 | 0.06075 | 0.06075 | 0.06075 | 0.06075 | 0.06075 | 0.06075 | 0.06075 | 0.06075 | 0.06075 | 0.06075 | 0.06075 | 0.06075 | 0.06075 | 0.06075 | 0.06075
2021 | 0 | Mobile Cogeneration Plant:GEN5 | [6 empty] | 0.4 | 0.4 | 0.4 | 0.4 | 0.4 | 0.4 | 0.4 | 0.4 | 0.4 | 0.4 | 0.4 | 0.4 | 0.4 | 0.4 | 0.4 | 0.06 | 0.06 | 0.06 | 0.06 | 0.06 | 0.06 | 0.06 | 0.06 | 0.06 | 0.06 | 0.06 | 0.06 | 0.06 | 0.06 | 0.06 | 0.06 | 0.06 | 0.06 | 0.06 | 0.06 | 0.06 | 0.06 | 0.06 | 0.06 | 0.06 | 0.06 | 0.06 | 0.06 | 0.06 | 0.06 | 0.06 | 0.06 | 0.06
|  | Mobile Cogeneration Plant:GEN6 | [6 empty] | 0.4 | 0.4 | 0.4 | 0.4 | 0.4 | 0.4 | 0.4 | 0.4 | 0.4 | 0.4 | 0.4 | 0.4 | 0.4 | 0.4 | 0.4 | 0.4 | 0.4 | 0.4 | 0.4 | 0.4 | 0.4 | 0.4 | 0.4 | 0.4 | 0.4 | 0.4 | 0.4 | 0.4 | 0.4 | 0.4 | 0.4 | 0.4 | 0.4 | 0.4 | 0.4 | 0.4 | 0.4 | 0.4 | 0.4 | 0.4 | 0.4 | 0.4 | 0.4 | 0.4 | 0.4 | 0.4 | 0.4 | 0.4
|  | Mobile Cogeneration Plant:GEN7 | [6 empty] | 0.4 | 0.4 | 0.4 | 0.4 | 0.4 | 0.4 | 0.4 | 0.4 | 0.4 | 0.4 | 0.4 | 0.4 | 0.4 | 0.4 | 0.4 | 0.4 | 0.4 | 0.4 | 0.4 | 0.4 | 0.4 | 0.4 | 0.4 | 0.4 | 0.4 | 0.4 | 0.4 | 0.4 | 0.4 | 0.4 | 0.4 | 0.4 | 0.4 | 0.4 | 0.4 | 0.4 | 0.4 | 0.4 | 0.4 | 0.4 | 0.4 | 0.4 | 0.4 | 0.4 | 0.4 | 0.4 | 0.4 | 0.4
|  | Bronx Zoo:ALL | [6 empty] | 0.1 | 0.1 | 0.1 | 0.1 | 0.1 | 0.1 | 0.1 | 0.1 | 0.1 | 0.1 | 0.1 | 0.1 | 0.1 | 0.1 | 0.1 | 0.1 | 0.1 | 0.1 | 0.1 | 0.1 | 0.1 | 0.1 | 0.1 | 0.1 | 0.1 | 0.1 | 0.1 | 0.1 | 0.1 | 0.1 | 0.1 | 0.1 | 0.1 | 0.1 | 0.1 | 0.1 | 0.1 | 0.1 | 0.1 | 0.1 | 0.1 | 0.1 | 0.1 | 0.1 | 0.1 | 0.1 | 0.1 | 0.1
0 | 0 | Sterling Power Partners:CC1 | [6 empty] | 0.077 | 0.077 | 0.102 | 0.102 | 0.102 | 0.102 | 0.102 | 0.102 | 0.102 | 0.102 | 0.102 | 0.102 | 0.102 | 0.102 | 0.102 | 0.102 | 0.102 | 0.102 | 0.102 | 0.102 | 0.102 | 0.102 | 0.102 | 0.102 | 0.102 | 0.102 | 0.102 | 0.102 | 0.102 | 0.102 | 0.102 | 0.102 | 0.102 | 0.102 | 0.102 | 0.102 | 0.102 | 0.102 | 0.102 | 0.102 | 0.102 | 0.102 | 0.102 | 0.102 | 0.102 | 0.102 | 0.102 | 0.102
0 | 0 | Indeck Oswego Energy Center:CC | [6 empty] | 0.14 | 0.14 | 0.148 | 0.148 | 0.148 | 0.148 | 0.148 | 0.148 | 0.148 | 0.148 | 0.148 | 0.148 | 0.148 | 0.148 | 0.148 | 0.148 | 0.148 | 0.148 | 0.148 | 0.148 | 0.148 | 0.148 | 0.148 | 0.148 | 0.148 | 0.148 | 0.148 | 0.148 | 0.148 | 0.148 | 0.148 | 0.148 | 0.148 | 0.148 | 0.148 | 0.148 | 0.148 | 0.148 | 0.148 | 0.148 | 0.148 | 0.148 | 0.148 | 0.148 | 0.148 | 0.148 | 0.148 | 0.148
0 | 0 | Indeck-Yerkes Energy Center:CC | [6 empty] | 0.141 | 0.141 | 0.152 | 0.152 | 0.152 | 0.152 | 0.152 | 0.152 | 0.152 | 0.152 | 0.152 | 0.152 | 0.152 | 0.152 | 0.152 | 0.152 | 0.152 | 0.152 | 0.152 | 0.152 | 0.152 | 0.152 | 0.152 | 0.152 | 0.152 | 0.152 | 0.152 | 0.152 | 0.152 | 0.152 | 0.152 | 0.152 | 0.152 | 0.152 | 0.152 | 0.152 | 0.152 | 0.152 | 0.152 | 0.152 | 0.152 | 0.152 | 0.152 | 0.152 | 0.152 | 0.152 | 0.152 | 0.152
|  | Big Island:GEN1 | [6 empty] | 0.126 | 0.126 | 0.126 | 0.126 | 0.126 | 0.126 | 0.126 | 0.126 | 0.126 | 0.126 | 0.126 | 0.126 | 0.126 | 0.126 | 0.126 | 0.126 | 0.126 | 0.126 | 0.126 | 0.126 | 0.126 | 0.126 | 0.126 | 0.126 | 0.126 | 0.126 | 0.126 | 0.126 | 0.126 | 0.126 | 0.126 | 0.126 | 0.126 | 0.126 | 0.126 | 0.126 | 0.126 | 0.126 | 0.126 | 0.126 | 0.126 | 0.126 | 0.126 | 0.126 | 0.126 | 0.126 | 0.126 | 0.126
|  | Monroe Livingston Gas Recovery:ALL | [6 empty] | 0.1 | 0.1 | 0.1 | 0.1 | 0.1 | 0.1 | 0.1 | 0.1 | 0.1 | 0.1 | 0.1 | 0.1 | 0.1 | 0.1 | 0.1 | 0.1 | 0.1 | 0.1 | 0.1 | 0.1 | 0.1 | 0.1 | 0.1 | 0.1 | 0.1 | 0.1 | 0.1 | 0.1 | 0.1 | 0.1 | 0.1 | 0.1 | 0.1 | 0.1 | 0.1 | 0.1 | 0.1 | 0.1 | 0.1 | 0.1 | 0.1 | 0.1 | 0.1 | 0.1 | 0.1 | 0.1 | 0.1 | 0.1
2017 | 0 | Westwood Generating Station:GEN1 | [6 empty] | 0.18 | 0.18 | 0.18 | 0.18 | 0.18 | 0.18 | 0.18 | 0.18 | 0.18 | 0.18 | 0.18 | 0.027 | 0.027 | 0.027 | 0.027 | 0.027 | 0.027 | 0.027 | 0.027 | 0.027 | 0.027 | 0.027 | 0.027 | 0.027 | 0.027 | 0.027 | 0.027 | 0.027 | 0.027 | 0.027 | 0.027 | 0.027 | 0.027 | 0.027 | 0.027 | 0.027 | 0.027 | 0.027 | 0.027 | 0.027 | 0.027 | 0.027 | 0.027 | 0.027 | 0.027 | 0.027 | 0.027 | 0.027
2021 | 0 | Fibertek Energy:1 | [6 empty] | 0.378 | 0.378 | 0.378 | 0.378 | 0.378 | 0.378 | 0.378 | 0.378 | 0.378 | 0.378 | 0.378 | 0.378 | 0.378 | 0.378 | 0.378 | 0.0567 | 0.0567 | 0.0567 | 0.0567 | 0.0567 | 0.0567 | 0.0567 | 0.0567 | 0.0567 | 0.0567 | 0.0567 | 0.0567 | 0.0567 | 0.0567 | 0.0567 | 0.0567 | 0.0567 | 0.0567 | 0.0567 | 0.0567 | 0.0567 | 0.0567 | 0.0567 | 0.0567 | 0.0567 | 0.0567 | 0.0567 | 0.0567 | 0.0567 | 0.0567 | 0.0567 | 0.0567 | 0.0567
|  | Fairless Works (Trenton):ALL | [6 empty] | 0.011 | 0.011 | 0.011 | 0.011 | 0.011 | 0.011 | 0.011 | 0.011 | 0.011 | 0.011 | 0.011 | 0.011 | 0.011 | 0.011 | 0.011 | 0.011 | 0.011 | 0.011 | 0.011 | 0.011 | 0.011 | 0.011 | 0.011 | 0.011 | 0.011 | 0.011 | 0.011 | 0.011 | 0.011 | 0.011 | 0.011 | 0.011 | 0.011 | 0.011 | 0.011 | 0.011 | 0.011 | 0.011 | 0.011 | 0.011 | 0.011 | 0.011 | 0.011 | 0.011 | 0.011 | 0.011 | 0.011 | 0.011
|  | Starrett Spring Creek Total En:12 | [6 empty] | 0.315 | 0.315 | 0.315 | 0.315 | 0.315 | 0.315 | 0.315 | 0.315 | 0.315 | 0.315 | 0.315 | 0.315 | 0.315 | 0.315 | 0.315 | 0.315 | 0.315 | 0.315 | 0.315 | 0.315 | 0.315 | 0.315 | 0.315 | 0.315 | 0.315 | 0.315 | 0.315 | 0.315 | 0.315 | 0.315 | 0.315 | 0.315 | 0.315 | 0.315 | 0.315 | 0.315 | 0.315 | 0.315 | 0.315 | 0.315 | 0.315 | 0.315 | 0.315 | 0.315 | 0.315 | 0.315 | 0.315 | 0.315
|  | Northumberland Cogeneration Facility:GEN1 | [6 empty] | 0.126 | 0.126 | 0.126 | 0.126 | 0.126 | 0.126 | 0.126 | 0.126 | 0.126 | 0.126 | 0.126 | 0.126 | 0.126 | 0.126 | 0.126 | 0.126 | 0.126 | 0.126 | 0.126 | 0.126 | 0.126 | 0.126 | 0.126 | 0.126 | 0.126 | 0.126 | 0.126 | 0.126 | 0.126 | 0.126 | 0.126 | 0.126 | 0.126 | 0.126 | 0.126 | 0.126 | 0.126 | 0.126 | 0.126 | 0.126 | 0.126 | 0.126 | 0.126 | 0.126 | 0.126 | 0.126 | 0.126 | 0.126
2017 | 0 | Panther Creek Energy Facility:GEN1 | [6 empty] | 0.405 | 0.405 | 0.121 | 0.121 | 0.121 | 0.121 | 0.121 | 0.121 | 0.121 | 0.121 | 0.121 | 0.01815 | 0.01815 | 0.01815 | 0.01815 | 0.01815 | 0.01815 | 0.01815 | 0.01815 | 0.01815 | 0.01815 | 0.01815 | 0.01815 | 0.01815 | 0.01815 | 0.01815 | 0.01815 | 0.01815 | 0.01815 | 0.01815 | 0.01815 | 0.01815 | 0.01815 | 0.01815 | 0.01815 | 0.01815 | 0.01815 | 0.01815 | 0.01815 | 0.01815 | 0.01815 | 0.01815 | 0.01815 | 0.01815 | 0.01815 | 0.01815 | 0.01815 | 0.01815
|  | Appomattox Cogeneration Facility:1 | [6 empty] | 0.396 | 0.396 | 0.396 | 0.396 | 0.396 | 0.396 | 0.396 | 0.396 | 0.396 | 0.396 | 0.396 | 0.396 | 0.396 | 0.396 | 0.396 | 0.396 | 0.396 | 0.396 | 0.396 | 0.396 | 0.396 | 0.396 | 0.396 | 0.396 | 0.396 | 0.396 | 0.396 | 0.396 | 0.396 | 0.396 | 0.396 | 0.396 | 0.396 | 0.396 | 0.396 | 0.396 | 0.396 | 0.396 | 0.396 | 0.396 | 0.396 | 0.396 | 0.396 | 0.396 | 0.396 | 0.396 | 0.396 | 0.396
|  | Onondaga Cogeneration:CC | [6 empty] | 0.032 | 0.032 | 0.048 | 0.048 | 0.048 | 0.048 | 0.048 | 0.048 | 0.048 | 0.048 | 0.048 | 0.048 | 0.048 | 0.048 | 0.048 | 0.048 | 0.048 | 0.048 | 0.048 | 0.048 | 0.048 | 0.048 | 0.048 | 0.048 | 0.048 | 0.048 | 0.048 | 0.048 | 0.048 | 0.048 | 0.048 | 0.048 | 0.048 | 0.048 | 0.048 | 0.048 | 0.048 | 0.048 | 0.048 | 0.048 | 0.048 | 0.048 | 0.048 | 0.048 | 0.048 | 0.048 | 0.048 | 0.048
2017 | 0 | Wheelabrator Frackville Energy:GEN1 | [6 empty] | 0.405 | 0.405 | 0.405 | 0.405 | 0.405 | 0.405 | 0.405 | 0.405 | 0.405 | 0.405 | 0.405 | 0.06075 | 0.06075 | 0.06075 | 0.06075 | 0.06075 | 0.06075 | 0.06075 | 0.06075 | 0.06075 | 0.06075 | 0.06075 | 0.06075 | 0.06075 | 0.06075 | 0.06075 | 0.06075 | 0.06075 | 0.06075 | 0.06075 | 0.06075 | 0.06075 | 0.06075 | 0.06075 | 0.06075 | 0.06075 | 0.06075 | 0.06075 | 0.06075 | 0.06075 | 0.06075 | 0.06075 | 0.06075 | 0.06075 | 0.06075 | 0.06075 | 0.06075 | 0.06075
2017 | 0 | Northampton Generating Compan:1 | [6 empty] | 0.405 | 0.405 | 0.405 | 0.405 | 0.405 | 0.405 | 0.405 | 0.405 | 0.405 | 0.405 | 0.405 | 0.06075 | 0.06075 | 0.06075 | 0.06075 | 0.06075 | 0.06075 | 0.06075 | 0.06075 | 0.06075 | 0.06075 | 0.06075 | 0.06075 | 0.06075 | 0.06075 | 0.06075 | 0.06075 | 0.06075 | 0.06075 | 0.06075 | 0.06075 | 0.06075 | 0.06075 | 0.06075 | 0.06075 | 0.06075 | 0.06075 | 0.06075 | 0.06075 | 0.06075 | 0.06075 | 0.06075 | 0.06075 | 0.06075 | 0.06075 | 0.06075 | 0.06075 | 0.06075
|  | Covington Facility:1245 | [6 empty] | 0.396 | 0.396 | 0.374 | 0.374 | 0.374 | 0.374 | 0.374 | 0.374 | 0.374 | 0.374 | 0.374 | 0.374 | 0.374 | 0.374 | 0.374 | 0.374 | 0.374 | 0.374 | 0.374 | 0.374 | 0.374 | 0.374 | 0.374 | 0.374 | 0.374 | 0.374 | 0.374 | 0.374 | 0.374 | 0.374 | 0.374 | 0.374 | 0.374 | 0.374 | 0.374 | 0.374 | 0.374 | 0.374 | 0.374 | 0.374 | 0.374 | 0.374 | 0.374 | 0.374 | 0.374 | 0.374 | 0.374 | 0.374
|  | Oswego County Energy Recovery:ALL | [6 empty] | 0.126 | 0.126 | 0.126 | 0.126 | 0.126 | 0.126 | 0.126 | 0.126 | 0.126 | 0.126 | 0.126 | 0.126 | 0.126 | 0.126 | 0.126 | 0.126 | 0.126 | 0.126 | 0.126 | 0.126 | 0.126 | 0.126 | 0.126 | 0.126 | 0.126 | 0.126 | 0.126 | 0.126 | 0.126 | 0.126 | 0.126 | 0.126 | 0.126 | 0.126 | 0.126 | 0.126 | 0.126 | 0.126 | 0.126 | 0.126 | 0.126 | 0.126 | 0.126 | 0.126 | 0.126 | 0.126 | 0.126 | 0.126
2017 | 0 | Scrubgrass Generating Co.:1 | [6 empty] | 0.18 | 0.18 | 0.097 | 0.097 | 0.097 | 0.097 | 0.097 | 0.097 | 0.097 | 0.097 | 0.097 | 0.01455 | 0.01455 | 0.01455 | 0.01455 | 0.01455 | 0.01455 | 0.01455 | 0.01455 | 0.01455 | 0.01455 | 0.01455 | 0.01455 | 0.01455 | 0.01455 | 0.01455 | 0.01455 | 0.01455 | 0.01455 | 0.01455 | 0.01455 | 0.01455 | 0.01455 | 0.01455 | 0.01455 | 0.01455 | 0.01455 | 0.01455 | 0.01455 | 0.01455 | 0.01455 | 0.01455 | 0.01455 | 0.01455 | 0.01455 | 0.01455 | 0.01455 | 0.01455
|  | Carr Street:CC | [6 empty] | 0.08 | 0.08 | 0.08 | 0.08 | 0.08 | 0.08 | 0.08 | 0.08 | 0.08 | 0.08 | 0.08 | 0.08 | 0.08 | 0.08 | 0.08 | 0.08 | 0.08 | 0.08 | 0.08 | 0.08 | 0.08 | 0.08 | 0.08 | 0.08 | 0.08 | 0.08 | 0.08 | 0.08 | 0.08 | 0.08 | 0.08 | 0.08 | 0.08 | 0.08 | 0.08 | 0.08 | 0.08 | 0.08 | 0.08 | 0.08 | 0.08 | 0.08 | 0.08 | 0.08 | 0.08 | 0.08 | 0.08 | 0.08
|  | Richmond Generating Facility:ALL | [6 empty] | 0.1 | 0.1 | 0.1 | 0.1 | 0.1 | 0.1 | 0.1 | 0.1 | 0.1 | 0.1 | 0.1 | 0.1 | 0.1 | 0.1 | 0.1 | 0.1 | 0.1 | 0.1 | 0.1 | 0.1 | 0.1 | 0.1 | 0.1 | 0.1 | 0.1 | 0.1 | 0.1 | 0.1 | 0.1 | 0.1 | 0.1 | 0.1 | 0.1 | 0.1 | 0.1 | 0.1 | 0.1 | 0.1 | 0.1 | 0.1 | 0.1 | 0.1 | 0.1 | 0.1 | 0.1 | 0.1 | 0.1 | 0.1
2016 | 0 | Dolet Hills:1 | [6 empty] | 0.466 | 0.466 | 0.229 | 0.229 | 0.229 | 0.229 | 0.229 | 0.229 | 0.229 | 0.229 | 0.03435 | 0.03435 | 0.03435 | 0.03435 | 0.03435 | 0.03435 | 0.03435 | 0.03435 | 0.03435 | 0.03435 | 0.03435 | 0.03435 | 0.03435 | 0.03435 | 0.03435 | 0.03435 | 0.03435 | 0.03435 | 0.03435 | 0.03435 | 0.03435 | 0.03435 | 0.03435 | 0.03435 | 0.03435 | 0.03435 | 0.03435 | 0.03435 | 0.03435 | 0.03435 | 0.03435 | 0.03435 | 0.03435 | 0.03435 | 0.03435 | 0.03435 | 0.03435 | 0.03435
|  | Ocean State Power:CC | [6 empty] | 0.08 | 0.08 | 0.05 | 0.05 | 0.05 | 0.05 | 0.05 | 0.05 | 0.05 | 0.05 | 0.05 | 0.05 | 0.05 | 0.05 | 0.05 | 0.05 | 0.05 | 0.05 | 0.05 | 0.05 | 0.05 | 0.05 | 0.05 | 0.05 | 0.05 | 0.05 | 0.05 | 0.05 | 0.05 | 0.05 | 0.05 | 0.05 | 0.05 | 0.05 | 0.05 | 0.05 | 0.05 | 0.05 | 0.05 | 0.05 | 0.05 | 0.05 | 0.05 | 0.05 | 0.05 | 0.05 | 0.05 | 0.05
|  | Doswell Combined Cycle Facilit:CC1 | [6 empty] | 0.033 | 0.033 | 0.033 | 0.033 | 0.033 | 0.033 | 0.033 | 0.033 | 0.033 | 0.033 | 0.033 | 0.033 | 0.033 | 0.033 | 0.033 | 0.033 | 0.033 | 0.033 | 0.033 | 0.033 | 0.033 | 0.033 | 0.033 | 0.033 | 0.033 | 0.033 | 0.033 | 0.033 | 0.033 | 0.033 | 0.033 | 0.033 | 0.033 | 0.033 | 0.033 | 0.033 | 0.033 | 0.033 | 0.033 | 0.033 | 0.033 | 0.033 | 0.033 | 0.033 | 0.033 | 0.033 | 0.033 | 0.033
|  | Doswell Combined Cycle Facilit:GT1 | [6 empty] | 0.1 | 0.1 | 0.1 | 0.1 | 0.1 | 0.1 | 0.1 | 0.1 | 0.1 | 0.1 | 0.1 | 0.1 | 0.1 | 0.1 | 0.1 | 0.1 | 0.1 | 0.1 | 0.1 | 0.1 | 0.1 | 0.1 | 0.1 | 0.1 | 0.1 | 0.1 | 0.1 | 0.1 | 0.1 | 0.1 | 0.1 | 0.1 | 0.1 | 0.1 | 0.1 | 0.1 | 0.1 | 0.1 | 0.1 | 0.1 | 0.1 | 0.1 | 0.1 | 0.1 | 0.1 | 0.1 | 0.1 | 0.1
|  | Doswell Combined Cycle Facilit:CC2 | [6 empty] | 0.05 | 0.05 | 0.05 | 0.05 | 0.05 | 0.05 | 0.05 | 0.05 | 0.05 | 0.05 | 0.05 | 0.05 | 0.05 | 0.05 | 0.05 | 0.05 | 0.05 | 0.05 | 0.05 | 0.05 | 0.05 | 0.05 | 0.05 | 0.05 | 0.05 | 0.05 | 0.05 | 0.05 | 0.05 | 0.05 | 0.05 | 0.05 | 0.05 | 0.05 | 0.05 | 0.05 | 0.05 | 0.05 | 0.05 | 0.05 | 0.05 | 0.05 | 0.05 | 0.05 | 0.05 | 0.05 | 0.05 | 0.05
0 | 0 | North Shore Towers:ALL | [6 empty] | 0.1 | 0.1 | 0.1 | 0.1 | 0.1 | 0.1 | 0.1 | 0.1 | 0.1 | 0.1 | 0.1 | 0.1 | 0.1 | 0.1 | 0.1 | 0.1 | 0.1 | 0.1 | 0.1 | 0.1 | 0.1 | 0.1 | 0.1 | 0.1 | 0.1 | 0.1 | 0.1 | 0.1 | 0.1 | 0.1 | 0.1 | 0.1 | 0.1 | 0.1 | 0.1 | 0.1 | 0.1 | 0.1 | 0.1 | 0.1 | 0.1 | 0.1 | 0.1 | 0.1 | 0.1 | 0.1 | 0.1 | 0.1
0 | 0 | Trigen-Nassau Energy Corporati:1 | [6 empty] | 0.131 | 0.131 | 0.131 | 0.131 | 0.131 | 0.131 | 0.131 | 0.131 | 0.131 | 0.131 | 0.131 | 0.131 | 0.131 | 0.131 | 0.131 | 0.131 | 0.131 | 0.131 | 0.131 | 0.131 | 0.131 | 0.131 | 0.131 | 0.131 | 0.131 | 0.131 | 0.131 | 0.131 | 0.131 | 0.131 | 0.131 | 0.131 | 0.131 | 0.131 | 0.131 | 0.131 | 0.131 | 0.131 | 0.131 | 0.131 | 0.131 | 0.131 | 0.131 | 0.131 | 0.131 | 0.131 | 0.131 | 0.131
|  | Riverbay Corporation:1 | [6 empty] | 0.315 | 0.315 | 0.315 | 0.315 | 0.315 | 0.315 | 0.315 | 0.315 | 0.315 | 0.315 | 0.315 | 0.315 | 0.315 | 0.315 | 0.315 | 0.315 | 0.315 | 0.315 | 0.315 | 0.315 | 0.315 | 0.315 | 0.315 | 0.315 | 0.315 | 0.315 | 0.315 | 0.315 | 0.315 | 0.315 | 0.315 | 0.315 | 0.315 | 0.315 | 0.315 | 0.315 | 0.315 | 0.315 | 0.315 | 0.315 | 0.315 | 0.315 | 0.315 | 0.315 | 0.315 | 0.315 | 0.315 | 0.315
|  | McWilliams:CC1 | [6 empty] | 0.01 | 0.01 | 0.01 | 0.01 | 0.01 | 0.01 | 0.01 | 0.01 | 0.01 | 0.01 | 0.01 | 0.01 | 0.01 | 0.01 | 0.01 | 0.01 | 0.01 | 0.01 | 0.01 | 0.01 | 0.01 | 0.01 | 0.01 | 0.01 | 0.01 | 0.01 | 0.01 | 0.01 | 0.01 | 0.01 | 0.01 | 0.01 | 0.01 | 0.01 | 0.01 | 0.01 | 0.01 | 0.01 | 0.01 | 0.01 | 0.01 | 0.01 | 0.01 | 0.01 | 0.01 | 0.01 | 0.01 | 0.01
0 | 0 | J.K. Smith:GT1 | [6 empty] | 0.09 | 0.09 | 0.09 | 0.09 | 0.09 | 0.09 | 0.09 | 0.09 | 0.09 | 0.09 | 0.09 | 0.09 | 0.09 | 0.09 | 0.09 | 0.09 | 0.09 | 0.09 | 0.09 | 0.09 | 0.09 | 0.09 | 0.09 | 0.09 | 0.09 | 0.09 | 0.09 | 0.09 | 0.09 | 0.09 | 0.09 | 0.09 | 0.09 | 0.09 | 0.09 | 0.09 | 0.09 | 0.09 | 0.09 | 0.09 | 0.09 | 0.09 | 0.09 | 0.09 | 0.09 | 0.09 | 0.09 | 0.09
0 | 0 | J.K. Smith:GT2 | [6 empty] | 0.1 | 0.1 | 0.1 | 0.1 | 0.1 | 0.1 | 0.1 | 0.1 | 0.1 | 0.1 | 0.1 | 0.1 | 0.1 | 0.1 | 0.1 | 0.1 | 0.1 | 0.1 | 0.1 | 0.1 | 0.1 | 0.1 | 0.1 | 0.1 | 0.1 | 0.1 | 0.1 | 0.1 | 0.1 | 0.1 | 0.1 | 0.1 | 0.1 | 0.1 | 0.1 | 0.1 | 0.1 | 0.1 | 0.1 | 0.1 | 0.1 | 0.1 | 0.1 | 0.1 | 0.1 | 0.1 | 0.1 | 0.1
0 | 0 | J.K. Smith:GT3 | [6 empty] | 0.1 | 0.1 | 0.1 | 0.1 | 0.1 | 0.1 | 0.1 | 0.1 | 0.1 | 0.1 | 0.1 | 0.1 | 0.1 | 0.1 | 0.1 | 0.1 | 0.1 | 0.1 | 0.1 | 0.1 | 0.1 | 0.1 | 0.1 | 0.1 | 0.1 | 0.1 | 0.1 | 0.1 | 0.1 | 0.1 | 0.1 | 0.1 | 0.1 | 0.1 | 0.1 | 0.1 | 0.1 | 0.1 | 0.1 | 0.1 | 0.1 | 0.1 | 0.1 | 0.1 | 0.1 | 0.1 | 0.1 | 0.1
|  | J.K. Smith:2 | [6 empty] | 0.078 | 0.078 | 0.078 | 0.078 | 0.078 | 0.078 | 0.078 | 0.078 | 0.078 | 0.078 | 0.078 | 0.078 | 0.078 | 0.078 | 0.078 | 0.078 | 0.078 | 0.078 | 0.078 | 0.078 | 0.078 | 0.078 | 0.078 | 0.078 | 0.078 | 0.078 | 0.078 | 0.078 | 0.078 | 0.078 | 0.078 | 0.078 | 0.078 | 0.078 | 0.078 | 0.078 | 0.078 | 0.078 | 0.078 | 0.078 | 0.078 | 0.078 | 0.078 | 0.078 | 0.078 | 0.078 | 0.078 | 0.078
|  | J.K. Smith:3 | [6 empty] | 0.075 | 0.075 | 0.075 | 0.075 | 0.075 | 0.075 | 0.075 | 0.075 | 0.075 | 0.075 | 0.075 | 0.075 | 0.075 | 0.075 | 0.075 | 0.075 | 0.075 | 0.075 | 0.075 | 0.075 | 0.075 | 0.075 | 0.075 | 0.075 | 0.075 | 0.075 | 0.075 | 0.075 | 0.075 | 0.075 | 0.075 | 0.075 | 0.075 | 0.075 | 0.075 | 0.075 | 0.075 | 0.075 | 0.075 | 0.075 | 0.075 | 0.075 | 0.075 | 0.075 | 0.075 | 0.075 | 0.075 | 0.075
|  | Rensselaer:CC | [6 empty] | 0.031 | 0.031 | 0.031 | 0.031 | 0.031 | 0.031 | 0.031 | 0.031 | 0.031 | 0.031 | 0.031 | 0.031 | 0.031 | 0.031 | 0.031 | 0.031 | 0.031 | 0.031 | 0.031 | 0.031 | 0.031 | 0.031 | 0.031 | 0.031 | 0.031 | 0.031 | 0.031 | 0.031 | 0.031 | 0.031 | 0.031 | 0.031 | 0.031 | 0.031 | 0.031 | 0.031 | 0.031 | 0.031 | 0.031 | 0.031 | 0.031 | 0.031 | 0.031 | 0.031 | 0.031 | 0.031 | 0.031 | 0.031
0 | 0 | Lockport Energy Assoc. L/P L:CC | [6 empty] | 0.133 | 0.133 | 0.133 | 0.133 | 0.133 | 0.133 | 0.133 | 0.133 | 0.133 | 0.133 | 0.133 | 0.133 | 0.133 | 0.133 | 0.133 | 0.133 | 0.133 | 0.133 | 0.133 | 0.133 | 0.133 | 0.133 | 0.133 | 0.133 | 0.133 | 0.133 | 0.133 | 0.133 | 0.133 | 0.133 | 0.133 | 0.133 | 0.133 | 0.133 | 0.133 | 0.133 | 0.133 | 0.133 | 0.133 | 0.133 | 0.133 | 0.133 | 0.133 | 0.133 | 0.133 | 0.133 | 0.133 | 0.133
0 | 0 | WPP 1 Petersburg Plant:2 | [6 empty] | 0.305 | 0.305 | 0.305 | 0.305 | 0.305 | 0.305 | 0.305 | 0.305 | 0.305 | 0.305 | 0.305 | 0.305 | 0.305 | 0.305 | 0.305 | 0.305 | 0.305 | 0.305 | 0.305 | 0.305 | 0.305 | 0.305 | 0.305 | 0.305 | 0.305 | 0.305 | 0.305 | 0.305 | 0.305 | 0.305 | 0.305 | 0.305 | 0.305 | 0.305 | 0.305 | 0.305 | 0.305 | 0.305 | 0.305 | 0.305 | 0.305 | 0.305 | 0.305 | 0.305 | 0.305 | 0.305 | 0.305 | 0.305
0 | 0 | WPP 3 Richmond Plant:3 | [6 empty] | 0.305 | 0.305 | 0.305 | 0.305 | 0.305 | 0.305 | 0.305 | 0.305 | 0.305 | 0.305 | 0.305 | 0.305 | 0.305 | 0.305 | 0.305 | 0.305 | 0.305 | 0.305 | 0.305 | 0.305 | 0.305 | 0.305 | 0.305 | 0.305 | 0.305 | 0.305 | 0.305 | 0.305 | 0.305 | 0.305 | 0.305 | 0.305 | 0.305 | 0.305 | 0.305 | 0.305 | 0.305 | 0.305 | 0.305 | 0.305 | 0.305 | 0.305 | 0.305 | 0.305 | 0.305 | 0.305 | 0.305 | 0.305
|  | Pawtucket Power Assoc.:CC | [6 empty] | 0.037 | 0.037 | 0.036 | 0.036 | 0.036 | 0.036 | 0.036 | 0.036 | 0.036 | 0.036 | 0.036 | 0.036 | 0.036 | 0.036 | 0.036 | 0.036 | 0.036 | 0.036 | 0.036 | 0.036 | 0.036 | 0.036 | 0.036 | 0.036 | 0.036 | 0.036 | 0.036 | 0.036 | 0.036 | 0.036 | 0.036 | 0.036 | 0.036 | 0.036 | 0.036 | 0.036 | 0.036 | 0.036 | 0.036 | 0.036 | 0.036 | 0.036 | 0.036 | 0.036 | 0.036 | 0.036 | 0.036 | 0.036
2021 | 0 | Cogentrix Richmond:GEN1 | [6 empty] | 0.396 | 0.396 | 0.396 | 0.396 | 0.396 | 0.396 | 0.396 | 0.396 | 0.396 | 0.396 | 0.396 | 0.396 | 0.396 | 0.396 | 0.396 | 0.0594 | 0.0594 | 0.0594 | 0.0594 | 0.0594 | 0.0594 | 0.0594 | 0.0594 | 0.0594 | 0.0594 | 0.0594 | 0.0594 | 0.0594 | 0.0594 | 0.0594 | 0.0594 | 0.0594 | 0.0594 | 0.0594 | 0.0594 | 0.0594 | 0.0594 | 0.0594 | 0.0594 | 0.0594 | 0.0594 | 0.0594 | 0.0594 | 0.0594 | 0.0594 | 0.0594 | 0.0594 | 0.0594
2021 | 0 | Cogentrix Richmond:GEN2 | [6 empty] | 0.396 | 0.396 | 0.396 | 0.396 | 0.396 | 0.396 | 0.396 | 0.396 | 0.396 | 0.396 | 0.396 | 0.396 | 0.396 | 0.396 | 0.396 | 0.0594 | 0.0594 | 0.0594 | 0.0594 | 0.0594 | 0.0594 | 0.0594 | 0.0594 | 0.0594 | 0.0594 | 0.0594 | 0.0594 | 0.0594 | 0.0594 | 0.0594 | 0.0594 | 0.0594 | 0.0594 | 0.0594 | 0.0594 | 0.0594 | 0.0594 | 0.0594 | 0.0594 | 0.0594 | 0.0594 | 0.0594 | 0.0594 | 0.0594 | 0.0594 | 0.0594 | 0.0594 | 0.0594
2021 | 0 | Cogentrix Richmond:GEN3 | [6 empty] | 0.396 | 0.396 | 0.396 | 0.396 | 0.396 | 0.396 | 0.396 | 0.396 | 0.396 | 0.396 | 0.396 | 0.396 | 0.396 | 0.396 | 0.396 | 0.0594 | 0.0594 | 0.0594 | 0.0594 | 0.0594 | 0.0594 | 0.0594 | 0.0594 | 0.0594 | 0.0594 | 0.0594 | 0.0594 | 0.0594 | 0.0594 | 0.0594 | 0.0594 | 0.0594 | 0.0594 | 0.0594 | 0.0594 | 0.0594 | 0.0594 | 0.0594 | 0.0594 | 0.0594 | 0.0594 | 0.0594 | 0.0594 | 0.0594 | 0.0594 | 0.0594 | 0.0594 | 0.0594
2021 | 0 | Cogentrix Richmond:GEN4 | [6 empty] | 0.396 | 0.396 | 0.396 | 0.396 | 0.396 | 0.396 | 0.396 | 0.396 | 0.396 | 0.396 | 0.396 | 0.396 | 0.396 | 0.396 | 0.396 | 0.0594 | 0.0594 | 0.0594 | 0.0594 | 0.0594 | 0.0594 | 0.0594 | 0.0594 | 0.0594 | 0.0594 | 0.0594 | 0.0594 | 0.0594 | 0.0594 | 0.0594 | 0.0594 | 0.0594 | 0.0594 | 0.0594 | 0.0594 | 0.0594 | 0.0594 | 0.0594 | 0.0594 | 0.0594 | 0.0594 | 0.0594 | 0.0594 | 0.0594 | 0.0594 | 0.0594 | 0.0594 | 0.0594
|  | Hudson River Mill:1 | [6 empty] | 0.315 | 0.315 | 0.315 | 0.315 | 0.315 | 0.315 | 0.315 | 0.315 | 0.315 | 0.315 | 0.315 | 0.315 | 0.315 | 0.315 | 0.315 | 0.315 | 0.315 | 0.315 | 0.315 | 0.315 | 0.315 | 0.315 | 0.315 | 0.315 | 0.315 | 0.315 | 0.315 | 0.315 | 0.315 | 0.315 | 0.315 | 0.315 | 0.315 | 0.315 | 0.315 | 0.315 | 0.315 | 0.315 | 0.315 | 0.315 | 0.315 | 0.315 | 0.315 | 0.315 | 0.315 | 0.315 | 0.315 | 0.315
|  | Kennedy International Airport:CC | [6 empty] | 0.025 | 0.025 | 0.025 | 0.025 | 0.025 | 0.025 | 0.025 | 0.025 | 0.025 | 0.025 | 0.025 | 0.025 | 0.025 | 0.025 | 0.025 | 0.025 | 0.025 | 0.025 | 0.025 | 0.025 | 0.025 | 0.025 | 0.025 | 0.025 | 0.025 | 0.025 | 0.025 | 0.025 | 0.025 | 0.025 | 0.025 | 0.025 | 0.025 | 0.025 | 0.025 | 0.025 | 0.025 | 0.025 | 0.025 | 0.025 | 0.025 | 0.025 | 0.025 | 0.025 | 0.025 | 0.025 | 0.025 | 0.025
|  | Oxbow Power of North Tonawanda:CC | [6 empty] | 0.08 | 0.08 | 0.08 | 0.08 | 0.08 | 0.08 | 0.08 | 0.08 | 0.08 | 0.08 | 0.08 | 0.08 | 0.08 | 0.08 | 0.08 | 0.08 | 0.08 | 0.08 | 0.08 | 0.08 | 0.08 | 0.08 | 0.08 | 0.08 | 0.08 | 0.08 | 0.08 | 0.08 | 0.08 | 0.08 | 0.08 | 0.08 | 0.08 | 0.08 | 0.08 | 0.08 | 0.08 | 0.08 | 0.08 | 0.08 | 0.08 | 0.08 | 0.08 | 0.08 | 0.08 | 0.08 | 0.08 | 0.08
0 | 0 | Fulton Cogeneration Assoc.:1 | [6 empty] | 0.128 | 0.128 | 0.128 | 0.128 | 0.128 | 0.128 | 0.128 | 0.128 | 0.128 | 0.128 | 0.128 | 0.128 | 0.128 | 0.128 | 0.128 | 0.128 | 0.128 | 0.128 | 0.128 | 0.128 | 0.128 | 0.128 | 0.128 | 0.128 | 0.128 | 0.128 | 0.128 | 0.128 | 0.128 | 0.128 | 0.128 | 0.128 | 0.128 | 0.128 | 0.128 | 0.128 | 0.128 | 0.128 | 0.128 | 0.128 | 0.128 | 0.128 | 0.128 | 0.128 | 0.128 | 0.128 | 0.128 | 0.128
2017 | 0 | Piney Creek Project:IPP | [6 empty] | 0.18 | 0.18 | 0.18 | 0.18 | 0.18 | 0.18 | 0.18 | 0.18 | 0.18 | 0.18 | 0.18 | 0.027 | 0.027 | 0.027 | 0.027 | 0.027 | 0.027 | 0.027 | 0.027 | 0.027 | 0.027 | 0.027 | 0.027 | 0.027 | 0.027 | 0.027 | 0.027 | 0.027 | 0.027 | 0.027 | 0.027 | 0.027 | 0.027 | 0.027 | 0.027 | 0.027 | 0.027 | 0.027 | 0.027 | 0.027 | 0.027 | 0.027 | 0.027 | 0.027 | 0.027 | 0.027 | 0.027 | 0.027
|  | Stony Brook Cogeneration Plant:1 | [6 empty] | 0.089 | 0.089 | 0.079 | 0.079 | 0.079 | 0.079 | 0.079 | 0.079 | 0.079 | 0.079 | 0.079 | 0.079 | 0.079 | 0.079 | 0.079 | 0.079 | 0.079 | 0.079 | 0.079 | 0.079 | 0.079 | 0.079 | 0.079 | 0.079 | 0.079 | 0.079 | 0.079 | 0.079 | 0.079 | 0.079 | 0.079 | 0.079 | 0.079 | 0.079 | 0.079 | 0.079 | 0.079 | 0.079 | 0.079 | 0.079 | 0.079 | 0.079 | 0.079 | 0.079 | 0.079 | 0.079 | 0.079 | 0.079
|  | Ocean State Power II:CC | [6 empty] | 0.08 | 0.08 | 0.08 | 0.08 | 0.08 | 0.08 | 0.08 | 0.08 | 0.08 | 0.08 | 0.08 | 0.08 | 0.08 | 0.08 | 0.08 | 0.08 | 0.08 | 0.08 | 0.08 | 0.08 | 0.08 | 0.08 | 0.08 | 0.08 | 0.08 | 0.08 | 0.08 | 0.08 | 0.08 | 0.08 | 0.08 | 0.08 | 0.08 | 0.08 | 0.08 | 0.08 | 0.08 | 0.08 | 0.08 | 0.08 | 0.08 | 0.08 | 0.08 | 0.08 | 0.08 | 0.08 | 0.08 | 0.08
|  | Orange Cogeneration L.P.:1 | [6 empty] | 0.057 | 0.057 | 0.052 | 0.052 | 0.052 | 0.052 | 0.052 | 0.052 | 0.052 | 0.052 | 0.052 | 0.052 | 0.052 | 0.052 | 0.052 | 0.052 | 0.052 | 0.052 | 0.052 | 0.052 | 0.052 | 0.052 | 0.052 | 0.052 | 0.052 | 0.052 | 0.052 | 0.052 | 0.052 | 0.052 | 0.052 | 0.052 | 0.052 | 0.052 | 0.052 | 0.052 | 0.052 | 0.052 | 0.052 | 0.052 | 0.052 | 0.052 | 0.052 | 0.052 | 0.052 | 0.052 | 0.052 | 0.052
|  | Orange Cogen:1 | [6 empty] | 0.069 | 0.069 | 0.077 | 0.077 | 0.077 | 0.077 | 0.077 | 0.077 | 0.077 | 0.077 | 0.077 | 0.077 | 0.077 | 0.077 | 0.077 | 0.077 | 0.077 | 0.077 | 0.077 | 0.077 | 0.077 | 0.077 | 0.077 | 0.077 | 0.077 | 0.077 | 0.077 | 0.077 | 0.077 | 0.077 | 0.077 | 0.077 | 0.077 | 0.077 | 0.077 | 0.077 | 0.077 | 0.077 | 0.077 | 0.077 | 0.077 | 0.077 | 0.077 | 0.077 | 0.077 | 0.077 | 0.077 | 0.077
|  | Orange Cogen:2 | [6 empty] | 0.078 | 0.078 | 0.071 | 0.071 | 0.071 | 0.071 | 0.071 | 0.071 | 0.071 | 0.071 | 0.071 | 0.071 | 0.071 | 0.071 | 0.071 | 0.071 | 0.071 | 0.071 | 0.071 | 0.071 | 0.071 | 0.071 | 0.071 | 0.071 | 0.071 | 0.071 | 0.071 | 0.071 | 0.071 | 0.071 | 0.071 | 0.071 | 0.071 | 0.071 | 0.071 | 0.071 | 0.071 | 0.071 | 0.071 | 0.071 | 0.071 | 0.071 | 0.071 | 0.071 | 0.071 | 0.071 | 0.071 | 0.071
|  | Mulberry Cogeneration Facility:1 | [6 empty] | 0.024 | 0.024 | 0.041 | 0.041 | 0.041 | 0.041 | 0.041 | 0.041 | 0.041 | 0.041 | 0.041 | 0.041 | 0.041 | 0.041 | 0.041 | 0.041 | 0.041 | 0.041 | 0.041 | 0.041 | 0.041 | 0.041 | 0.041 | 0.041 | 0.041 | 0.041 | 0.041 | 0.041 | 0.041 | 0.041 | 0.041 | 0.041 | 0.041 | 0.041 | 0.041 | 0.041 | 0.041 | 0.041 | 0.041 | 0.041 | 0.041 | 0.041 | 0.041 | 0.041 | 0.041 | 0.041 | 0.041 | 0.041
|  | Wiccacon (NUC):1 | [6 empty] | 0.1 | 0.1 | 0.1 | 0.1 | 0.1 | 0.1 | 0.1 | 0.1 | 0.1 | 0.1 | 0.1 | 0.1 | 0.1 | 0.1 | 0.1 | 0.1 | 0.1 | 0.1 | 0.1 | 0.1 | 0.1 | 0.1 | 0.1 | 0.1 | 0.1 | 0.1 | 0.1 | 0.1 | 0.1 | 0.1 | 0.1 | 0.1 | 0.1 | 0.1 | 0.1 | 0.1 | 0.1 | 0.1 | 0.1 | 0.1 | 0.1 | 0.1 | 0.1 | 0.1 | 0.1 | 0.1 | 0.1 | 0.1
|  | Orlando CoGen Limited L. P.:1 | [6 empty] | 0.061 | 0.061 | 0.056 | 0.056 | 0.056 | 0.056 | 0.056 | 0.056 | 0.056 | 0.056 | 0.056 | 0.056 | 0.056 | 0.056 | 0.056 | 0.056 | 0.056 | 0.056 | 0.056 | 0.056 | 0.056 | 0.056 | 0.056 | 0.056 | 0.056 | 0.056 | 0.056 | 0.056 | 0.056 | 0.056 | 0.056 | 0.056 | 0.056 | 0.056 | 0.056 | 0.056 | 0.056 | 0.056 | 0.056 | 0.056 | 0.056 | 0.056 | 0.056 | 0.056 | 0.056 | 0.056 | 0.056 | 0.056
|  | Venice Resources Gas Recovery:ALL | [6 empty] | 0.1 | 0.1 | 0.1 | 0.1 | 0.1 | 0.1 | 0.1 | 0.1 | 0.1 | 0.1 | 0.1 | 0.1 | 0.1 | 0.1 | 0.1 | 0.1 | 0.1 | 0.1 | 0.1 | 0.1 | 0.1 | 0.1 | 0.1 | 0.1 | 0.1 | 0.1 | 0.1 | 0.1 | 0.1 | 0.1 | 0.1 | 0.1 | 0.1 | 0.1 | 0.1 | 0.1 | 0.1 | 0.1 | 0.1 | 0.1 | 0.1 | 0.1 | 0.1 | 0.1 | 0.1 | 0.1 | 0.1 | 0.1
|  | Independence Station (Sithe):CC1 | [6 empty] | 0.019 | 0.019 | 0.028 | 0.028 | 0.028 | 0.028 | 0.028 | 0.028 | 0.028 | 0.028 | 0.028 | 0.028 | 0.028 | 0.028 | 0.028 | 0.028 | 0.028 | 0.028 | 0.028 | 0.028 | 0.028 | 0.028 | 0.028 | 0.028 | 0.028 | 0.028 | 0.028 | 0.028 | 0.028 | 0.028 | 0.028 | 0.028 | 0.028 | 0.028 | 0.028 | 0.028 | 0.028 | 0.028 | 0.028 | 0.028 | 0.028 | 0.028 | 0.028 | 0.028 | 0.028 | 0.028 | 0.028 | 0.028
|  | Kittinger Co:1 | [6 empty] | 0.1 | 0.1 | 0.1 | 0.1 | 0.1 | 0.1 | 0.1 | 0.1 | 0.1 | 0.1 | 0.1 | 0.1 | 0.1 | 0.1 | 0.1 | 0.1 | 0.1 | 0.1 | 0.1 | 0.1 | 0.1 | 0.1 | 0.1 | 0.1 | 0.1 | 0.1 | 0.1 | 0.1 | 0.1 | 0.1 | 0.1 | 0.1 | 0.1 | 0.1 | 0.1 | 0.1 | 0.1 | 0.1 | 0.1 | 0.1 | 0.1 | 0.1 | 0.1 | 0.1 | 0.1 | 0.1 | 0.1 | 0.1
0 | 0 | Norcon Facility:CC | [6 empty] | 0.094 | 0.094 | 0.13 | 0.13 | 0.13 | 0.13 | 0.13 | 0.13 | 0.13 | 0.13 | 0.13 | 0.13 | 0.13 | 0.13 | 0.13 | 0.13 | 0.13 | 0.13 | 0.13 | 0.13 | 0.13 | 0.13 | 0.13 | 0.13 | 0.13 | 0.13 | 0.13 | 0.13 | 0.13 | 0.13 | 0.13 | 0.13 | 0.13 | 0.13 | 0.13 | 0.13 | 0.13 | 0.13 | 0.13 | 0.13 | 0.13 | 0.13 | 0.13 | 0.13 | 0.13 | 0.13 | 0.13 | 0.13
|  | Saranac Facility:CC | [6 empty] | 0.08 | 0.08 | 0.026 | 0.026 | 0.026 | 0.026 | 0.026 | 0.026 | 0.026 | 0.026 | 0.026 | 0.026 | 0.026 | 0.026 | 0.026 | 0.026 | 0.026 | 0.026 | 0.026 | 0.026 | 0.026 | 0.026 | 0.026 | 0.026 | 0.026 | 0.026 | 0.026 | 0.026 | 0.026 | 0.026 | 0.026 | 0.026 | 0.026 | 0.026 | 0.026 | 0.026 | 0.026 | 0.026 | 0.026 | 0.026 | 0.026 | 0.026 | 0.026 | 0.026 | 0.026 | 0.026 | 0.026 | 0.026
0 | 0 | Batavia Energy Facility (Seneca Power Partners LP):CC1 | [6 empty] | 0.118 | 0.118 | 0.124 | 0.124 | 0.124 | 0.124 | 0.124 | 0.124 | 0.124 | 0.124 | 0.124 | 0.124 | 0.124 | 0.124 | 0.124 | 0.124 | 0.124 | 0.124 | 0.124 | 0.124 | 0.124 | 0.124 | 0.124 | 0.124 | 0.124 | 0.124 | 0.124 | 0.124 | 0.124 | 0.124 | 0.124 | 0.124 | 0.124 | 0.124 | 0.124 | 0.124 | 0.124 | 0.124 | 0.124 | 0.124 | 0.124 | 0.124 | 0.124 | 0.124 | 0.124 | 0.124 | 0.124 | 0.124
|  | Handcraft Facility:ALL | [6 empty] | 0.1 | 0.1 | 0.1 | 0.1 | 0.1 | 0.1 | 0.1 | 0.1 | 0.1 | 0.1 | 0.1 | 0.1 | 0.1 | 0.1 | 0.1 | 0.1 | 0.1 | 0.1 | 0.1 | 0.1 | 0.1 | 0.1 | 0.1 | 0.1 | 0.1 | 0.1 | 0.1 | 0.1 | 0.1 | 0.1 | 0.1 | 0.1 | 0.1 | 0.1 | 0.1 | 0.1 | 0.1 | 0.1 | 0.1 | 0.1 | 0.1 | 0.1 | 0.1 | 0.1 | 0.1 | 0.1 | 0.1 | 0.1
|  | St Nicholas Cogeneration Proj:1 | [6 empty] | 0.18 | 0.18 | 0.046 | 0.046 | 0.046 | 0.046 | 0.046 | 0.046 | 0.046 | 0.046 | 0.046 | 0.046 | 0.046 | 0.046 | 0.046 | 0.046 | 0.046 | 0.046 | 0.046 | 0.046 | 0.046 | 0.046 | 0.046 | 0.046 | 0.046 | 0.046 | 0.046 | 0.046 | 0.046 | 0.046 | 0.046 | 0.046 | 0.046 | 0.046 | 0.046 | 0.046 | 0.046 | 0.046 | 0.046 | 0.046 | 0.046 | 0.046 | 0.046 | 0.046 | 0.046 | 0.046 | 0.046 | 0.046
|  | Auburndale Power Partners Lim:1 | [6 empty] | 0.052 | 0.052 | 0.052 | 0.052 | 0.052 | 0.052 | 0.052 | 0.052 | 0.052 | 0.052 | 0.052 | 0.052 | 0.052 | 0.052 | 0.052 | 0.052 | 0.052 | 0.052 | 0.052 | 0.052 | 0.052 | 0.052 | 0.052 | 0.052 | 0.052 | 0.052 | 0.052 | 0.052 | 0.052 | 0.052 | 0.052 | 0.052 | 0.052 | 0.052 | 0.052 | 0.052 | 0.052 | 0.052 | 0.052 | 0.052 | 0.052 | 0.052 | 0.052 | 0.052 | 0.052 | 0.052 | 0.052 | 0.052
|  | Auburndale Power Partners Lim:GT | [6 empty] | 0.07 | 0.07 | 0.07 | 0.07 | 0.07 | 0.07 | 0.07 | 0.07 | 0.07 | 0.07 | 0.07 | 0.07 | 0.07 | 0.07 | 0.07 | 0.07 | 0.07 | 0.07 | 0.07 | 0.07 | 0.07 | 0.07 | 0.07 | 0.07 | 0.07 | 0.07 | 0.07 | 0.07 | 0.07 | 0.07 | 0.07 | 0.07 | 0.07 | 0.07 | 0.07 | 0.07 | 0.07 | 0.07 | 0.07 | 0.07 | 0.07 | 0.07 | 0.07 | 0.07 | 0.07 | 0.07 | 0.07 | 0.07
|  | Mohawk Valley Landfill Gas Rec:ALL | [6 empty] | 0.1 | 0.1 | 0.1 | 0.1 | 0.1 | 0.1 | 0.1 | 0.1 | 0.1 | 0.1 | 0.1 | 0.1 | 0.1 | 0.1 | 0.1 | 0.1 | 0.1 | 0.1 | 0.1 | 0.1 | 0.1 | 0.1 | 0.1 | 0.1 | 0.1 | 0.1 | 0.1 | 0.1 | 0.1 | 0.1 | 0.1 | 0.1 | 0.1 | 0.1 | 0.1 | 0.1 | 0.1 | 0.1 | 0.1 | 0.1 | 0.1 | 0.1 | 0.1 | 0.1 | 0.1 | 0.1 | 0.1 | 0.1
0 | 0 | Boydton Plank Road Cogen Plant:1 | [6 empty] | 0.305 | 0.305 | 0.305 | 0.305 | 0.305 | 0.305 | 0.305 | 0.305 | 0.305 | 0.305 | 0.305 | 0.305 | 0.305 | 0.305 | 0.305 | 0.305 | 0.305 | 0.305 | 0.305 | 0.305 | 0.305 | 0.305 | 0.305 | 0.305 | 0.305 | 0.305 | 0.305 | 0.305 | 0.305 | 0.305 | 0.305 | 0.305 | 0.305 | 0.305 | 0.305 | 0.305 | 0.305 | 0.305 | 0.305 | 0.305 | 0.305 | 0.305 | 0.305 | 0.305 | 0.305 | 0.305 | 0.305 | 0.305
|  | Byrd Press Cogeneration Facility:ALL | [6 empty] | 0.1 | 0.1 | 0.1 | 0.1 | 0.1 | 0.1 | 0.1 | 0.1 | 0.1 | 0.1 | 0.1 | 0.1 | 0.1 | 0.1 | 0.1 | 0.1 | 0.1 | 0.1 | 0.1 | 0.1 | 0.1 | 0.1 | 0.1 | 0.1 | 0.1 | 0.1 | 0.1 | 0.1 | 0.1 | 0.1 | 0.1 | 0.1 | 0.1 | 0.1 | 0.1 | 0.1 | 0.1 | 0.1 | 0.1 | 0.1 | 0.1 | 0.1 | 0.1 | 0.1 | 0.1 | 0.1 | 0.1 | 0.1
|  | Seneca Meadows:ALL | [6 empty] | 0.1 | 0.1 | 0.1 | 0.1 | 0.1 | 0.1 | 0.1 | 0.1 | 0.1 | 0.1 | 0.1 | 0.1 | 0.1 | 0.1 | 0.1 | 0.1 | 0.1 | 0.1 | 0.1 | 0.1 | 0.1 | 0.1 | 0.1 | 0.1 | 0.1 | 0.1 | 0.1 | 0.1 | 0.1 | 0.1 | 0.1 | 0.1 | 0.1 | 0.1 | 0.1 | 0.1 | 0.1 | 0.1 | 0.1 | 0.1 | 0.1 | 0.1 | 0.1 | 0.1 | 0.1 | 0.1 | 0.1 | 0.1
|  | Grays Ferry Cogeneration Partnership:CC | [6 empty] | 0.029 | 0.029 | 0.029 | 0.029 | 0.029 | 0.029 | 0.029 | 0.029 | 0.029 | 0.029 | 0.029 | 0.029 | 0.029 | 0.029 | 0.029 | 0.029 | 0.029 | 0.029 | 0.029 | 0.029 | 0.029 | 0.029 | 0.029 | 0.029 | 0.029 | 0.029 | 0.029 | 0.029 | 0.029 | 0.029 | 0.029 | 0.029 | 0.029 | 0.029 | 0.029 | 0.029 | 0.029 | 0.029 | 0.029 | 0.029 | 0.029 | 0.029 | 0.029 | 0.029 | 0.029 | 0.029 | 0.029 | 0.029
0 | 0 | Syracuse Power Co.:1 | [6 empty] | 0.1 | 0.1 | 0.1 | 0.1 | 0.1 | 0.1 | 0.1 | 0.1 | 0.1 | 0.1 | 0.1 | 0.1 | 0.1 | 0.1 | 0.1 | 0.1 | 0.1 | 0.1 | 0.1 | 0.1 | 0.1 | 0.1 | 0.1 | 0.1 | 0.1 | 0.1 | 0.1 | 0.1 | 0.1 | 0.1 | 0.1 | 0.1 | 0.1 | 0.1 | 0.1 | 0.1 | 0.1 | 0.1 | 0.1 | 0.1 | 0.1 | 0.1 | 0.1 | 0.1 | 0.1 | 0.1 | 0.1 | 0.1
|  | Panda Brandywine Cogeneration Facility:CC | [6 empty] | 0.026 | 0.026 | 0.045 | 0.045 | 0.045 | 0.045 | 0.045 | 0.045 | 0.045 | 0.045 | 0.045 | 0.045 | 0.045 | 0.045 | 0.045 | 0.045 | 0.045 | 0.045 | 0.045 | 0.045 | 0.045 | 0.045 | 0.045 | 0.045 | 0.045 | 0.045 | 0.045 | 0.045 | 0.045 | 0.045 | 0.045 | 0.045 | 0.045 | 0.045 | 0.045 | 0.045 | 0.045 | 0.045 | 0.045 | 0.045 | 0.045 | 0.045 | 0.045 | 0.045 | 0.045 | 0.045 | 0.045 | 0.045
|  | Gordonsville Energy L.P.:CC | [6 empty] | 0.035 | 0.035 | 0.046 | 0.046 | 0.046 | 0.046 | 0.046 | 0.046 | 0.046 | 0.046 | 0.046 | 0.046 | 0.046 | 0.046 | 0.046 | 0.046 | 0.046 | 0.046 | 0.046 | 0.046 | 0.046 | 0.046 | 0.046 | 0.046 | 0.046 | 0.046 | 0.046 | 0.046 | 0.046 | 0.046 | 0.046 | 0.046 | 0.046 | 0.046 | 0.046 | 0.046 | 0.046 | 0.046 | 0.046 | 0.046 | 0.046 | 0.046 | 0.046 | 0.046 | 0.046 | 0.046 | 0.046 | 0.046
|  | Brooklyn Navy Yard Cogeneratio:CC | [6 empty] | 0.006 | 0.006 | 0.008 | 0.008 | 0.008 | 0.008 | 0.008 | 0.008 | 0.008 | 0.008 | 0.008 | 0.008 | 0.008 | 0.008 | 0.008 | 0.008 | 0.008 | 0.008 | 0.008 | 0.008 | 0.008 | 0.008 | 0.008 | 0.008 | 0.008 | 0.008 | 0.008 | 0.008 | 0.008 | 0.008 | 0.008 | 0.008 | 0.008 | 0.008 | 0.008 | 0.008 | 0.008 | 0.008 | 0.008 | 0.008 | 0.008 | 0.008 | 0.008 | 0.008 | 0.008 | 0.008 | 0.008 | 0.008
|  | Michigan Power L.P.:CC | [6 empty] | 0.041 | 0.041 | 0.042 | 0.042 | 0.042 | 0.042 | 0.042 | 0.042 | 0.042 | 0.042 | 0.042 | 0.042 | 0.042 | 0.042 | 0.042 | 0.042 | 0.042 | 0.042 | 0.042 | 0.042 | 0.042 | 0.042 | 0.042 | 0.042 | 0.042 | 0.042 | 0.042 | 0.042 | 0.042 | 0.042 | 0.042 | 0.042 | 0.042 | 0.042 | 0.042 | 0.042 | 0.042 | 0.042 | 0.042 | 0.042 | 0.042 | 0.042 | 0.042 | 0.042 | 0.042 | 0.042 | 0.042 | 0.042
|  | Whitewater Cogeneration Facility:CC | [6 empty] | 0.02 | 0.02 | 0.022 | 0.022 | 0.022 | 0.022 | 0.022 | 0.022 | 0.022 | 0.022 | 0.022 | 0.022 | 0.022 | 0.022 | 0.022 | 0.022 | 0.022 | 0.022 | 0.022 | 0.022 | 0.022 | 0.022 | 0.022 | 0.022 | 0.022 | 0.022 | 0.022 | 0.022 | 0.022 | 0.022 | 0.022 | 0.022 | 0.022 | 0.022 | 0.022 | 0.022 | 0.022 | 0.022 | 0.022 | 0.022 | 0.022 | 0.022 | 0.022 | 0.022 | 0.022 | 0.022 | 0.022 | 0.022
|  | Cherokee County Cogen:CC | [6 empty] | 0.025 | 0.025 | 0.025 | 0.025 | 0.025 | 0.025 | 0.025 | 0.025 | 0.025 | 0.025 | 0.025 | 0.025 | 0.025 | 0.025 | 0.025 | 0.025 | 0.025 | 0.025 | 0.025 | 0.025 | 0.025 | 0.025 | 0.025 | 0.025 | 0.025 | 0.025 | 0.025 | 0.025 | 0.025 | 0.025 | 0.025 | 0.025 | 0.025 | 0.025 | 0.025 | 0.025 | 0.025 | 0.025 | 0.025 | 0.025 | 0.025 | 0.025 | 0.025 | 0.025 | 0.025 | 0.025 | 0.025 | 0.025
0 | 0 | Georgia Gulf Corporation Plaquemine Division:GEN1 | [6 empty] | 0.14 | 0.14 | 0.14 | 0.14 | 0.14 | 0.14 | 0.14 | 0.14 | 0.14 | 0.14 | 0.14 | 0.14 | 0.14 | 0.14 | 0.14 | 0.14 | 0.14 | 0.14 | 0.14 | 0.14 | 0.14 | 0.14 | 0.14 | 0.14 | 0.14 | 0.14 | 0.14 | 0.14 | 0.14 | 0.14 | 0.14 | 0.14 | 0.14 | 0.14 | 0.14 | 0.14 | 0.14 | 0.14 | 0.14 | 0.14 | 0.14 | 0.14 | 0.14 | 0.14 | 0.14 | 0.14 | 0.14 | 0.14
0 | 0 | Georgia Gulf Corporation Plaquemine Division:GEN2 | [6 empty] | 0.14 | 0.14 | 0.14 | 0.14 | 0.14 | 0.14 | 0.14 | 0.14 | 0.14 | 0.14 | 0.14 | 0.14 | 0.14 | 0.14 | 0.14 | 0.14 | 0.14 | 0.14 | 0.14 | 0.14 | 0.14 | 0.14 | 0.14 | 0.14 | 0.14 | 0.14 | 0.14 | 0.14 | 0.14 | 0.14 | 0.14 | 0.14 | 0.14 | 0.14 | 0.14 | 0.14 | 0.14 | 0.14 | 0.14 | 0.14 | 0.14 | 0.14 | 0.14 | 0.14 | 0.14 | 0.14 | 0.14 | 0.14
0 | 0 | Georgia Gulf Corporation Plaquemine Division:GEN3 | [6 empty] | 0.14 | 0.14 | 0.14 | 0.14 | 0.14 | 0.14 | 0.14 | 0.14 | 0.14 | 0.14 | 0.14 | 0.14 | 0.14 | 0.14 | 0.14 | 0.14 | 0.14 | 0.14 | 0.14 | 0.14 | 0.14 | 0.14 | 0.14 | 0.14 | 0.14 | 0.14 | 0.14 | 0.14 | 0.14 | 0.14 | 0.14 | 0.14 | 0.14 | 0.14 | 0.14 | 0.14 | 0.14 | 0.14 | 0.14 | 0.14 | 0.14 | 0.14 | 0.14 | 0.14 | 0.14 | 0.14 | 0.14 | 0.14
|  | Biodyne Pontiac:ALL | [6 empty] | 0.1 | 0.1 | 0.1 | 0.1 | 0.1 | 0.1 | 0.1 | 0.1 | 0.1 | 0.1 | 0.1 | 0.1 | 0.1 | 0.1 | 0.1 | 0.1 | 0.1 | 0.1 | 0.1 | 0.1 | 0.1 | 0.1 | 0.1 | 0.1 | 0.1 | 0.1 | 0.1 | 0.1 | 0.1 | 0.1 | 0.1 | 0.1 | 0.1 | 0.1 | 0.1 | 0.1 | 0.1 | 0.1 | 0.1 | 0.1 | 0.1 | 0.1 | 0.1 | 0.1 | 0.1 | 0.1 | 0.1 | 0.1
|  | Biodyne Peoria:1 | [6 empty] | 0.1 | 0.1 | 0.1 | 0.1 | 0.1 | 0.1 | 0.1 | 0.1 | 0.1 | 0.1 | 0.1 | 0.1 | 0.1 | 0.1 | 0.1 | 0.1 | 0.1 | 0.1 | 0.1 | 0.1 | 0.1 | 0.1 | 0.1 | 0.1 | 0.1 | 0.1 | 0.1 | 0.1 | 0.1 | 0.1 | 0.1 | 0.1 | 0.1 | 0.1 | 0.1 | 0.1 | 0.1 | 0.1 | 0.1 | 0.1 | 0.1 | 0.1 | 0.1 | 0.1 | 0.1 | 0.1 | 0.1 | 0.1
|  | Biodyne Lansing:1 | [6 empty] | 0.1 | 0.1 | 0.1 | 0.1 | 0.1 | 0.1 | 0.1 | 0.1 | 0.1 | 0.1 | 0.1 | 0.1 | 0.1 | 0.1 | 0.1 | 0.1 | 0.1 | 0.1 | 0.1 | 0.1 | 0.1 | 0.1 | 0.1 | 0.1 | 0.1 | 0.1 | 0.1 | 0.1 | 0.1 | 0.1 | 0.1 | 0.1 | 0.1 | 0.1 | 0.1 | 0.1 | 0.1 | 0.1 | 0.1 | 0.1 | 0.1 | 0.1 | 0.1 | 0.1 | 0.1 | 0.1 | 0.1 | 0.1
|  | Biodyne Springfield:ALL | [6 empty] | 0.1 | 0.1 | 0.1 | 0.1 | 0.1 | 0.1 | 0.1 | 0.1 | 0.1 | 0.1 | 0.1 | 0.1 | 0.1 | 0.1 | 0.1 | 0.1 | 0.1 | 0.1 | 0.1 | 0.1 | 0.1 | 0.1 | 0.1 | 0.1 | 0.1 | 0.1 | 0.1 | 0.1 | 0.1 | 0.1 | 0.1 | 0.1 | 0.1 | 0.1 | 0.1 | 0.1 | 0.1 | 0.1 | 0.1 | 0.1 | 0.1 | 0.1 | 0.1 | 0.1 | 0.1 | 0.1 | 0.1 | 0.1
|  | Biodyne Lyons:ALL | [6 empty] | 0.1 | 0.1 | 0.1 | 0.1 | 0.1 | 0.1 | 0.1 | 0.1 | 0.1 | 0.1 | 0.1 | 0.1 | 0.1 | 0.1 | 0.1 | 0.1 | 0.1 | 0.1 | 0.1 | 0.1 | 0.1 | 0.1 | 0.1 | 0.1 | 0.1 | 0.1 | 0.1 | 0.1 | 0.1 | 0.1 | 0.1 | 0.1 | 0.1 | 0.1 | 0.1 | 0.1 | 0.1 | 0.1 | 0.1 | 0.1 | 0.1 | 0.1 | 0.1 | 0.1 | 0.1 | 0.1 | 0.1 | 0.1
|  | Batesville Generation Facility:CC1 | [6 empty] | 0.057 | 0.057 | 0.029 | 0.029 | 0.029 | 0.029 | 0.029 | 0.029 | 0.029 | 0.029 | 0.029 | 0.029 | 0.029 | 0.029 | 0.029 | 0.029 | 0.029 | 0.029 | 0.029 | 0.029 | 0.029 | 0.029 | 0.029 | 0.029 | 0.029 | 0.029 | 0.029 | 0.029 | 0.029 | 0.029 | 0.029 | 0.029 | 0.029 | 0.029 | 0.029 | 0.029 | 0.029 | 0.029 | 0.029 | 0.029 | 0.029 | 0.029 | 0.029 | 0.029 | 0.029 | 0.029 | 0.029 | 0.029
|  | Batesville Generation Facility:CC2 | [6 empty] | 0.043 | 0.043 | 0.027 | 0.027 | 0.027 | 0.027 | 0.027 | 0.027 | 0.027 | 0.027 | 0.027 | 0.027 | 0.027 | 0.027 | 0.027 | 0.027 | 0.027 | 0.027 | 0.027 | 0.027 | 0.027 | 0.027 | 0.027 | 0.027 | 0.027 | 0.027 | 0.027 | 0.027 | 0.027 | 0.027 | 0.027 | 0.027 | 0.027 | 0.027 | 0.027 | 0.027 | 0.027 | 0.027 | 0.027 | 0.027 | 0.027 | 0.027 | 0.027 | 0.027 | 0.027 | 0.027 | 0.027 | 0.027
|  | Batesville Generation Facility:CC3 | [6 empty] | 0.03 | 0.03 | 0.024 | 0.024 | 0.024 | 0.024 | 0.024 | 0.024 | 0.024 | 0.024 | 0.024 | 0.024 | 0.024 | 0.024 | 0.024 | 0.024 | 0.024 | 0.024 | 0.024 | 0.024 | 0.024 | 0.024 | 0.024 | 0.024 | 0.024 | 0.024 | 0.024 | 0.024 | 0.024 | 0.024 | 0.024 | 0.024 | 0.024 | 0.024 | 0.024 | 0.024 | 0.024 | 0.024 | 0.024 | 0.024 | 0.024 | 0.024 | 0.024 | 0.024 | 0.024 | 0.024 | 0.024 | 0.024
0 | 0 | Trigen Peoples District Energy Co:ALL | [6 empty] | 0.1 | 0.1 | 0.1 | 0.1 | 0.1 | 0.1 | 0.1 | 0.1 | 0.1 | 0.1 | 0.1 | 0.1 | 0.1 | 0.1 | 0.1 | 0.1 | 0.1 | 0.1 | 0.1 | 0.1 | 0.1 | 0.1 | 0.1 | 0.1 | 0.1 | 0.1 | 0.1 | 0.1 | 0.1 | 0.1 | 0.1 | 0.1 | 0.1 | 0.1 | 0.1 | 0.1 | 0.1 | 0.1 | 0.1 | 0.1 | 0.1 | 0.1 | 0.1 | 0.1 | 0.1 | 0.1 | 0.1 | 0.1
2017 | 0 | Red Hills Generation Facility:UNIT1 | [6 empty] | 0.111 | 0.111 | 0.111 | 0.111 | 0.111 | 0.111 | 0.111 | 0.111 | 0.111 | 0.111 | 0.111 | 0.01665 | 0.01665 | 0.01665 | 0.01665 | 0.01665 | 0.01665 | 0.01665 | 0.01665 | 0.01665 | 0.01665 | 0.01665 | 0.01665 | 0.01665 | 0.01665 | 0.01665 | 0.01665 | 0.01665 | 0.01665 | 0.01665 | 0.01665 | 0.01665 | 0.01665 | 0.01665 | 0.01665 | 0.01665 | 0.01665 | 0.01665 | 0.01665 | 0.01665 | 0.01665 | 0.01665 | 0.01665 | 0.01665 | 0.01665 | 0.01665 | 0.01665 | 0.01665
|  | Red Hills Generation Facility:UNIT2 | [6 empty] | 0.12 | 0.12 | 0.12 | 0.12 | 0.12 | 0.12 | 0.12 | 0.12 | 0.12 | 0.12 | 0.12 | 0.12 | 0.12 | 0.12 | 0.12 | 0.12 | 0.12 | 0.12 | 0.12 | 0.12 | 0.12 | 0.12 | 0.12 | 0.12 | 0.12 | 0.12 | 0.12 | 0.12 | 0.12 | 0.12 | 0.12 | 0.12 | 0.12 | 0.12 | 0.12 | 0.12 | 0.12 | 0.12 | 0.12 | 0.12 | 0.12 | 0.12 | 0.12 | 0.12 | 0.12 | 0.12 | 0.12 | 0.12
|  | New Albany Power Facility:1 | [6 empty] | 0.08 | 0.08 | 0.08 | 0.08 | 0.08 | 0.08 | 0.08 | 0.08 | 0.08 | 0.08 | 0.08 | 0.08 | 0.08 | 0.08 | 0.08 | 0.08 | 0.08 | 0.08 | 0.08 | 0.08 | 0.08 | 0.08 | 0.08 | 0.08 | 0.08 | 0.08 | 0.08 | 0.08 | 0.08 | 0.08 | 0.08 | 0.08 | 0.08 | 0.08 | 0.08 | 0.08 | 0.08 | 0.08 | 0.08 | 0.08 | 0.08 | 0.08 | 0.08 | 0.08 | 0.08 | 0.08 | 0.08 | 0.08
|  | New Albany Power Facility:2 | [6 empty] | 0.08 | 0.08 | 0.08 | 0.08 | 0.08 | 0.08 | 0.08 | 0.08 | 0.08 | 0.08 | 0.08 | 0.08 | 0.08 | 0.08 | 0.08 | 0.08 | 0.08 | 0.08 | 0.08 | 0.08 | 0.08 | 0.08 | 0.08 | 0.08 | 0.08 | 0.08 | 0.08 | 0.08 | 0.08 | 0.08 | 0.08 | 0.08 | 0.08 | 0.08 | 0.08 | 0.08 | 0.08 | 0.08 | 0.08 | 0.08 | 0.08 | 0.08 | 0.08 | 0.08 | 0.08 | 0.08 | 0.08 | 0.08
|  | New Albany Power Facility:3 | [6 empty] | 0.08 | 0.08 | 0.08 | 0.08 | 0.08 | 0.08 | 0.08 | 0.08 | 0.08 | 0.08 | 0.08 | 0.08 | 0.08 | 0.08 | 0.08 | 0.08 | 0.08 | 0.08 | 0.08 | 0.08 | 0.08 | 0.08 | 0.08 | 0.08 | 0.08 | 0.08 | 0.08 | 0.08 | 0.08 | 0.08 | 0.08 | 0.08 | 0.08 | 0.08 | 0.08 | 0.08 | 0.08 | 0.08 | 0.08 | 0.08 | 0.08 | 0.08 | 0.08 | 0.08 | 0.08 | 0.08 | 0.08 | 0.08
|  | New Albany Power Facility:4 | [6 empty] | 0.08 | 0.08 | 0.08 | 0.08 | 0.08 | 0.08 | 0.08 | 0.08 | 0.08 | 0.08 | 0.08 | 0.08 | 0.08 | 0.08 | 0.08 | 0.08 | 0.08 | 0.08 | 0.08 | 0.08 | 0.08 | 0.08 | 0.08 | 0.08 | 0.08 | 0.08 | 0.08 | 0.08 | 0.08 | 0.08 | 0.08 | 0.08 | 0.08 | 0.08 | 0.08 | 0.08 | 0.08 | 0.08 | 0.08 | 0.08 | 0.08 | 0.08 | 0.08 | 0.08 | 0.08 | 0.08 | 0.08 | 0.08
|  | New Albany Power Facility:5 | [6 empty] | 0.08 | 0.08 | 0.08 | 0.08 | 0.08 | 0.08 | 0.08 | 0.08 | 0.08 | 0.08 | 0.08 | 0.08 | 0.08 | 0.08 | 0.08 | 0.08 | 0.08 | 0.08 | 0.08 | 0.08 | 0.08 | 0.08 | 0.08 | 0.08 | 0.08 | 0.08 | 0.08 | 0.08 | 0.08 | 0.08 | 0.08 | 0.08 | 0.08 | 0.08 | 0.08 | 0.08 | 0.08 | 0.08 | 0.08 | 0.08 | 0.08 | 0.08 | 0.08 | 0.08 | 0.08 | 0.08 | 0.08 | 0.08
|  | New Albany Power Facility:6 | [6 empty] | 0.08 | 0.08 | 0.08 | 0.08 | 0.08 | 0.08 | 0.08 | 0.08 | 0.08 | 0.08 | 0.08 | 0.08 | 0.08 | 0.08 | 0.08 | 0.08 | 0.08 | 0.08 | 0.08 | 0.08 | 0.08 | 0.08 | 0.08 | 0.08 | 0.08 | 0.08 | 0.08 | 0.08 | 0.08 | 0.08 | 0.08 | 0.08 | 0.08 | 0.08 | 0.08 | 0.08 | 0.08 | 0.08 | 0.08 | 0.08 | 0.08 | 0.08 | 0.08 | 0.08 | 0.08 | 0.08 | 0.08 | 0.08
|  | Brownsville Peaking Power:1 | [6 empty] | 0.04 | 0.04 | 0.039 | 0.039 | 0.039 | 0.039 | 0.039 | 0.039 | 0.039 | 0.039 | 0.039 | 0.039 | 0.039 | 0.039 | 0.039 | 0.039 | 0.039 | 0.039 | 0.039 | 0.039 | 0.039 | 0.039 | 0.039 | 0.039 | 0.039 | 0.039 | 0.039 | 0.039 | 0.039 | 0.039 | 0.039 | 0.039 | 0.039 | 0.039 | 0.039 | 0.039 | 0.039 | 0.039 | 0.039 | 0.039 | 0.039 | 0.039 | 0.039 | 0.039 | 0.039 | 0.039 | 0.039 | 0.039
|  | Brownsville Peaking Power:2 | [6 empty] | 0.049 | 0.049 | 0.042 | 0.042 | 0.042 | 0.042 | 0.042 | 0.042 | 0.042 | 0.042 | 0.042 | 0.042 | 0.042 | 0.042 | 0.042 | 0.042 | 0.042 | 0.042 | 0.042 | 0.042 | 0.042 | 0.042 | 0.042 | 0.042 | 0.042 | 0.042 | 0.042 | 0.042 | 0.042 | 0.042 | 0.042 | 0.042 | 0.042 | 0.042 | 0.042 | 0.042 | 0.042 | 0.042 | 0.042 | 0.042 | 0.042 | 0.042 | 0.042 | 0.042 | 0.042 | 0.042 | 0.042 | 0.042
|  | Brownsville Peaking Power:3 | [6 empty] | 0.07 | 0.07 | 0.084 | 0.084 | 0.084 | 0.084 | 0.084 | 0.084 | 0.084 | 0.084 | 0.084 | 0.084 | 0.084 | 0.084 | 0.084 | 0.084 | 0.084 | 0.084 | 0.084 | 0.084 | 0.084 | 0.084 | 0.084 | 0.084 | 0.084 | 0.084 | 0.084 | 0.084 | 0.084 | 0.084 | 0.084 | 0.084 | 0.084 | 0.084 | 0.084 | 0.084 | 0.084 | 0.084 | 0.084 | 0.084 | 0.084 | 0.084 | 0.084 | 0.084 | 0.084 | 0.084 | 0.084 | 0.084
0 | 0 | Brownsville Peaking Power:4 | [6 empty] | 0.084 | 0.084 | 0.115 | 0.115 | 0.115 | 0.115 | 0.115 | 0.115 | 0.115 | 0.115 | 0.115 | 0.115 | 0.115 | 0.115 | 0.115 | 0.115 | 0.115 | 0.115 | 0.115 | 0.115 | 0.115 | 0.115 | 0.115 | 0.115 | 0.115 | 0.115 | 0.115 | 0.115 | 0.115 | 0.115 | 0.115 | 0.115 | 0.115 | 0.115 | 0.115 | 0.115 | 0.115 | 0.115 | 0.115 | 0.115 | 0.115 | 0.115 | 0.115 | 0.115 | 0.115 | 0.115 | 0.115 | 0.115
|  | Caledonia Power Project:1 | [6 empty] | 0.153 | 0.153 | 0.153 | 0.153 | 0.153 | 0.153 | 0.153 | 0.153 | 0.153 | 0.153 | 0.153 | 0.153 | 0.153 | 0.153 | 0.153 | 0.153 | 0.153 | 0.153 | 0.153 | 0.153 | 0.153 | 0.153 | 0.153 | 0.153 | 0.153 | 0.153 | 0.153 | 0.153 | 0.153 | 0.153 | 0.153 | 0.153 | 0.153 | 0.153 | 0.153 | 0.153 | 0.153 | 0.153 | 0.153 | 0.153 | 0.153 | 0.153 | 0.153 | 0.153 | 0.153 | 0.153 | 0.153 | 0.153
|  | Caledonia Power Project:2 | [6 empty] | 0.153 | 0.153 | 0.153 | 0.153 | 0.153 | 0.153 | 0.153 | 0.153 | 0.153 | 0.153 | 0.153 | 0.153 | 0.153 | 0.153 | 0.153 | 0.153 | 0.153 | 0.153 | 0.153 | 0.153 | 0.153 | 0.153 | 0.153 | 0.153 | 0.153 | 0.153 | 0.153 | 0.153 | 0.153 | 0.153 | 0.153 | 0.153 | 0.153 | 0.153 | 0.153 | 0.153 | 0.153 | 0.153 | 0.153 | 0.153 | 0.153 | 0.153 | 0.153 | 0.153 | 0.153 | 0.153 | 0.153 | 0.153
|  | Caledonia Power Project:3 | [6 empty] | 0.059 | 0.059 | 0.059 | 0.059 | 0.059 | 0.059 | 0.059 | 0.059 | 0.059 | 0.059 | 0.059 | 0.059 | 0.059 | 0.059 | 0.059 | 0.059 | 0.059 | 0.059 | 0.059 | 0.059 | 0.059 | 0.059 | 0.059 | 0.059 | 0.059 | 0.059 | 0.059 | 0.059 | 0.059 | 0.059 | 0.059 | 0.059 | 0.059 | 0.059 | 0.059 | 0.059 | 0.059 | 0.059 | 0.059 | 0.059 | 0.059 | 0.059 | 0.059 | 0.059 | 0.059 | 0.059 | 0.059 | 0.059
|  | Caledonia Power Project:4 | [6 empty] | 0.079 | 0.079 | 0.079 | 0.079 | 0.079 | 0.079 | 0.079 | 0.079 | 0.079 | 0.079 | 0.079 | 0.079 | 0.079 | 0.079 | 0.079 | 0.079 | 0.079 | 0.079 | 0.079 | 0.079 | 0.079 | 0.079 | 0.079 | 0.079 | 0.079 | 0.079 | 0.079 | 0.079 | 0.079 | 0.079 | 0.079 | 0.079 | 0.079 | 0.079 | 0.079 | 0.079 | 0.079 | 0.079 | 0.079 | 0.079 | 0.079 | 0.079 | 0.079 | 0.079 | 0.079 | 0.079 | 0.079 | 0.079
|  | Caledonia Power Project:5 | [6 empty] | 0.153 | 0.153 | 0.153 | 0.153 | 0.153 | 0.153 | 0.153 | 0.153 | 0.153 | 0.153 | 0.153 | 0.153 | 0.153 | 0.153 | 0.153 | 0.153 | 0.153 | 0.153 | 0.153 | 0.153 | 0.153 | 0.153 | 0.153 | 0.153 | 0.153 | 0.153 | 0.153 | 0.153 | 0.153 | 0.153 | 0.153 | 0.153 | 0.153 | 0.153 | 0.153 | 0.153 | 0.153 | 0.153 | 0.153 | 0.153 | 0.153 | 0.153 | 0.153 | 0.153 | 0.153 | 0.153 | 0.153 | 0.153
|  | Caledonia Power Project:6 | [6 empty] | 0.108 | 0.108 | 0.108 | 0.108 | 0.108 | 0.108 | 0.108 | 0.108 | 0.108 | 0.108 | 0.108 | 0.108 | 0.108 | 0.108 | 0.108 | 0.108 | 0.108 | 0.108 | 0.108 | 0.108 | 0.108 | 0.108 | 0.108 | 0.108 | 0.108 | 0.108 | 0.108 | 0.108 | 0.108 | 0.108 | 0.108 | 0.108 | 0.108 | 0.108 | 0.108 | 0.108 | 0.108 | 0.108 | 0.108 | 0.108 | 0.108 | 0.108 | 0.108 | 0.108 | 0.108 | 0.108 | 0.108 | 0.108
|  | Zeeland (MIR):CC1 | [6 empty] | 0.045 | 0.045 | 0.045 | 0.045 | 0.045 | 0.045 | 0.045 | 0.045 | 0.045 | 0.045 | 0.045 | 0.045 | 0.045 | 0.045 | 0.045 | 0.045 | 0.045 | 0.045 | 0.045 | 0.045 | 0.045 | 0.045 | 0.045 | 0.045 | 0.045 | 0.045 | 0.045 | 0.045 | 0.045 | 0.045 | 0.045 | 0.045 | 0.045 | 0.045 | 0.045 | 0.045 | 0.045 | 0.045 | 0.045 | 0.045 | 0.045 | 0.045 | 0.045 | 0.045 | 0.045 | 0.045 | 0.045 | 0.045
0 | 0 | Sterlington (NRG):1-2 | [6 empty] | 0.271 | 0.271 | 0.271 | 0.271 | 0.271 | 0.271 | 0.271 | 0.271 | 0.271 | 0.271 | 0.271 | 0.271 | 0.271 | 0.271 | 0.271 | 0.271 | 0.271 | 0.271 | 0.271 | 0.271 | 0.271 | 0.271 | 0.271 | 0.271 | 0.271 | 0.271 | 0.271 | 0.271 | 0.271 | 0.271 | 0.271 | 0.271 | 0.271 | 0.271 | 0.271 | 0.271 | 0.271 | 0.271 | 0.271 | 0.271 | 0.271 | 0.271 | 0.271 | 0.271 | 0.271 | 0.271 | 0.271 | 0.271
|  | Sterlington (NRG):3 | [6 empty] | 0.271 | 0.271 | 0.271 | 0.271 | 0.271 | 0.271 | 0.271 | 0.271 | 0.271 | 0.271 | 0.271 | 0.271 | 0.271 | 0.271 | 0.271 | 0.271 | 0.271 | 0.271 | 0.271 | 0.271 | 0.271 | 0.271 | 0.271 | 0.271 | 0.271 | 0.271 | 0.271 | 0.271 | 0.271 | 0.271 | 0.271 | 0.271 | 0.271 | 0.271 | 0.271 | 0.271 | 0.271 | 0.271 | 0.271 | 0.271 | 0.271 | 0.271 | 0.271 | 0.271 | 0.271 | 0.271 | 0.271 | 0.271
|  | Sterlington (NRG):4 | [6 empty] | 0.271 | 0.271 | 0.271 | 0.271 | 0.271 | 0.271 | 0.271 | 0.271 | 0.271 | 0.271 | 0.271 | 0.271 | 0.271 | 0.271 | 0.271 | 0.271 | 0.271 | 0.271 | 0.271 | 0.271 | 0.271 | 0.271 | 0.271 | 0.271 | 0.271 | 0.271 | 0.271 | 0.271 | 0.271 | 0.271 | 0.271 | 0.271 | 0.271 | 0.271 | 0.271 | 0.271 | 0.271 | 0.271 | 0.271 | 0.271 | 0.271 | 0.271 | 0.271 | 0.271 | 0.271 | 0.271 | 0.271 | 0.271
|  | Sterlington (NRG):5-6 | [6 empty] | 0.88 | 0.88 | 0.88 | 0.88 | 0.88 | 0.88 | 0.88 | 0.88 | 0.88 | 0.88 | 0.88 | 0.88 | 0.88 | 0.88 | 0.88 | 0.88 | 0.88 | 0.88 | 0.88 | 0.88 | 0.88 | 0.88 | 0.88 | 0.88 | 0.88 | 0.88 | 0.88 | 0.88 | 0.88 | 0.88 | 0.88 | 0.88 | 0.88 | 0.88 | 0.88 | 0.88 | 0.88 | 0.88 | 0.88 | 0.88 | 0.88 | 0.88 | 0.88 | 0.88 | 0.88 | 0.88 | 0.88 | 0.88
|  | Sterlington (NRG):7-8 | [6 empty] | 0.88 | 0.88 | 0.88 | 0.88 | 0.88 | 0.88 | 0.88 | 0.88 | 0.88 | 0.88 | 0.88 | 0.88 | 0.88 | 0.88 | 0.88 | 0.88 | 0.88 | 0.88 | 0.88 | 0.88 | 0.88 | 0.88 | 0.88 | 0.88 | 0.88 | 0.88 | 0.88 | 0.88 | 0.88 | 0.88 | 0.88 | 0.88 | 0.88 | 0.88 | 0.88 | 0.88 | 0.88 | 0.88 | 0.88 | 0.88 | 0.88 | 0.88 | 0.88 | 0.88 | 0.88 | 0.88 | 0.88 | 0.88
|  | Sterlington (NRG):9-10 | [6 empty] | 0.38 | 0.38 | 0.38 | 0.38 | 0.38 | 0.38 | 0.38 | 0.38 | 0.38 | 0.38 | 0.38 | 0.38 | 0.38 | 0.38 | 0.38 | 0.38 | 0.38 | 0.38 | 0.38 | 0.38 | 0.38 | 0.38 | 0.38 | 0.38 | 0.38 | 0.38 | 0.38 | 0.38 | 0.38 | 0.38 | 0.38 | 0.38 | 0.38 | 0.38 | 0.38 | 0.38 | 0.38 | 0.38 | 0.38 | 0.38 | 0.38 | 0.38 | 0.38 | 0.38 | 0.38 | 0.38 | 0.38 | 0.38
|  | Kalamazoo River Generating Station:GT | [6 empty] | 0.051 | 0.051 | 0.048 | 0.048 | 0.048 | 0.048 | 0.048 | 0.048 | 0.048 | 0.048 | 0.048 | 0.048 | 0.048 | 0.048 | 0.048 | 0.048 | 0.048 | 0.048 | 0.048 | 0.048 | 0.048 | 0.048 | 0.048 | 0.048 | 0.048 | 0.048 | 0.048 | 0.048 | 0.048 | 0.048 | 0.048 | 0.048 | 0.048 | 0.048 | 0.048 | 0.048 | 0.048 | 0.048 | 0.048 | 0.048 | 0.048 | 0.048 | 0.048 | 0.048 | 0.048 | 0.048 | 0.048 | 0.048
0 | 0 | Rocky Road Power LLC:GT1 | [6 empty] | 0.087 | 0.087 | 0.087 | 0.087 | 0.087 | 0.087 | 0.087 | 0.087 | 0.087 | 0.087 | 0.087 | 0.087 | 0.087 | 0.087 | 0.087 | 0.087 | 0.087 | 0.087 | 0.087 | 0.087 | 0.087 | 0.087 | 0.087 | 0.087 | 0.087 | 0.087 | 0.087 | 0.087 | 0.087 | 0.087 | 0.087 | 0.087 | 0.087 | 0.087 | 0.087 | 0.087 | 0.087 | 0.087 | 0.087 | 0.087 | 0.087 | 0.087 | 0.087 | 0.087 | 0.087 | 0.087 | 0.087 | 0.087
0 | 0 | Rocky Road Power LLC:GT2 | [6 empty] | 0.089 | 0.089 | 0.089 | 0.089 | 0.089 | 0.089 | 0.089 | 0.089 | 0.089 | 0.089 | 0.089 | 0.089 | 0.089 | 0.089 | 0.089 | 0.089 | 0.089 | 0.089 | 0.089 | 0.089 | 0.089 | 0.089 | 0.089 | 0.089 | 0.089 | 0.089 | 0.089 | 0.089 | 0.089 | 0.089 | 0.089 | 0.089 | 0.089 | 0.089 | 0.089 | 0.089 | 0.089 | 0.089 | 0.089 | 0.089 | 0.089 | 0.089 | 0.089 | 0.089 | 0.089 | 0.089 | 0.089 | 0.089
0 | 0 | Rocky Road Power LLC:GT3 | [6 empty] | 0.143 | 0.143 | 0.143 | 0.143 | 0.143 | 0.143 | 0.143 | 0.143 | 0.143 | 0.143 | 0.143 | 0.143 | 0.143 | 0.143 | 0.143 | 0.143 | 0.143 | 0.143 | 0.143 | 0.143 | 0.143 | 0.143 | 0.143 | 0.143 | 0.143 | 0.143 | 0.143 | 0.143 | 0.143 | 0.143 | 0.143 | 0.143 | 0.143 | 0.143 | 0.143 | 0.143 | 0.143 | 0.143 | 0.143 | 0.143 | 0.143 | 0.143 | 0.143 | 0.143 | 0.143 | 0.143 | 0.143 | 0.143
|  | Rocky Road Power LLC:GT4 | [6 empty] | 0.057 | 0.057 | 0.057 | 0.057 | 0.057 | 0.057 | 0.057 | 0.057 | 0.057 | 0.057 | 0.057 | 0.057 | 0.057 | 0.057 | 0.057 | 0.057 | 0.057 | 0.057 | 0.057 | 0.057 | 0.057 | 0.057 | 0.057 | 0.057 | 0.057 | 0.057 | 0.057 | 0.057 | 0.057 | 0.057 | 0.057 | 0.057 | 0.057 | 0.057 | 0.057 | 0.057 | 0.057 | 0.057 | 0.057 | 0.057 | 0.057 | 0.057 | 0.057 | 0.057 | 0.057 | 0.057 | 0.057 | 0.057
|  | Rocky Road Power LLC:GT5 | [6 empty] | 0.06 | 0.06 | 0.06 | 0.06 | 0.06 | 0.06 | 0.06 | 0.06 | 0.06 | 0.06 | 0.06 | 0.06 | 0.06 | 0.06 | 0.06 | 0.06 | 0.06 | 0.06 | 0.06 | 0.06 | 0.06 | 0.06 | 0.06 | 0.06 | 0.06 | 0.06 | 0.06 | 0.06 | 0.06 | 0.06 | 0.06 | 0.06 | 0.06 | 0.06 | 0.06 | 0.06 | 0.06 | 0.06 | 0.06 | 0.06 | 0.06 | 0.06 | 0.06 | 0.06 | 0.06 | 0.06 | 0.06 | 0.06
|  | Rocky Road Power LLC:GT6 | [6 empty] | 0.1 | 0.1 | 0.1 | 0.1 | 0.1 | 0.1 | 0.1 | 0.1 | 0.1 | 0.1 | 0.1 | 0.1 | 0.1 | 0.1 | 0.1 | 0.1 | 0.1 | 0.1 | 0.1 | 0.1 | 0.1 | 0.1 | 0.1 | 0.1 | 0.1 | 0.1 | 0.1 | 0.1 | 0.1 | 0.1 | 0.1 | 0.1 | 0.1 | 0.1 | 0.1 | 0.1 | 0.1 | 0.1 | 0.1 | 0.1 | 0.1 | 0.1 | 0.1 | 0.1 | 0.1 | 0.1 | 0.1 | 0.1
|  | Madison Generating Station:1 | [6 empty] | 0.033 | 0.033 | 0.035 | 0.035 | 0.035 | 0.035 | 0.035 | 0.035 | 0.035 | 0.035 | 0.035 | 0.035 | 0.035 | 0.035 | 0.035 | 0.035 | 0.035 | 0.035 | 0.035 | 0.035 | 0.035 | 0.035 | 0.035 | 0.035 | 0.035 | 0.035 | 0.035 | 0.035 | 0.035 | 0.035 | 0.035 | 0.035 | 0.035 | 0.035 | 0.035 | 0.035 | 0.035 | 0.035 | 0.035 | 0.035 | 0.035 | 0.035 | 0.035 | 0.035 | 0.035 | 0.035 | 0.035 | 0.035
|  | Madison Generating Station:2 | [6 empty] | 0.039 | 0.039 | 0.043 | 0.043 | 0.043 | 0.043 | 0.043 | 0.043 | 0.043 | 0.043 | 0.043 | 0.043 | 0.043 | 0.043 | 0.043 | 0.043 | 0.043 | 0.043 | 0.043 | 0.043 | 0.043 | 0.043 | 0.043 | 0.043 | 0.043 | 0.043 | 0.043 | 0.043 | 0.043 | 0.043 | 0.043 | 0.043 | 0.043 | 0.043 | 0.043 | 0.043 | 0.043 | 0.043 | 0.043 | 0.043 | 0.043 | 0.043 | 0.043 | 0.043 | 0.043 | 0.043 | 0.043 | 0.043
|  | Madison Generating Station:3 | [6 empty] | 0.036 | 0.036 | 0.039 | 0.039 | 0.039 | 0.039 | 0.039 | 0.039 | 0.039 | 0.039 | 0.039 | 0.039 | 0.039 | 0.039 | 0.039 | 0.039 | 0.039 | 0.039 | 0.039 | 0.039 | 0.039 | 0.039 | 0.039 | 0.039 | 0.039 | 0.039 | 0.039 | 0.039 | 0.039 | 0.039 | 0.039 | 0.039 | 0.039 | 0.039 | 0.039 | 0.039 | 0.039 | 0.039 | 0.039 | 0.039 | 0.039 | 0.039 | 0.039 | 0.039 | 0.039 | 0.039 | 0.039 | 0.039
|  | Madison Generating Station:4 | [6 empty] | 0.033 | 0.033 | 0.039 | 0.039 | 0.039 | 0.039 | 0.039 | 0.039 | 0.039 | 0.039 | 0.039 | 0.039 | 0.039 | 0.039 | 0.039 | 0.039 | 0.039 | 0.039 | 0.039 | 0.039 | 0.039 | 0.039 | 0.039 | 0.039 | 0.039 | 0.039 | 0.039 | 0.039 | 0.039 | 0.039 | 0.039 | 0.039 | 0.039 | 0.039 | 0.039 | 0.039 | 0.039 | 0.039 | 0.039 | 0.039 | 0.039 | 0.039 | 0.039 | 0.039 | 0.039 | 0.039 | 0.039 | 0.039
|  | Madison Generating Station:5 | [6 empty] | 0.026 | 0.026 | 0.039 | 0.039 | 0.039 | 0.039 | 0.039 | 0.039 | 0.039 | 0.039 | 0.039 | 0.039 | 0.039 | 0.039 | 0.039 | 0.039 | 0.039 | 0.039 | 0.039 | 0.039 | 0.039 | 0.039 | 0.039 | 0.039 | 0.039 | 0.039 | 0.039 | 0.039 | 0.039 | 0.039 | 0.039 | 0.039 | 0.039 | 0.039 | 0.039 | 0.039 | 0.039 | 0.039 | 0.039 | 0.039 | 0.039 | 0.039 | 0.039 | 0.039 | 0.039 | 0.039 | 0.039 | 0.039
|  | Madison Generating Station:6 | [6 empty] | 0.026 | 0.026 | 0.037 | 0.037 | 0.037 | 0.037 | 0.037 | 0.037 | 0.037 | 0.037 | 0.037 | 0.037 | 0.037 | 0.037 | 0.037 | 0.037 | 0.037 | 0.037 | 0.037 | 0.037 | 0.037 | 0.037 | 0.037 | 0.037 | 0.037 | 0.037 | 0.037 | 0.037 | 0.037 | 0.037 | 0.037 | 0.037 | 0.037 | 0.037 | 0.037 | 0.037 | 0.037 | 0.037 | 0.037 | 0.037 | 0.037 | 0.037 | 0.037 | 0.037 | 0.037 | 0.037 | 0.037 | 0.037
|  | Madison Generating Station:7 | [6 empty] | 0.028 | 0.028 | 0.035 | 0.035 | 0.035 | 0.035 | 0.035 | 0.035 | 0.035 | 0.035 | 0.035 | 0.035 | 0.035 | 0.035 | 0.035 | 0.035 | 0.035 | 0.035 | 0.035 | 0.035 | 0.035 | 0.035 | 0.035 | 0.035 | 0.035 | 0.035 | 0.035 | 0.035 | 0.035 | 0.035 | 0.035 | 0.035 | 0.035 | 0.035 | 0.035 | 0.035 | 0.035 | 0.035 | 0.035 | 0.035 | 0.035 | 0.035 | 0.035 | 0.035 | 0.035 | 0.035 | 0.035 | 0.035
|  | Madison Generating Station:8 | [6 empty] | 0.026 | 0.026 | 0.047 | 0.047 | 0.047 | 0.047 | 0.047 | 0.047 | 0.047 | 0.047 | 0.047 | 0.047 | 0.047 | 0.047 | 0.047 | 0.047 | 0.047 | 0.047 | 0.047 | 0.047 | 0.047 | 0.047 | 0.047 | 0.047 | 0.047 | 0.047 | 0.047 | 0.047 | 0.047 | 0.047 | 0.047 | 0.047 | 0.047 | 0.047 | 0.047 | 0.047 | 0.047 | 0.047 | 0.047 | 0.047 | 0.047 | 0.047 | 0.047 | 0.047 | 0.047 | 0.047 | 0.047 | 0.047
|  | Vermillion Generating Station LLC:1 | [6 empty] | 0.032 | 0.032 | 0.044 | 0.044 | 0.044 | 0.044 | 0.044 | 0.044 | 0.044 | 0.044 | 0.044 | 0.044 | 0.044 | 0.044 | 0.044 | 0.044 | 0.044 | 0.044 | 0.044 | 0.044 | 0.044 | 0.044 | 0.044 | 0.044 | 0.044 | 0.044 | 0.044 | 0.044 | 0.044 | 0.044 | 0.044 | 0.044 | 0.044 | 0.044 | 0.044 | 0.044 | 0.044 | 0.044 | 0.044 | 0.044 | 0.044 | 0.044 | 0.044 | 0.044 | 0.044 | 0.044 | 0.044 | 0.044
|  | Vermillion Generating Station LLC:2 | [6 empty] | 0.032 | 0.032 | 0.038 | 0.038 | 0.038 | 0.038 | 0.038 | 0.038 | 0.038 | 0.038 | 0.038 | 0.038 | 0.038 | 0.038 | 0.038 | 0.038 | 0.038 | 0.038 | 0.038 | 0.038 | 0.038 | 0.038 | 0.038 | 0.038 | 0.038 | 0.038 | 0.038 | 0.038 | 0.038 | 0.038 | 0.038 | 0.038 | 0.038 | 0.038 | 0.038 | 0.038 | 0.038 | 0.038 | 0.038 | 0.038 | 0.038 | 0.038 | 0.038 | 0.038 | 0.038 | 0.038 | 0.038 | 0.038
|  | Vermillion Generating Station LLC:3 | [6 empty] | 0.031 | 0.031 | 0.043 | 0.043 | 0.043 | 0.043 | 0.043 | 0.043 | 0.043 | 0.043 | 0.043 | 0.043 | 0.043 | 0.043 | 0.043 | 0.043 | 0.043 | 0.043 | 0.043 | 0.043 | 0.043 | 0.043 | 0.043 | 0.043 | 0.043 | 0.043 | 0.043 | 0.043 | 0.043 | 0.043 | 0.043 | 0.043 | 0.043 | 0.043 | 0.043 | 0.043 | 0.043 | 0.043 | 0.043 | 0.043 | 0.043 | 0.043 | 0.043 | 0.043 | 0.043 | 0.043 | 0.043 | 0.043
|  | Vermillion Generating Station LLC:4 | [6 empty] | 0.034 | 0.034 | 0.039 | 0.039 | 0.039 | 0.039 | 0.039 | 0.039 | 0.039 | 0.039 | 0.039 | 0.039 | 0.039 | 0.039 | 0.039 | 0.039 | 0.039 | 0.039 | 0.039 | 0.039 | 0.039 | 0.039 | 0.039 | 0.039 | 0.039 | 0.039 | 0.039 | 0.039 | 0.039 | 0.039 | 0.039 | 0.039 | 0.039 | 0.039 | 0.039 | 0.039 | 0.039 | 0.039 | 0.039 | 0.039 | 0.039 | 0.039 | 0.039 | 0.039 | 0.039 | 0.039 | 0.039 | 0.039
|  | Vermillion Generating Station LLC:5 | [6 empty] | 0.039 | 0.039 | 0.048 | 0.048 | 0.048 | 0.048 | 0.048 | 0.048 | 0.048 | 0.048 | 0.048 | 0.048 | 0.048 | 0.048 | 0.048 | 0.048 | 0.048 | 0.048 | 0.048 | 0.048 | 0.048 | 0.048 | 0.048 | 0.048 | 0.048 | 0.048 | 0.048 | 0.048 | 0.048 | 0.048 | 0.048 | 0.048 | 0.048 | 0.048 | 0.048 | 0.048 | 0.048 | 0.048 | 0.048 | 0.048 | 0.048 | 0.048 | 0.048 | 0.048 | 0.048 | 0.048 | 0.048 | 0.048
|  | Vermillion Generating Station LLC:6 | [6 empty] | 0.036 | 0.036 | 0.044 | 0.044 | 0.044 | 0.044 | 0.044 | 0.044 | 0.044 | 0.044 | 0.044 | 0.044 | 0.044 | 0.044 | 0.044 | 0.044 | 0.044 | 0.044 | 0.044 | 0.044 | 0.044 | 0.044 | 0.044 | 0.044 | 0.044 | 0.044 | 0.044 | 0.044 | 0.044 | 0.044 | 0.044 | 0.044 | 0.044 | 0.044 | 0.044 | 0.044 | 0.044 | 0.044 | 0.044 | 0.044 | 0.044 | 0.044 | 0.044 | 0.044 | 0.044 | 0.044 | 0.044 | 0.044
|  | Vermillion Generating Station LLC:7 | [6 empty] | 0.029 | 0.029 | 0.039 | 0.039 | 0.039 | 0.039 | 0.039 | 0.039 | 0.039 | 0.039 | 0.039 | 0.039 | 0.039 | 0.039 | 0.039 | 0.039 | 0.039 | 0.039 | 0.039 | 0.039 | 0.039 | 0.039 | 0.039 | 0.039 | 0.039 | 0.039 | 0.039 | 0.039 | 0.039 | 0.039 | 0.039 | 0.039 | 0.039 | 0.039 | 0.039 | 0.039 | 0.039 | 0.039 | 0.039 | 0.039 | 0.039 | 0.039 | 0.039 | 0.039 | 0.039 | 0.039 | 0.039 | 0.039
|  | Vermillion Generating Station LLC:8 | [6 empty] | 0.031 | 0.031 | 0.038 | 0.038 | 0.038 | 0.038 | 0.038 | 0.038 | 0.038 | 0.038 | 0.038 | 0.038 | 0.038 | 0.038 | 0.038 | 0.038 | 0.038 | 0.038 | 0.038 | 0.038 | 0.038 | 0.038 | 0.038 | 0.038 | 0.038 | 0.038 | 0.038 | 0.038 | 0.038 | 0.038 | 0.038 | 0.038 | 0.038 | 0.038 | 0.038 | 0.038 | 0.038 | 0.038 | 0.038 | 0.038 | 0.038 | 0.038 | 0.038 | 0.038 | 0.038 | 0.038 | 0.038 | 0.038
|  | Neenah:GT1 | [6 empty] | 0.036 | 0.036 | 0.036 | 0.036 | 0.036 | 0.036 | 0.036 | 0.036 | 0.036 | 0.036 | 0.036 | 0.036 | 0.036 | 0.036 | 0.036 | 0.036 | 0.036 | 0.036 | 0.036 | 0.036 | 0.036 | 0.036 | 0.036 | 0.036 | 0.036 | 0.036 | 0.036 | 0.036 | 0.036 | 0.036 | 0.036 | 0.036 | 0.036 | 0.036 | 0.036 | 0.036 | 0.036 | 0.036 | 0.036 | 0.036 | 0.036 | 0.036 | 0.036 | 0.036 | 0.036 | 0.036 | 0.036 | 0.036
|  | Neenah:GT2 | [6 empty] | 0.035 | 0.035 | 0.035 | 0.035 | 0.035 | 0.035 | 0.035 | 0.035 | 0.035 | 0.035 | 0.035 | 0.035 | 0.035 | 0.035 | 0.035 | 0.035 | 0.035 | 0.035 | 0.035 | 0.035 | 0.035 | 0.035 | 0.035 | 0.035 | 0.035 | 0.035 | 0.035 | 0.035 | 0.035 | 0.035 | 0.035 | 0.035 | 0.035 | 0.035 | 0.035 | 0.035 | 0.035 | 0.035 | 0.035 | 0.035 | 0.035 | 0.035 | 0.035 | 0.035 | 0.035 | 0.035 | 0.035 | 0.035
0 | 0 | Calcasieu Generation Project:GT1 | [6 empty] | 0.12 | 0.12 | 0.12 | 0.12 | 0.12 | 0.12 | 0.12 | 0.12 | 0.12 | 0.12 | 0.12 | 0.12 | 0.12 | 0.12 | 0.12 | 0.12 | 0.12 | 0.12 | 0.12 | 0.12 | 0.12 | 0.12 | 0.12 | 0.12 | 0.12 | 0.12 | 0.12 | 0.12 | 0.12 | 0.12 | 0.12 | 0.12 | 0.12 | 0.12 | 0.12 | 0.12 | 0.12 | 0.12 | 0.12 | 0.12 | 0.12 | 0.12 | 0.12 | 0.12 | 0.12 | 0.12 | 0.12 | 0.12
0 | 0 | Calcasieu Generation Project:GT2 | [6 empty] | 0.088 | 0.088 | 0.088 | 0.088 | 0.088 | 0.088 | 0.088 | 0.088 | 0.088 | 0.088 | 0.088 | 0.088 | 0.088 | 0.088 | 0.088 | 0.088 | 0.088 | 0.088 | 0.088 | 0.088 | 0.088 | 0.088 | 0.088 | 0.088 | 0.088 | 0.088 | 0.088 | 0.088 | 0.088 | 0.088 | 0.088 | 0.088 | 0.088 | 0.088 | 0.088 | 0.088 | 0.088 | 0.088 | 0.088 | 0.088 | 0.088 | 0.088 | 0.088 | 0.088 | 0.088 | 0.088 | 0.088 | 0.088
|  | Broad River Energy Center:1 | [6 empty] | 0.035 | 0.035 | 0.045 | 0.045 | 0.045 | 0.045 | 0.045 | 0.045 | 0.045 | 0.045 | 0.045 | 0.045 | 0.045 | 0.045 | 0.045 | 0.045 | 0.045 | 0.045 | 0.045 | 0.045 | 0.045 | 0.045 | 0.045 | 0.045 | 0.045 | 0.045 | 0.045 | 0.045 | 0.045 | 0.045 | 0.045 | 0.045 | 0.045 | 0.045 | 0.045 | 0.045 | 0.045 | 0.045 | 0.045 | 0.045 | 0.045 | 0.045 | 0.045 | 0.045 | 0.045 | 0.045 | 0.045 | 0.045
|  | Broad River Energy Center:2 | [6 empty] | 0.034 | 0.034 | 0.046 | 0.046 | 0.046 | 0.046 | 0.046 | 0.046 | 0.046 | 0.046 | 0.046 | 0.046 | 0.046 | 0.046 | 0.046 | 0.046 | 0.046 | 0.046 | 0.046 | 0.046 | 0.046 | 0.046 | 0.046 | 0.046 | 0.046 | 0.046 | 0.046 | 0.046 | 0.046 | 0.046 | 0.046 | 0.046 | 0.046 | 0.046 | 0.046 | 0.046 | 0.046 | 0.046 | 0.046 | 0.046 | 0.046 | 0.046 | 0.046 | 0.046 | 0.046 | 0.046 | 0.046 | 0.046
|  | Broad River Energy Center:3 | [6 empty] | 0.038 | 0.038 | 0.048 | 0.048 | 0.048 | 0.048 | 0.048 | 0.048 | 0.048 | 0.048 | 0.048 | 0.048 | 0.048 | 0.048 | 0.048 | 0.048 | 0.048 | 0.048 | 0.048 | 0.048 | 0.048 | 0.048 | 0.048 | 0.048 | 0.048 | 0.048 | 0.048 | 0.048 | 0.048 | 0.048 | 0.048 | 0.048 | 0.048 | 0.048 | 0.048 | 0.048 | 0.048 | 0.048 | 0.048 | 0.048 | 0.048 | 0.048 | 0.048 | 0.048 | 0.048 | 0.048 | 0.048 | 0.048
|  | Broad River Energy Center:4 | [6 empty] | 0.036 | 0.036 | 0.045 | 0.045 | 0.045 | 0.045 | 0.045 | 0.045 | 0.045 | 0.045 | 0.045 | 0.045 | 0.045 | 0.045 | 0.045 | 0.045 | 0.045 | 0.045 | 0.045 | 0.045 | 0.045 | 0.045 | 0.045 | 0.045 | 0.045 | 0.045 | 0.045 | 0.045 | 0.045 | 0.045 | 0.045 | 0.045 | 0.045 | 0.045 | 0.045 | 0.045 | 0.045 | 0.045 | 0.045 | 0.045 | 0.045 | 0.045 | 0.045 | 0.045 | 0.045 | 0.045 | 0.045 | 0.045
|  | Broad River Energy Center:5 | [6 empty] | 0.038 | 0.038 | 0.044 | 0.044 | 0.044 | 0.044 | 0.044 | 0.044 | 0.044 | 0.044 | 0.044 | 0.044 | 0.044 | 0.044 | 0.044 | 0.044 | 0.044 | 0.044 | 0.044 | 0.044 | 0.044 | 0.044 | 0.044 | 0.044 | 0.044 | 0.044 | 0.044 | 0.044 | 0.044 | 0.044 | 0.044 | 0.044 | 0.044 | 0.044 | 0.044 | 0.044 | 0.044 | 0.044 | 0.044 | 0.044 | 0.044 | 0.044 | 0.044 | 0.044 | 0.044 | 0.044 | 0.044 | 0.044
|  | Morris Cogeneration Plant:CC | [6 empty] | 0.05 | 0.05 | 0.05 | 0.05 | 0.05 | 0.05 | 0.05 | 0.05 | 0.05 | 0.05 | 0.05 | 0.05 | 0.05 | 0.05 | 0.05 | 0.05 | 0.05 | 0.05 | 0.05 | 0.05 | 0.05 | 0.05 | 0.05 | 0.05 | 0.05 | 0.05 | 0.05 | 0.05 | 0.05 | 0.05 | 0.05 | 0.05 | 0.05 | 0.05 | 0.05 | 0.05 | 0.05 | 0.05 | 0.05 | 0.05 | 0.05 | 0.05 | 0.05 | 0.05 | 0.05 | 0.05 | 0.05 | 0.05
|  | Hinds Energy Facility:CC | [6 empty] | 0.025 | 0.025 | 0.025 | 0.025 | 0.025 | 0.025 | 0.025 | 0.025 | 0.025 | 0.025 | 0.025 | 0.025 | 0.025 | 0.025 | 0.025 | 0.025 | 0.025 | 0.025 | 0.025 | 0.025 | 0.025 | 0.025 | 0.025 | 0.025 | 0.025 | 0.025 | 0.025 | 0.025 | 0.025 | 0.025 | 0.025 | 0.025 | 0.025 | 0.025 | 0.025 | 0.025 | 0.025 | 0.025 | 0.025 | 0.025 | 0.025 | 0.025 | 0.025 | 0.025 | 0.025 | 0.025 | 0.025 | 0.025
|  | Attala Energy Center:CC | [6 empty] | 0.011 | 0.011 | 0.012 | 0.012 | 0.012 | 0.012 | 0.012 | 0.012 | 0.012 | 0.012 | 0.012 | 0.012 | 0.012 | 0.012 | 0.012 | 0.012 | 0.012 | 0.012 | 0.012 | 0.012 | 0.012 | 0.012 | 0.012 | 0.012 | 0.012 | 0.012 | 0.012 | 0.012 | 0.012 | 0.012 | 0.012 | 0.012 | 0.012 | 0.012 | 0.012 | 0.012 | 0.012 | 0.012 | 0.012 | 0.012 | 0.012 | 0.012 | 0.012 | 0.012 | 0.012 | 0.012 | 0.012 | 0.012
|  | Lincoln Energy Center:GT1 | [6 empty] | 0.025 | 0.025 | 0.025 | 0.025 | 0.025 | 0.025 | 0.025 | 0.025 | 0.025 | 0.025 | 0.025 | 0.025 | 0.025 | 0.025 | 0.025 | 0.025 | 0.025 | 0.025 | 0.025 | 0.025 | 0.025 | 0.025 | 0.025 | 0.025 | 0.025 | 0.025 | 0.025 | 0.025 | 0.025 | 0.025 | 0.025 | 0.025 | 0.025 | 0.025 | 0.025 | 0.025 | 0.025 | 0.025 | 0.025 | 0.025 | 0.025 | 0.025 | 0.025 | 0.025 | 0.025 | 0.025 | 0.025 | 0.025
0 | 0 | West Fork:GT1 | [6 empty] | 0.09 | 0.09 | 0.09 | 0.09 | 0.09 | 0.09 | 0.09 | 0.09 | 0.09 | 0.09 | 0.09 | 0.09 | 0.09 | 0.09 | 0.09 | 0.09 | 0.09 | 0.09 | 0.09 | 0.09 | 0.09 | 0.09 | 0.09 | 0.09 | 0.09 | 0.09 | 0.09 | 0.09 | 0.09 | 0.09 | 0.09 | 0.09 | 0.09 | 0.09 | 0.09 | 0.09 | 0.09 | 0.09 | 0.09 | 0.09 | 0.09 | 0.09 | 0.09 | 0.09 | 0.09 | 0.09 | 0.09 | 0.09
0 | 0 | West Fork:GT2 | [6 empty] | 0.09 | 0.09 | 0.09 | 0.09 | 0.09 | 0.09 | 0.09 | 0.09 | 0.09 | 0.09 | 0.09 | 0.09 | 0.09 | 0.09 | 0.09 | 0.09 | 0.09 | 0.09 | 0.09 | 0.09 | 0.09 | 0.09 | 0.09 | 0.09 | 0.09 | 0.09 | 0.09 | 0.09 | 0.09 | 0.09 | 0.09 | 0.09 | 0.09 | 0.09 | 0.09 | 0.09 | 0.09 | 0.09 | 0.09 | 0.09 | 0.09 | 0.09 | 0.09 | 0.09 | 0.09 | 0.09 | 0.09 | 0.09
0 | 0 | West Fork:GT3 | [6 empty] | 0.094 | 0.094 | 0.094 | 0.094 | 0.094 | 0.094 | 0.094 | 0.094 | 0.094 | 0.094 | 0.094 | 0.094 | 0.094 | 0.094 | 0.094 | 0.094 | 0.094 | 0.094 | 0.094 | 0.094 | 0.094 | 0.094 | 0.094 | 0.094 | 0.094 | 0.094 | 0.094 | 0.094 | 0.094 | 0.094 | 0.094 | 0.094 | 0.094 | 0.094 | 0.094 | 0.094 | 0.094 | 0.094 | 0.094 | 0.094 | 0.094 | 0.094 | 0.094 | 0.094 | 0.094 | 0.094 | 0.094 | 0.094
0 | 0 | West Fork:GT4 | [6 empty] | 0.094 | 0.094 | 0.094 | 0.094 | 0.094 | 0.094 | 0.094 | 0.094 | 0.094 | 0.094 | 0.094 | 0.094 | 0.094 | 0.094 | 0.094 | 0.094 | 0.094 | 0.094 | 0.094 | 0.094 | 0.094 | 0.094 | 0.094 | 0.094 | 0.094 | 0.094 | 0.094 | 0.094 | 0.094 | 0.094 | 0.094 | 0.094 | 0.094 | 0.094 | 0.094 | 0.094 | 0.094 | 0.094 | 0.094 | 0.094 | 0.094 | 0.094 | 0.094 | 0.094 | 0.094 | 0.094 | 0.094 | 0.094
0 | 0 | Greenville Electric Generating Station:GT1 | [6 empty] | 0.11 | 0.11 | 0.11 | 0.11 | 0.11 | 0.11 | 0.11 | 0.11 | 0.11 | 0.11 | 0.11 | 0.11 | 0.11 | 0.11 | 0.11 | 0.11 | 0.11 | 0.11 | 0.11 | 0.11 | 0.11 | 0.11 | 0.11 | 0.11 | 0.11 | 0.11 | 0.11 | 0.11 | 0.11 | 0.11 | 0.11 | 0.11 | 0.11 | 0.11 | 0.11 | 0.11 | 0.11 | 0.11 | 0.11 | 0.11 | 0.11 | 0.11 | 0.11 | 0.11 | 0.11 | 0.11 | 0.11 | 0.11
0 | 0 | Greenville Electric Generating Station:GT2 | [6 empty] | 0.1 | 0.1 | 0.1 | 0.1 | 0.1 | 0.1 | 0.1 | 0.1 | 0.1 | 0.1 | 0.1 | 0.1 | 0.1 | 0.1 | 0.1 | 0.1 | 0.1 | 0.1 | 0.1 | 0.1 | 0.1 | 0.1 | 0.1 | 0.1 | 0.1 | 0.1 | 0.1 | 0.1 | 0.1 | 0.1 | 0.1 | 0.1 | 0.1 | 0.1 | 0.1 | 0.1 | 0.1 | 0.1 | 0.1 | 0.1 | 0.1 | 0.1 | 0.1 | 0.1 | 0.1 | 0.1 | 0.1 | 0.1
0 | 0 | Greenville Electric Generating Station:GT3 | [6 empty] | 0.1 | 0.1 | 0.1 | 0.1 | 0.1 | 0.1 | 0.1 | 0.1 | 0.1 | 0.1 | 0.1 | 0.1 | 0.1 | 0.1 | 0.1 | 0.1 | 0.1 | 0.1 | 0.1 | 0.1 | 0.1 | 0.1 | 0.1 | 0.1 | 0.1 | 0.1 | 0.1 | 0.1 | 0.1 | 0.1 | 0.1 | 0.1 | 0.1 | 0.1 | 0.1 | 0.1 | 0.1 | 0.1 | 0.1 | 0.1 | 0.1 | 0.1 | 0.1 | 0.1 | 0.1 | 0.1 | 0.1 | 0.1
0 | 0 | Greenville Electric Generating Station:GT4 | [6 empty] | 0.11 | 0.11 | 0.11 | 0.11 | 0.11 | 0.11 | 0.11 | 0.11 | 0.11 | 0.11 | 0.11 | 0.11 | 0.11 | 0.11 | 0.11 | 0.11 | 0.11 | 0.11 | 0.11 | 0.11 | 0.11 | 0.11 | 0.11 | 0.11 | 0.11 | 0.11 | 0.11 | 0.11 | 0.11 | 0.11 | 0.11 | 0.11 | 0.11 | 0.11 | 0.11 | 0.11 | 0.11 | 0.11 | 0.11 | 0.11 | 0.11 | 0.11 | 0.11 | 0.11 | 0.11 | 0.11 | 0.11 | 0.11
|  | Audrain:GT1 | [6 empty] | 0.042 | 0.042 | 0.039 | 0.039 | 0.039 | 0.039 | 0.039 | 0.039 | 0.039 | 0.039 | 0.039 | 0.039 | 0.039 | 0.039 | 0.039 | 0.039 | 0.039 | 0.039 | 0.039 | 0.039 | 0.039 | 0.039 | 0.039 | 0.039 | 0.039 | 0.039 | 0.039 | 0.039 | 0.039 | 0.039 | 0.039 | 0.039 | 0.039 | 0.039 | 0.039 | 0.039 | 0.039 | 0.039 | 0.039 | 0.039 | 0.039 | 0.039 | 0.039 | 0.039 | 0.039 | 0.039 | 0.039 | 0.039
|  | Audrain:GT2 | [6 empty] | 0.04 | 0.04 | 0.041 | 0.041 | 0.041 | 0.041 | 0.041 | 0.041 | 0.041 | 0.041 | 0.041 | 0.041 | 0.041 | 0.041 | 0.041 | 0.041 | 0.041 | 0.041 | 0.041 | 0.041 | 0.041 | 0.041 | 0.041 | 0.041 | 0.041 | 0.041 | 0.041 | 0.041 | 0.041 | 0.041 | 0.041 | 0.041 | 0.041 | 0.041 | 0.041 | 0.041 | 0.041 | 0.041 | 0.041 | 0.041 | 0.041 | 0.041 | 0.041 | 0.041 | 0.041 | 0.041 | 0.041 | 0.041
|  | Audrain:GT3 | [6 empty] | 0.033 | 0.033 | 0.033 | 0.033 | 0.033 | 0.033 | 0.033 | 0.033 | 0.033 | 0.033 | 0.033 | 0.033 | 0.033 | 0.033 | 0.033 | 0.033 | 0.033 | 0.033 | 0.033 | 0.033 | 0.033 | 0.033 | 0.033 | 0.033 | 0.033 | 0.033 | 0.033 | 0.033 | 0.033 | 0.033 | 0.033 | 0.033 | 0.033 | 0.033 | 0.033 | 0.033 | 0.033 | 0.033 | 0.033 | 0.033 | 0.033 | 0.033 | 0.033 | 0.033 | 0.033 | 0.033 | 0.033 | 0.033
|  | Audrain:GT4 | [6 empty] | 0.036 | 0.036 | 0.037 | 0.037 | 0.037 | 0.037 | 0.037 | 0.037 | 0.037 | 0.037 | 0.037 | 0.037 | 0.037 | 0.037 | 0.037 | 0.037 | 0.037 | 0.037 | 0.037 | 0.037 | 0.037 | 0.037 | 0.037 | 0.037 | 0.037 | 0.037 | 0.037 | 0.037 | 0.037 | 0.037 | 0.037 | 0.037 | 0.037 | 0.037 | 0.037 | 0.037 | 0.037 | 0.037 | 0.037 | 0.037 | 0.037 | 0.037 | 0.037 | 0.037 | 0.037 | 0.037 | 0.037 | 0.037
|  | Audrain:GT5 | [6 empty] | 0.047 | 0.047 | 0.037 | 0.037 | 0.037 | 0.037 | 0.037 | 0.037 | 0.037 | 0.037 | 0.037 | 0.037 | 0.037 | 0.037 | 0.037 | 0.037 | 0.037 | 0.037 | 0.037 | 0.037 | 0.037 | 0.037 | 0.037 | 0.037 | 0.037 | 0.037 | 0.037 | 0.037 | 0.037 | 0.037 | 0.037 | 0.037 | 0.037 | 0.037 | 0.037 | 0.037 | 0.037 | 0.037 | 0.037 | 0.037 | 0.037 | 0.037 | 0.037 | 0.037 | 0.037 | 0.037 | 0.037 | 0.037
|  | Audrain:GT6 | [6 empty] | 0.045 | 0.045 | 0.035 | 0.035 | 0.035 | 0.035 | 0.035 | 0.035 | 0.035 | 0.035 | 0.035 | 0.035 | 0.035 | 0.035 | 0.035 | 0.035 | 0.035 | 0.035 | 0.035 | 0.035 | 0.035 | 0.035 | 0.035 | 0.035 | 0.035 | 0.035 | 0.035 | 0.035 | 0.035 | 0.035 | 0.035 | 0.035 | 0.035 | 0.035 | 0.035 | 0.035 | 0.035 | 0.035 | 0.035 | 0.035 | 0.035 | 0.035 | 0.035 | 0.035 | 0.035 | 0.035 | 0.035 | 0.035
|  | Audrain:GT7 | [6 empty] | 0.042 | 0.042 | 0.035 | 0.035 | 0.035 | 0.035 | 0.035 | 0.035 | 0.035 | 0.035 | 0.035 | 0.035 | 0.035 | 0.035 | 0.035 | 0.035 | 0.035 | 0.035 | 0.035 | 0.035 | 0.035 | 0.035 | 0.035 | 0.035 | 0.035 | 0.035 | 0.035 | 0.035 | 0.035 | 0.035 | 0.035 | 0.035 | 0.035 | 0.035 | 0.035 | 0.035 | 0.035 | 0.035 | 0.035 | 0.035 | 0.035 | 0.035 | 0.035 | 0.035 | 0.035 | 0.035 | 0.035 | 0.035
|  | Audrain:GT8 | [6 empty] | 0.05 | 0.05 | 0.03 | 0.03 | 0.03 | 0.03 | 0.03 | 0.03 | 0.03 | 0.03 | 0.03 | 0.03 | 0.03 | 0.03 | 0.03 | 0.03 | 0.03 | 0.03 | 0.03 | 0.03 | 0.03 | 0.03 | 0.03 | 0.03 | 0.03 | 0.03 | 0.03 | 0.03 | 0.03 | 0.03 | 0.03 | 0.03 | 0.03 | 0.03 | 0.03 | 0.03 | 0.03 | 0.03 | 0.03 | 0.03 | 0.03 | 0.03 | 0.03 | 0.03 | 0.03 | 0.03 | 0.03 | 0.03
0 | 0 | Reliant Energy Shelby County LP:GT1 | [6 empty] | 0.105 | 0.105 | 0.105 | 0.105 | 0.105 | 0.105 | 0.105 | 0.105 | 0.105 | 0.105 | 0.105 | 0.105 | 0.105 | 0.105 | 0.105 | 0.105 | 0.105 | 0.105 | 0.105 | 0.105 | 0.105 | 0.105 | 0.105 | 0.105 | 0.105 | 0.105 | 0.105 | 0.105 | 0.105 | 0.105 | 0.105 | 0.105 | 0.105 | 0.105 | 0.105 | 0.105 | 0.105 | 0.105 | 0.105 | 0.105 | 0.105 | 0.105 | 0.105 | 0.105 | 0.105 | 0.105 | 0.105 | 0.105
0 | 0 | Reliant Energy Shelby County LP:GT2 | [6 empty] | 0.101 | 0.101 | 0.101 | 0.101 | 0.101 | 0.101 | 0.101 | 0.101 | 0.101 | 0.101 | 0.101 | 0.101 | 0.101 | 0.101 | 0.101 | 0.101 | 0.101 | 0.101 | 0.101 | 0.101 | 0.101 | 0.101 | 0.101 | 0.101 | 0.101 | 0.101 | 0.101 | 0.101 | 0.101 | 0.101 | 0.101 | 0.101 | 0.101 | 0.101 | 0.101 | 0.101 | 0.101 | 0.101 | 0.101 | 0.101 | 0.101 | 0.101 | 0.101 | 0.101 | 0.101 | 0.101 | 0.101 | 0.101
0 | 0 | Reliant Energy Shelby County LP:GT3 | [6 empty] | 0.1 | 0.1 | 0.1 | 0.1 | 0.1 | 0.1 | 0.1 | 0.1 | 0.1 | 0.1 | 0.1 | 0.1 | 0.1 | 0.1 | 0.1 | 0.1 | 0.1 | 0.1 | 0.1 | 0.1 | 0.1 | 0.1 | 0.1 | 0.1 | 0.1 | 0.1 | 0.1 | 0.1 | 0.1 | 0.1 | 0.1 | 0.1 | 0.1 | 0.1 | 0.1 | 0.1 | 0.1 | 0.1 | 0.1 | 0.1 | 0.1 | 0.1 | 0.1 | 0.1 | 0.1 | 0.1 | 0.1 | 0.1
0 | 0 | Reliant Energy Shelby County LP:GT4 | [6 empty] | 0.097 | 0.097 | 0.097 | 0.097 | 0.097 | 0.097 | 0.097 | 0.097 | 0.097 | 0.097 | 0.097 | 0.097 | 0.097 | 0.097 | 0.097 | 0.097 | 0.097 | 0.097 | 0.097 | 0.097 | 0.097 | 0.097 | 0.097 | 0.097 | 0.097 | 0.097 | 0.097 | 0.097 | 0.097 | 0.097 | 0.097 | 0.097 | 0.097 | 0.097 | 0.097 | 0.097 | 0.097 | 0.097 | 0.097 | 0.097 | 0.097 | 0.097 | 0.097 | 0.097 | 0.097 | 0.097 | 0.097 | 0.097
0 | 0 | Reliant Energy Shelby County LP:GT5 | [6 empty] | 0.1 | 0.1 | 0.1 | 0.1 | 0.1 | 0.1 | 0.1 | 0.1 | 0.1 | 0.1 | 0.1 | 0.1 | 0.1 | 0.1 | 0.1 | 0.1 | 0.1 | 0.1 | 0.1 | 0.1 | 0.1 | 0.1 | 0.1 | 0.1 | 0.1 | 0.1 | 0.1 | 0.1 | 0.1 | 0.1 | 0.1 | 0.1 | 0.1 | 0.1 | 0.1 | 0.1 | 0.1 | 0.1 | 0.1 | 0.1 | 0.1 | 0.1 | 0.1 | 0.1 | 0.1 | 0.1 | 0.1 | 0.1
0 | 0 | Reliant Energy Shelby County LP:GT6 | [6 empty] | 0.101 | 0.101 | 0.101 | 0.101 | 0.101 | 0.101 | 0.101 | 0.101 | 0.101 | 0.101 | 0.101 | 0.101 | 0.101 | 0.101 | 0.101 | 0.101 | 0.101 | 0.101 | 0.101 | 0.101 | 0.101 | 0.101 | 0.101 | 0.101 | 0.101 | 0.101 | 0.101 | 0.101 | 0.101 | 0.101 | 0.101 | 0.101 | 0.101 | 0.101 | 0.101 | 0.101 | 0.101 | 0.101 | 0.101 | 0.101 | 0.101 | 0.101 | 0.101 | 0.101 | 0.101 | 0.101 | 0.101 | 0.101
0 | 0 | Reliant Energy Shelby County LP:GT7 | [6 empty] | 0.095 | 0.095 | 0.095 | 0.095 | 0.095 | 0.095 | 0.095 | 0.095 | 0.095 | 0.095 | 0.095 | 0.095 | 0.095 | 0.095 | 0.095 | 0.095 | 0.095 | 0.095 | 0.095 | 0.095 | 0.095 | 0.095 | 0.095 | 0.095 | 0.095 | 0.095 | 0.095 | 0.095 | 0.095 | 0.095 | 0.095 | 0.095 | 0.095 | 0.095 | 0.095 | 0.095 | 0.095 | 0.095 | 0.095 | 0.095 | 0.095 | 0.095 | 0.095 | 0.095 | 0.095 | 0.095 | 0.095 | 0.095
0 | 0 | Reliant Energy Shelby County LP:GT8 | [6 empty] | 0.088 | 0.088 | 0.088 | 0.088 | 0.088 | 0.088 | 0.088 | 0.088 | 0.088 | 0.088 | 0.088 | 0.088 | 0.088 | 0.088 | 0.088 | 0.088 | 0.088 | 0.088 | 0.088 | 0.088 | 0.088 | 0.088 | 0.088 | 0.088 | 0.088 | 0.088 | 0.088 | 0.088 | 0.088 | 0.088 | 0.088 | 0.088 | 0.088 | 0.088 | 0.088 | 0.088 | 0.088 | 0.088 | 0.088 | 0.088 | 0.088 | 0.088 | 0.088 | 0.088 | 0.088 | 0.088 | 0.088 | 0.088
|  | Rockford (INDOPE):GT1 | [6 empty] | 0.042 | 0.042 | 0.048 | 0.048 | 0.048 | 0.048 | 0.048 | 0.048 | 0.048 | 0.048 | 0.048 | 0.048 | 0.048 | 0.048 | 0.048 | 0.048 | 0.048 | 0.048 | 0.048 | 0.048 | 0.048 | 0.048 | 0.048 | 0.048 | 0.048 | 0.048 | 0.048 | 0.048 | 0.048 | 0.048 | 0.048 | 0.048 | 0.048 | 0.048 | 0.048 | 0.048 | 0.048 | 0.048 | 0.048 | 0.048 | 0.048 | 0.048 | 0.048 | 0.048 | 0.048 | 0.048 | 0.048 | 0.048
|  | Rockford (INDOPE):GT2 | [6 empty] | 0.047 | 0.047 | 0.047 | 0.047 | 0.047 | 0.047 | 0.047 | 0.047 | 0.047 | 0.047 | 0.047 | 0.047 | 0.047 | 0.047 | 0.047 | 0.047 | 0.047 | 0.047 | 0.047 | 0.047 | 0.047 | 0.047 | 0.047 | 0.047 | 0.047 | 0.047 | 0.047 | 0.047 | 0.047 | 0.047 | 0.047 | 0.047 | 0.047 | 0.047 | 0.047 | 0.047 | 0.047 | 0.047 | 0.047 | 0.047 | 0.047 | 0.047 | 0.047 | 0.047 | 0.047 | 0.047 | 0.047 | 0.047
0 | 0 | Gleason:GT1 | [6 empty] | 0.09 | 0.09 | 0.09 | 0.09 | 0.09 | 0.09 | 0.09 | 0.09 | 0.09 | 0.09 | 0.09 | 0.09 | 0.09 | 0.09 | 0.09 | 0.09 | 0.09 | 0.09 | 0.09 | 0.09 | 0.09 | 0.09 | 0.09 | 0.09 | 0.09 | 0.09 | 0.09 | 0.09 | 0.09 | 0.09 | 0.09 | 0.09 | 0.09 | 0.09 | 0.09 | 0.09 | 0.09 | 0.09 | 0.09 | 0.09 | 0.09 | 0.09 | 0.09 | 0.09 | 0.09 | 0.09 | 0.09 | 0.09
0 | 0 | Gleason:GT2 | [6 empty] | 0.1 | 0.1 | 0.1 | 0.1 | 0.1 | 0.1 | 0.1 | 0.1 | 0.1 | 0.1 | 0.1 | 0.1 | 0.1 | 0.1 | 0.1 | 0.1 | 0.1 | 0.1 | 0.1 | 0.1 | 0.1 | 0.1 | 0.1 | 0.1 | 0.1 | 0.1 | 0.1 | 0.1 | 0.1 | 0.1 | 0.1 | 0.1 | 0.1 | 0.1 | 0.1 | 0.1 | 0.1 | 0.1 | 0.1 | 0.1 | 0.1 | 0.1 | 0.1 | 0.1 | 0.1 | 0.1 | 0.1 | 0.1
0 | 0 | Gleason:GT3 | [6 empty] | 0.11 | 0.11 | 0.11 | 0.11 | 0.11 | 0.11 | 0.11 | 0.11 | 0.11 | 0.11 | 0.11 | 0.11 | 0.11 | 0.11 | 0.11 | 0.11 | 0.11 | 0.11 | 0.11 | 0.11 | 0.11 | 0.11 | 0.11 | 0.11 | 0.11 | 0.11 | 0.11 | 0.11 | 0.11 | 0.11 | 0.11 | 0.11 | 0.11 | 0.11 | 0.11 | 0.11 | 0.11 | 0.11 | 0.11 | 0.11 | 0.11 | 0.11 | 0.11 | 0.11 | 0.11 | 0.11 | 0.11 | 0.11
|  | Columbia Substation:GT1 | [6 empty] | 0.056 | 0.056 | 0.056 | 0.056 | 0.056 | 0.056 | 0.056 | 0.056 | 0.056 | 0.056 | 0.056 | 0.056 | 0.056 | 0.056 | 0.056 | 0.056 | 0.056 | 0.056 | 0.056 | 0.056 | 0.056 | 0.056 | 0.056 | 0.056 | 0.056 | 0.056 | 0.056 | 0.056 | 0.056 | 0.056 | 0.056 | 0.056 | 0.056 | 0.056 | 0.056 | 0.056 | 0.056 | 0.056 | 0.056 | 0.056 | 0.056 | 0.056 | 0.056 | 0.056 | 0.056 | 0.056 | 0.056 | 0.056
|  | Columbia Substation:GT2 | [6 empty] | 0.057 | 0.057 | 0.057 | 0.057 | 0.057 | 0.057 | 0.057 | 0.057 | 0.057 | 0.057 | 0.057 | 0.057 | 0.057 | 0.057 | 0.057 | 0.057 | 0.057 | 0.057 | 0.057 | 0.057 | 0.057 | 0.057 | 0.057 | 0.057 | 0.057 | 0.057 | 0.057 | 0.057 | 0.057 | 0.057 | 0.057 | 0.057 | 0.057 | 0.057 | 0.057 | 0.057 | 0.057 | 0.057 | 0.057 | 0.057 | 0.057 | 0.057 | 0.057 | 0.057 | 0.057 | 0.057 | 0.057 | 0.057
|  | Columbia Substation:GT3 | [6 empty] | 0.048 | 0.048 | 0.048 | 0.048 | 0.048 | 0.048 | 0.048 | 0.048 | 0.048 | 0.048 | 0.048 | 0.048 | 0.048 | 0.048 | 0.048 | 0.048 | 0.048 | 0.048 | 0.048 | 0.048 | 0.048 | 0.048 | 0.048 | 0.048 | 0.048 | 0.048 | 0.048 | 0.048 | 0.048 | 0.048 | 0.048 | 0.048 | 0.048 | 0.048 | 0.048 | 0.048 | 0.048 | 0.048 | 0.048 | 0.048 | 0.048 | 0.048 | 0.048 | 0.048 | 0.048 | 0.048 | 0.048 | 0.048
2017 | 0 | Lowman (Tombigbee):1 | [6 empty] | 0.391 | 0.391 | 0.43 | 0.43 | 0.43 | 0.43 | 0.43 | 0.43 | 0.43 | 0.43 | 0.43 | 0.0645 | 0.0645 | 0.0645 | 0.0645 | 0.0645 | 0.0645 | 0.0645 | 0.0645 | 0.0645 | 0.0645 | 0.0645 | 0.0645 | 0.0645 | 0.0645 | 0.0645 | 0.0645 | 0.0645 | 0.0645 | 0.0645 | 0.0645 | 0.0645 | 0.0645 | 0.0645 | 0.0645 | 0.0645 | 0.0645 | 0.0645 | 0.0645 | 0.0645 | 0.0645 | 0.0645 | 0.0645 | 0.0645 | 0.0645 | 0.0645 | 0.0645 | 0.0645
2017 | 0 | Lowman (Tombigbee):2 | [6 empty] | 0.479 | 0.479 | 0.472 | 0.472 | 0.472 | 0.472 | 0.472 | 0.472 | 0.472 | 0.472 | 0.472 | 0.0708 | 0.0708 | 0.0708 | 0.0708 | 0.0708 | 0.0708 | 0.0708 | 0.0708 | 0.0708 | 0.0708 | 0.0708 | 0.0708 | 0.0708 | 0.0708 | 0.0708 | 0.0708 | 0.0708 | 0.0708 | 0.0708 | 0.0708 | 0.0708 | 0.0708 | 0.0708 | 0.0708 | 0.0708 | 0.0708 | 0.0708 | 0.0708 | 0.0708 | 0.0708 | 0.0708 | 0.0708 | 0.0708 | 0.0708 | 0.0708 | 0.0708 | 0.0708
2017 | 0 | Lowman (Tombigbee):3 | [6 empty] | 0.461 | 0.461 | 0.469 | 0.469 | 0.469 | 0.469 | 0.469 | 0.469 | 0.469 | 0.469 | 0.469 | 0.07035 | 0.07035 | 0.07035 | 0.07035 | 0.07035 | 0.07035 | 0.07035 | 0.07035 | 0.07035 | 0.07035 | 0.07035 | 0.07035 | 0.07035 | 0.07035 | 0.07035 | 0.07035 | 0.07035 | 0.07035 | 0.07035 | 0.07035 | 0.07035 | 0.07035 | 0.07035 | 0.07035 | 0.07035 | 0.07035 | 0.07035 | 0.07035 | 0.07035 | 0.07035 | 0.07035 | 0.07035 | 0.07035 | 0.07035 | 0.07035 | 0.07035 | 0.07035
2017 | 0 | Stanton Energy Center:1 | [6 empty] | 0.402 | 0.402 | 0.353 | 0.353 | 0.353 | 0.353 | 0.353 | 0.353 | 0.353 | 0.353 | 0.353 | 0.05295 | 0.05295 | 0.05295 | 0.05295 | 0.05295 | 0.05295 | 0.05295 | 0.05295 | 0.05295 | 0.05295 | 0.05295 | 0.05295 | 0.05295 | 0.05295 | 0.05295 | 0.05295 | 0.05295 | 0.05295 | 0.05295 | 0.05295 | 0.05295 | 0.05295 | 0.05295 | 0.05295 | 0.05295 | 0.05295 | 0.05295 | 0.05295 | 0.05295 | 0.05295 | 0.05295 | 0.05295 | 0.05295 | 0.05295 | 0.05295 | 0.05295 | 0.05295
2017 | 0 | Stanton Energy Center:2 | [6 empty] | 0.163 | 0.163 | 0.164 | 0.164 | 0.164 | 0.164 | 0.164 | 0.164 | 0.164 | 0.164 | 0.164 | 0.0246 | 0.0246 | 0.0246 | 0.0246 | 0.0246 | 0.0246 | 0.0246 | 0.0246 | 0.0246 | 0.0246 | 0.0246 | 0.0246 | 0.0246 | 0.0246 | 0.0246 | 0.0246 | 0.0246 | 0.0246 | 0.0246 | 0.0246 | 0.0246 | 0.0246 | 0.0246 | 0.0246 | 0.0246 | 0.0246 | 0.0246 | 0.0246 | 0.0246 | 0.0246 | 0.0246 | 0.0246 | 0.0246 | 0.0246 | 0.0246 | 0.0246 | 0.0246
|  | Miller:1 | [6 empty] | 0.073 | 0.073 | 0.066 | 0.066 | 0.066 | 0.066 | 0.066 | 0.066 | 0.066 | 0.066 | 0.066 | 0.066 | 0.066 | 0.066 | 0.066 | 0.066 | 0.066 | 0.066 | 0.066 | 0.066 | 0.066 | 0.066 | 0.066 | 0.066 | 0.066 | 0.066 | 0.066 | 0.066 | 0.066 | 0.066 | 0.066 | 0.066 | 0.066 | 0.066 | 0.066 | 0.066 | 0.066 | 0.066 | 0.066 | 0.066 | 0.066 | 0.066 | 0.066 | 0.066 | 0.066 | 0.066 | 0.066 | 0.066
|  | Miller:2 | [6 empty] | 0.066 | 0.066 | 0.067 | 0.067 | 0.067 | 0.067 | 0.067 | 0.067 | 0.067 | 0.067 | 0.067 | 0.067 | 0.067 | 0.067 | 0.067 | 0.067 | 0.067 | 0.067 | 0.067 | 0.067 | 0.067 | 0.067 | 0.067 | 0.067 | 0.067 | 0.067 | 0.067 | 0.067 | 0.067 | 0.067 | 0.067 | 0.067 | 0.067 | 0.067 | 0.067 | 0.067 | 0.067 | 0.067 | 0.067 | 0.067 | 0.067 | 0.067 | 0.067 | 0.067 | 0.067 | 0.067 | 0.067 | 0.067
|  | Miller:3 | [6 empty] | 0.066 | 0.066 | 0.068 | 0.068 | 0.068 | 0.068 | 0.068 | 0.068 | 0.068 | 0.068 | 0.068 | 0.068 | 0.068 | 0.068 | 0.068 | 0.068 | 0.068 | 0.068 | 0.068 | 0.068 | 0.068 | 0.068 | 0.068 | 0.068 | 0.068 | 0.068 | 0.068 | 0.068 | 0.068 | 0.068 | 0.068 | 0.068 | 0.068 | 0.068 | 0.068 | 0.068 | 0.068 | 0.068 | 0.068 | 0.068 | 0.068 | 0.068 | 0.068 | 0.068 | 0.068 | 0.068 | 0.068 | 0.068
|  | Miller:4 | [6 empty] | 0.065 | 0.065 | 0.066 | 0.066 | 0.066 | 0.066 | 0.066 | 0.066 | 0.066 | 0.066 | 0.066 | 0.066 | 0.066 | 0.066 | 0.066 | 0.066 | 0.066 | 0.066 | 0.066 | 0.066 | 0.066 | 0.066 | 0.066 | 0.066 | 0.066 | 0.066 | 0.066 | 0.066 | 0.066 | 0.066 | 0.066 | 0.066 | 0.066 | 0.066 | 0.066 | 0.066 | 0.066 | 0.066 | 0.066 | 0.066 | 0.066 | 0.066 | 0.066 | 0.066 | 0.066 | 0.066 | 0.066 | 0.066
|  | Pleasants:1 | [6 empty] | 0.037 | 0.037 | 0.068 | 0.068 | 0.068 | 0.068 | 0.068 | 0.068 | 0.068 | 0.068 | 0.068 | 0.068 | 0.068 | 0.068 | 0.068 | 0.068 | 0.068 | 0.068 | 0.068 | 0.068 | 0.068 | 0.068 | 0.068 | 0.068 | 0.068 | 0.068 | 0.068 | 0.068 | 0.068 | 0.068 | 0.068 | 0.068 | 0.068 | 0.068 | 0.068 | 0.068 | 0.068 | 0.068 | 0.068 | 0.068 | 0.068 | 0.068 | 0.068 | 0.068 | 0.068 | 0.068 | 0.068 | 0.068
|  | Pleasants:2 | [6 empty] | 0.035 | 0.035 | 0.05 | 0.05 | 0.05 | 0.05 | 0.05 | 0.05 | 0.05 | 0.05 | 0.05 | 0.05 | 0.05 | 0.05 | 0.05 | 0.05 | 0.05 | 0.05 | 0.05 | 0.05 | 0.05 | 0.05 | 0.05 | 0.05 | 0.05 | 0.05 | 0.05 | 0.05 | 0.05 | 0.05 | 0.05 | 0.05 | 0.05 | 0.05 | 0.05 | 0.05 | 0.05 | 0.05 | 0.05 | 0.05 | 0.05 | 0.05 | 0.05 | 0.05 | 0.05 | 0.05 | 0.05 | 0.05
2020 | 0 | Duck Creek:1 | [6 empty] | 0.089 | 0.089 | 0.114 | 0.114 | 0.114 | 0.114 | 0.114 | 0.114 | 0.114 | 0.114 | 0.114 | 0.114 | 0.114 | 0.114 | 0.0171 | 0.0171 | 0.0171 | 0.0171 | 0.0171 | 0.0171 | 0.0171 | 0.0171 | 0.0171 | 0.0171 | 0.0171 | 0.0171 | 0.0171 | 0.0171 | 0.0171 | 0.0171 | 0.0171 | 0.0171 | 0.0171 | 0.0171 | 0.0171 | 0.0171 | 0.0171 | 0.0171 | 0.0171 | 0.0171 | 0.0171 | 0.0171 | 0.0171 | 0.0171 | 0.0171 | 0.0171 | 0.0171 | 0.0171
2014 | 0 | Newton:1 | [6 empty] | 0.121 | 0.121 | 0.088 | 0.088 | 0.088 | 0.088 | 0.088 | 0.088 | 0.0132 | 0.0132 | 0.0132 | 0.0132 | 0.0132 | 0.0132 | 0.0132 | 0.0132 | 0.0132 | 0.0132 | 0.0132 | 0.0132 | 0.0132 | 0.0132 | 0.0132 | 0.0132 | 0.0132 | 0.0132 | 0.0132 | 0.0132 | 0.0132 | 0.0132 | 0.0132 | 0.0132 | 0.0132 | 0.0132 | 0.0132 | 0.0132 | 0.0132 | 0.0132 | 0.0132 | 0.0132 | 0.0132 | 0.0132 | 0.0132 | 0.0132 | 0.0132 | 0.0132 | 0.0132 | 0.0132
2014 | 0 | Newton:2 | [6 empty] | 0.124 | 0.124 | 0.09 | 0.09 | 0.09 | 0.09 | 0.09 | 0.09 | 0.0135 | 0.0135 | 0.0135 | 0.0135 | 0.0135 | 0.0135 | 0.0135 | 0.0135 | 0.0135 | 0.0135 | 0.0135 | 0.0135 | 0.0135 | 0.0135 | 0.0135 | 0.0135 | 0.0135 | 0.0135 | 0.0135 | 0.0135 | 0.0135 | 0.0135 | 0.0135 | 0.0135 | 0.0135 | 0.0135 | 0.0135 | 0.0135 | 0.0135 | 0.0135 | 0.0135 | 0.0135 | 0.0135 | 0.0135 | 0.0135 | 0.0135 | 0.0135 | 0.0135 | 0.0135 | 0.0135
2016 | 0 | East Bend:2 | [6 empty] | 0.071 | 0.071 | 0.112 | 0.112 | 0.112 | 0.112 | 0.112 | 0.112 | 0.112 | 0.112 | 0.0168 | 0.0168 | 0.0168 | 0.0168 | 0.0168 | 0.0168 | 0.0168 | 0.0168 | 0.0168 | 0.0168 | 0.0168 | 0.0168 | 0.0168 | 0.0168 | 0.0168 | 0.0168 | 0.0168 | 0.0168 | 0.0168 | 0.0168 | 0.0168 | 0.0168 | 0.0168 | 0.0168 | 0.0168 | 0.0168 | 0.0168 | 0.0168 | 0.0168 | 0.0168 | 0.0168 | 0.0168 | 0.0168 | 0.0168 | 0.0168 | 0.0168 | 0.0168 | 0.0168
|  | W.H. Zimmer:ST1 | [6 empty] | 0.063 | 0.063 | 0.075 | 0.075 | 0.075 | 0.075 | 0.075 | 0.075 | 0.075 | 0.075 | 0.075 | 0.075 | 0.075 | 0.075 | 0.075 | 0.075 | 0.075 | 0.075 | 0.075 | 0.075 | 0.075 | 0.075 | 0.075 | 0.075 | 0.075 | 0.075 | 0.075 | 0.075 | 0.075 | 0.075 | 0.075 | 0.075 | 0.075 | 0.075 | 0.075 | 0.075 | 0.075 | 0.075 | 0.075 | 0.075 | 0.075 | 0.075 | 0.075 | 0.075 | 0.075 | 0.075 | 0.075 | 0.075
|  | Brandon Shores:1 | [6 empty] | 0.07 | 0.07 | 0.059 | 0.059 | 0.059 | 0.059 | 0.059 | 0.059 | 0.059 | 0.059 | 0.059 | 0.059 | 0.059 | 0.059 | 0.059 | 0.059 | 0.059 | 0.059 | 0.059 | 0.059 | 0.059 | 0.059 | 0.059 | 0.059 | 0.059 | 0.059 | 0.059 | 0.059 | 0.059 | 0.059 | 0.059 | 0.059 | 0.059 | 0.059 | 0.059 | 0.059 | 0.059 | 0.059 | 0.059 | 0.059 | 0.059 | 0.059 | 0.059 | 0.059 | 0.059 | 0.059 | 0.059 | 0.059
2018 | 0 | Brandon Shores:2 | [6 empty] | 0.076 | 0.076 | 0.104 | 0.104 | 0.104 | 0.104 | 0.104 | 0.104 | 0.104 | 0.104 | 0.104 | 0.104 | 0.0156 | 0.0156 | 0.0156 | 0.0156 | 0.0156 | 0.0156 | 0.0156 | 0.0156 | 0.0156 | 0.0156 | 0.0156 | 0.0156 | 0.0156 | 0.0156 | 0.0156 | 0.0156 | 0.0156 | 0.0156 | 0.0156 | 0.0156 | 0.0156 | 0.0156 | 0.0156 | 0.0156 | 0.0156 | 0.0156 | 0.0156 | 0.0156 | 0.0156 | 0.0156 | 0.0156 | 0.0156 | 0.0156 | 0.0156 | 0.0156 | 0.0156
|  | Collins (MIDGEN):1 | [6 empty] | 0.1 | 0.1 | 0.1 | 0.1 | 0.1 | 0.1 | 0.1 | 0.1 | 0.1 | 0.1 | 0.1 | 0.1 | 0.1 | 0.1 | 0.1 | 0.1 | 0.1 | 0.1 | 0.1 | 0.1 | 0.1 | 0.1 | 0.1 | 0.1 | 0.1 | 0.1 | 0.1 | 0.1 | 0.1 | 0.1 | 0.1 | 0.1 | 0.1 | 0.1 | 0.1 | 0.1 | 0.1 | 0.1 | 0.1 | 0.1 | 0.1 | 0.1 | 0.1 | 0.1 | 0.1 | 0.1 | 0.1 | 0.1
|  | Collins (MIDGEN):2 | [6 empty] | 0.1 | 0.1 | 0.1 | 0.1 | 0.1 | 0.1 | 0.1 | 0.1 | 0.1 | 0.1 | 0.1 | 0.1 | 0.1 | 0.1 | 0.1 | 0.1 | 0.1 | 0.1 | 0.1 | 0.1 | 0.1 | 0.1 | 0.1 | 0.1 | 0.1 | 0.1 | 0.1 | 0.1 | 0.1 | 0.1 | 0.1 | 0.1 | 0.1 | 0.1 | 0.1 | 0.1 | 0.1 | 0.1 | 0.1 | 0.1 | 0.1 | 0.1 | 0.1 | 0.1 | 0.1 | 0.1 | 0.1 | 0.1
|  | Collins (MIDGEN):3 | [6 empty] | 0.1 | 0.1 | 0.1 | 0.1 | 0.1 | 0.1 | 0.1 | 0.1 | 0.1 | 0.1 | 0.1 | 0.1 | 0.1 | 0.1 | 0.1 | 0.1 | 0.1 | 0.1 | 0.1 | 0.1 | 0.1 | 0.1 | 0.1 | 0.1 | 0.1 | 0.1 | 0.1 | 0.1 | 0.1 | 0.1 | 0.1 | 0.1 | 0.1 | 0.1 | 0.1 | 0.1 | 0.1 | 0.1 | 0.1 | 0.1 | 0.1 | 0.1 | 0.1 | 0.1 | 0.1 | 0.1 | 0.1 | 0.1
|  | Collins (MIDGEN):4 | [6 empty] | 0.11 | 0.11 | 0.11 | 0.11 | 0.11 | 0.11 | 0.11 | 0.11 | 0.11 | 0.11 | 0.11 | 0.11 | 0.11 | 0.11 | 0.11 | 0.11 | 0.11 | 0.11 | 0.11 | 0.11 | 0.11 | 0.11 | 0.11 | 0.11 | 0.11 | 0.11 | 0.11 | 0.11 | 0.11 | 0.11 | 0.11 | 0.11 | 0.11 | 0.11 | 0.11 | 0.11 | 0.11 | 0.11 | 0.11 | 0.11 | 0.11 | 0.11 | 0.11 | 0.11 | 0.11 | 0.11 | 0.11 | 0.11
|  | Collins (MIDGEN):5 | [6 empty] | 0.11 | 0.11 | 0.11 | 0.11 | 0.11 | 0.11 | 0.11 | 0.11 | 0.11 | 0.11 | 0.11 | 0.11 | 0.11 | 0.11 | 0.11 | 0.11 | 0.11 | 0.11 | 0.11 | 0.11 | 0.11 | 0.11 | 0.11 | 0.11 | 0.11 | 0.11 | 0.11 | 0.11 | 0.11 | 0.11 | 0.11 | 0.11 | 0.11 | 0.11 | 0.11 | 0.11 | 0.11 | 0.11 | 0.11 | 0.11 | 0.11 | 0.11 | 0.11 | 0.11 | 0.11 | 0.11 | 0.11 | 0.11
|  | Benning:15 | [6 empty] | 0.208 | 0.208 | 0.134 | 0.134 | 0.134 | 0.134 | 0.134 | 0.134 | 0.134 | 0.134 | 0.134 | 0.134 | 0.134 | 0.134 | 0.134 | 0.134 | 0.134 | 0.134 | 0.134 | 0.134 | 0.134 | 0.134 | 0.134 | 0.134 | 0.134 | 0.134 | 0.134 | 0.134 | 0.134 | 0.134 | 0.134 | 0.134 | 0.134 | 0.134 | 0.134 | 0.134 | 0.134 | 0.134 | 0.134 | 0.134 | 0.134 | 0.134 | 0.134 | 0.134 | 0.134 | 0.134 | 0.134 | 0.134
0 | 0 | Benning:16 | [6 empty] | 0.277 | 0.277 | 0.205 | 0.205 | 0.205 | 0.205 | 0.205 | 0.205 | 0.205 | 0.205 | 0.205 | 0.205 | 0.205 | 0.205 | 0.205 | 0.205 | 0.205 | 0.205 | 0.205 | 0.205 | 0.205 | 0.205 | 0.205 | 0.205 | 0.205 | 0.205 | 0.205 | 0.205 | 0.205 | 0.205 | 0.205 | 0.205 | 0.205 | 0.205 | 0.205 | 0.205 | 0.205 | 0.205 | 0.205 | 0.205 | 0.205 | 0.205 | 0.205 | 0.205 | 0.205 | 0.205 | 0.205 | 0.205
0 | 0 | Killen:GT1 | [6 empty] | 0.305 | 0.305 | 0.305 | 0.305 | 0.305 | 0.305 | 0.305 | 0.305 | 0.305 | 0.305 | 0.305 | 0.305 | 0.305 | 0.305 | 0.305 | 0.305 | 0.305 | 0.305 | 0.305 | 0.305 | 0.305 | 0.305 | 0.305 | 0.305 | 0.305 | 0.305 | 0.305 | 0.305 | 0.305 | 0.305 | 0.305 | 0.305 | 0.305 | 0.305 | 0.305 | 0.305 | 0.305 | 0.305 | 0.305 | 0.305 | 0.305 | 0.305 | 0.305 | 0.305 | 0.305 | 0.305 | 0.305 | 0.305
2016 | 0 | Killen:2 | [6 empty] | 0.086 | 0.086 | 0.202 | 0.202 | 0.202 | 0.202 | 0.202 | 0.202 | 0.202 | 0.202 | 0.0303 | 0.0303 | 0.0303 | 0.0303 | 0.0303 | 0.0303 | 0.0303 | 0.0303 | 0.0303 | 0.0303 | 0.0303 | 0.0303 | 0.0303 | 0.0303 | 0.0303 | 0.0303 | 0.0303 | 0.0303 | 0.0303 | 0.0303 | 0.0303 | 0.0303 | 0.0303 | 0.0303 | 0.0303 | 0.0303 | 0.0303 | 0.0303 | 0.0303 | 0.0303 | 0.0303 | 0.0303 | 0.0303 | 0.0303 | 0.0303 | 0.0303 | 0.0303 | 0.0303
0 | 0 | Belle River:GT1 | [6 empty] | 0.032 | 0.032 | 0.222 | 0.222 | 0.222 | 0.222 | 0.222 | 0.222 | 0.222 | 0.222 | 0.222 | 0.222 | 0.222 | 0.222 | 0.222 | 0.222 | 0.222 | 0.222 | 0.222 | 0.222 | 0.222 | 0.222 | 0.222 | 0.222 | 0.222 | 0.222 | 0.222 | 0.222 | 0.222 | 0.222 | 0.222 | 0.222 | 0.222 | 0.222 | 0.222 | 0.222 | 0.222 | 0.222 | 0.222 | 0.222 | 0.222 | 0.222 | 0.222 | 0.222 | 0.222 | 0.222 | 0.222 | 0.222
0 | 0 | Belle River:GT10 | [6 empty] | 0.1 | 0.1 | 0.1 | 0.1 | 0.1 | 0.1 | 0.1 | 0.1 | 0.1 | 0.1 | 0.1 | 0.1 | 0.1 | 0.1 | 0.1 | 0.1 | 0.1 | 0.1 | 0.1 | 0.1 | 0.1 | 0.1 | 0.1 | 0.1 | 0.1 | 0.1 | 0.1 | 0.1 | 0.1 | 0.1 | 0.1 | 0.1 | 0.1 | 0.1 | 0.1 | 0.1 | 0.1 | 0.1 | 0.1 | 0.1 | 0.1 | 0.1 | 0.1 | 0.1 | 0.1 | 0.1 | 0.1 | 0.1
0 | 0 | Belle River:GT2 | [6 empty] | 0.029 | 0.029 | 0.172 | 0.172 | 0.172 | 0.172 | 0.172 | 0.172 | 0.172 | 0.172 | 0.172 | 0.172 | 0.172 | 0.172 | 0.172 | 0.172 | 0.172 | 0.172 | 0.172 | 0.172 | 0.172 | 0.172 | 0.172 | 0.172 | 0.172 | 0.172 | 0.172 | 0.172 | 0.172 | 0.172 | 0.172 | 0.172 | 0.172 | 0.172 | 0.172 | 0.172 | 0.172 | 0.172 | 0.172 | 0.172 | 0.172 | 0.172 | 0.172 | 0.172 | 0.172 | 0.172 | 0.172 | 0.172
0 | 0 | Belle River:IC | [6 empty] | 0.305 | 0.305 | 0.305 | 0.305 | 0.305 | 0.305 | 0.305 | 0.305 | 0.305 | 0.305 | 0.305 | 0.305 | 0.305 | 0.305 | 0.305 | 0.305 | 0.305 | 0.305 | 0.305 | 0.305 | 0.305 | 0.305 | 0.305 | 0.305 | 0.305 | 0.305 | 0.305 | 0.305 | 0.305 | 0.305 | 0.305 | 0.305 | 0.305 | 0.305 | 0.305 | 0.305 | 0.305 | 0.305 | 0.305 | 0.305 | 0.305 | 0.305 | 0.305 | 0.305 | 0.305 | 0.305 | 0.305 | 0.305
|  | Belle River:GT3 | [6 empty] | 0.033 | 0.033 | 0.033 | 0.033 | 0.033 | 0.033 | 0.033 | 0.033 | 0.033 | 0.033 | 0.033 | 0.033 | 0.033 | 0.033 | 0.033 | 0.033 | 0.033 | 0.033 | 0.033 | 0.033 | 0.033 | 0.033 | 0.033 | 0.033 | 0.033 | 0.033 | 0.033 | 0.033 | 0.033 | 0.033 | 0.033 | 0.033 | 0.033 | 0.033 | 0.033 | 0.033 | 0.033 | 0.033 | 0.033 | 0.033 | 0.033 | 0.033 | 0.033 | 0.033 | 0.033 | 0.033 | 0.033 | 0.033
2018 | 0 | Belle River:ST1 | [6 empty] | 0.192 | 0.192 | 0.192 | 0.192 | 0.192 | 0.192 | 0.192 | 0.192 | 0.192 | 0.192 | 0.192 | 0.192 | 0.0288 | 0.0288 | 0.0288 | 0.0288 | 0.0288 | 0.0288 | 0.0288 | 0.0288 | 0.0288 | 0.0288 | 0.0288 | 0.0288 | 0.0288 | 0.0288 | 0.0288 | 0.0288 | 0.0288 | 0.0288 | 0.0288 | 0.0288 | 0.0288 | 0.0288 | 0.0288 | 0.0288 | 0.0288 | 0.0288 | 0.0288 | 0.0288 | 0.0288 | 0.0288 | 0.0288 | 0.0288 | 0.0288 | 0.0288 | 0.0288 | 0.0288
2018 | 0 | Belle River:ST2 | [6 empty] | 0.189 | 0.189 | 0.189 | 0.189 | 0.189 | 0.189 | 0.189 | 0.189 | 0.189 | 0.189 | 0.189 | 0.189 | 0.02835 | 0.02835 | 0.02835 | 0.02835 | 0.02835 | 0.02835 | 0.02835 | 0.02835 | 0.02835 | 0.02835 | 0.02835 | 0.02835 | 0.02835 | 0.02835 | 0.02835 | 0.02835 | 0.02835 | 0.02835 | 0.02835 | 0.02835 | 0.02835 | 0.02835 | 0.02835 | 0.02835 | 0.02835 | 0.02835 | 0.02835 | 0.02835 | 0.02835 | 0.02835 | 0.02835 | 0.02835 | 0.02835 | 0.02835 | 0.02835 | 0.02835
|  | Belle River:GT7 | [6 empty] | 0.1 | 0.1 | 0.1 | 0.1 | 0.1 | 0.1 | 0.1 | 0.1 | 0.1 | 0.1 | 0.1 | 0.1 | 0.1 | 0.1 | 0.1 | 0.1 | 0.1 | 0.1 | 0.1 | 0.1 | 0.1 | 0.1 | 0.1 | 0.1 | 0.1 | 0.1 | 0.1 | 0.1 | 0.1 | 0.1 | 0.1 | 0.1 | 0.1 | 0.1 | 0.1 | 0.1 | 0.1 | 0.1 | 0.1 | 0.1 | 0.1 | 0.1 | 0.1 | 0.1 | 0.1 | 0.1 | 0.1 | 0.1
|  | Belle River:GT8 | [6 empty] | 0.1 | 0.1 | 0.1 | 0.1 | 0.1 | 0.1 | 0.1 | 0.1 | 0.1 | 0.1 | 0.1 | 0.1 | 0.1 | 0.1 | 0.1 | 0.1 | 0.1 | 0.1 | 0.1 | 0.1 | 0.1 | 0.1 | 0.1 | 0.1 | 0.1 | 0.1 | 0.1 | 0.1 | 0.1 | 0.1 | 0.1 | 0.1 | 0.1 | 0.1 | 0.1 | 0.1 | 0.1 | 0.1 | 0.1 | 0.1 | 0.1 | 0.1 | 0.1 | 0.1 | 0.1 | 0.1 | 0.1 | 0.1
|  | Belle River:GT9 | [6 empty] | 0.1 | 0.1 | 0.1 | 0.1 | 0.1 | 0.1 | 0.1 | 0.1 | 0.1 | 0.1 | 0.1 | 0.1 | 0.1 | 0.1 | 0.1 | 0.1 | 0.1 | 0.1 | 0.1 | 0.1 | 0.1 | 0.1 | 0.1 | 0.1 | 0.1 | 0.1 | 0.1 | 0.1 | 0.1 | 0.1 | 0.1 | 0.1 | 0.1 | 0.1 | 0.1 | 0.1 | 0.1 | 0.1 | 0.1 | 0.1 | 0.1 | 0.1 | 0.1 | 0.1 | 0.1 | 0.1 | 0.1 | 0.1
0 | 0 | Greenwood:1 | [6 empty] | 0.138 | 0.138 | 0.092 | 0.092 | 0.092 | 0.092 | 0.092 | 0.092 | 0.092 | 0.092 | 0.092 | 0.092 | 0.092 | 0.092 | 0.092 | 0.092 | 0.092 | 0.092 | 0.092 | 0.092 | 0.092 | 0.092 | 0.092 | 0.092 | 0.092 | 0.092 | 0.092 | 0.092 | 0.092 | 0.092 | 0.092 | 0.092 | 0.092 | 0.092 | 0.092 | 0.092 | 0.092 | 0.092 | 0.092 | 0.092 | 0.092 | 0.092 | 0.092 | 0.092 | 0.092 | 0.092 | 0.092 | 0.092
|  | Greenwood:GT1 | [6 empty] | 0.08 | 0.08 | 0.08 | 0.08 | 0.08 | 0.08 | 0.08 | 0.08 | 0.08 | 0.08 | 0.08 | 0.08 | 0.08 | 0.08 | 0.08 | 0.08 | 0.08 | 0.08 | 0.08 | 0.08 | 0.08 | 0.08 | 0.08 | 0.08 | 0.08 | 0.08 | 0.08 | 0.08 | 0.08 | 0.08 | 0.08 | 0.08 | 0.08 | 0.08 | 0.08 | 0.08 | 0.08 | 0.08 | 0.08 | 0.08 | 0.08 | 0.08 | 0.08 | 0.08 | 0.08 | 0.08 | 0.08 | 0.08
|  | Greenwood:GT2 | [6 empty] | 0.08 | 0.08 | 0.08 | 0.08 | 0.08 | 0.08 | 0.08 | 0.08 | 0.08 | 0.08 | 0.08 | 0.08 | 0.08 | 0.08 | 0.08 | 0.08 | 0.08 | 0.08 | 0.08 | 0.08 | 0.08 | 0.08 | 0.08 | 0.08 | 0.08 | 0.08 | 0.08 | 0.08 | 0.08 | 0.08 | 0.08 | 0.08 | 0.08 | 0.08 | 0.08 | 0.08 | 0.08 | 0.08 | 0.08 | 0.08 | 0.08 | 0.08 | 0.08 | 0.08 | 0.08 | 0.08 | 0.08 | 0.08
0 | 0 | Greenwood:GT3 | [6 empty] | 0.09 | 0.09 | 0.09 | 0.09 | 0.09 | 0.09 | 0.09 | 0.09 | 0.09 | 0.09 | 0.09 | 0.09 | 0.09 | 0.09 | 0.09 | 0.09 | 0.09 | 0.09 | 0.09 | 0.09 | 0.09 | 0.09 | 0.09 | 0.09 | 0.09 | 0.09 | 0.09 | 0.09 | 0.09 | 0.09 | 0.09 | 0.09 | 0.09 | 0.09 | 0.09 | 0.09 | 0.09 | 0.09 | 0.09 | 0.09 | 0.09 | 0.09 | 0.09 | 0.09 | 0.09 | 0.09 | 0.09 | 0.09
|  | McGuire:IC | [6 empty] | 0.305 | 0.305 | 0.305 | 0.305 | 0.305 | 0.305 | 0.305 | 0.305 | 0.305 | 0.305 | 0.305 | 0.305 | 0.305 | 0.305 | 0.305 | 0.305 | 0.305 | 0.305 | 0.305 | 0.305 | 0.305 | 0.305 | 0.305 | 0.305 | 0.305 | 0.305 | 0.305 | 0.305 | 0.305 | 0.305 | 0.305 | 0.305 | 0.305 | 0.305 | 0.305 | 0.305 | 0.305 | 0.305 | 0.305 | 0.305 | 0.305 | 0.305 | 0.305 | 0.305 | 0.305 | 0.305 | 0.305 | 0.305
0 | 0 | Buzzard Point:EAST | [6 empty] | 0.315 | 0.315 | 0.315 | 0.315 | 0.315 | 0.315 | 0.315 | 0.315 | 0.315 | 0.315 | 0.315 | 0.315 | 0.315 | 0.315 | 0.315 | 0.315 | 0.315 | 0.315 | 0.315 | 0.315 | 0.315 | 0.315 | 0.315 | 0.315 | 0.315 | 0.315 | 0.315 | 0.315 | 0.315 | 0.315 | 0.315 | 0.315 | 0.315 | 0.315 | 0.315 | 0.315 | 0.315 | 0.315 | 0.315 | 0.315 | 0.315 | 0.315 | 0.315 | 0.315 | 0.315 | 0.315 | 0.315 | 0.315
|  | Buzzard Point:WEST | [6 empty] | 0.315 | 0.315 | 0.315 | 0.315 | 0.315 | 0.315 | 0.315 | 0.315 | 0.315 | 0.315 | 0.315 | 0.315 | 0.315 | 0.315 | 0.315 | 0.315 | 0.315 | 0.315 | 0.315 | 0.315 | 0.315 | 0.315 | 0.315 | 0.315 | 0.315 | 0.315 | 0.315 | 0.315 | 0.315 | 0.315 | 0.315 | 0.315 | 0.315 | 0.315 | 0.315 | 0.315 | 0.315 | 0.315 | 0.315 | 0.315 | 0.315 | 0.315 | 0.315 | 0.315 | 0.315 | 0.315 | 0.315 | 0.315
2017 | 0 | Spurlock:1 | [6 empty] | 0.139 | 0.139 | 0.114 | 0.114 | 0.114 | 0.114 | 0.114 | 0.114 | 0.114 | 0.114 | 0.114 | 0.0171 | 0.0171 | 0.0171 | 0.0171 | 0.0171 | 0.0171 | 0.0171 | 0.0171 | 0.0171 | 0.0171 | 0.0171 | 0.0171 | 0.0171 | 0.0171 | 0.0171 | 0.0171 | 0.0171 | 0.0171 | 0.0171 | 0.0171 | 0.0171 | 0.0171 | 0.0171 | 0.0171 | 0.0171 | 0.0171 | 0.0171 | 0.0171 | 0.0171 | 0.0171 | 0.0171 | 0.0171 | 0.0171 | 0.0171 | 0.0171 | 0.0171 | 0.0171
|  | Spurlock:2 | [6 empty] | 0.101 | 0.101 | 0.084 | 0.084 | 0.084 | 0.084 | 0.084 | 0.084 | 0.084 | 0.084 | 0.084 | 0.084 | 0.084 | 0.084 | 0.084 | 0.084 | 0.084 | 0.084 | 0.084 | 0.084 | 0.084 | 0.084 | 0.084 | 0.084 | 0.084 | 0.084 | 0.084 | 0.084 | 0.084 | 0.084 | 0.084 | 0.084 | 0.084 | 0.084 | 0.084 | 0.084 | 0.084 | 0.084 | 0.084 | 0.084 | 0.084 | 0.084 | 0.084 | 0.084 | 0.084 | 0.084 | 0.084 | 0.084
2017 | 0 | Spurlock:3 | [6 empty] | 0.103 | 0.103 | 0.089 | 0.089 | 0.089 | 0.089 | 0.089 | 0.089 | 0.089 | 0.089 | 0.089 | 0.01335 | 0.01335 | 0.01335 | 0.01335 | 0.01335 | 0.01335 | 0.01335 | 0.01335 | 0.01335 | 0.01335 | 0.01335 | 0.01335 | 0.01335 | 0.01335 | 0.01335 | 0.01335 | 0.01335 | 0.01335 | 0.01335 | 0.01335 | 0.01335 | 0.01335 | 0.01335 | 0.01335 | 0.01335 | 0.01335 | 0.01335 | 0.01335 | 0.01335 | 0.01335 | 0.01335 | 0.01335 | 0.01335 | 0.01335 | 0.01335 | 0.01335 | 0.01335
0 | 0 | Manatee:1 | [6 empty] | 0.209 | 0.209 | 0.209 | 0.209 | 0.209 | 0.209 | 0.209 | 0.209 | 0.209 | 0.209 | 0.209 | 0.209 | 0.209 | 0.209 | 0.209 | 0.209 | 0.209 | 0.209 | 0.209 | 0.209 | 0.209 | 0.209 | 0.209 | 0.209 | 0.209 | 0.209 | 0.209 | 0.209 | 0.209 | 0.209 | 0.209 | 0.209 | 0.209 | 0.209 | 0.209 | 0.209 | 0.209 | 0.209 | 0.209 | 0.209 | 0.209 | 0.209 | 0.209 | 0.209 | 0.209 | 0.209 | 0.209 | 0.209
0 | 0 | Manatee:2 | [6 empty] | 0.229 | 0.229 | 0.229 | 0.229 | 0.229 | 0.229 | 0.229 | 0.229 | 0.229 | 0.229 | 0.229 | 0.229 | 0.229 | 0.229 | 0.229 | 0.229 | 0.229 | 0.229 | 0.229 | 0.229 | 0.229 | 0.229 | 0.229 | 0.229 | 0.229 | 0.229 | 0.229 | 0.229 | 0.229 | 0.229 | 0.229 | 0.229 | 0.229 | 0.229 | 0.229 | 0.229 | 0.229 | 0.229 | 0.229 | 0.229 | 0.229 | 0.229 | 0.229 | 0.229 | 0.229 | 0.229 | 0.229 | 0.229
|  | Martin (FLPL):1 | [6 empty] | 0.033 | 0.033 | 0.033 | 0.033 | 0.033 | 0.033 | 0.033 | 0.033 | 0.033 | 0.033 | 0.033 | 0.033 | 0.033 | 0.033 | 0.033 | 0.033 | 0.033 | 0.033 | 0.033 | 0.033 | 0.033 | 0.033 | 0.033 | 0.033 | 0.033 | 0.033 | 0.033 | 0.033 | 0.033 | 0.033 | 0.033 | 0.033 | 0.033 | 0.033 | 0.033 | 0.033 | 0.033 | 0.033 | 0.033 | 0.033 | 0.033 | 0.033 | 0.033 | 0.033 | 0.033 | 0.033 | 0.033 | 0.033
|  | Martin (FLPL):GT1 | [6 empty] | 0.197 | 0.197 | 0.197 | 0.197 | 0.197 | 0.197 | 0.197 | 0.197 | 0.197 | 0.197 | 0.197 | 0.197 | 0.197 | 0.197 | 0.197 | 0.197 | 0.197 | 0.197 | 0.197 | 0.197 | 0.197 | 0.197 | 0.197 | 0.197 | 0.197 | 0.197 | 0.197 | 0.197 | 0.197 | 0.197 | 0.197 | 0.197 | 0.197 | 0.197 | 0.197 | 0.197 | 0.197 | 0.197 | 0.197 | 0.197 | 0.197 | 0.197 | 0.197 | 0.197 | 0.197 | 0.197 | 0.197 | 0.197
|  | Martin (FLPL):GT2 | [6 empty] | 0.199 | 0.199 | 0.199 | 0.199 | 0.199 | 0.199 | 0.199 | 0.199 | 0.199 | 0.199 | 0.199 | 0.199 | 0.199 | 0.199 | 0.199 | 0.199 | 0.199 | 0.199 | 0.199 | 0.199 | 0.199 | 0.199 | 0.199 | 0.199 | 0.199 | 0.199 | 0.199 | 0.199 | 0.199 | 0.199 | 0.199 | 0.199 | 0.199 | 0.199 | 0.199 | 0.199 | 0.199 | 0.199 | 0.199 | 0.199 | 0.199 | 0.199 | 0.199 | 0.199 | 0.199 | 0.199 | 0.199 | 0.199
|  | Martin (FLPL):2 | [6 empty] | 0.033 | 0.033 | 0.033 | 0.033 | 0.033 | 0.033 | 0.033 | 0.033 | 0.033 | 0.033 | 0.033 | 0.033 | 0.033 | 0.033 | 0.033 | 0.033 | 0.033 | 0.033 | 0.033 | 0.033 | 0.033 | 0.033 | 0.033 | 0.033 | 0.033 | 0.033 | 0.033 | 0.033 | 0.033 | 0.033 | 0.033 | 0.033 | 0.033 | 0.033 | 0.033 | 0.033 | 0.033 | 0.033 | 0.033 | 0.033 | 0.033 | 0.033 | 0.033 | 0.033 | 0.033 | 0.033 | 0.033 | 0.033
|  | Martin (FLPL):CC3 | [6 empty] | 0.029 | 0.029 | 0.029 | 0.029 | 0.029 | 0.029 | 0.029 | 0.029 | 0.029 | 0.029 | 0.029 | 0.029 | 0.029 | 0.029 | 0.029 | 0.029 | 0.029 | 0.029 | 0.029 | 0.029 | 0.029 | 0.029 | 0.029 | 0.029 | 0.029 | 0.029 | 0.029 | 0.029 | 0.029 | 0.029 | 0.029 | 0.029 | 0.029 | 0.029 | 0.029 | 0.029 | 0.029 | 0.029 | 0.029 | 0.029 | 0.029 | 0.029 | 0.029 | 0.029 | 0.029 | 0.029 | 0.029 | 0.029
|  | Martin (FLPL):CC4 | [6 empty] | 0.031 | 0.031 | 0.031 | 0.031 | 0.031 | 0.031 | 0.031 | 0.031 | 0.031 | 0.031 | 0.031 | 0.031 | 0.031 | 0.031 | 0.031 | 0.031 | 0.031 | 0.031 | 0.031 | 0.031 | 0.031 | 0.031 | 0.031 | 0.031 | 0.031 | 0.031 | 0.031 | 0.031 | 0.031 | 0.031 | 0.031 | 0.031 | 0.031 | 0.031 | 0.031 | 0.031 | 0.031 | 0.031 | 0.031 | 0.031 | 0.031 | 0.031 | 0.031 | 0.031 | 0.031 | 0.031 | 0.031 | 0.031
0 | 0 | Debary:P1 | [6 empty] | 0.129 | 0.129 | 0.129 | 0.129 | 0.129 | 0.129 | 0.129 | 0.129 | 0.129 | 0.129 | 0.129 | 0.129 | 0.129 | 0.129 | 0.129 | 0.129 | 0.129 | 0.129 | 0.129 | 0.129 | 0.129 | 0.129 | 0.129 | 0.129 | 0.129 | 0.129 | 0.129 | 0.129 | 0.129 | 0.129 | 0.129 | 0.129 | 0.129 | 0.129 | 0.129 | 0.129 | 0.129 | 0.129 | 0.129 | 0.129 | 0.129 | 0.129 | 0.129 | 0.129 | 0.129 | 0.129 | 0.129 | 0.129
0 | 0 | Debary:10 | [6 empty] | 0.146 | 0.146 | 0.146 | 0.146 | 0.146 | 0.146 | 0.146 | 0.146 | 0.146 | 0.146 | 0.146 | 0.146 | 0.146 | 0.146 | 0.146 | 0.146 | 0.146 | 0.146 | 0.146 | 0.146 | 0.146 | 0.146 | 0.146 | 0.146 | 0.146 | 0.146 | 0.146 | 0.146 | 0.146 | 0.146 | 0.146 | 0.146 | 0.146 | 0.146 | 0.146 | 0.146 | 0.146 | 0.146 | 0.146 | 0.146 | 0.146 | 0.146 | 0.146 | 0.146 | 0.146 | 0.146 | 0.146 | 0.146
0 | 0 | Debary:2 | [6 empty] | 0.129 | 0.129 | 0.129 | 0.129 | 0.129 | 0.129 | 0.129 | 0.129 | 0.129 | 0.129 | 0.129 | 0.129 | 0.129 | 0.129 | 0.129 | 0.129 | 0.129 | 0.129 | 0.129 | 0.129 | 0.129 | 0.129 | 0.129 | 0.129 | 0.129 | 0.129 | 0.129 | 0.129 | 0.129 | 0.129 | 0.129 | 0.129 | 0.129 | 0.129 | 0.129 | 0.129 | 0.129 | 0.129 | 0.129 | 0.129 | 0.129 | 0.129 | 0.129 | 0.129 | 0.129 | 0.129 | 0.129 | 0.129
0 | 0 | Debary:3 | [6 empty] | 0.129 | 0.129 | 0.129 | 0.129 | 0.129 | 0.129 | 0.129 | 0.129 | 0.129 | 0.129 | 0.129 | 0.129 | 0.129 | 0.129 | 0.129 | 0.129 | 0.129 | 0.129 | 0.129 | 0.129 | 0.129 | 0.129 | 0.129 | 0.129 | 0.129 | 0.129 | 0.129 | 0.129 | 0.129 | 0.129 | 0.129 | 0.129 | 0.129 | 0.129 | 0.129 | 0.129 | 0.129 | 0.129 | 0.129 | 0.129 | 0.129 | 0.129 | 0.129 | 0.129 | 0.129 | 0.129 | 0.129 | 0.129
0 | 0 | Debary:4 | [6 empty] | 0.129 | 0.129 | 0.129 | 0.129 | 0.129 | 0.129 | 0.129 | 0.129 | 0.129 | 0.129 | 0.129 | 0.129 | 0.129 | 0.129 | 0.129 | 0.129 | 0.129 | 0.129 | 0.129 | 0.129 | 0.129 | 0.129 | 0.129 | 0.129 | 0.129 | 0.129 | 0.129 | 0.129 | 0.129 | 0.129 | 0.129 | 0.129 | 0.129 | 0.129 | 0.129 | 0.129 | 0.129 | 0.129 | 0.129 | 0.129 | 0.129 | 0.129 | 0.129 | 0.129 | 0.129 | 0.129 | 0.129 | 0.129
0 | 0 | Debary:5 | [6 empty] | 0.129 | 0.129 | 0.129 | 0.129 | 0.129 | 0.129 | 0.129 | 0.129 | 0.129 | 0.129 | 0.129 | 0.129 | 0.129 | 0.129 | 0.129 | 0.129 | 0.129 | 0.129 | 0.129 | 0.129 | 0.129 | 0.129 | 0.129 | 0.129 | 0.129 | 0.129 | 0.129 | 0.129 | 0.129 | 0.129 | 0.129 | 0.129 | 0.129 | 0.129 | 0.129 | 0.129 | 0.129 | 0.129 | 0.129 | 0.129 | 0.129 | 0.129 | 0.129 | 0.129 | 0.129 | 0.129 | 0.129 | 0.129
0 | 0 | Debary:6 | [6 empty] | 0.129 | 0.129 | 0.129 | 0.129 | 0.129 | 0.129 | 0.129 | 0.129 | 0.129 | 0.129 | 0.129 | 0.129 | 0.129 | 0.129 | 0.129 | 0.129 | 0.129 | 0.129 | 0.129 | 0.129 | 0.129 | 0.129 | 0.129 | 0.129 | 0.129 | 0.129 | 0.129 | 0.129 | 0.129 | 0.129 | 0.129 | 0.129 | 0.129 | 0.129 | 0.129 | 0.129 | 0.129 | 0.129 | 0.129 | 0.129 | 0.129 | 0.129 | 0.129 | 0.129 | 0.129 | 0.129 | 0.129 | 0.129
|  | Debary:7 | [6 empty] | 0.069 | 0.069 | 0.069 | 0.069 | 0.069 | 0.069 | 0.069 | 0.069 | 0.069 | 0.069 | 0.069 | 0.069 | 0.069 | 0.069 | 0.069 | 0.069 | 0.069 | 0.069 | 0.069 | 0.069 | 0.069 | 0.069 | 0.069 | 0.069 | 0.069 | 0.069 | 0.069 | 0.069 | 0.069 | 0.069 | 0.069 | 0.069 | 0.069 | 0.069 | 0.069 | 0.069 | 0.069 | 0.069 | 0.069 | 0.069 | 0.069 | 0.069 | 0.069 | 0.069 | 0.069 | 0.069 | 0.069 | 0.069
|  | Debary:8 | [6 empty] | 0.076 | 0.076 | 0.076 | 0.076 | 0.076 | 0.076 | 0.076 | 0.076 | 0.076 | 0.076 | 0.076 | 0.076 | 0.076 | 0.076 | 0.076 | 0.076 | 0.076 | 0.076 | 0.076 | 0.076 | 0.076 | 0.076 | 0.076 | 0.076 | 0.076 | 0.076 | 0.076 | 0.076 | 0.076 | 0.076 | 0.076 | 0.076 | 0.076 | 0.076 | 0.076 | 0.076 | 0.076 | 0.076 | 0.076 | 0.076 | 0.076 | 0.076 | 0.076 | 0.076 | 0.076 | 0.076 | 0.076 | 0.076
|  | Debary:9 | [6 empty] | 0.071 | 0.071 | 0.071 | 0.071 | 0.071 | 0.071 | 0.071 | 0.071 | 0.071 | 0.071 | 0.071 | 0.071 | 0.071 | 0.071 | 0.071 | 0.071 | 0.071 | 0.071 | 0.071 | 0.071 | 0.071 | 0.071 | 0.071 | 0.071 | 0.071 | 0.071 | 0.071 | 0.071 | 0.071 | 0.071 | 0.071 | 0.071 | 0.071 | 0.071 | 0.071 | 0.071 | 0.071 | 0.071 | 0.071 | 0.071 | 0.071 | 0.071 | 0.071 | 0.071 | 0.071 | 0.071 | 0.071 | 0.071
2019 | 0 | Big Cajun 2:1 | [6 empty] | 0.233 | 0.233 | 0.197 | 0.197 | 0.197 | 0.197 | 0.197 | 0.197 | 0.197 | 0.197 | 0.197 | 0.197 | 0.197 | 0.02955 | 0.02955 | 0.02955 | 0.02955 | 0.02955 | 0.02955 | 0.02955 | 0.02955 | 0.02955 | 0.02955 | 0.02955 | 0.02955 | 0.02955 | 0.02955 | 0.02955 | 0.02955 | 0.02955 | 0.02955 | 0.02955 | 0.02955 | 0.02955 | 0.02955 | 0.02955 | 0.02955 | 0.02955 | 0.02955 | 0.02955 | 0.02955 | 0.02955 | 0.02955 | 0.02955 | 0.02955 | 0.02955 | 0.02955 | 0.02955
2019 | 0 | Big Cajun 2:2 | [6 empty] | 0.2 | 0.2 | 0.204 | 0.204 | 0.204 | 0.204 | 0.204 | 0.204 | 0.204 | 0.204 | 0.204 | 0.204 | 0.204 | 0.0306 | 0.0306 | 0.0306 | 0.0306 | 0.0306 | 0.0306 | 0.0306 | 0.0306 | 0.0306 | 0.0306 | 0.0306 | 0.0306 | 0.0306 | 0.0306 | 0.0306 | 0.0306 | 0.0306 | 0.0306 | 0.0306 | 0.0306 | 0.0306 | 0.0306 | 0.0306 | 0.0306 | 0.0306 | 0.0306 | 0.0306 | 0.0306 | 0.0306 | 0.0306 | 0.0306 | 0.0306 | 0.0306 | 0.0306 | 0.0306
2019 | 0 | Big Cajun 2:3 | [6 empty] | 0.158 | 0.158 | 0.152 | 0.152 | 0.152 | 0.152 | 0.152 | 0.152 | 0.152 | 0.152 | 0.152 | 0.152 | 0.152 | 0.0228 | 0.0228 | 0.0228 | 0.0228 | 0.0228 | 0.0228 | 0.0228 | 0.0228 | 0.0228 | 0.0228 | 0.0228 | 0.0228 | 0.0228 | 0.0228 | 0.0228 | 0.0228 | 0.0228 | 0.0228 | 0.0228 | 0.0228 | 0.0228 | 0.0228 | 0.0228 | 0.0228 | 0.0228 | 0.0228 | 0.0228 | 0.0228 | 0.0228 | 0.0228 | 0.0228 | 0.0228 | 0.0228 | 0.0228 | 0.0228
2017 | 0 | Morrow (SOMI):1 | [6 empty] | 0.468 | 0.468 | 0.483 | 0.483 | 0.483 | 0.483 | 0.483 | 0.483 | 0.483 | 0.483 | 0.483 | 0.07245 | 0.07245 | 0.07245 | 0.07245 | 0.07245 | 0.07245 | 0.07245 | 0.07245 | 0.07245 | 0.07245 | 0.07245 | 0.07245 | 0.07245 | 0.07245 | 0.07245 | 0.07245 | 0.07245 | 0.07245 | 0.07245 | 0.07245 | 0.07245 | 0.07245 | 0.07245 | 0.07245 | 0.07245 | 0.07245 | 0.07245 | 0.07245 | 0.07245 | 0.07245 | 0.07245 | 0.07245 | 0.07245 | 0.07245 | 0.07245 | 0.07245 | 0.07245
2017 | 0 | Morrow (SOMI):2 | [6 empty] | 0.468 | 0.468 | 0.468 | 0.468 | 0.468 | 0.468 | 0.468 | 0.468 | 0.468 | 0.468 | 0.468 | 0.0702 | 0.0702 | 0.0702 | 0.0702 | 0.0702 | 0.0702 | 0.0702 | 0.0702 | 0.0702 | 0.0702 | 0.0702 | 0.0702 | 0.0702 | 0.0702 | 0.0702 | 0.0702 | 0.0702 | 0.0702 | 0.0702 | 0.0702 | 0.0702 | 0.0702 | 0.0702 | 0.0702 | 0.0702 | 0.0702 | 0.0702 | 0.0702 | 0.0702 | 0.0702 | 0.0702 | 0.0702 | 0.0702 | 0.0702 | 0.0702 | 0.0702 | 0.0702
0 | 0 | Electrifarm:1 | [6 empty] | 0.33 | 0.33 | 0.33 | 0.33 | 0.33 | 0.33 | 0.33 | 0.33 | 0.33 | 0.33 | 0.33 | 0.33 | 0.33 | 0.33 | 0.33 | 0.33 | 0.33 | 0.33 | 0.33 | 0.33 | 0.33 | 0.33 | 0.33 | 0.33 | 0.33 | 0.33 | 0.33 | 0.33 | 0.33 | 0.33 | 0.33 | 0.33 | 0.33 | 0.33 | 0.33 | 0.33 | 0.33 | 0.33 | 0.33 | 0.33 | 0.33 | 0.33 | 0.33 | 0.33 | 0.33 | 0.33 | 0.33 | 0.33
0 | 0 | Electrifarm:2 | [6 empty] | 0.33 | 0.33 | 0.33 | 0.33 | 0.33 | 0.33 | 0.33 | 0.33 | 0.33 | 0.33 | 0.33 | 0.33 | 0.33 | 0.33 | 0.33 | 0.33 | 0.33 | 0.33 | 0.33 | 0.33 | 0.33 | 0.33 | 0.33 | 0.33 | 0.33 | 0.33 | 0.33 | 0.33 | 0.33 | 0.33 | 0.33 | 0.33 | 0.33 | 0.33 | 0.33 | 0.33 | 0.33 | 0.33 | 0.33 | 0.33 | 0.33 | 0.33 | 0.33 | 0.33 | 0.33 | 0.33 | 0.33 | 0.33
0 | 0 | Electrifarm:3 | [6 empty] | 0.33 | 0.33 | 0.33 | 0.33 | 0.33 | 0.33 | 0.33 | 0.33 | 0.33 | 0.33 | 0.33 | 0.33 | 0.33 | 0.33 | 0.33 | 0.33 | 0.33 | 0.33 | 0.33 | 0.33 | 0.33 | 0.33 | 0.33 | 0.33 | 0.33 | 0.33 | 0.33 | 0.33 | 0.33 | 0.33 | 0.33 | 0.33 | 0.33 | 0.33 | 0.33 | 0.33 | 0.33 | 0.33 | 0.33 | 0.33 | 0.33 | 0.33 | 0.33 | 0.33 | 0.33 | 0.33 | 0.33 | 0.33
2020 | 0 | Nearman Creek:1 | [6 empty] | 0.429 | 0.429 | 0.279 | 0.279 | 0.279 | 0.279 | 0.279 | 0.279 | 0.279 | 0.279 | 0.279 | 0.279 | 0.279 | 0.279 | 0.04185 | 0.04185 | 0.04185 | 0.04185 | 0.04185 | 0.04185 | 0.04185 | 0.04185 | 0.04185 | 0.04185 | 0.04185 | 0.04185 | 0.04185 | 0.04185 | 0.04185 | 0.04185 | 0.04185 | 0.04185 | 0.04185 | 0.04185 | 0.04185 | 0.04185 | 0.04185 | 0.04185 | 0.04185 | 0.04185 | 0.04185 | 0.04185 | 0.04185 | 0.04185 | 0.04185 | 0.04185 | 0.04185 | 0.04185
2018 | 0 | Iatan:1 | [6 empty] | 0.308 | 0.308 | 0.295 | 0.295 | 0.295 | 0.295 | 0.295 | 0.295 | 0.295 | 0.295 | 0.295 | 0.295 | 0.04425 | 0.04425 | 0.04425 | 0.04425 | 0.04425 | 0.04425 | 0.04425 | 0.04425 | 0.04425 | 0.04425 | 0.04425 | 0.04425 | 0.04425 | 0.04425 | 0.04425 | 0.04425 | 0.04425 | 0.04425 | 0.04425 | 0.04425 | 0.04425 | 0.04425 | 0.04425 | 0.04425 | 0.04425 | 0.04425 | 0.04425 | 0.04425 | 0.04425 | 0.04425 | 0.04425 | 0.04425 | 0.04425 | 0.04425 | 0.04425 | 0.04425
2018 | 0 | Jeffrey Energy Center:1 | [6 empty] | 0.358 | 0.358 | 0.384 | 0.384 | 0.384 | 0.384 | 0.384 | 0.384 | 0.384 | 0.384 | 0.384 | 0.384 | 0.0576 | 0.0576 | 0.0576 | 0.0576 | 0.0576 | 0.0576 | 0.0576 | 0.0576 | 0.0576 | 0.0576 | 0.0576 | 0.0576 | 0.0576 | 0.0576 | 0.0576 | 0.0576 | 0.0576 | 0.0576 | 0.0576 | 0.0576 | 0.0576 | 0.0576 | 0.0576 | 0.0576 | 0.0576 | 0.0576 | 0.0576 | 0.0576 | 0.0576 | 0.0576 | 0.0576 | 0.0576 | 0.0576 | 0.0576 | 0.0576 | 0.0576
2018 | 0 | Jeffrey Energy Center:2 | [6 empty] | 0.33 | 0.33 | 0.354 | 0.354 | 0.354 | 0.354 | 0.354 | 0.354 | 0.354 | 0.354 | 0.354 | 0.354 | 0.0531 | 0.0531 | 0.0531 | 0.0531 | 0.0531 | 0.0531 | 0.0531 | 0.0531 | 0.0531 | 0.0531 | 0.0531 | 0.0531 | 0.0531 | 0.0531 | 0.0531 | 0.0531 | 0.0531 | 0.0531 | 0.0531 | 0.0531 | 0.0531 | 0.0531 | 0.0531 | 0.0531 | 0.0531 | 0.0531 | 0.0531 | 0.0531 | 0.0531 | 0.0531 | 0.0531 | 0.0531 | 0.0531 | 0.0531 | 0.0531 | 0.0531
2018 | 0 | Jeffrey Energy Center:3 | [6 empty] | 0.399 | 0.399 | 0.154 | 0.154 | 0.154 | 0.154 | 0.154 | 0.154 | 0.154 | 0.154 | 0.154 | 0.154 | 0.0231 | 0.0231 | 0.0231 | 0.0231 | 0.0231 | 0.0231 | 0.0231 | 0.0231 | 0.0231 | 0.0231 | 0.0231 | 0.0231 | 0.0231 | 0.0231 | 0.0231 | 0.0231 | 0.0231 | 0.0231 | 0.0231 | 0.0231 | 0.0231 | 0.0231 | 0.0231 | 0.0231 | 0.0231 | 0.0231 | 0.0231 | 0.0231 | 0.0231 | 0.0231 | 0.0231 | 0.0231 | 0.0231 | 0.0231 | 0.0231 | 0.0231
|  | Trimble County:1 | [6 empty] | 0.03 | 0.03 | 0.055 | 0.055 | 0.055 | 0.055 | 0.055 | 0.055 | 0.055 | 0.055 | 0.055 | 0.055 | 0.055 | 0.055 | 0.055 | 0.055 | 0.055 | 0.055 | 0.055 | 0.055 | 0.055 | 0.055 | 0.055 | 0.055 | 0.055 | 0.055 | 0.055 | 0.055 | 0.055 | 0.055 | 0.055 | 0.055 | 0.055 | 0.055 | 0.055 | 0.055 | 0.055 | 0.055 | 0.055 | 0.055 | 0.055 | 0.055 | 0.055 | 0.055 | 0.055 | 0.055 | 0.055 | 0.055
0 | 0 | Trimble County:11 | [6 empty] | 0.1 | 0.1 | 0.1 | 0.1 | 0.1 | 0.1 | 0.1 | 0.1 | 0.1 | 0.1 | 0.1 | 0.1 | 0.1 | 0.1 | 0.1 | 0.1 | 0.1 | 0.1 | 0.1 | 0.1 | 0.1 | 0.1 | 0.1 | 0.1 | 0.1 | 0.1 | 0.1 | 0.1 | 0.1 | 0.1 | 0.1 | 0.1 | 0.1 | 0.1 | 0.1 | 0.1 | 0.1 | 0.1 | 0.1 | 0.1 | 0.1 | 0.1 | 0.1 | 0.1 | 0.1 | 0.1 | 0.1 | 0.1
0 | 0 | Trimble County:12 | [6 empty] | 0.1 | 0.1 | 0.1 | 0.1 | 0.1 | 0.1 | 0.1 | 0.1 | 0.1 | 0.1 | 0.1 | 0.1 | 0.1 | 0.1 | 0.1 | 0.1 | 0.1 | 0.1 | 0.1 | 0.1 | 0.1 | 0.1 | 0.1 | 0.1 | 0.1 | 0.1 | 0.1 | 0.1 | 0.1 | 0.1 | 0.1 | 0.1 | 0.1 | 0.1 | 0.1 | 0.1 | 0.1 | 0.1 | 0.1 | 0.1 | 0.1 | 0.1 | 0.1 | 0.1 | 0.1 | 0.1 | 0.1 | 0.1
2019 | 0 | Victor J. Daniel:1 | [6 empty] | 0.014 | 0.014 | 0.347 | 0.347 | 0.347 | 0.347 | 0.347 | 0.347 | 0.347 | 0.347 | 0.347 | 0.347 | 0.347 | 0.05205 | 0.05205 | 0.05205 | 0.05205 | 0.05205 | 0.05205 | 0.05205 | 0.05205 | 0.05205 | 0.05205 | 0.05205 | 0.05205 | 0.05205 | 0.05205 | 0.05205 | 0.05205 | 0.05205 | 0.05205 | 0.05205 | 0.05205 | 0.05205 | 0.05205 | 0.05205 | 0.05205 | 0.05205 | 0.05205 | 0.05205 | 0.05205 | 0.05205 | 0.05205 | 0.05205 | 0.05205 | 0.05205 | 0.05205 | 0.05205
0 | 0 | Victor J. Daniel:CC1 | [6 empty] | 0.277 | 0.277 | 0.277 | 0.277 | 0.277 | 0.277 | 0.277 | 0.277 | 0.277 | 0.277 | 0.277 | 0.277 | 0.277 | 0.277 | 0.277 | 0.277 | 0.277 | 0.277 | 0.277 | 0.277 | 0.277 | 0.277 | 0.277 | 0.277 | 0.277 | 0.277 | 0.277 | 0.277 | 0.277 | 0.277 | 0.277 | 0.277 | 0.277 | 0.277 | 0.277 | 0.277 | 0.277 | 0.277 | 0.277 | 0.277 | 0.277 | 0.277 | 0.277 | 0.277 | 0.277 | 0.277 | 0.277 | 0.277
0 | 0 | Victor J. Daniel:CC2 | [6 empty] | 0.265 | 0.265 | 0.265 | 0.265 | 0.265 | 0.265 | 0.265 | 0.265 | 0.265 | 0.265 | 0.265 | 0.265 | 0.265 | 0.265 | 0.265 | 0.265 | 0.265 | 0.265 | 0.265 | 0.265 | 0.265 | 0.265 | 0.265 | 0.265 | 0.265 | 0.265 | 0.265 | 0.265 | 0.265 | 0.265 | 0.265 | 0.265 | 0.265 | 0.265 | 0.265 | 0.265 | 0.265 | 0.265 | 0.265 | 0.265 | 0.265 | 0.265 | 0.265 | 0.265 | 0.265 | 0.265 | 0.265 | 0.265
2019 | 0 | Victor J. Daniel:2 | [6 empty] | 0.014 | 0.014 | 0.333 | 0.333 | 0.333 | 0.333 | 0.333 | 0.333 | 0.333 | 0.333 | 0.333 | 0.333 | 0.333 | 0.04995 | 0.04995 | 0.04995 | 0.04995 | 0.04995 | 0.04995 | 0.04995 | 0.04995 | 0.04995 | 0.04995 | 0.04995 | 0.04995 | 0.04995 | 0.04995 | 0.04995 | 0.04995 | 0.04995 | 0.04995 | 0.04995 | 0.04995 | 0.04995 | 0.04995 | 0.04995 | 0.04995 | 0.04995 | 0.04995 | 0.04995 | 0.04995 | 0.04995 | 0.04995 | 0.04995 | 0.04995 | 0.04995 | 0.04995 | 0.04995
0 | 0 | Greenwood Energy Center:1 | [6 empty] | 0.3 | 0.3 | 0.3 | 0.3 | 0.3 | 0.3 | 0.3 | 0.3 | 0.3 | 0.3 | 0.3 | 0.3 | 0.3 | 0.3 | 0.3 | 0.3 | 0.3 | 0.3 | 0.3 | 0.3 | 0.3 | 0.3 | 0.3 | 0.3 | 0.3 | 0.3 | 0.3 | 0.3 | 0.3 | 0.3 | 0.3 | 0.3 | 0.3 | 0.3 | 0.3 | 0.3 | 0.3 | 0.3 | 0.3 | 0.3 | 0.3 | 0.3 | 0.3 | 0.3 | 0.3 | 0.3 | 0.3 | 0.3
0 | 0 | Greenwood Energy Center:2 | [6 empty] | 0.3 | 0.3 | 0.3 | 0.3 | 0.3 | 0.3 | 0.3 | 0.3 | 0.3 | 0.3 | 0.3 | 0.3 | 0.3 | 0.3 | 0.3 | 0.3 | 0.3 | 0.3 | 0.3 | 0.3 | 0.3 | 0.3 | 0.3 | 0.3 | 0.3 | 0.3 | 0.3 | 0.3 | 0.3 | 0.3 | 0.3 | 0.3 | 0.3 | 0.3 | 0.3 | 0.3 | 0.3 | 0.3 | 0.3 | 0.3 | 0.3 | 0.3 | 0.3 | 0.3 | 0.3 | 0.3 | 0.3 | 0.3
0 | 0 | Greenwood Energy Center:3 | [6 empty] | 0.3 | 0.3 | 0.3 | 0.3 | 0.3 | 0.3 | 0.3 | 0.3 | 0.3 | 0.3 | 0.3 | 0.3 | 0.3 | 0.3 | 0.3 | 0.3 | 0.3 | 0.3 | 0.3 | 0.3 | 0.3 | 0.3 | 0.3 | 0.3 | 0.3 | 0.3 | 0.3 | 0.3 | 0.3 | 0.3 | 0.3 | 0.3 | 0.3 | 0.3 | 0.3 | 0.3 | 0.3 | 0.3 | 0.3 | 0.3 | 0.3 | 0.3 | 0.3 | 0.3 | 0.3 | 0.3 | 0.3 | 0.3
0 | 0 | Greenwood Energy Center:4 | [6 empty] | 0.3 | 0.3 | 0.3 | 0.3 | 0.3 | 0.3 | 0.3 | 0.3 | 0.3 | 0.3 | 0.3 | 0.3 | 0.3 | 0.3 | 0.3 | 0.3 | 0.3 | 0.3 | 0.3 | 0.3 | 0.3 | 0.3 | 0.3 | 0.3 | 0.3 | 0.3 | 0.3 | 0.3 | 0.3 | 0.3 | 0.3 | 0.3 | 0.3 | 0.3 | 0.3 | 0.3 | 0.3 | 0.3 | 0.3 | 0.3 | 0.3 | 0.3 | 0.3 | 0.3 | 0.3 | 0.3 | 0.3 | 0.3
2015 | 0 | AES Somerset:1 | [6 empty] | 0.133 | 0.133 | 0.189 | 0.189 | 0.189 | 0.189 | 0.189 | 0.189 | 0.189 | 0.02835 | 0.02835 | 0.02835 | 0.02835 | 0.02835 | 0.02835 | 0.02835 | 0.02835 | 0.02835 | 0.02835 | 0.02835 | 0.02835 | 0.02835 | 0.02835 | 0.02835 | 0.02835 | 0.02835 | 0.02835 | 0.02835 | 0.02835 | 0.02835 | 0.02835 | 0.02835 | 0.02835 | 0.02835 | 0.02835 | 0.02835 | 0.02835 | 0.02835 | 0.02835 | 0.02835 | 0.02835 | 0.02835 | 0.02835 | 0.02835 | 0.02835 | 0.02835 | 0.02835 | 0.02835
0 | 0 | Schahfer:16A | [6 empty] | 0.1 | 0.1 | 0.1 | 0.1 | 0.1 | 0.1 | 0.1 | 0.1 | 0.1 | 0.1 | 0.1 | 0.1 | 0.1 | 0.1 | 0.1 | 0.1 | 0.1 | 0.1 | 0.1 | 0.1 | 0.1 | 0.1 | 0.1 | 0.1 | 0.1 | 0.1 | 0.1 | 0.1 | 0.1 | 0.1 | 0.1 | 0.1 | 0.1 | 0.1 | 0.1 | 0.1 | 0.1 | 0.1 | 0.1 | 0.1 | 0.1 | 0.1 | 0.1 | 0.1 | 0.1 | 0.1 | 0.1 | 0.1
2014 | 0 | Schahfer:14 | [6 empty] | 0.138 | 0.138 | 0.159 | 0.159 | 0.159 | 0.159 | 0.159 | 0.159 | 0.02385 | 0.02385 | 0.02385 | 0.02385 | 0.02385 | 0.02385 | 0.02385 | 0.02385 | 0.02385 | 0.02385 | 0.02385 | 0.02385 | 0.02385 | 0.02385 | 0.02385 | 0.02385 | 0.02385 | 0.02385 | 0.02385 | 0.02385 | 0.02385 | 0.02385 | 0.02385 | 0.02385 | 0.02385 | 0.02385 | 0.02385 | 0.02385 | 0.02385 | 0.02385 | 0.02385 | 0.02385 | 0.02385 | 0.02385 | 0.02385 | 0.02385 | 0.02385 | 0.02385 | 0.02385 | 0.02385
2017 | 0 | Schahfer:15 | [6 empty] | 0.172 | 0.172 | 0.255 | 0.255 | 0.255 | 0.255 | 0.255 | 0.255 | 0.255 | 0.255 | 0.255 | 0.03825 | 0.03825 | 0.03825 | 0.03825 | 0.03825 | 0.03825 | 0.03825 | 0.03825 | 0.03825 | 0.03825 | 0.03825 | 0.03825 | 0.03825 | 0.03825 | 0.03825 | 0.03825 | 0.03825 | 0.03825 | 0.03825 | 0.03825 | 0.03825 | 0.03825 | 0.03825 | 0.03825 | 0.03825 | 0.03825 | 0.03825 | 0.03825 | 0.03825 | 0.03825 | 0.03825 | 0.03825 | 0.03825 | 0.03825 | 0.03825 | 0.03825 | 0.03825
2017 | 0 | Schahfer:17 | [6 empty] | 0.176 | 0.176 | 0.162 | 0.162 | 0.162 | 0.162 | 0.162 | 0.162 | 0.162 | 0.162 | 0.162 | 0.0243 | 0.0243 | 0.0243 | 0.0243 | 0.0243 | 0.0243 | 0.0243 | 0.0243 | 0.0243 | 0.0243 | 0.0243 | 0.0243 | 0.0243 | 0.0243 | 0.0243 | 0.0243 | 0.0243 | 0.0243 | 0.0243 | 0.0243 | 0.0243 | 0.0243 | 0.0243 | 0.0243 | 0.0243 | 0.0243 | 0.0243 | 0.0243 | 0.0243 | 0.0243 | 0.0243 | 0.0243 | 0.0243 | 0.0243 | 0.0243 | 0.0243 | 0.0243
2017 | 0 | Schahfer:18 | [6 empty] | 0.202 | 0.202 | 0.166 | 0.166 | 0.166 | 0.166 | 0.166 | 0.166 | 0.166 | 0.166 | 0.166 | 0.0249 | 0.0249 | 0.0249 | 0.0249 | 0.0249 | 0.0249 | 0.0249 | 0.0249 | 0.0249 | 0.0249 | 0.0249 | 0.0249 | 0.0249 | 0.0249 | 0.0249 | 0.0249 | 0.0249 | 0.0249 | 0.0249 | 0.0249 | 0.0249 | 0.0249 | 0.0249 | 0.0249 | 0.0249 | 0.0249 | 0.0249 | 0.0249 | 0.0249 | 0.0249 | 0.0249 | 0.0249 | 0.0249 | 0.0249 | 0.0249 | 0.0249 | 0.0249
0 | 0 | Schahfer:16B | [6 empty] | 0.1 | 0.1 | 0.1 | 0.1 | 0.1 | 0.1 | 0.1 | 0.1 | 0.1 | 0.1 | 0.1 | 0.1 | 0.1 | 0.1 | 0.1 | 0.1 | 0.1 | 0.1 | 0.1 | 0.1 | 0.1 | 0.1 | 0.1 | 0.1 | 0.1 | 0.1 | 0.1 | 0.1 | 0.1 | 0.1 | 0.1 | 0.1 | 0.1 | 0.1 | 0.1 | 0.1 | 0.1 | 0.1 | 0.1 | 0.1 | 0.1 | 0.1 | 0.1 | 0.1 | 0.1 | 0.1 | 0.1 | 0.1
2017 | 0 | Lewis & Clark:1 | [6 empty] | 0.385 | 0.385 | 0.385 | 0.385 | 0.385 | 0.385 | 0.385 | 0.385 | 0.385 | 0.385 | 0.385 | 0.05775 | 0.05775 | 0.05775 | 0.05775 | 0.05775 | 0.05775 | 0.05775 | 0.05775 | 0.05775 | 0.05775 | 0.05775 | 0.05775 | 0.05775 | 0.05775 | 0.05775 | 0.05775 | 0.05775 | 0.05775 | 0.05775 | 0.05775 | 0.05775 | 0.05775 | 0.05775 | 0.05775 | 0.05775 | 0.05775 | 0.05775 | 0.05775 | 0.05775 | 0.05775 | 0.05775 | 0.05775 | 0.05775 | 0.05775 | 0.05775 | 0.05775 | 0.05775
0 | 0 | Cape Canaveral:1 | [6 empty] | 0.35 | 0.35 | 0.35 | 0.35 | 0.35 | 0.35 | 0.35 | 0.35 | 0.35 | 0.35 | 0.35 | 0.35 | 0.35 | 0.35 | 0.35 | 0.35 | 0.35 | 0.35 | 0.35 | 0.35 | 0.35 | 0.35 | 0.35 | 0.35 | 0.35 | 0.35 | 0.35 | 0.35 | 0.35 | 0.35 | 0.35 | 0.35 | 0.35 | 0.35 | 0.35 | 0.35 | 0.35 | 0.35 | 0.35 | 0.35 | 0.35 | 0.35 | 0.35 | 0.35 | 0.35 | 0.35 | 0.35 | 0.35
0 | 0 | Cape Canaveral:2 | [6 empty] | 0.367 | 0.367 | 0.367 | 0.367 | 0.367 | 0.367 | 0.367 | 0.367 | 0.367 | 0.367 | 0.367 | 0.367 | 0.367 | 0.367 | 0.367 | 0.367 | 0.367 | 0.367 | 0.367 | 0.367 | 0.367 | 0.367 | 0.367 | 0.367 | 0.367 | 0.367 | 0.367 | 0.367 | 0.367 | 0.367 | 0.367 | 0.367 | 0.367 | 0.367 | 0.367 | 0.367 | 0.367 | 0.367 | 0.367 | 0.367 | 0.367 | 0.367 | 0.367 | 0.367 | 0.367 | 0.367 | 0.367 | 0.367
|  | Mansfield:1 | [6 empty] | 0.094 | 0.094 | 0.084 | 0.084 | 0.084 | 0.084 | 0.084 | 0.084 | 0.084 | 0.084 | 0.084 | 0.084 | 0.084 | 0.084 | 0.084 | 0.084 | 0.084 | 0.084 | 0.084 | 0.084 | 0.084 | 0.084 | 0.084 | 0.084 | 0.084 | 0.084 | 0.084 | 0.084 | 0.084 | 0.084 | 0.084 | 0.084 | 0.084 | 0.084 | 0.084 | 0.084 | 0.084 | 0.084 | 0.084 | 0.084 | 0.084 | 0.084 | 0.084 | 0.084 | 0.084 | 0.084 | 0.084 | 0.084
|  | Mansfield:2 | [6 empty] | 0.081 | 0.081 | 0.08 | 0.08 | 0.08 | 0.08 | 0.08 | 0.08 | 0.08 | 0.08 | 0.08 | 0.08 | 0.08 | 0.08 | 0.08 | 0.08 | 0.08 | 0.08 | 0.08 | 0.08 | 0.08 | 0.08 | 0.08 | 0.08 | 0.08 | 0.08 | 0.08 | 0.08 | 0.08 | 0.08 | 0.08 | 0.08 | 0.08 | 0.08 | 0.08 | 0.08 | 0.08 | 0.08 | 0.08 | 0.08 | 0.08 | 0.08 | 0.08 | 0.08 | 0.08 | 0.08 | 0.08 | 0.08
2015 | 0 | Mansfield:3 | [6 empty] | 0.074 | 0.074 | 0.119 | 0.119 | 0.119 | 0.119 | 0.119 | 0.119 | 0.119 | 0.01785 | 0.01785 | 0.01785 | 0.01785 | 0.01785 | 0.01785 | 0.01785 | 0.01785 | 0.01785 | 0.01785 | 0.01785 | 0.01785 | 0.01785 | 0.01785 | 0.01785 | 0.01785 | 0.01785 | 0.01785 | 0.01785 | 0.01785 | 0.01785 | 0.01785 | 0.01785 | 0.01785 | 0.01785 | 0.01785 | 0.01785 | 0.01785 | 0.01785 | 0.01785 | 0.01785 | 0.01785 | 0.01785 | 0.01785 | 0.01785 | 0.01785 | 0.01785 | 0.01785 | 0.01785
2019 | 0 | Sooner:1 | [6 empty] | 0.401 | 0.401 | 0.345 | 0.345 | 0.345 | 0.345 | 0.345 | 0.345 | 0.345 | 0.345 | 0.345 | 0.345 | 0.345 | 0.05175 | 0.05175 | 0.05175 | 0.05175 | 0.05175 | 0.05175 | 0.05175 | 0.05175 | 0.05175 | 0.05175 | 0.05175 | 0.05175 | 0.05175 | 0.05175 | 0.05175 | 0.05175 | 0.05175 | 0.05175 | 0.05175 | 0.05175 | 0.05175 | 0.05175 | 0.05175 | 0.05175 | 0.05175 | 0.05175 | 0.05175 | 0.05175 | 0.05175 | 0.05175 | 0.05175 | 0.05175 | 0.05175 | 0.05175 | 0.05175
2019 | 0 | Sooner:2 | [6 empty] | 0.324 | 0.324 | 0.312 | 0.312 | 0.312 | 0.312 | 0.312 | 0.312 | 0.312 | 0.312 | 0.312 | 0.312 | 0.312 | 0.0468 | 0.0468 | 0.0468 | 0.0468 | 0.0468 | 0.0468 | 0.0468 | 0.0468 | 0.0468 | 0.0468 | 0.0468 | 0.0468 | 0.0468 | 0.0468 | 0.0468 | 0.0468 | 0.0468 | 0.0468 | 0.0468 | 0.0468 | 0.0468 | 0.0468 | 0.0468 | 0.0468 | 0.0468 | 0.0468 | 0.0468 | 0.0468 | 0.0468 | 0.0468 | 0.0468 | 0.0468 | 0.0468 | 0.0468 | 0.0468
|  | Cutler (FLPL):5 | [6 empty] | 0.078 | 0.078 | 0.078 | 0.078 | 0.078 | 0.078 | 0.078 | 0.078 | 0.078 | 0.078 | 0.078 | 0.078 | 0.078 | 0.078 | 0.078 | 0.078 | 0.078 | 0.078 | 0.078 | 0.078 | 0.078 | 0.078 | 0.078 | 0.078 | 0.078 | 0.078 | 0.078 | 0.078 | 0.078 | 0.078 | 0.078 | 0.078 | 0.078 | 0.078 | 0.078 | 0.078 | 0.078 | 0.078 | 0.078 | 0.078 | 0.078 | 0.078 | 0.078 | 0.078 | 0.078 | 0.078 | 0.078 | 0.078
0 | 0 | Cutler (FLPL):6 | [6 empty] | 0.088 | 0.088 | 0.088 | 0.088 | 0.088 | 0.088 | 0.088 | 0.088 | 0.088 | 0.088 | 0.088 | 0.088 | 0.088 | 0.088 | 0.088 | 0.088 | 0.088 | 0.088 | 0.088 | 0.088 | 0.088 | 0.088 | 0.088 | 0.088 | 0.088 | 0.088 | 0.088 | 0.088 | 0.088 | 0.088 | 0.088 | 0.088 | 0.088 | 0.088 | 0.088 | 0.088 | 0.088 | 0.088 | 0.088 | 0.088 | 0.088 | 0.088 | 0.088 | 0.088 | 0.088 | 0.088 | 0.088 | 0.088
|  | Gibson:1 | [6 empty] | 0.085 | 0.085 | 0.034 | 0.034 | 0.034 | 0.034 | 0.034 | 0.034 | 0.034 | 0.034 | 0.034 | 0.034 | 0.034 | 0.034 | 0.034 | 0.034 | 0.034 | 0.034 | 0.034 | 0.034 | 0.034 | 0.034 | 0.034 | 0.034 | 0.034 | 0.034 | 0.034 | 0.034 | 0.034 | 0.034 | 0.034 | 0.034 | 0.034 | 0.034 | 0.034 | 0.034 | 0.034 | 0.034 | 0.034 | 0.034 | 0.034 | 0.034 | 0.034 | 0.034 | 0.034 | 0.034 | 0.034 | 0.034
2016 | 0 | Gibson:2 | [6 empty] | 0.085 | 0.085 | 0.143 | 0.143 | 0.143 | 0.143 | 0.143 | 0.143 | 0.143 | 0.143 | 0.02145 | 0.02145 | 0.02145 | 0.02145 | 0.02145 | 0.02145 | 0.02145 | 0.02145 | 0.02145 | 0.02145 | 0.02145 | 0.02145 | 0.02145 | 0.02145 | 0.02145 | 0.02145 | 0.02145 | 0.02145 | 0.02145 | 0.02145 | 0.02145 | 0.02145 | 0.02145 | 0.02145 | 0.02145 | 0.02145 | 0.02145 | 0.02145 | 0.02145 | 0.02145 | 0.02145 | 0.02145 | 0.02145 | 0.02145 | 0.02145 | 0.02145 | 0.02145 | 0.02145
2016 | 0 | Gibson:3 | [6 empty] | 0.083 | 0.083 | 0.095 | 0.095 | 0.095 | 0.095 | 0.095 | 0.095 | 0.095 | 0.095 | 0.01425 | 0.01425 | 0.01425 | 0.01425 | 0.01425 | 0.01425 | 0.01425 | 0.01425 | 0.01425 | 0.01425 | 0.01425 | 0.01425 | 0.01425 | 0.01425 | 0.01425 | 0.01425 | 0.01425 | 0.01425 | 0.01425 | 0.01425 | 0.01425 | 0.01425 | 0.01425 | 0.01425 | 0.01425 | 0.01425 | 0.01425 | 0.01425 | 0.01425 | 0.01425 | 0.01425 | 0.01425 | 0.01425 | 0.01425 | 0.01425 | 0.01425 | 0.01425 | 0.01425
2016 | 0 | Gibson:4 | [6 empty] | 0.066 | 0.066 | 0.089 | 0.089 | 0.089 | 0.089 | 0.089 | 0.089 | 0.089 | 0.089 | 0.01335 | 0.01335 | 0.01335 | 0.01335 | 0.01335 | 0.01335 | 0.01335 | 0.01335 | 0.01335 | 0.01335 | 0.01335 | 0.01335 | 0.01335 | 0.01335 | 0.01335 | 0.01335 | 0.01335 | 0.01335 | 0.01335 | 0.01335 | 0.01335 | 0.01335 | 0.01335 | 0.01335 | 0.01335 | 0.01335 | 0.01335 | 0.01335 | 0.01335 | 0.01335 | 0.01335 | 0.01335 | 0.01335 | 0.01335 | 0.01335 | 0.01335 | 0.01335 | 0.01335
|  | Gibson:5 | [6 empty] | 0.086 | 0.086 | 0.06 | 0.06 | 0.06 | 0.06 | 0.06 | 0.06 | 0.06 | 0.06 | 0.06 | 0.06 | 0.06 | 0.06 | 0.06 | 0.06 | 0.06 | 0.06 | 0.06 | 0.06 | 0.06 | 0.06 | 0.06 | 0.06 | 0.06 | 0.06 | 0.06 | 0.06 | 0.06 | 0.06 | 0.06 | 0.06 | 0.06 | 0.06 | 0.06 | 0.06 | 0.06 | 0.06 | 0.06 | 0.06 | 0.06 | 0.06 | 0.06 | 0.06 | 0.06 | 0.06 | 0.06 | 0.06
|  | Fort Myers:ST1 | [6 empty] | 0.039 | 0.039 | 0.039 | 0.039 | 0.039 | 0.039 | 0.039 | 0.039 | 0.039 | 0.039 | 0.039 | 0.039 | 0.039 | 0.039 | 0.039 | 0.039 | 0.039 | 0.039 | 0.039 | 0.039 | 0.039 | 0.039 | 0.039 | 0.039 | 0.039 | 0.039 | 0.039 | 0.039 | 0.039 | 0.039 | 0.039 | 0.039 | 0.039 | 0.039 | 0.039 | 0.039 | 0.039 | 0.039 | 0.039 | 0.039 | 0.039 | 0.039 | 0.039 | 0.039 | 0.039 | 0.039 | 0.039 | 0.039
0 | 0 | Fort Myers:G10 | [6 empty] | 0.3 | 0.3 | 0.3 | 0.3 | 0.3 | 0.3 | 0.3 | 0.3 | 0.3 | 0.3 | 0.3 | 0.3 | 0.3 | 0.3 | 0.3 | 0.3 | 0.3 | 0.3 | 0.3 | 0.3 | 0.3 | 0.3 | 0.3 | 0.3 | 0.3 | 0.3 | 0.3 | 0.3 | 0.3 | 0.3 | 0.3 | 0.3 | 0.3 | 0.3 | 0.3 | 0.3 | 0.3 | 0.3 | 0.3 | 0.3 | 0.3 | 0.3 | 0.3 | 0.3 | 0.3 | 0.3 | 0.3 | 0.3
0 | 0 | Fort Myers:11 | [6 empty] | 0.3 | 0.3 | 0.3 | 0.3 | 0.3 | 0.3 | 0.3 | 0.3 | 0.3 | 0.3 | 0.3 | 0.3 | 0.3 | 0.3 | 0.3 | 0.3 | 0.3 | 0.3 | 0.3 | 0.3 | 0.3 | 0.3 | 0.3 | 0.3 | 0.3 | 0.3 | 0.3 | 0.3 | 0.3 | 0.3 | 0.3 | 0.3 | 0.3 | 0.3 | 0.3 | 0.3 | 0.3 | 0.3 | 0.3 | 0.3 | 0.3 | 0.3 | 0.3 | 0.3 | 0.3 | 0.3 | 0.3 | 0.3
0 | 0 | Fort Myers:12 | [6 empty] | 0.3 | 0.3 | 0.3 | 0.3 | 0.3 | 0.3 | 0.3 | 0.3 | 0.3 | 0.3 | 0.3 | 0.3 | 0.3 | 0.3 | 0.3 | 0.3 | 0.3 | 0.3 | 0.3 | 0.3 | 0.3 | 0.3 | 0.3 | 0.3 | 0.3 | 0.3 | 0.3 | 0.3 | 0.3 | 0.3 | 0.3 | 0.3 | 0.3 | 0.3 | 0.3 | 0.3 | 0.3 | 0.3 | 0.3 | 0.3 | 0.3 | 0.3 | 0.3 | 0.3 | 0.3 | 0.3 | 0.3 | 0.3
|  | Fort Myers:ST2 | [6 empty] | 0.026 | 0.026 | 0.026 | 0.026 | 0.026 | 0.026 | 0.026 | 0.026 | 0.026 | 0.026 | 0.026 | 0.026 | 0.026 | 0.026 | 0.026 | 0.026 | 0.026 | 0.026 | 0.026 | 0.026 | 0.026 | 0.026 | 0.026 | 0.026 | 0.026 | 0.026 | 0.026 | 0.026 | 0.026 | 0.026 | 0.026 | 0.026 | 0.026 | 0.026 | 0.026 | 0.026 | 0.026 | 0.026 | 0.026 | 0.026 | 0.026 | 0.026 | 0.026 | 0.026 | 0.026 | 0.026 | 0.026 | 0.026
0 | 0 | Fort Myers:GT1 | [6 empty] | 0.3 | 0.3 | 0.3 | 0.3 | 0.3 | 0.3 | 0.3 | 0.3 | 0.3 | 0.3 | 0.3 | 0.3 | 0.3 | 0.3 | 0.3 | 0.3 | 0.3 | 0.3 | 0.3 | 0.3 | 0.3 | 0.3 | 0.3 | 0.3 | 0.3 | 0.3 | 0.3 | 0.3 | 0.3 | 0.3 | 0.3 | 0.3 | 0.3 | 0.3 | 0.3 | 0.3 | 0.3 | 0.3 | 0.3 | 0.3 | 0.3 | 0.3 | 0.3 | 0.3 | 0.3 | 0.3 | 0.3 | 0.3
0 | 0 | Fort Myers:GT2 | [6 empty] | 0.3 | 0.3 | 0.3 | 0.3 | 0.3 | 0.3 | 0.3 | 0.3 | 0.3 | 0.3 | 0.3 | 0.3 | 0.3 | 0.3 | 0.3 | 0.3 | 0.3 | 0.3 | 0.3 | 0.3 | 0.3 | 0.3 | 0.3 | 0.3 | 0.3 | 0.3 | 0.3 | 0.3 | 0.3 | 0.3 | 0.3 | 0.3 | 0.3 | 0.3 | 0.3 | 0.3 | 0.3 | 0.3 | 0.3 | 0.3 | 0.3 | 0.3 | 0.3 | 0.3 | 0.3 | 0.3 | 0.3 | 0.3
|  | Fort Myers:3 | [6 empty] | 0.059 | 0.059 | 0.059 | 0.059 | 0.059 | 0.059 | 0.059 | 0.059 | 0.059 | 0.059 | 0.059 | 0.059 | 0.059 | 0.059 | 0.059 | 0.059 | 0.059 | 0.059 | 0.059 | 0.059 | 0.059 | 0.059 | 0.059 | 0.059 | 0.059 | 0.059 | 0.059 | 0.059 | 0.059 | 0.059 | 0.059 | 0.059 | 0.059 | 0.059 | 0.059 | 0.059 | 0.059 | 0.059 | 0.059 | 0.059 | 0.059 | 0.059 | 0.059 | 0.059 | 0.059 | 0.059 | 0.059 | 0.059
|  | Fort Myers:CCA | [6 empty] | 0.04 | 0.04 | 0.04 | 0.04 | 0.04 | 0.04 | 0.04 | 0.04 | 0.04 | 0.04 | 0.04 | 0.04 | 0.04 | 0.04 | 0.04 | 0.04 | 0.04 | 0.04 | 0.04 | 0.04 | 0.04 | 0.04 | 0.04 | 0.04 | 0.04 | 0.04 | 0.04 | 0.04 | 0.04 | 0.04 | 0.04 | 0.04 | 0.04 | 0.04 | 0.04 | 0.04 | 0.04 | 0.04 | 0.04 | 0.04 | 0.04 | 0.04 | 0.04 | 0.04 | 0.04 | 0.04 | 0.04 | 0.04
|  | Fort Myers:CCB | [6 empty] | 0.04 | 0.04 | 0.04 | 0.04 | 0.04 | 0.04 | 0.04 | 0.04 | 0.04 | 0.04 | 0.04 | 0.04 | 0.04 | 0.04 | 0.04 | 0.04 | 0.04 | 0.04 | 0.04 | 0.04 | 0.04 | 0.04 | 0.04 | 0.04 | 0.04 | 0.04 | 0.04 | 0.04 | 0.04 | 0.04 | 0.04 | 0.04 | 0.04 | 0.04 | 0.04 | 0.04 | 0.04 | 0.04 | 0.04 | 0.04 | 0.04 | 0.04 | 0.04 | 0.04 | 0.04 | 0.04 | 0.04 | 0.04
0 | 0 | Fort Myers:4 | [6 empty] | 0.3 | 0.3 | 0.3 | 0.3 | 0.3 | 0.3 | 0.3 | 0.3 | 0.3 | 0.3 | 0.3 | 0.3 | 0.3 | 0.3 | 0.3 | 0.3 | 0.3 | 0.3 | 0.3 | 0.3 | 0.3 | 0.3 | 0.3 | 0.3 | 0.3 | 0.3 | 0.3 | 0.3 | 0.3 | 0.3 | 0.3 | 0.3 | 0.3 | 0.3 | 0.3 | 0.3 | 0.3 | 0.3 | 0.3 | 0.3 | 0.3 | 0.3 | 0.3 | 0.3 | 0.3 | 0.3 | 0.3 | 0.3
0 | 0 | Fort Myers:5 | [6 empty] | 0.3 | 0.3 | 0.3 | 0.3 | 0.3 | 0.3 | 0.3 | 0.3 | 0.3 | 0.3 | 0.3 | 0.3 | 0.3 | 0.3 | 0.3 | 0.3 | 0.3 | 0.3 | 0.3 | 0.3 | 0.3 | 0.3 | 0.3 | 0.3 | 0.3 | 0.3 | 0.3 | 0.3 | 0.3 | 0.3 | 0.3 | 0.3 | 0.3 | 0.3 | 0.3 | 0.3 | 0.3 | 0.3 | 0.3 | 0.3 | 0.3 | 0.3 | 0.3 | 0.3 | 0.3 | 0.3 | 0.3 | 0.3
0 | 0 | Fort Myers:6 | [6 empty] | 0.3 | 0.3 | 0.3 | 0.3 | 0.3 | 0.3 | 0.3 | 0.3 | 0.3 | 0.3 | 0.3 | 0.3 | 0.3 | 0.3 | 0.3 | 0.3 | 0.3 | 0.3 | 0.3 | 0.3 | 0.3 | 0.3 | 0.3 | 0.3 | 0.3 | 0.3 | 0.3 | 0.3 | 0.3 | 0.3 | 0.3 | 0.3 | 0.3 | 0.3 | 0.3 | 0.3 | 0.3 | 0.3 | 0.3 | 0.3 | 0.3 | 0.3 | 0.3 | 0.3 | 0.3 | 0.3 | 0.3 | 0.3
0 | 0 | Fort Myers:7 | [6 empty] | 0.3 | 0.3 | 0.3 | 0.3 | 0.3 | 0.3 | 0.3 | 0.3 | 0.3 | 0.3 | 0.3 | 0.3 | 0.3 | 0.3 | 0.3 | 0.3 | 0.3 | 0.3 | 0.3 | 0.3 | 0.3 | 0.3 | 0.3 | 0.3 | 0.3 | 0.3 | 0.3 | 0.3 | 0.3 | 0.3 | 0.3 | 0.3 | 0.3 | 0.3 | 0.3 | 0.3 | 0.3 | 0.3 | 0.3 | 0.3 | 0.3 | 0.3 | 0.3 | 0.3 | 0.3 | 0.3 | 0.3 | 0.3
0 | 0 | Fort Myers:8 | [6 empty] | 0.3 | 0.3 | 0.3 | 0.3 | 0.3 | 0.3 | 0.3 | 0.3 | 0.3 | 0.3 | 0.3 | 0.3 | 0.3 | 0.3 | 0.3 | 0.3 | 0.3 | 0.3 | 0.3 | 0.3 | 0.3 | 0.3 | 0.3 | 0.3 | 0.3 | 0.3 | 0.3 | 0.3 | 0.3 | 0.3 | 0.3 | 0.3 | 0.3 | 0.3 | 0.3 | 0.3 | 0.3 | 0.3 | 0.3 | 0.3 | 0.3 | 0.3 | 0.3 | 0.3 | 0.3 | 0.3 | 0.3 | 0.3
0 | 0 | Fort Myers:9 | [6 empty] | 0.3 | 0.3 | 0.3 | 0.3 | 0.3 | 0.3 | 0.3 | 0.3 | 0.3 | 0.3 | 0.3 | 0.3 | 0.3 | 0.3 | 0.3 | 0.3 | 0.3 | 0.3 | 0.3 | 0.3 | 0.3 | 0.3 | 0.3 | 0.3 | 0.3 | 0.3 | 0.3 | 0.3 | 0.3 | 0.3 | 0.3 | 0.3 | 0.3 | 0.3 | 0.3 | 0.3 | 0.3 | 0.3 | 0.3 | 0.3 | 0.3 | 0.3 | 0.3 | 0.3 | 0.3 | 0.3 | 0.3 | 0.3
|  | Lauderdale:1-2 | [6 empty] | 0.111 | 0.111 | 0.111 | 0.111 | 0.111 | 0.111 | 0.111 | 0.111 | 0.111 | 0.111 | 0.111 | 0.111 | 0.111 | 0.111 | 0.111 | 0.111 | 0.111 | 0.111 | 0.111 | 0.111 | 0.111 | 0.111 | 0.111 | 0.111 | 0.111 | 0.111 | 0.111 | 0.111 | 0.111 | 0.111 | 0.111 | 0.111 | 0.111 | 0.111 | 0.111 | 0.111 | 0.111 | 0.111 | 0.111 | 0.111 | 0.111 | 0.111 | 0.111 | 0.111 | 0.111 | 0.111 | 0.111 | 0.111
0 | 0 | Lauderdale:11-12 | [6 empty] | 0.15 | 0.15 | 0.15 | 0.15 | 0.15 | 0.15 | 0.15 | 0.15 | 0.15 | 0.15 | 0.15 | 0.15 | 0.15 | 0.15 | 0.15 | 0.15 | 0.15 | 0.15 | 0.15 | 0.15 | 0.15 | 0.15 | 0.15 | 0.15 | 0.15 | 0.15 | 0.15 | 0.15 | 0.15 | 0.15 | 0.15 | 0.15 | 0.15 | 0.15 | 0.15 | 0.15 | 0.15 | 0.15 | 0.15 | 0.15 | 0.15 | 0.15 | 0.15 | 0.15 | 0.15 | 0.15 | 0.15 | 0.15
|  | Lauderdale:13-14 | [6 empty] | 0.15 | 0.15 | 0.15 | 0.15 | 0.15 | 0.15 | 0.15 | 0.15 | 0.15 | 0.15 | 0.15 | 0.15 | 0.15 | 0.15 | 0.15 | 0.15 | 0.15 | 0.15 | 0.15 | 0.15 | 0.15 | 0.15 | 0.15 | 0.15 | 0.15 | 0.15 | 0.15 | 0.15 | 0.15 | 0.15 | 0.15 | 0.15 | 0.15 | 0.15 | 0.15 | 0.15 | 0.15 | 0.15 | 0.15 | 0.15 | 0.15 | 0.15 | 0.15 | 0.15 | 0.15 | 0.15 | 0.15 | 0.15
|  | Lauderdale:15-16 | [6 empty] | 0.15 | 0.15 | 0.15 | 0.15 | 0.15 | 0.15 | 0.15 | 0.15 | 0.15 | 0.15 | 0.15 | 0.15 | 0.15 | 0.15 | 0.15 | 0.15 | 0.15 | 0.15 | 0.15 | 0.15 | 0.15 | 0.15 | 0.15 | 0.15 | 0.15 | 0.15 | 0.15 | 0.15 | 0.15 | 0.15 | 0.15 | 0.15 | 0.15 | 0.15 | 0.15 | 0.15 | 0.15 | 0.15 | 0.15 | 0.15 | 0.15 | 0.15 | 0.15 | 0.15 | 0.15 | 0.15 | 0.15 | 0.15
|  | Lauderdale:17-18 | [6 empty] | 0.15 | 0.15 | 0.15 | 0.15 | 0.15 | 0.15 | 0.15 | 0.15 | 0.15 | 0.15 | 0.15 | 0.15 | 0.15 | 0.15 | 0.15 | 0.15 | 0.15 | 0.15 | 0.15 | 0.15 | 0.15 | 0.15 | 0.15 | 0.15 | 0.15 | 0.15 | 0.15 | 0.15 | 0.15 | 0.15 | 0.15 | 0.15 | 0.15 | 0.15 | 0.15 | 0.15 | 0.15 | 0.15 | 0.15 | 0.15 | 0.15 | 0.15 | 0.15 | 0.15 | 0.15 | 0.15 | 0.15 | 0.15
|  | Lauderdale:19-20 | [6 empty] | 0.15 | 0.15 | 0.15 | 0.15 | 0.15 | 0.15 | 0.15 | 0.15 | 0.15 | 0.15 | 0.15 | 0.15 | 0.15 | 0.15 | 0.15 | 0.15 | 0.15 | 0.15 | 0.15 | 0.15 | 0.15 | 0.15 | 0.15 | 0.15 | 0.15 | 0.15 | 0.15 | 0.15 | 0.15 | 0.15 | 0.15 | 0.15 | 0.15 | 0.15 | 0.15 | 0.15 | 0.15 | 0.15 | 0.15 | 0.15 | 0.15 | 0.15 | 0.15 | 0.15 | 0.15 | 0.15 | 0.15 | 0.15
|  | Lauderdale:21-22 | [6 empty] | 0.15 | 0.15 | 0.15 | 0.15 | 0.15 | 0.15 | 0.15 | 0.15 | 0.15 | 0.15 | 0.15 | 0.15 | 0.15 | 0.15 | 0.15 | 0.15 | 0.15 | 0.15 | 0.15 | 0.15 | 0.15 | 0.15 | 0.15 | 0.15 | 0.15 | 0.15 | 0.15 | 0.15 | 0.15 | 0.15 | 0.15 | 0.15 | 0.15 | 0.15 | 0.15 | 0.15 | 0.15 | 0.15 | 0.15 | 0.15 | 0.15 | 0.15 | 0.15 | 0.15 | 0.15 | 0.15 | 0.15 | 0.15
|  | Lauderdale:23-24 | [6 empty] | 0.15 | 0.15 | 0.15 | 0.15 | 0.15 | 0.15 | 0.15 | 0.15 | 0.15 | 0.15 | 0.15 | 0.15 | 0.15 | 0.15 | 0.15 | 0.15 | 0.15 | 0.15 | 0.15 | 0.15 | 0.15 | 0.15 | 0.15 | 0.15 | 0.15 | 0.15 | 0.15 | 0.15 | 0.15 | 0.15 | 0.15 | 0.15 | 0.15 | 0.15 | 0.15 | 0.15 | 0.15 | 0.15 | 0.15 | 0.15 | 0.15 | 0.15 | 0.15 | 0.15 | 0.15 | 0.15 | 0.15 | 0.15
|  | Lauderdale:3-4 | [6 empty] | 0.114 | 0.114 | 0.114 | 0.114 | 0.114 | 0.114 | 0.114 | 0.114 | 0.114 | 0.114 | 0.114 | 0.114 | 0.114 | 0.114 | 0.114 | 0.114 | 0.114 | 0.114 | 0.114 | 0.114 | 0.114 | 0.114 | 0.114 | 0.114 | 0.114 | 0.114 | 0.114 | 0.114 | 0.114 | 0.114 | 0.114 | 0.114 | 0.114 | 0.114 | 0.114 | 0.114 | 0.114 | 0.114 | 0.114 | 0.114 | 0.114 | 0.114 | 0.114 | 0.114 | 0.114 | 0.114 | 0.114 | 0.114
0 | 0 | Lauderdale:CC4 | [6 empty] | 0.111 | 0.111 | 0.111 | 0.111 | 0.111 | 0.111 | 0.111 | 0.111 | 0.111 | 0.111 | 0.111 | 0.111 | 0.111 | 0.111 | 0.111 | 0.111 | 0.111 | 0.111 | 0.111 | 0.111 | 0.111 | 0.111 | 0.111 | 0.111 | 0.111 | 0.111 | 0.111 | 0.111 | 0.111 | 0.111 | 0.111 | 0.111 | 0.111 | 0.111 | 0.111 | 0.111 | 0.111 | 0.111 | 0.111 | 0.111 | 0.111 | 0.111 | 0.111 | 0.111 | 0.111 | 0.111 | 0.111 | 0.111
0 | 0 | Lauderdale:CC5 | [6 empty] | 0.123 | 0.123 | 0.123 | 0.123 | 0.123 | 0.123 | 0.123 | 0.123 | 0.123 | 0.123 | 0.123 | 0.123 | 0.123 | 0.123 | 0.123 | 0.123 | 0.123 | 0.123 | 0.123 | 0.123 | 0.123 | 0.123 | 0.123 | 0.123 | 0.123 | 0.123 | 0.123 | 0.123 | 0.123 | 0.123 | 0.123 | 0.123 | 0.123 | 0.123 | 0.123 | 0.123 | 0.123 | 0.123 | 0.123 | 0.123 | 0.123 | 0.123 | 0.123 | 0.123 | 0.123 | 0.123 | 0.123 | 0.123
|  | Lauderdale:5-6 | [6 empty] | 0.108 | 0.108 | 0.108 | 0.108 | 0.108 | 0.108 | 0.108 | 0.108 | 0.108 | 0.108 | 0.108 | 0.108 | 0.108 | 0.108 | 0.108 | 0.108 | 0.108 | 0.108 | 0.108 | 0.108 | 0.108 | 0.108 | 0.108 | 0.108 | 0.108 | 0.108 | 0.108 | 0.108 | 0.108 | 0.108 | 0.108 | 0.108 | 0.108 | 0.108 | 0.108 | 0.108 | 0.108 | 0.108 | 0.108 | 0.108 | 0.108 | 0.108 | 0.108 | 0.108 | 0.108 | 0.108 | 0.108 | 0.108
|  | Lauderdale:7-8 | [6 empty] | 0.11 | 0.11 | 0.11 | 0.11 | 0.11 | 0.11 | 0.11 | 0.11 | 0.11 | 0.11 | 0.11 | 0.11 | 0.11 | 0.11 | 0.11 | 0.11 | 0.11 | 0.11 | 0.11 | 0.11 | 0.11 | 0.11 | 0.11 | 0.11 | 0.11 | 0.11 | 0.11 | 0.11 | 0.11 | 0.11 | 0.11 | 0.11 | 0.11 | 0.11 | 0.11 | 0.11 | 0.11 | 0.11 | 0.11 | 0.11 | 0.11 | 0.11 | 0.11 | 0.11 | 0.11 | 0.11 | 0.11 | 0.11
|  | Lauderdale:9-10 | [6 empty] | 0.15 | 0.15 | 0.15 | 0.15 | 0.15 | 0.15 | 0.15 | 0.15 | 0.15 | 0.15 | 0.15 | 0.15 | 0.15 | 0.15 | 0.15 | 0.15 | 0.15 | 0.15 | 0.15 | 0.15 | 0.15 | 0.15 | 0.15 | 0.15 | 0.15 | 0.15 | 0.15 | 0.15 | 0.15 | 0.15 | 0.15 | 0.15 | 0.15 | 0.15 | 0.15 | 0.15 | 0.15 | 0.15 | 0.15 | 0.15 | 0.15 | 0.15 | 0.15 | 0.15 | 0.15 | 0.15 | 0.15 | 0.15
2017 | 0 | Brown (SIGE):1 | [6 empty] | 0.089 | 0.089 | 0.121 | 0.121 | 0.121 | 0.121 | 0.121 | 0.121 | 0.121 | 0.121 | 0.121 | 0.01815 | 0.01815 | 0.01815 | 0.01815 | 0.01815 | 0.01815 | 0.01815 | 0.01815 | 0.01815 | 0.01815 | 0.01815 | 0.01815 | 0.01815 | 0.01815 | 0.01815 | 0.01815 | 0.01815 | 0.01815 | 0.01815 | 0.01815 | 0.01815 | 0.01815 | 0.01815 | 0.01815 | 0.01815 | 0.01815 | 0.01815 | 0.01815 | 0.01815 | 0.01815 | 0.01815 | 0.01815 | 0.01815 | 0.01815 | 0.01815 | 0.01815 | 0.01815
2017 | 0 | Brown (SIGE):2 | [6 empty] | 0.107 | 0.107 | 0.11 | 0.11 | 0.11 | 0.11 | 0.11 | 0.11 | 0.11 | 0.11 | 0.11 | 0.0165 | 0.0165 | 0.0165 | 0.0165 | 0.0165 | 0.0165 | 0.0165 | 0.0165 | 0.0165 | 0.0165 | 0.0165 | 0.0165 | 0.0165 | 0.0165 | 0.0165 | 0.0165 | 0.0165 | 0.0165 | 0.0165 | 0.0165 | 0.0165 | 0.0165 | 0.0165 | 0.0165 | 0.0165 | 0.0165 | 0.0165 | 0.0165 | 0.0165 | 0.0165 | 0.0165 | 0.0165 | 0.0165 | 0.0165 | 0.0165 | 0.0165 | 0.0165
0 | 0 | Brown (SIGE):GT | [6 empty] | 0.118 | 0.118 | 0.128 | 0.128 | 0.128 | 0.128 | 0.128 | 0.128 | 0.128 | 0.128 | 0.128 | 0.128 | 0.128 | 0.128 | 0.128 | 0.128 | 0.128 | 0.128 | 0.128 | 0.128 | 0.128 | 0.128 | 0.128 | 0.128 | 0.128 | 0.128 | 0.128 | 0.128 | 0.128 | 0.128 | 0.128 | 0.128 | 0.128 | 0.128 | 0.128 | 0.128 | 0.128 | 0.128 | 0.128 | 0.128 | 0.128 | 0.128 | 0.128 | 0.128 | 0.128 | 0.128 | 0.128 | 0.128
|  | Brown (SIGE):4 | [6 empty] | 0.024 | 0.024 | 0.029 | 0.029 | 0.029 | 0.029 | 0.029 | 0.029 | 0.029 | 0.029 | 0.029 | 0.029 | 0.029 | 0.029 | 0.029 | 0.029 | 0.029 | 0.029 | 0.029 | 0.029 | 0.029 | 0.029 | 0.029 | 0.029 | 0.029 | 0.029 | 0.029 | 0.029 | 0.029 | 0.029 | 0.029 | 0.029 | 0.029 | 0.029 | 0.029 | 0.029 | 0.029 | 0.029 | 0.029 | 0.029 | 0.029 | 0.029 | 0.029 | 0.029 | 0.029 | 0.029 | 0.029 | 0.029
2018 | 0 | Rush Island:1 | [6 empty] | 0.096 | 0.096 | 0.09 | 0.09 | 0.09 | 0.09 | 0.09 | 0.09 | 0.09 | 0.09 | 0.09 | 0.09 | 0.0135 | 0.0135 | 0.0135 | 0.0135 | 0.0135 | 0.0135 | 0.0135 | 0.0135 | 0.0135 | 0.0135 | 0.0135 | 0.0135 | 0.0135 | 0.0135 | 0.0135 | 0.0135 | 0.0135 | 0.0135 | 0.0135 | 0.0135 | 0.0135 | 0.0135 | 0.0135 | 0.0135 | 0.0135 | 0.0135 | 0.0135 | 0.0135 | 0.0135 | 0.0135 | 0.0135 | 0.0135 | 0.0135 | 0.0135 | 0.0135 | 0.0135
2019 | 0 | Rush Island:2 | [6 empty] | 0.098 | 0.098 | 0.089 | 0.089 | 0.089 | 0.089 | 0.089 | 0.089 | 0.089 | 0.089 | 0.089 | 0.089 | 0.089 | 0.01335 | 0.01335 | 0.01335 | 0.01335 | 0.01335 | 0.01335 | 0.01335 | 0.01335 | 0.01335 | 0.01335 | 0.01335 | 0.01335 | 0.01335 | 0.01335 | 0.01335 | 0.01335 | 0.01335 | 0.01335 | 0.01335 | 0.01335 | 0.01335 | 0.01335 | 0.01335 | 0.01335 | 0.01335 | 0.01335 | 0.01335 | 0.01335 | 0.01335 | 0.01335 | 0.01335 | 0.01335 | 0.01335 | 0.01335 | 0.01335
2017 | 0 | Rockport (INMI):1 | [6 empty] | 0.123 | 0.123 | 0.216 | 0.216 | 0.216 | 0.216 | 0.216 | 0.216 | 0.216 | 0.216 | 0.216 | 0.0324 | 0.0324 | 0.0324 | 0.0324 | 0.0324 | 0.0324 | 0.0324 | 0.0324 | 0.0324 | 0.0324 | 0.0324 | 0.0324 | 0.0324 | 0.0324 | 0.0324 | 0.0324 | 0.0324 | 0.0324 | 0.0324 | 0.0324 | 0.0324 | 0.0324 | 0.0324 | 0.0324 | 0.0324 | 0.0324 | 0.0324 | 0.0324 | 0.0324 | 0.0324 | 0.0324 | 0.0324 | 0.0324 | 0.0324 | 0.0324 | 0.0324 | 0.0324
2017 | 0 | Rockport (INMI):2 | [6 empty] | 0.122 | 0.122 | 0.214 | 0.214 | 0.214 | 0.214 | 0.214 | 0.214 | 0.214 | 0.214 | 0.214 | 0.0321 | 0.0321 | 0.0321 | 0.0321 | 0.0321 | 0.0321 | 0.0321 | 0.0321 | 0.0321 | 0.0321 | 0.0321 | 0.0321 | 0.0321 | 0.0321 | 0.0321 | 0.0321 | 0.0321 | 0.0321 | 0.0321 | 0.0321 | 0.0321 | 0.0321 | 0.0321 | 0.0321 | 0.0321 | 0.0321 | 0.0321 | 0.0321 | 0.0321 | 0.0321 | 0.0321 | 0.0321 | 0.0321 | 0.0321 | 0.0321 | 0.0321 | 0.0321
|  | Port Everglades:1-2 | [6 empty] | 0.261 | 0.261 | 0.261 | 0.261 | 0.261 | 0.261 | 0.261 | 0.261 | 0.261 | 0.261 | 0.261 | 0.261 | 0.261 | 0.261 | 0.261 | 0.261 | 0.261 | 0.261 | 0.261 | 0.261 | 0.261 | 0.261 | 0.261 | 0.261 | 0.261 | 0.261 | 0.261 | 0.261 | 0.261 | 0.261 | 0.261 | 0.261 | 0.261 | 0.261 | 0.261 | 0.261 | 0.261 | 0.261 | 0.261 | 0.261 | 0.261 | 0.261 | 0.261 | 0.261 | 0.261 | 0.261 | 0.261 | 0.261
0 | 0 | Port Everglades:11-12 | [6 empty] | 0.4 | 0.4 | 0.4 | 0.4 | 0.4 | 0.4 | 0.4 | 0.4 | 0.4 | 0.4 | 0.4 | 0.4 | 0.4 | 0.4 | 0.4 | 0.4 | 0.4 | 0.4 | 0.4 | 0.4 | 0.4 | 0.4 | 0.4 | 0.4 | 0.4 | 0.4 | 0.4 | 0.4 | 0.4 | 0.4 | 0.4 | 0.4 | 0.4 | 0.4 | 0.4 | 0.4 | 0.4 | 0.4 | 0.4 | 0.4 | 0.4 | 0.4 | 0.4 | 0.4 | 0.4 | 0.4 | 0.4 | 0.4
0 | 0 | Port Everglades:ST1 | [6 empty] | 0.309 | 0.309 | 0.309 | 0.309 | 0.309 | 0.309 | 0.309 | 0.309 | 0.309 | 0.309 | 0.309 | 0.309 | 0.309 | 0.309 | 0.309 | 0.309 | 0.309 | 0.309 | 0.309 | 0.309 | 0.309 | 0.309 | 0.309 | 0.309 | 0.309 | 0.309 | 0.309 | 0.309 | 0.309 | 0.309 | 0.309 | 0.309 | 0.309 | 0.309 | 0.309 | 0.309 | 0.309 | 0.309 | 0.309 | 0.309 | 0.309 | 0.309 | 0.309 | 0.309 | 0.309 | 0.309 | 0.309 | 0.309
0 | 0 | Port Everglades:ST2 | [6 empty] | 0.316 | 0.316 | 0.316 | 0.316 | 0.316 | 0.316 | 0.316 | 0.316 | 0.316 | 0.316 | 0.316 | 0.316 | 0.316 | 0.316 | 0.316 | 0.316 | 0.316 | 0.316 | 0.316 | 0.316 | 0.316 | 0.316 | 0.316 | 0.316 | 0.316 | 0.316 | 0.316 | 0.316 | 0.316 | 0.316 | 0.316 | 0.316 | 0.316 | 0.316 | 0.316 | 0.316 | 0.316 | 0.316 | 0.316 | 0.316 | 0.316 | 0.316 | 0.316 | 0.316 | 0.316 | 0.316 | 0.316 | 0.316
|  | Port Everglades:ST3 | [6 empty] | 0.492 | 0.492 | 0.049 | 0.049 | 0.049 | 0.049 | 0.049 | 0.049 | 0.049 | 0.049 | 0.049 | 0.049 | 0.049 | 0.049 | 0.049 | 0.049 | 0.049 | 0.049 | 0.049 | 0.049 | 0.049 | 0.049 | 0.049 | 0.049 | 0.049 | 0.049 | 0.049 | 0.049 | 0.049 | 0.049 | 0.049 | 0.049 | 0.049 | 0.049 | 0.049 | 0.049 | 0.049 | 0.049 | 0.049 | 0.049 | 0.049 | 0.049 | 0.049 | 0.049 | 0.049 | 0.049 | 0.049 | 0.049
|  | Port Everglades:ST4 | [6 empty] | 0.522 | 0.522 | 0.052 | 0.052 | 0.052 | 0.052 | 0.052 | 0.052 | 0.052 | 0.052 | 0.052 | 0.052 | 0.052 | 0.052 | 0.052 | 0.052 | 0.052 | 0.052 | 0.052 | 0.052 | 0.052 | 0.052 | 0.052 | 0.052 | 0.052 | 0.052 | 0.052 | 0.052 | 0.052 | 0.052 | 0.052 | 0.052 | 0.052 | 0.052 | 0.052 | 0.052 | 0.052 | 0.052 | 0.052 | 0.052 | 0.052 | 0.052 | 0.052 | 0.052 | 0.052 | 0.052 | 0.052 | 0.052
|  | Port Everglades:3-4 | [6 empty] | 0.352 | 0.352 | 0.352 | 0.352 | 0.352 | 0.352 | 0.352 | 0.352 | 0.352 | 0.352 | 0.352 | 0.352 | 0.352 | 0.352 | 0.352 | 0.352 | 0.352 | 0.352 | 0.352 | 0.352 | 0.352 | 0.352 | 0.352 | 0.352 | 0.352 | 0.352 | 0.352 | 0.352 | 0.352 | 0.352 | 0.352 | 0.352 | 0.352 | 0.352 | 0.352 | 0.352 | 0.352 | 0.352 | 0.352 | 0.352 | 0.352 | 0.352 | 0.352 | 0.352 | 0.352 | 0.352 | 0.352 | 0.352
|  | Port Everglades:5-6 | [6 empty] | 0.4 | 0.4 | 0.4 | 0.4 | 0.4 | 0.4 | 0.4 | 0.4 | 0.4 | 0.4 | 0.4 | 0.4 | 0.4 | 0.4 | 0.4 | 0.4 | 0.4 | 0.4 | 0.4 | 0.4 | 0.4 | 0.4 | 0.4 | 0.4 | 0.4 | 0.4 | 0.4 | 0.4 | 0.4 | 0.4 | 0.4 | 0.4 | 0.4 | 0.4 | 0.4 | 0.4 | 0.4 | 0.4 | 0.4 | 0.4 | 0.4 | 0.4 | 0.4 | 0.4 | 0.4 | 0.4 | 0.4 | 0.4
|  | Port Everglades:7-8 | [6 empty] | 0.4 | 0.4 | 0.4 | 0.4 | 0.4 | 0.4 | 0.4 | 0.4 | 0.4 | 0.4 | 0.4 | 0.4 | 0.4 | 0.4 | 0.4 | 0.4 | 0.4 | 0.4 | 0.4 | 0.4 | 0.4 | 0.4 | 0.4 | 0.4 | 0.4 | 0.4 | 0.4 | 0.4 | 0.4 | 0.4 | 0.4 | 0.4 | 0.4 | 0.4 | 0.4 | 0.4 | 0.4 | 0.4 | 0.4 | 0.4 | 0.4 | 0.4 | 0.4 | 0.4 | 0.4 | 0.4 | 0.4 | 0.4
|  | Port Everglades:9-10 | [6 empty] | 0.4 | 0.4 | 0.4 | 0.4 | 0.4 | 0.4 | 0.4 | 0.4 | 0.4 | 0.4 | 0.4 | 0.4 | 0.4 | 0.4 | 0.4 | 0.4 | 0.4 | 0.4 | 0.4 | 0.4 | 0.4 | 0.4 | 0.4 | 0.4 | 0.4 | 0.4 | 0.4 | 0.4 | 0.4 | 0.4 | 0.4 | 0.4 | 0.4 | 0.4 | 0.4 | 0.4 | 0.4 | 0.4 | 0.4 | 0.4 | 0.4 | 0.4 | 0.4 | 0.4 | 0.4 | 0.4 | 0.4 | 0.4
|  | Pleasant Prairie:1 | [6 empty] | 0.024 | 0.024 | 0.05 | 0.05 | 0.05 | 0.05 | 0.05 | 0.05 | 0.05 | 0.05 | 0.05 | 0.05 | 0.05 | 0.05 | 0.05 | 0.05 | 0.05 | 0.05 | 0.05 | 0.05 | 0.05 | 0.05 | 0.05 | 0.05 | 0.05 | 0.05 | 0.05 | 0.05 | 0.05 | 0.05 | 0.05 | 0.05 | 0.05 | 0.05 | 0.05 | 0.05 | 0.05 | 0.05 | 0.05 | 0.05 | 0.05 | 0.05 | 0.05 | 0.05 | 0.05 | 0.05 | 0.05 | 0.05
|  | Pleasant Prairie:2 | [6 empty] | 0.215 | 0.215 | 0.06 | 0.06 | 0.06 | 0.06 | 0.06 | 0.06 | 0.06 | 0.06 | 0.06 | 0.06 | 0.06 | 0.06 | 0.06 | 0.06 | 0.06 | 0.06 | 0.06 | 0.06 | 0.06 | 0.06 | 0.06 | 0.06 | 0.06 | 0.06 | 0.06 | 0.06 | 0.06 | 0.06 | 0.06 | 0.06 | 0.06 | 0.06 | 0.06 | 0.06 | 0.06 | 0.06 | 0.06 | 0.06 | 0.06 | 0.06 | 0.06 | 0.06 | 0.06 | 0.06 | 0.06 | 0.06
0 | 0 | Riviera:3 | [6 empty] | 0.363 | 0.363 | 0.363 | 0.363 | 0.363 | 0.363 | 0.363 | 0.363 | 0.363 | 0.363 | 0.363 | 0.363 | 0.363 | 0.363 | 0.363 | 0.363 | 0.363 | 0.363 | 0.363 | 0.363 | 0.363 | 0.363 | 0.363 | 0.363 | 0.363 | 0.363 | 0.363 | 0.363 | 0.363 | 0.363 | 0.363 | 0.363 | 0.363 | 0.363 | 0.363 | 0.363 | 0.363 | 0.363 | 0.363 | 0.363 | 0.363 | 0.363 | 0.363 | 0.363 | 0.363 | 0.363 | 0.363 | 0.363
|  | Riviera:4 | [6 empty] | 0.378 | 0.378 | 0.378 | 0.378 | 0.378 | 0.378 | 0.378 | 0.378 | 0.378 | 0.378 | 0.378 | 0.378 | 0.378 | 0.378 | 0.378 | 0.378 | 0.378 | 0.378 | 0.378 | 0.378 | 0.378 | 0.378 | 0.378 | 0.378 | 0.378 | 0.378 | 0.378 | 0.378 | 0.378 | 0.378 | 0.378 | 0.378 | 0.378 | 0.378 | 0.378 | 0.378 | 0.378 | 0.378 | 0.378 | 0.378 | 0.378 | 0.378 | 0.378 | 0.378 | 0.378 | 0.378 | 0.378 | 0.378
0 | 0 | Rodemacher - CELE:1 | [6 empty] | 0.189 | 0.189 | 0.128 | 0.128 | 0.128 | 0.128 | 0.128 | 0.128 | 0.128 | 0.128 | 0.128 | 0.128 | 0.128 | 0.128 | 0.128 | 0.128 | 0.128 | 0.128 | 0.128 | 0.128 | 0.128 | 0.128 | 0.128 | 0.128 | 0.128 | 0.128 | 0.128 | 0.128 | 0.128 | 0.128 | 0.128 | 0.128 | 0.128 | 0.128 | 0.128 | 0.128 | 0.128 | 0.128 | 0.128 | 0.128 | 0.128 | 0.128 | 0.128 | 0.128 | 0.128 | 0.128 | 0.128 | 0.128
2019 | 0 | Rodemacher - CELE:2 | [6 empty] | 0.398 | 0.398 | 0.341 | 0.341 | 0.341 | 0.341 | 0.341 | 0.341 | 0.341 | 0.341 | 0.341 | 0.341 | 0.341 | 0.05115 | 0.05115 | 0.05115 | 0.05115 | 0.05115 | 0.05115 | 0.05115 | 0.05115 | 0.05115 | 0.05115 | 0.05115 | 0.05115 | 0.05115 | 0.05115 | 0.05115 | 0.05115 | 0.05115 | 0.05115 | 0.05115 | 0.05115 | 0.05115 | 0.05115 | 0.05115 | 0.05115 | 0.05115 | 0.05115 | 0.05115 | 0.05115 | 0.05115 | 0.05115 | 0.05115 | 0.05115 | 0.05115 | 0.05115 | 0.05115
0 | 0 | Southwest:GT1 | [6 empty] | 0.338 | 0.338 | 0.37 | 0.37 | 0.37 | 0.37 | 0.37 | 0.37 | 0.37 | 0.37 | 0.37 | 0.37 | 0.37 | 0.37 | 0.37 | 0.37 | 0.37 | 0.37 | 0.37 | 0.37 | 0.37 | 0.37 | 0.37 | 0.37 | 0.37 | 0.37 | 0.37 | 0.37 | 0.37 | 0.37 | 0.37 | 0.37 | 0.37 | 0.37 | 0.37 | 0.37 | 0.37 | 0.37 | 0.37 | 0.37 | 0.37 | 0.37 | 0.37 | 0.37 | 0.37 | 0.37 | 0.37 | 0.37
|  | Southwest:ST1 | [6 empty] | 0.02 | 0.02 | 0.02 | 0.02 | 0.02 | 0.02 | 0.02 | 0.02 | 0.02 | 0.02 | 0.02 | 0.02 | 0.02 | 0.02 | 0.02 | 0.02 | 0.02 | 0.02 | 0.02 | 0.02 | 0.02 | 0.02 | 0.02 | 0.02 | 0.02 | 0.02 | 0.02 | 0.02 | 0.02 | 0.02 | 0.02 | 0.02 | 0.02 | 0.02 | 0.02 | 0.02 | 0.02 | 0.02 | 0.02 | 0.02 | 0.02 | 0.02 | 0.02 | 0.02 | 0.02 | 0.02 | 0.02 | 0.02
|  | Southwest:GT2 | [6 empty] | 0.084 | 0.084 | 0.084 | 0.084 | 0.084 | 0.084 | 0.084 | 0.084 | 0.084 | 0.084 | 0.084 | 0.084 | 0.084 | 0.084 | 0.084 | 0.084 | 0.084 | 0.084 | 0.084 | 0.084 | 0.084 | 0.084 | 0.084 | 0.084 | 0.084 | 0.084 | 0.084 | 0.084 | 0.084 | 0.084 | 0.084 | 0.084 | 0.084 | 0.084 | 0.084 | 0.084 | 0.084 | 0.084 | 0.084 | 0.084 | 0.084 | 0.084 | 0.084 | 0.084 | 0.084 | 0.084 | 0.084 | 0.084
|  | Sanford (FPL):CCA | [6 empty] | 0.295 | 0.295 | 0.295 | 0.295 | 0.295 | 0.295 | 0.295 | 0.295 | 0.295 | 0.295 | 0.295 | 0.295 | 0.295 | 0.295 | 0.295 | 0.295 | 0.295 | 0.295 | 0.295 | 0.295 | 0.295 | 0.295 | 0.295 | 0.295 | 0.295 | 0.295 | 0.295 | 0.295 | 0.295 | 0.295 | 0.295 | 0.295 | 0.295 | 0.295 | 0.295 | 0.295 | 0.295 | 0.295 | 0.295 | 0.295 | 0.295 | 0.295 | 0.295 | 0.295 | 0.295 | 0.295 | 0.295 | 0.295
|  | Sanford (FPL):CCB | [6 empty] | 0.295 | 0.295 | 0.295 | 0.295 | 0.295 | 0.295 | 0.295 | 0.295 | 0.295 | 0.295 | 0.295 | 0.295 | 0.295 | 0.295 | 0.295 | 0.295 | 0.295 | 0.295 | 0.295 | 0.295 | 0.295 | 0.295 | 0.295 | 0.295 | 0.295 | 0.295 | 0.295 | 0.295 | 0.295 | 0.295 | 0.295 | 0.295 | 0.295 | 0.295 | 0.295 | 0.295 | 0.295 | 0.295 | 0.295 | 0.295 | 0.295 | 0.295 | 0.295 | 0.295 | 0.295 | 0.295 | 0.295 | 0.295
0 | 0 | Sanford (FPL):3 | [6 empty] | 0.295 | 0.295 | 0.295 | 0.295 | 0.295 | 0.295 | 0.295 | 0.295 | 0.295 | 0.295 | 0.295 | 0.295 | 0.295 | 0.295 | 0.295 | 0.295 | 0.295 | 0.295 | 0.295 | 0.295 | 0.295 | 0.295 | 0.295 | 0.295 | 0.295 | 0.295 | 0.295 | 0.295 | 0.295 | 0.295 | 0.295 | 0.295 | 0.295 | 0.295 | 0.295 | 0.295 | 0.295 | 0.295 | 0.295 | 0.295 | 0.295 | 0.295 | 0.295 | 0.295 | 0.295 | 0.295 | 0.295 | 0.295
|  | Sanford (FPL):4 | [6 empty] | 0.028 | 0.028 | 0.028 | 0.028 | 0.028 | 0.028 | 0.028 | 0.028 | 0.028 | 0.028 | 0.028 | 0.028 | 0.028 | 0.028 | 0.028 | 0.028 | 0.028 | 0.028 | 0.028 | 0.028 | 0.028 | 0.028 | 0.028 | 0.028 | 0.028 | 0.028 | 0.028 | 0.028 | 0.028 | 0.028 | 0.028 | 0.028 | 0.028 | 0.028 | 0.028 | 0.028 | 0.028 | 0.028 | 0.028 | 0.028 | 0.028 | 0.028 | 0.028 | 0.028 | 0.028 | 0.028 | 0.028 | 0.028
|  | Sanford (FPL):5 | [6 empty] | 0.029 | 0.029 | 0.029 | 0.029 | 0.029 | 0.029 | 0.029 | 0.029 | 0.029 | 0.029 | 0.029 | 0.029 | 0.029 | 0.029 | 0.029 | 0.029 | 0.029 | 0.029 | 0.029 | 0.029 | 0.029 | 0.029 | 0.029 | 0.029 | 0.029 | 0.029 | 0.029 | 0.029 | 0.029 | 0.029 | 0.029 | 0.029 | 0.029 | 0.029 | 0.029 | 0.029 | 0.029 | 0.029 | 0.029 | 0.029 | 0.029 | 0.029 | 0.029 | 0.029 | 0.029 | 0.029 | 0.029 | 0.029
0 | 0 | Turkey Point:ST1 | [6 empty] | 0.31 | 0.31 | 0.31 | 0.31 | 0.31 | 0.31 | 0.31 | 0.31 | 0.31 | 0.31 | 0.31 | 0.31 | 0.31 | 0.31 | 0.31 | 0.31 | 0.31 | 0.31 | 0.31 | 0.31 | 0.31 | 0.31 | 0.31 | 0.31 | 0.31 | 0.31 | 0.31 | 0.31 | 0.31 | 0.31 | 0.31 | 0.31 | 0.31 | 0.31 | 0.31 | 0.31 | 0.31 | 0.31 | 0.31 | 0.31 | 0.31 | 0.31 | 0.31 | 0.31 | 0.31 | 0.31 | 0.31 | 0.31
|  | Turkey Point:IC | [6 empty] | 0.024 | 0.024 | 0.024 | 0.024 | 0.024 | 0.024 | 0.024 | 0.024 | 0.024 | 0.024 | 0.024 | 0.024 | 0.024 | 0.024 | 0.024 | 0.024 | 0.024 | 0.024 | 0.024 | 0.024 | 0.024 | 0.024 | 0.024 | 0.024 | 0.024 | 0.024 | 0.024 | 0.024 | 0.024 | 0.024 | 0.024 | 0.024 | 0.024 | 0.024 | 0.024 | 0.024 | 0.024 | 0.024 | 0.024 | 0.024 | 0.024 | 0.024 | 0.024 | 0.024 | 0.024 | 0.024 | 0.024 | 0.024
0 | 0 | Turkey Point:ST2 | [6 empty] | 0.34 | 0.34 | 0.34 | 0.34 | 0.34 | 0.34 | 0.34 | 0.34 | 0.34 | 0.34 | 0.34 | 0.34 | 0.34 | 0.34 | 0.34 | 0.34 | 0.34 | 0.34 | 0.34 | 0.34 | 0.34 | 0.34 | 0.34 | 0.34 | 0.34 | 0.34 | 0.34 | 0.34 | 0.34 | 0.34 | 0.34 | 0.34 | 0.34 | 0.34 | 0.34 | 0.34 | 0.34 | 0.34 | 0.34 | 0.34 | 0.34 | 0.34 | 0.34 | 0.34 | 0.34 | 0.34 | 0.34 | 0.34
2017 | 0 | Merom:1 | [6 empty] | 0.132 | 0.132 | 0.132 | 0.132 | 0.132 | 0.132 | 0.132 | 0.132 | 0.132 | 0.132 | 0.132 | 0.0198 | 0.0198 | 0.0198 | 0.0198 | 0.0198 | 0.0198 | 0.0198 | 0.0198 | 0.0198 | 0.0198 | 0.0198 | 0.0198 | 0.0198 | 0.0198 | 0.0198 | 0.0198 | 0.0198 | 0.0198 | 0.0198 | 0.0198 | 0.0198 | 0.0198 | 0.0198 | 0.0198 | 0.0198 | 0.0198 | 0.0198 | 0.0198 | 0.0198 | 0.0198 | 0.0198 | 0.0198 | 0.0198 | 0.0198 | 0.0198 | 0.0198 | 0.0198
2017 | 0 | Merom:2 | [6 empty] | 0.126 | 0.126 | 0.126 | 0.126 | 0.126 | 0.126 | 0.126 | 0.126 | 0.126 | 0.126 | 0.126 | 0.0189 | 0.0189 | 0.0189 | 0.0189 | 0.0189 | 0.0189 | 0.0189 | 0.0189 | 0.0189 | 0.0189 | 0.0189 | 0.0189 | 0.0189 | 0.0189 | 0.0189 | 0.0189 | 0.0189 | 0.0189 | 0.0189 | 0.0189 | 0.0189 | 0.0189 | 0.0189 | 0.0189 | 0.0189 | 0.0189 | 0.0189 | 0.0189 | 0.0189 | 0.0189 | 0.0189 | 0.0189 | 0.0189 | 0.0189 | 0.0189 | 0.0189 | 0.0189
|  | Empire Energy Center:1 | [6 empty] | 0.069 | 0.069 | 0.069 | 0.069 | 0.069 | 0.069 | 0.069 | 0.069 | 0.069 | 0.069 | 0.069 | 0.069 | 0.069 | 0.069 | 0.069 | 0.069 | 0.069 | 0.069 | 0.069 | 0.069 | 0.069 | 0.069 | 0.069 | 0.069 | 0.069 | 0.069 | 0.069 | 0.069 | 0.069 | 0.069 | 0.069 | 0.069 | 0.069 | 0.069 | 0.069 | 0.069 | 0.069 | 0.069 | 0.069 | 0.069 | 0.069 | 0.069 | 0.069 | 0.069 | 0.069 | 0.069 | 0.069 | 0.069
|  | Empire Energy Center:2 | [6 empty] | 0.071 | 0.071 | 0.071 | 0.071 | 0.071 | 0.071 | 0.071 | 0.071 | 0.071 | 0.071 | 0.071 | 0.071 | 0.071 | 0.071 | 0.071 | 0.071 | 0.071 | 0.071 | 0.071 | 0.071 | 0.071 | 0.071 | 0.071 | 0.071 | 0.071 | 0.071 | 0.071 | 0.071 | 0.071 | 0.071 | 0.071 | 0.071 | 0.071 | 0.071 | 0.071 | 0.071 | 0.071 | 0.071 | 0.071 | 0.071 | 0.071 | 0.071 | 0.071 | 0.071 | 0.071 | 0.071 | 0.071 | 0.071
2021 | 0 | Jasper 2:1 | [6 empty] | 0.396 | 0.396 | 0.396 | 0.396 | 0.396 | 0.396 | 0.396 | 0.396 | 0.396 | 0.396 | 0.396 | 0.396 | 0.396 | 0.396 | 0.396 | 0.0594 | 0.0594 | 0.0594 | 0.0594 | 0.0594 | 0.0594 | 0.0594 | 0.0594 | 0.0594 | 0.0594 | 0.0594 | 0.0594 | 0.0594 | 0.0594 | 0.0594 | 0.0594 | 0.0594 | 0.0594 | 0.0594 | 0.0594 | 0.0594 | 0.0594 | 0.0594 | 0.0594 | 0.0594 | 0.0594 | 0.0594 | 0.0594 | 0.0594 | 0.0594 | 0.0594 | 0.0594 | 0.0594
0 | 0 | Pittsfield (SPC):ALL | [6 empty] | 0.1 | 0.1 | 0.1 | 0.1 | 0.1 | 0.1 | 0.1 | 0.1 | 0.1 | 0.1 | 0.1 | 0.1 | 0.1 | 0.1 | 0.1 | 0.1 | 0.1 | 0.1 | 0.1 | 0.1 | 0.1 | 0.1 | 0.1 | 0.1 | 0.1 | 0.1 | 0.1 | 0.1 | 0.1 | 0.1 | 0.1 | 0.1 | 0.1 | 0.1 | 0.1 | 0.1 | 0.1 | 0.1 | 0.1 | 0.1 | 0.1 | 0.1 | 0.1 | 0.1 | 0.1 | 0.1 | 0.1 | 0.1
2021 | 0 | Pearl:1 | [6 empty] | 0.396 | 0.396 | 0.396 | 0.396 | 0.396 | 0.396 | 0.396 | 0.396 | 0.396 | 0.396 | 0.396 | 0.396 | 0.396 | 0.396 | 0.396 | 0.0594 | 0.0594 | 0.0594 | 0.0594 | 0.0594 | 0.0594 | 0.0594 | 0.0594 | 0.0594 | 0.0594 | 0.0594 | 0.0594 | 0.0594 | 0.0594 | 0.0594 | 0.0594 | 0.0594 | 0.0594 | 0.0594 | 0.0594 | 0.0594 | 0.0594 | 0.0594 | 0.0594 | 0.0594 | 0.0594 | 0.0594 | 0.0594 | 0.0594 | 0.0594 | 0.0594 | 0.0594 | 0.0594
0 | 0 | Putnam (FLPL):CC1 | [6 empty] | 0.36 | 0.36 | 0.36 | 0.36 | 0.36 | 0.36 | 0.36 | 0.36 | 0.36 | 0.36 | 0.36 | 0.36 | 0.36 | 0.36 | 0.36 | 0.36 | 0.36 | 0.36 | 0.36 | 0.36 | 0.36 | 0.36 | 0.36 | 0.36 | 0.36 | 0.36 | 0.36 | 0.36 | 0.36 | 0.36 | 0.36 | 0.36 | 0.36 | 0.36 | 0.36 | 0.36 | 0.36 | 0.36 | 0.36 | 0.36 | 0.36 | 0.36 | 0.36 | 0.36 | 0.36 | 0.36 | 0.36 | 0.36
0 | 0 | Putnam (FLPL):CC2 | [6 empty] | 0.336 | 0.336 | 0.336 | 0.336 | 0.336 | 0.336 | 0.336 | 0.336 | 0.336 | 0.336 | 0.336 | 0.336 | 0.336 | 0.336 | 0.336 | 0.336 | 0.336 | 0.336 | 0.336 | 0.336 | 0.336 | 0.336 | 0.336 | 0.336 | 0.336 | 0.336 | 0.336 | 0.336 | 0.336 | 0.336 | 0.336 | 0.336 | 0.336 | 0.336 | 0.336 | 0.336 | 0.336 | 0.336 | 0.336 | 0.336 | 0.336 | 0.336 | 0.336 | 0.336 | 0.336 | 0.336 | 0.336 | 0.336
2017 | 0 | Winyah:1 | [6 empty] | 0.061 | 0.061 | 0.096 | 0.096 | 0.096 | 0.096 | 0.096 | 0.096 | 0.096 | 0.096 | 0.096 | 0.0144 | 0.0144 | 0.0144 | 0.0144 | 0.0144 | 0.0144 | 0.0144 | 0.0144 | 0.0144 | 0.0144 | 0.0144 | 0.0144 | 0.0144 | 0.0144 | 0.0144 | 0.0144 | 0.0144 | 0.0144 | 0.0144 | 0.0144 | 0.0144 | 0.0144 | 0.0144 | 0.0144 | 0.0144 | 0.0144 | 0.0144 | 0.0144 | 0.0144 | 0.0144 | 0.0144 | 0.0144 | 0.0144 | 0.0144 | 0.0144 | 0.0144 | 0.0144
2017 | 0 | Winyah:2 | [6 empty] | 0.065 | 0.065 | 0.111 | 0.111 | 0.111 | 0.111 | 0.111 | 0.111 | 0.111 | 0.111 | 0.111 | 0.01665 | 0.01665 | 0.01665 | 0.01665 | 0.01665 | 0.01665 | 0.01665 | 0.01665 | 0.01665 | 0.01665 | 0.01665 | 0.01665 | 0.01665 | 0.01665 | 0.01665 | 0.01665 | 0.01665 | 0.01665 | 0.01665 | 0.01665 | 0.01665 | 0.01665 | 0.01665 | 0.01665 | 0.01665 | 0.01665 | 0.01665 | 0.01665 | 0.01665 | 0.01665 | 0.01665 | 0.01665 | 0.01665 | 0.01665 | 0.01665 | 0.01665 | 0.01665
2017 | 0 | Winyah:3 | [6 empty] | 0.077 | 0.077 | 0.141 | 0.141 | 0.141 | 0.141 | 0.141 | 0.141 | 0.141 | 0.141 | 0.141 | 0.02115 | 0.02115 | 0.02115 | 0.02115 | 0.02115 | 0.02115 | 0.02115 | 0.02115 | 0.02115 | 0.02115 | 0.02115 | 0.02115 | 0.02115 | 0.02115 | 0.02115 | 0.02115 | 0.02115 | 0.02115 | 0.02115 | 0.02115 | 0.02115 | 0.02115 | 0.02115 | 0.02115 | 0.02115 | 0.02115 | 0.02115 | 0.02115 | 0.02115 | 0.02115 | 0.02115 | 0.02115 | 0.02115 | 0.02115 | 0.02115 | 0.02115 | 0.02115
2017 | 0 | Winyah:4 | [6 empty] | 0.101 | 0.101 | 0.123 | 0.123 | 0.123 | 0.123 | 0.123 | 0.123 | 0.123 | 0.123 | 0.123 | 0.01845 | 0.01845 | 0.01845 | 0.01845 | 0.01845 | 0.01845 | 0.01845 | 0.01845 | 0.01845 | 0.01845 | 0.01845 | 0.01845 | 0.01845 | 0.01845 | 0.01845 | 0.01845 | 0.01845 | 0.01845 | 0.01845 | 0.01845 | 0.01845 | 0.01845 | 0.01845 | 0.01845 | 0.01845 | 0.01845 | 0.01845 | 0.01845 | 0.01845 | 0.01845 | 0.01845 | 0.01845 | 0.01845 | 0.01845 | 0.01845 | 0.01845 | 0.01845
|  | Mayo:1 | [6 empty] | 0.085 | 0.085 | 0.085 | 0.085 | 0.085 | 0.085 | 0.085 | 0.085 | 0.085 | 0.085 | 0.085 | 0.085 | 0.085 | 0.085 | 0.085 | 0.085 | 0.085 | 0.085 | 0.085 | 0.085 | 0.085 | 0.085 | 0.085 | 0.085 | 0.085 | 0.085 | 0.085 | 0.085 | 0.085 | 0.085 | 0.085 | 0.085 | 0.085 | 0.085 | 0.085 | 0.085 | 0.085 | 0.085 | 0.085 | 0.085 | 0.085 | 0.085 | 0.085 | 0.085 | 0.085 | 0.085 | 0.085 | 0.085
0 | 0 | Germantown:1 | [6 empty] | 0.2 | 0.2 | 0.2 | 0.2 | 0.2 | 0.2 | 0.2 | 0.2 | 0.2 | 0.2 | 0.2 | 0.2 | 0.2 | 0.2 | 0.2 | 0.2 | 0.2 | 0.2 | 0.2 | 0.2 | 0.2 | 0.2 | 0.2 | 0.2 | 0.2 | 0.2 | 0.2 | 0.2 | 0.2 | 0.2 | 0.2 | 0.2 | 0.2 | 0.2 | 0.2 | 0.2 | 0.2 | 0.2 | 0.2 | 0.2 | 0.2 | 0.2 | 0.2 | 0.2 | 0.2 | 0.2 | 0.2 | 0.2
0 | 0 | Germantown:2 | [6 empty] | 0.2 | 0.2 | 0.2 | 0.2 | 0.2 | 0.2 | 0.2 | 0.2 | 0.2 | 0.2 | 0.2 | 0.2 | 0.2 | 0.2 | 0.2 | 0.2 | 0.2 | 0.2 | 0.2 | 0.2 | 0.2 | 0.2 | 0.2 | 0.2 | 0.2 | 0.2 | 0.2 | 0.2 | 0.2 | 0.2 | 0.2 | 0.2 | 0.2 | 0.2 | 0.2 | 0.2 | 0.2 | 0.2 | 0.2 | 0.2 | 0.2 | 0.2 | 0.2 | 0.2 | 0.2 | 0.2 | 0.2 | 0.2
0 | 0 | Germantown:3 | [6 empty] | 0.2 | 0.2 | 0.2 | 0.2 | 0.2 | 0.2 | 0.2 | 0.2 | 0.2 | 0.2 | 0.2 | 0.2 | 0.2 | 0.2 | 0.2 | 0.2 | 0.2 | 0.2 | 0.2 | 0.2 | 0.2 | 0.2 | 0.2 | 0.2 | 0.2 | 0.2 | 0.2 | 0.2 | 0.2 | 0.2 | 0.2 | 0.2 | 0.2 | 0.2 | 0.2 | 0.2 | 0.2 | 0.2 | 0.2 | 0.2 | 0.2 | 0.2 | 0.2 | 0.2 | 0.2 | 0.2 | 0.2 | 0.2
0 | 0 | Germantown:4 | [6 empty] | 0.2 | 0.2 | 0.2 | 0.2 | 0.2 | 0.2 | 0.2 | 0.2 | 0.2 | 0.2 | 0.2 | 0.2 | 0.2 | 0.2 | 0.2 | 0.2 | 0.2 | 0.2 | 0.2 | 0.2 | 0.2 | 0.2 | 0.2 | 0.2 | 0.2 | 0.2 | 0.2 | 0.2 | 0.2 | 0.2 | 0.2 | 0.2 | 0.2 | 0.2 | 0.2 | 0.2 | 0.2 | 0.2 | 0.2 | 0.2 | 0.2 | 0.2 | 0.2 | 0.2 | 0.2 | 0.2 | 0.2 | 0.2
|  | Germantown:5 | [6 empty] | 0.036 | 0.036 | 0.036 | 0.036 | 0.036 | 0.036 | 0.036 | 0.036 | 0.036 | 0.036 | 0.036 | 0.036 | 0.036 | 0.036 | 0.036 | 0.036 | 0.036 | 0.036 | 0.036 | 0.036 | 0.036 | 0.036 | 0.036 | 0.036 | 0.036 | 0.036 | 0.036 | 0.036 | 0.036 | 0.036 | 0.036 | 0.036 | 0.036 | 0.036 | 0.036 | 0.036 | 0.036 | 0.036 | 0.036 | 0.036 | 0.036 | 0.036 | 0.036 | 0.036 | 0.036 | 0.036 | 0.036 | 0.036
2018 | 0 | Ottumwa - IES:1 | [6 empty] | 0.342 | 0.342 | 0.13 | 0.13 | 0.13 | 0.13 | 0.13 | 0.13 | 0.13 | 0.13 | 0.13 | 0.13 | 0.0195 | 0.0195 | 0.0195 | 0.0195 | 0.0195 | 0.0195 | 0.0195 | 0.0195 | 0.0195 | 0.0195 | 0.0195 | 0.0195 | 0.0195 | 0.0195 | 0.0195 | 0.0195 | 0.0195 | 0.0195 | 0.0195 | 0.0195 | 0.0195 | 0.0195 | 0.0195 | 0.0195 | 0.0195 | 0.0195 | 0.0195 | 0.0195 | 0.0195 | 0.0195 | 0.0195 | 0.0195 | 0.0195 | 0.0195 | 0.0195 | 0.0195
|  | Mountaineer:1 | [6 empty] | 0.085 | 0.085 | 0.039 | 0.039 | 0.039 | 0.039 | 0.039 | 0.039 | 0.039 | 0.039 | 0.039 | 0.039 | 0.039 | 0.039 | 0.039 | 0.039 | 0.039 | 0.039 | 0.039 | 0.039 | 0.039 | 0.039 | 0.039 | 0.039 | 0.039 | 0.039 | 0.039 | 0.039 | 0.039 | 0.039 | 0.039 | 0.039 | 0.039 | 0.039 | 0.039 | 0.039 | 0.039 | 0.039 | 0.039 | 0.039 | 0.039 | 0.039 | 0.039 | 0.039 | 0.039 | 0.039 | 0.039 | 0.039
2017 | 0 | Crystal River:1 | [6 empty] | 0.381 | 0.381 | 0.388 | 0.388 | 0.388 | 0.388 | 0.388 | 0.388 | 0.388 | 0.388 | 0.388 | 0.0582 | 0.0582 | 0.0582 | 0.0582 | 0.0582 | 0.0582 | 0.0582 | 0.0582 | 0.0582 | 0.0582 | 0.0582 | 0.0582 | 0.0582 | 0.0582 | 0.0582 | 0.0582 | 0.0582 | 0.0582 | 0.0582 | 0.0582 | 0.0582 | 0.0582 | 0.0582 | 0.0582 | 0.0582 | 0.0582 | 0.0582 | 0.0582 | 0.0582 | 0.0582 | 0.0582 | 0.0582 | 0.0582 | 0.0582 | 0.0582 | 0.0582 | 0.0582
2017 | 0 | Crystal River:2 | [6 empty] | 0.396 | 0.396 | 0.401 | 0.401 | 0.401 | 0.401 | 0.401 | 0.401 | 0.401 | 0.401 | 0.401 | 0.06015 | 0.06015 | 0.06015 | 0.06015 | 0.06015 | 0.06015 | 0.06015 | 0.06015 | 0.06015 | 0.06015 | 0.06015 | 0.06015 | 0.06015 | 0.06015 | 0.06015 | 0.06015 | 0.06015 | 0.06015 | 0.06015 | 0.06015 | 0.06015 | 0.06015 | 0.06015 | 0.06015 | 0.06015 | 0.06015 | 0.06015 | 0.06015 | 0.06015 | 0.06015 | 0.06015 | 0.06015 | 0.06015 | 0.06015 | 0.06015 | 0.06015 | 0.06015
2015 | 0 | Crystal River:4 | [6 empty] | 0.475 | 0.475 | 0.481 | 0.481 | 0.481 | 0.481 | 0.481 | 0.481 | 0.481 | 0.07215 | 0.07215 | 0.07215 | 0.07215 | 0.07215 | 0.07215 | 0.07215 | 0.07215 | 0.07215 | 0.07215 | 0.07215 | 0.07215 | 0.07215 | 0.07215 | 0.07215 | 0.07215 | 0.07215 | 0.07215 | 0.07215 | 0.07215 | 0.07215 | 0.07215 | 0.07215 | 0.07215 | 0.07215 | 0.07215 | 0.07215 | 0.07215 | 0.07215 | 0.07215 | 0.07215 | 0.07215 | 0.07215 | 0.07215 | 0.07215 | 0.07215 | 0.07215 | 0.07215 | 0.07215
2015 | 0 | Crystal River:5 | [6 empty] | 0.476 | 0.476 | 0.472 | 0.472 | 0.472 | 0.472 | 0.472 | 0.472 | 0.472 | 0.0708 | 0.0708 | 0.0708 | 0.0708 | 0.0708 | 0.0708 | 0.0708 | 0.0708 | 0.0708 | 0.0708 | 0.0708 | 0.0708 | 0.0708 | 0.0708 | 0.0708 | 0.0708 | 0.0708 | 0.0708 | 0.0708 | 0.0708 | 0.0708 | 0.0708 | 0.0708 | 0.0708 | 0.0708 | 0.0708 | 0.0708 | 0.0708 | 0.0708 | 0.0708 | 0.0708 | 0.0708 | 0.0708 | 0.0708 | 0.0708 | 0.0708 | 0.0708 | 0.0708 | 0.0708
0 | 0 | G.E. Turner:P1 | [6 empty] | 0.8 | 0.8 | 0.8 | 0.8 | 0.8 | 0.8 | 0.8 | 0.8 | 0.8 | 0.8 | 0.8 | 0.8 | 0.8 | 0.8 | 0.8 | 0.8 | 0.8 | 0.8 | 0.8 | 0.8 | 0.8 | 0.8 | 0.8 | 0.8 | 0.8 | 0.8 | 0.8 | 0.8 | 0.8 | 0.8 | 0.8 | 0.8 | 0.8 | 0.8 | 0.8 | 0.8 | 0.8 | 0.8 | 0.8 | 0.8 | 0.8 | 0.8 | 0.8 | 0.8 | 0.8 | 0.8 | 0.8 | 0.8
0 | 0 | G.E. Turner:P2 | [6 empty] | 0.8 | 0.8 | 0.8 | 0.8 | 0.8 | 0.8 | 0.8 | 0.8 | 0.8 | 0.8 | 0.8 | 0.8 | 0.8 | 0.8 | 0.8 | 0.8 | 0.8 | 0.8 | 0.8 | 0.8 | 0.8 | 0.8 | 0.8 | 0.8 | 0.8 | 0.8 | 0.8 | 0.8 | 0.8 | 0.8 | 0.8 | 0.8 | 0.8 | 0.8 | 0.8 | 0.8 | 0.8 | 0.8 | 0.8 | 0.8 | 0.8 | 0.8 | 0.8 | 0.8 | 0.8 | 0.8 | 0.8 | 0.8
0 | 0 | G.E. Turner:P3 | [6 empty] | 0.8 | 0.8 | 0.8 | 0.8 | 0.8 | 0.8 | 0.8 | 0.8 | 0.8 | 0.8 | 0.8 | 0.8 | 0.8 | 0.8 | 0.8 | 0.8 | 0.8 | 0.8 | 0.8 | 0.8 | 0.8 | 0.8 | 0.8 | 0.8 | 0.8 | 0.8 | 0.8 | 0.8 | 0.8 | 0.8 | 0.8 | 0.8 | 0.8 | 0.8 | 0.8 | 0.8 | 0.8 | 0.8 | 0.8 | 0.8 | 0.8 | 0.8 | 0.8 | 0.8 | 0.8 | 0.8 | 0.8 | 0.8
0 | 0 | G.E. Turner:P4 | [6 empty] | 0.8 | 0.8 | 0.8 | 0.8 | 0.8 | 0.8 | 0.8 | 0.8 | 0.8 | 0.8 | 0.8 | 0.8 | 0.8 | 0.8 | 0.8 | 0.8 | 0.8 | 0.8 | 0.8 | 0.8 | 0.8 | 0.8 | 0.8 | 0.8 | 0.8 | 0.8 | 0.8 | 0.8 | 0.8 | 0.8 | 0.8 | 0.8 | 0.8 | 0.8 | 0.8 | 0.8 | 0.8 | 0.8 | 0.8 | 0.8 | 0.8 | 0.8 | 0.8 | 0.8 | 0.8 | 0.8 | 0.8 | 0.8
0 | 0 | Higgins:P1 | [6 empty] | 0.3 | 0.3 | 0.3 | 0.3 | 0.3 | 0.3 | 0.3 | 0.3 | 0.3 | 0.3 | 0.3 | 0.3 | 0.3 | 0.3 | 0.3 | 0.3 | 0.3 | 0.3 | 0.3 | 0.3 | 0.3 | 0.3 | 0.3 | 0.3 | 0.3 | 0.3 | 0.3 | 0.3 | 0.3 | 0.3 | 0.3 | 0.3 | 0.3 | 0.3 | 0.3 | 0.3 | 0.3 | 0.3 | 0.3 | 0.3 | 0.3 | 0.3 | 0.3 | 0.3 | 0.3 | 0.3 | 0.3 | 0.3
0 | 0 | Higgins:P2 | [6 empty] | 0.3 | 0.3 | 0.3 | 0.3 | 0.3 | 0.3 | 0.3 | 0.3 | 0.3 | 0.3 | 0.3 | 0.3 | 0.3 | 0.3 | 0.3 | 0.3 | 0.3 | 0.3 | 0.3 | 0.3 | 0.3 | 0.3 | 0.3 | 0.3 | 0.3 | 0.3 | 0.3 | 0.3 | 0.3 | 0.3 | 0.3 | 0.3 | 0.3 | 0.3 | 0.3 | 0.3 | 0.3 | 0.3 | 0.3 | 0.3 | 0.3 | 0.3 | 0.3 | 0.3 | 0.3 | 0.3 | 0.3 | 0.3
0 | 0 | Higgins:P3 | [6 empty] | 0.3 | 0.3 | 0.3 | 0.3 | 0.3 | 0.3 | 0.3 | 0.3 | 0.3 | 0.3 | 0.3 | 0.3 | 0.3 | 0.3 | 0.3 | 0.3 | 0.3 | 0.3 | 0.3 | 0.3 | 0.3 | 0.3 | 0.3 | 0.3 | 0.3 | 0.3 | 0.3 | 0.3 | 0.3 | 0.3 | 0.3 | 0.3 | 0.3 | 0.3 | 0.3 | 0.3 | 0.3 | 0.3 | 0.3 | 0.3 | 0.3 | 0.3 | 0.3 | 0.3 | 0.3 | 0.3 | 0.3 | 0.3
0 | 0 | Higgins:P4 | [6 empty] | 0.3 | 0.3 | 0.3 | 0.3 | 0.3 | 0.3 | 0.3 | 0.3 | 0.3 | 0.3 | 0.3 | 0.3 | 0.3 | 0.3 | 0.3 | 0.3 | 0.3 | 0.3 | 0.3 | 0.3 | 0.3 | 0.3 | 0.3 | 0.3 | 0.3 | 0.3 | 0.3 | 0.3 | 0.3 | 0.3 | 0.3 | 0.3 | 0.3 | 0.3 | 0.3 | 0.3 | 0.3 | 0.3 | 0.3 | 0.3 | 0.3 | 0.3 | 0.3 | 0.3 | 0.3 | 0.3 | 0.3 | 0.3
|  | P.L. Bartow:1 | [6 empty] | 0.251 | 0.251 | 0.231 | 0.231 | 0.231 | 0.231 | 0.231 | 0.231 | 0.231 | 0.231 | 0.231 | 0.231 | 0.231 | 0.231 | 0.231 | 0.231 | 0.231 | 0.231 | 0.231 | 0.231 | 0.231 | 0.231 | 0.231 | 0.231 | 0.231 | 0.231 | 0.231 | 0.231 | 0.231 | 0.231 | 0.231 | 0.231 | 0.231 | 0.231 | 0.231 | 0.231 | 0.231 | 0.231 | 0.231 | 0.231 | 0.231 | 0.231 | 0.231 | 0.231 | 0.231 | 0.231 | 0.231 | 0.231
0 | 0 | P.L. Bartow:P1 | [6 empty] | 0.388 | 0.388 | 0.388 | 0.388 | 0.388 | 0.388 | 0.388 | 0.388 | 0.388 | 0.388 | 0.388 | 0.388 | 0.388 | 0.388 | 0.388 | 0.388 | 0.388 | 0.388 | 0.388 | 0.388 | 0.388 | 0.388 | 0.388 | 0.388 | 0.388 | 0.388 | 0.388 | 0.388 | 0.388 | 0.388 | 0.388 | 0.388 | 0.388 | 0.388 | 0.388 | 0.388 | 0.388 | 0.388 | 0.388 | 0.388 | 0.388 | 0.388 | 0.388 | 0.388 | 0.388 | 0.388 | 0.388 | 0.388
0 | 0 | P.L. Bartow:P2 | [6 empty] | 0.388 | 0.388 | 0.388 | 0.388 | 0.388 | 0.388 | 0.388 | 0.388 | 0.388 | 0.388 | 0.388 | 0.388 | 0.388 | 0.388 | 0.388 | 0.388 | 0.388 | 0.388 | 0.388 | 0.388 | 0.388 | 0.388 | 0.388 | 0.388 | 0.388 | 0.388 | 0.388 | 0.388 | 0.388 | 0.388 | 0.388 | 0.388 | 0.388 | 0.388 | 0.388 | 0.388 | 0.388 | 0.388 | 0.388 | 0.388 | 0.388 | 0.388 | 0.388 | 0.388 | 0.388 | 0.388 | 0.388 | 0.388
0 | 0 | P.L. Bartow:P3 | [6 empty] | 0.28 | 0.28 | 0.28 | 0.28 | 0.28 | 0.28 | 0.28 | 0.28 | 0.28 | 0.28 | 0.28 | 0.28 | 0.28 | 0.28 | 0.28 | 0.28 | 0.28 | 0.28 | 0.28 | 0.28 | 0.28 | 0.28 | 0.28 | 0.28 | 0.28 | 0.28 | 0.28 | 0.28 | 0.28 | 0.28 | 0.28 | 0.28 | 0.28 | 0.28 | 0.28 | 0.28 | 0.28 | 0.28 | 0.28 | 0.28 | 0.28 | 0.28 | 0.28 | 0.28 | 0.28 | 0.28 | 0.28 | 0.28
0 | 0 | P.L. Bartow:P4 | [6 empty] | 0.28 | 0.28 | 0.28 | 0.28 | 0.28 | 0.28 | 0.28 | 0.28 | 0.28 | 0.28 | 0.28 | 0.28 | 0.28 | 0.28 | 0.28 | 0.28 | 0.28 | 0.28 | 0.28 | 0.28 | 0.28 | 0.28 | 0.28 | 0.28 | 0.28 | 0.28 | 0.28 | 0.28 | 0.28 | 0.28 | 0.28 | 0.28 | 0.28 | 0.28 | 0.28 | 0.28 | 0.28 | 0.28 | 0.28 | 0.28 | 0.28 | 0.28 | 0.28 | 0.28 | 0.28 | 0.28 | 0.28 | 0.28
|  | P.L. Bartow:2 | [6 empty] | 0.35 | 0.35 | 0.246 | 0.246 | 0.246 | 0.246 | 0.246 | 0.246 | 0.246 | 0.246 | 0.246 | 0.246 | 0.246 | 0.246 | 0.246 | 0.246 | 0.246 | 0.246 | 0.246 | 0.246 | 0.246 | 0.246 | 0.246 | 0.246 | 0.246 | 0.246 | 0.246 | 0.246 | 0.246 | 0.246 | 0.246 | 0.246 | 0.246 | 0.246 | 0.246 | 0.246 | 0.246 | 0.246 | 0.246 | 0.246 | 0.246 | 0.246 | 0.246 | 0.246 | 0.246 | 0.246 | 0.246 | 0.246
|  | P.L. Bartow:3 | [6 empty] | 0.349 | 0.349 | 0.295 | 0.295 | 0.295 | 0.295 | 0.295 | 0.295 | 0.295 | 0.295 | 0.295 | 0.295 | 0.295 | 0.295 | 0.295 | 0.295 | 0.295 | 0.295 | 0.295 | 0.295 | 0.295 | 0.295 | 0.295 | 0.295 | 0.295 | 0.295 | 0.295 | 0.295 | 0.295 | 0.295 | 0.295 | 0.295 | 0.295 | 0.295 | 0.295 | 0.295 | 0.295 | 0.295 | 0.295 | 0.295 | 0.295 | 0.295 | 0.295 | 0.295 | 0.295 | 0.295 | 0.295 | 0.295
0 | 0 | Sixth Street Mi:1 | [6 empty] | 0.305 | 0.305 | 0.305 | 0.305 | 0.305 | 0.305 | 0.305 | 0.305 | 0.305 | 0.305 | 0.305 | 0.305 | 0.305 | 0.305 | 0.305 | 0.305 | 0.305 | 0.305 | 0.305 | 0.305 | 0.305 | 0.305 | 0.305 | 0.305 | 0.305 | 0.305 | 0.305 | 0.305 | 0.305 | 0.305 | 0.305 | 0.305 | 0.305 | 0.305 | 0.305 | 0.305 | 0.305 | 0.305 | 0.305 | 0.305 | 0.305 | 0.305 | 0.305 | 0.305 | 0.305 | 0.305 | 0.305 | 0.305
0 | 0 | Suwannee River:1 | [6 empty] | 0.409 | 0.409 | 0.188 | 0.188 | 0.188 | 0.188 | 0.188 | 0.188 | 0.188 | 0.188 | 0.188 | 0.188 | 0.188 | 0.188 | 0.188 | 0.188 | 0.188 | 0.188 | 0.188 | 0.188 | 0.188 | 0.188 | 0.188 | 0.188 | 0.188 | 0.188 | 0.188 | 0.188 | 0.188 | 0.188 | 0.188 | 0.188 | 0.188 | 0.188 | 0.188 | 0.188 | 0.188 | 0.188 | 0.188 | 0.188 | 0.188 | 0.188 | 0.188 | 0.188 | 0.188 | 0.188 | 0.188 | 0.188
|  | Suwannee River:P1 | [6 empty] | 0.184 | 0.184 | 0.184 | 0.184 | 0.184 | 0.184 | 0.184 | 0.184 | 0.184 | 0.184 | 0.184 | 0.184 | 0.184 | 0.184 | 0.184 | 0.184 | 0.184 | 0.184 | 0.184 | 0.184 | 0.184 | 0.184 | 0.184 | 0.184 | 0.184 | 0.184 | 0.184 | 0.184 | 0.184 | 0.184 | 0.184 | 0.184 | 0.184 | 0.184 | 0.184 | 0.184 | 0.184 | 0.184 | 0.184 | 0.184 | 0.184 | 0.184 | 0.184 | 0.184 | 0.184 | 0.184 | 0.184 | 0.184
|  | Suwannee River:P2 | [6 empty] | 0.184 | 0.184 | 0.184 | 0.184 | 0.184 | 0.184 | 0.184 | 0.184 | 0.184 | 0.184 | 0.184 | 0.184 | 0.184 | 0.184 | 0.184 | 0.184 | 0.184 | 0.184 | 0.184 | 0.184 | 0.184 | 0.184 | 0.184 | 0.184 | 0.184 | 0.184 | 0.184 | 0.184 | 0.184 | 0.184 | 0.184 | 0.184 | 0.184 | 0.184 | 0.184 | 0.184 | 0.184 | 0.184 | 0.184 | 0.184 | 0.184 | 0.184 | 0.184 | 0.184 | 0.184 | 0.184 | 0.184 | 0.184
|  | Suwannee River:P3 | [6 empty] | 0.184 | 0.184 | 0.184 | 0.184 | 0.184 | 0.184 | 0.184 | 0.184 | 0.184 | 0.184 | 0.184 | 0.184 | 0.184 | 0.184 | 0.184 | 0.184 | 0.184 | 0.184 | 0.184 | 0.184 | 0.184 | 0.184 | 0.184 | 0.184 | 0.184 | 0.184 | 0.184 | 0.184 | 0.184 | 0.184 | 0.184 | 0.184 | 0.184 | 0.184 | 0.184 | 0.184 | 0.184 | 0.184 | 0.184 | 0.184 | 0.184 | 0.184 | 0.184 | 0.184 | 0.184 | 0.184 | 0.184 | 0.184
|  | Suwannee River:2 | [6 empty] | 0.323 | 0.323 | 0.272 | 0.272 | 0.272 | 0.272 | 0.272 | 0.272 | 0.272 | 0.272 | 0.272 | 0.272 | 0.272 | 0.272 | 0.272 | 0.272 | 0.272 | 0.272 | 0.272 | 0.272 | 0.272 | 0.272 | 0.272 | 0.272 | 0.272 | 0.272 | 0.272 | 0.272 | 0.272 | 0.272 | 0.272 | 0.272 | 0.272 | 0.272 | 0.272 | 0.272 | 0.272 | 0.272 | 0.272 | 0.272 | 0.272 | 0.272 | 0.272 | 0.272 | 0.272 | 0.272 | 0.272 | 0.272
0 | 0 | Suwannee River:3 | [6 empty] | 0.354 | 0.354 | 0.28 | 0.28 | 0.28 | 0.28 | 0.28 | 0.28 | 0.28 | 0.28 | 0.28 | 0.28 | 0.28 | 0.28 | 0.28 | 0.28 | 0.28 | 0.28 | 0.28 | 0.28 | 0.28 | 0.28 | 0.28 | 0.28 | 0.28 | 0.28 | 0.28 | 0.28 | 0.28 | 0.28 | 0.28 | 0.28 | 0.28 | 0.28 | 0.28 | 0.28 | 0.28 | 0.28 | 0.28 | 0.28 | 0.28 | 0.28 | 0.28 | 0.28 | 0.28 | 0.28 | 0.28 | 0.28
0 | 0 | Tangier:ALL | [6 empty] | 0.305 | 0.305 | 0.305 | 0.305 | 0.305 | 0.305 | 0.305 | 0.305 | 0.305 | 0.305 | 0.305 | 0.305 | 0.305 | 0.305 | 0.305 | 0.305 | 0.305 | 0.305 | 0.305 | 0.305 | 0.305 | 0.305 | 0.305 | 0.305 | 0.305 | 0.305 | 0.305 | 0.305 | 0.305 | 0.305 | 0.305 | 0.305 | 0.305 | 0.305 | 0.305 | 0.305 | 0.305 | 0.305 | 0.305 | 0.305 | 0.305 | 0.305 | 0.305 | 0.305 | 0.305 | 0.305 | 0.305 | 0.305
0 | 0 | Smith Island:ALL | [6 empty] | 0.315 | 0.315 | 0.315 | 0.315 | 0.315 | 0.315 | 0.315 | 0.315 | 0.315 | 0.315 | 0.315 | 0.315 | 0.315 | 0.315 | 0.315 | 0.315 | 0.315 | 0.315 | 0.315 | 0.315 | 0.315 | 0.315 | 0.315 | 0.315 | 0.315 | 0.315 | 0.315 | 0.315 | 0.315 | 0.315 | 0.315 | 0.315 | 0.315 | 0.315 | 0.315 | 0.315 | 0.315 | 0.315 | 0.315 | 0.315 | 0.315 | 0.315 | 0.315 | 0.315 | 0.315 | 0.315 | 0.315 | 0.315
|  | Crist:1 | [6 empty] | 0.3 | 0.3 | 0.3 | 0.3 | 0.3 | 0.3 | 0.3 | 0.3 | 0.3 | 0.3 | 0.3 | 0.3 | 0.3 | 0.3 | 0.3 | 0.3 | 0.3 | 0.3 | 0.3 | 0.3 | 0.3 | 0.3 | 0.3 | 0.3 | 0.3 | 0.3 | 0.3 | 0.3 | 0.3 | 0.3 | 0.3 | 0.3 | 0.3 | 0.3 | 0.3 | 0.3 | 0.3 | 0.3 | 0.3 | 0.3 | 0.3 | 0.3 | 0.3 | 0.3 | 0.3 | 0.3 | 0.3 | 0.3
|  | Crist:2 | [6 empty] | 0.124 | 0.124 | 0.124 | 0.124 | 0.124 | 0.124 | 0.124 | 0.124 | 0.124 | 0.124 | 0.124 | 0.124 | 0.124 | 0.124 | 0.124 | 0.124 | 0.124 | 0.124 | 0.124 | 0.124 | 0.124 | 0.124 | 0.124 | 0.124 | 0.124 | 0.124 | 0.124 | 0.124 | 0.124 | 0.124 | 0.124 | 0.124 | 0.124 | 0.124 | 0.124 | 0.124 | 0.124 | 0.124 | 0.124 | 0.124 | 0.124 | 0.124 | 0.124 | 0.124 | 0.124 | 0.124 | 0.124 | 0.124
|  | Crist:3 | [6 empty] | 0 | 0 | 0 | 0 | 0 | 0 | 0 | 0 | 0 | 0 | 0 | 0 | 0 | 0 | 0 | 0 | 0 | 0 | 0 | 0 | 0 | 0 | 0 | 0 | 0 | 0 | 0 | 0 | 0 | 0 | 0 | 0 | 0 | 0 | 0 | 0 | 0 | 0 | 0 | 0 | 0 | 0 | 0 | 0 | 0 | 0 | 0 | 0
2017 | 0 | Crist:4 | [6 empty] | 0.361 | 0.361 | 0.313 | 0.313 | 0.313 | 0.313 | 0.313 | 0.313 | 0.313 | 0.313 | 0.313 | 0.04695 | 0.04695 | 0.04695 | 0.04695 | 0.04695 | 0.04695 | 0.04695 | 0.04695 | 0.04695 | 0.04695 | 0.04695 | 0.04695 | 0.04695 | 0.04695 | 0.04695 | 0.04695 | 0.04695 | 0.04695 | 0.04695 | 0.04695 | 0.04695 | 0.04695 | 0.04695 | 0.04695 | 0.04695 | 0.04695 | 0.04695 | 0.04695 | 0.04695 | 0.04695 | 0.04695 | 0.04695 | 0.04695 | 0.04695 | 0.04695 | 0.04695 | 0.04695
2017 | 0 | Crist:5 | [6 empty] | 0.345 | 0.345 | 0.296 | 0.296 | 0.296 | 0.296 | 0.296 | 0.296 | 0.296 | 0.296 | 0.296 | 0.0444 | 0.0444 | 0.0444 | 0.0444 | 0.0444 | 0.0444 | 0.0444 | 0.0444 | 0.0444 | 0.0444 | 0.0444 | 0.0444 | 0.0444 | 0.0444 | 0.0444 | 0.0444 | 0.0444 | 0.0444 | 0.0444 | 0.0444 | 0.0444 | 0.0444 | 0.0444 | 0.0444 | 0.0444 | 0.0444 | 0.0444 | 0.0444 | 0.0444 | 0.0444 | 0.0444 | 0.0444 | 0.0444 | 0.0444 | 0.0444 | 0.0444 | 0.0444
2017 | 0 | Crist:6 | [6 empty] | 0.452 | 0.452 | 0.254 | 0.254 | 0.254 | 0.254 | 0.254 | 0.254 | 0.254 | 0.254 | 0.254 | 0.0381 | 0.0381 | 0.0381 | 0.0381 | 0.0381 | 0.0381 | 0.0381 | 0.0381 | 0.0381 | 0.0381 | 0.0381 | 0.0381 | 0.0381 | 0.0381 | 0.0381 | 0.0381 | 0.0381 | 0.0381 | 0.0381 | 0.0381 | 0.0381 | 0.0381 | 0.0381 | 0.0381 | 0.0381 | 0.0381 | 0.0381 | 0.0381 | 0.0381 | 0.0381 | 0.0381 | 0.0381 | 0.0381 | 0.0381 | 0.0381 | 0.0381 | 0.0381
|  | Crist:7 | [6 empty] | 0.146 | 0.146 | 0.084 | 0.084 | 0.084 | 0.084 | 0.084 | 0.084 | 0.084 | 0.084 | 0.084 | 0.084 | 0.084 | 0.084 | 0.084 | 0.084 | 0.084 | 0.084 | 0.084 | 0.084 | 0.084 | 0.084 | 0.084 | 0.084 | 0.084 | 0.084 | 0.084 | 0.084 | 0.084 | 0.084 | 0.084 | 0.084 | 0.084 | 0.084 | 0.084 | 0.084 | 0.084 | 0.084 | 0.084 | 0.084 | 0.084 | 0.084 | 0.084 | 0.084 | 0.084 | 0.084 | 0.084 | 0.084
2017 | 0 | Scholz:1 | [6 empty] | 0.5 | 0.5 | 0.593 | 0.593 | 0.593 | 0.593 | 0.593 | 0.593 | 0.593 | 0.593 | 0.593 | 0.08895 | 0.08895 | 0.08895 | 0.08895 | 0.08895 | 0.08895 | 0.08895 | 0.08895 | 0.08895 | 0.08895 | 0.08895 | 0.08895 | 0.08895 | 0.08895 | 0.08895 | 0.08895 | 0.08895 | 0.08895 | 0.08895 | 0.08895 | 0.08895 | 0.08895 | 0.08895 | 0.08895 | 0.08895 | 0.08895 | 0.08895 | 0.08895 | 0.08895 | 0.08895 | 0.08895 | 0.08895 | 0.08895 | 0.08895 | 0.08895 | 0.08895 | 0.08895
2017 | 0 | Scholz:2 | [6 empty] | 0.586 | 0.586 | 0.593 | 0.593 | 0.593 | 0.593 | 0.593 | 0.593 | 0.593 | 0.593 | 0.593 | 0.08895 | 0.08895 | 0.08895 | 0.08895 | 0.08895 | 0.08895 | 0.08895 | 0.08895 | 0.08895 | 0.08895 | 0.08895 | 0.08895 | 0.08895 | 0.08895 | 0.08895 | 0.08895 | 0.08895 | 0.08895 | 0.08895 | 0.08895 | 0.08895 | 0.08895 | 0.08895 | 0.08895 | 0.08895 | 0.08895 | 0.08895 | 0.08895 | 0.08895 | 0.08895 | 0.08895 | 0.08895 | 0.08895 | 0.08895 | 0.08895 | 0.08895 | 0.08895
2021 | 0 | Lansing Smith (GUPC):1 | [6 empty] | 0.478 | 0.478 | 0.493 | 0.493 | 0.493 | 0.493 | 0.493 | 0.493 | 0.493 | 0.493 | 0.493 | 0.493 | 0.493 | 0.493 | 0.493 | 0.07395 | 0.07395 | 0.07395 | 0.07395 | 0.07395 | 0.07395 | 0.07395 | 0.07395 | 0.07395 | 0.07395 | 0.07395 | 0.07395 | 0.07395 | 0.07395 | 0.07395 | 0.07395 | 0.07395 | 0.07395 | 0.07395 | 0.07395 | 0.07395 | 0.07395 | 0.07395 | 0.07395 | 0.07395 | 0.07395 | 0.07395 | 0.07395 | 0.07395 | 0.07395 | 0.07395 | 0.07395 | 0.07395
|  | Lansing Smith (GUPC):CC | [6 empty] | 0.037 | 0.037 | 0.037 | 0.037 | 0.037 | 0.037 | 0.037 | 0.037 | 0.037 | 0.037 | 0.037 | 0.037 | 0.037 | 0.037 | 0.037 | 0.037 | 0.037 | 0.037 | 0.037 | 0.037 | 0.037 | 0.037 | 0.037 | 0.037 | 0.037 | 0.037 | 0.037 | 0.037 | 0.037 | 0.037 | 0.037 | 0.037 | 0.037 | 0.037 | 0.037 | 0.037 | 0.037 | 0.037 | 0.037 | 0.037 | 0.037 | 0.037 | 0.037 | 0.037 | 0.037 | 0.037 | 0.037 | 0.037
|  | Lansing Smith (GUPC):GT | [6 empty] | 0.03 | 0.03 | 0.03 | 0.03 | 0.03 | 0.03 | 0.03 | 0.03 | 0.03 | 0.03 | 0.03 | 0.03 | 0.03 | 0.03 | 0.03 | 0.03 | 0.03 | 0.03 | 0.03 | 0.03 | 0.03 | 0.03 | 0.03 | 0.03 | 0.03 | 0.03 | 0.03 | 0.03 | 0.03 | 0.03 | 0.03 | 0.03 | 0.03 | 0.03 | 0.03 | 0.03 | 0.03 | 0.03 | 0.03 | 0.03 | 0.03 | 0.03 | 0.03 | 0.03 | 0.03 | 0.03 | 0.03 | 0.03
2020 | 0 | Lansing Smith (GUPC):2 | [6 empty] | 0.382 | 0.382 | 0.387 | 0.387 | 0.387 | 0.387 | 0.387 | 0.387 | 0.387 | 0.387 | 0.387 | 0.387 | 0.387 | 0.387 | 0.05805 | 0.05805 | 0.05805 | 0.05805 | 0.05805 | 0.05805 | 0.05805 | 0.05805 | 0.05805 | 0.05805 | 0.05805 | 0.05805 | 0.05805 | 0.05805 | 0.05805 | 0.05805 | 0.05805 | 0.05805 | 0.05805 | 0.05805 | 0.05805 | 0.05805 | 0.05805 | 0.05805 | 0.05805 | 0.05805 | 0.05805 | 0.05805 | 0.05805 | 0.05805 | 0.05805 | 0.05805 | 0.05805 | 0.05805
|  | Big Bend:GT1 | [6 empty] | 0.626 | 0.626 | 0.643 | 0.643 | 0.643 | 0.643 | 0.643 | 0.643 | 0.643 | 0.643 | 0.643 | 0.643 | 0.643 | 0.643 | 0.643 | 0.643 | 0.643 | 0.643 | 0.643 | 0.643 | 0.643 | 0.643 | 0.643 | 0.643 | 0.643 | 0.643 | 0.643 | 0.643 | 0.643 | 0.643 | 0.643 | 0.643 | 0.643 | 0.643 | 0.643 | 0.643 | 0.643 | 0.643 | 0.643 | 0.643 | 0.643 | 0.643 | 0.643 | 0.643 | 0.643 | 0.643 | 0.643 | 0.643
|  | Big Bend:1 | [6 empty] | 0.203 | 0.203 | 0.02 | 0.02 | 0.02 | 0.02 | 0.02 | 0.02 | 0.02 | 0.02 | 0.02 | 0.02 | 0.02 | 0.02 | 0.02 | 0.02 | 0.02 | 0.02 | 0.02 | 0.02 | 0.02 | 0.02 | 0.02 | 0.02 | 0.02 | 0.02 | 0.02 | 0.02 | 0.02 | 0.02 | 0.02 | 0.02 | 0.02 | 0.02 | 0.02 | 0.02 | 0.02 | 0.02 | 0.02 | 0.02 | 0.02 | 0.02 | 0.02 | 0.02 | 0.02 | 0.02 | 0.02 | 0.02
|  | Big Bend:ST2 | [6 empty] | 0.65 | 0.065 | 0.065 | 0.065 | 0.065 | 0.065 | 0.065 | 0.065 | 0.065 | 0.065 | 0.065 | 0.065 | 0.065 | 0.065 | 0.065 | 0.065 | 0.065 | 0.065 | 0.065 | 0.065 | 0.065 | 0.065 | 0.065 | 0.065 | 0.065 | 0.065 | 0.065 | 0.065 | 0.065 | 0.065 | 0.065 | 0.065 | 0.065 | 0.065 | 0.065 | 0.065 | 0.065 | 0.065 | 0.065 | 0.065 | 0.065 | 0.065 | 0.065 | 0.065 | 0.065 | 0.065 | 0.065 | 0.065
|  | Big Bend:ST3 | [6 empty] | 0.65 | 0.65 | 0.065 | 0.065 | 0.065 | 0.065 | 0.065 | 0.065 | 0.065 | 0.065 | 0.065 | 0.065 | 0.065 | 0.065 | 0.065 | 0.065 | 0.065 | 0.065 | 0.065 | 0.065 | 0.065 | 0.065 | 0.065 | 0.065 | 0.065 | 0.065 | 0.065 | 0.065 | 0.065 | 0.065 | 0.065 | 0.065 | 0.065 | 0.065 | 0.065 | 0.065 | 0.065 | 0.065 | 0.065 | 0.065 | 0.065 | 0.065 | 0.065 | 0.065 | 0.065 | 0.065 | 0.065 | 0.065
|  | Big Bend:ST4 | [6 empty] | 0.65 | 0.065 | 0.065 | 0.065 | 0.065 | 0.065 | 0.065 | 0.065 | 0.065 | 0.065 | 0.065 | 0.065 | 0.065 | 0.065 | 0.065 | 0.065 | 0.065 | 0.065 | 0.065 | 0.065 | 0.065 | 0.065 | 0.065 | 0.065 | 0.065 | 0.065 | 0.065 | 0.065 | 0.065 | 0.065 | 0.065 | 0.065 | 0.065 | 0.065 | 0.065 | 0.065 | 0.065 | 0.065 | 0.065 | 0.065 | 0.065 | 0.065 | 0.065 | 0.065 | 0.065 | 0.065 | 0.065 | 0.065
|  | Big Bend:GT2 | [6 empty] | 0.632 | 0.632 | 0.641 | 0.641 | 0.641 | 0.641 | 0.641 | 0.641 | 0.641 | 0.641 | 0.641 | 0.641 | 0.641 | 0.641 | 0.641 | 0.641 | 0.641 | 0.641 | 0.641 | 0.641 | 0.641 | 0.641 | 0.641 | 0.641 | 0.641 | 0.641 | 0.641 | 0.641 | 0.641 | 0.641 | 0.641 | 0.641 | 0.641 | 0.641 | 0.641 | 0.641 | 0.641 | 0.641 | 0.641 | 0.641 | 0.641 | 0.641 | 0.641 | 0.641 | 0.641 | 0.641 | 0.641 | 0.641
|  | Big Bend:GT3 | [6 empty] | 0.514 | 0.514 | 0.376 | 0.376 | 0.376 | 0.376 | 0.376 | 0.376 | 0.376 | 0.376 | 0.376 | 0.376 | 0.376 | 0.376 | 0.376 | 0.376 | 0.376 | 0.376 | 0.376 | 0.376 | 0.376 | 0.376 | 0.376 | 0.376 | 0.376 | 0.376 | 0.376 | 0.376 | 0.376 | 0.376 | 0.376 | 0.376 | 0.376 | 0.376 | 0.376 | 0.376 | 0.376 | 0.376 | 0.376 | 0.376 | 0.376 | 0.376 | 0.376 | 0.376 | 0.376 | 0.376 | 0.376 | 0.376
|  | Gannon:1 | [6 empty] | 1.092 | 1.092 | 1.092 | 1.092 | 1.092 | 1.092 | 1.092 | 1.092 | 1.092 | 1.092 | 1.092 | 1.092 | 1.092 | 1.092 | 1.092 | 1.092 | 1.092 | 1.092 | 1.092 | 1.092 | 1.092 | 1.092 | 1.092 | 1.092 | 1.092 | 1.092 | 1.092 | 1.092 | 1.092 | 1.092 | 1.092 | 1.092 | 1.092 | 1.092 | 1.092 | 1.092 | 1.092 | 1.092 | 1.092 | 1.092 | 1.092 | 1.092 | 1.092 | 1.092 | 1.092 | 1.092 | 1.092 | 1.092
|  | Gannon:GT1 | [6 empty] | 0.2 | 0.2 | 0.2 | 0.2 | 0.2 | 0.2 | 0.2 | 0.2 | 0.2 | 0.2 | 0.2 | 0.2 | 0.2 | 0.2 | 0.2 | 0.2 | 0.2 | 0.2 | 0.2 | 0.2 | 0.2 | 0.2 | 0.2 | 0.2 | 0.2 | 0.2 | 0.2 | 0.2 | 0.2 | 0.2 | 0.2 | 0.2 | 0.2 | 0.2 | 0.2 | 0.2 | 0.2 | 0.2 | 0.2 | 0.2 | 0.2 | 0.2 | 0.2 | 0.2 | 0.2 | 0.2 | 0.2 | 0.2
|  | Gannon:2 | [6 empty] | 1.001 | 1.001 | 1.001 | 1.001 | 1.001 | 1.001 | 1.001 | 1.001 | 1.001 | 1.001 | 1.001 | 1.001 | 1.001 | 1.001 | 1.001 | 1.001 | 1.001 | 1.001 | 1.001 | 1.001 | 1.001 | 1.001 | 1.001 | 1.001 | 1.001 | 1.001 | 1.001 | 1.001 | 1.001 | 1.001 | 1.001 | 1.001 | 1.001 | 1.001 | 1.001 | 1.001 | 1.001 | 1.001 | 1.001 | 1.001 | 1.001 | 1.001 | 1.001 | 1.001 | 1.001 | 1.001 | 1.001 | 1.001
|  | Gannon:CCB | [6 empty] | 0.011 | 0.011 | 0.011 | 0.011 | 0.011 | 0.011 | 0.011 | 0.011 | 0.011 | 0.011 | 0.011 | 0.011 | 0.011 | 0.011 | 0.011 | 0.011 | 0.011 | 0.011 | 0.011 | 0.011 | 0.011 | 0.011 | 0.011 | 0.011 | 0.011 | 0.011 | 0.011 | 0.011 | 0.011 | 0.011 | 0.011 | 0.011 | 0.011 | 0.011 | 0.011 | 0.011 | 0.011 | 0.011 | 0.011 | 0.011 | 0.011 | 0.011 | 0.011 | 0.011 | 0.011 | 0.011 | 0.011 | 0.011
|  | Gannon:3 | [6 empty] | 1.168 | 1.168 | 0.759 | 0.759 | 0.759 | 0.759 | 0.759 | 0.759 | 0.759 | 0.759 | 0.759 | 0.759 | 0.759 | 0.759 | 0.759 | 0.759 | 0.759 | 0.759 | 0.759 | 0.759 | 0.759 | 0.759 | 0.759 | 0.759 | 0.759 | 0.759 | 0.759 | 0.759 | 0.759 | 0.759 | 0.759 | 0.759 | 0.759 | 0.759 | 0.759 | 0.759 | 0.759 | 0.759 | 0.759 | 0.759 | 0.759 | 0.759 | 0.759 | 0.759 | 0.759 | 0.759 | 0.759 | 0.759
|  | Gannon:4 | [6 empty] | 0.6 | 0.6 | 0.39 | 0.39 | 0.39 | 0.39 | 0.39 | 0.39 | 0.39 | 0.39 | 0.39 | 0.39 | 0.39 | 0.39 | 0.39 | 0.39 | 0.39 | 0.39 | 0.39 | 0.39 | 0.39 | 0.39 | 0.39 | 0.39 | 0.39 | 0.39 | 0.39 | 0.39 | 0.39 | 0.39 | 0.39 | 0.39 | 0.39 | 0.39 | 0.39 | 0.39 | 0.39 | 0.39 | 0.39 | 0.39 | 0.39 | 0.39 | 0.39 | 0.39 | 0.39 | 0.39 | 0.39 | 0.39
|  | Gannon:5 | [6 empty] | 0.587 | 0.382 | 0.382 | 0.382 | 0.382 | 0.382 | 0.382 | 0.382 | 0.382 | 0.382 | 0.382 | 0.382 | 0.382 | 0.382 | 0.382 | 0.382 | 0.382 | 0.382 | 0.382 | 0.382 | 0.382 | 0.382 | 0.382 | 0.382 | 0.382 | 0.382 | 0.382 | 0.382 | 0.382 | 0.382 | 0.382 | 0.382 | 0.382 | 0.382 | 0.382 | 0.382 | 0.382 | 0.382 | 0.382 | 0.382 | 0.382 | 0.382 | 0.382 | 0.382 | 0.382 | 0.382 | 0.382 | 0.382
|  | Gannon:6 | [6 empty] | 0.643 | 0.643 | 0.064 | 0.064 | 0.064 | 0.064 | 0.064 | 0.064 | 0.064 | 0.064 | 0.064 | 0.064 | 0.064 | 0.064 | 0.064 | 0.064 | 0.064 | 0.064 | 0.064 | 0.064 | 0.064 | 0.064 | 0.064 | 0.064 | 0.064 | 0.064 | 0.064 | 0.064 | 0.064 | 0.064 | 0.064 | 0.064 | 0.064 | 0.064 | 0.064 | 0.064 | 0.064 | 0.064 | 0.064 | 0.064 | 0.064 | 0.064 | 0.064 | 0.064 | 0.064 | 0.064 | 0.064 | 0.064
|  | Hookers Point:1 | [6 empty] | 0.38 | 0.38 | 0.38 | 0.38 | 0.38 | 0.38 | 0.38 | 0.38 | 0.38 | 0.38 | 0.38 | 0.38 | 0.38 | 0.38 | 0.38 | 0.38 | 0.38 | 0.38 | 0.38 | 0.38 | 0.38 | 0.38 | 0.38 | 0.38 | 0.38 | 0.38 | 0.38 | 0.38 | 0.38 | 0.38 | 0.38 | 0.38 | 0.38 | 0.38 | 0.38 | 0.38 | 0.38 | 0.38 | 0.38 | 0.38 | 0.38 | 0.38 | 0.38 | 0.38 | 0.38 | 0.38 | 0.38 | 0.38
|  | Hookers Point:2 | [6 empty] | 0.38 | 0.38 | 0.38 | 0.38 | 0.38 | 0.38 | 0.38 | 0.38 | 0.38 | 0.38 | 0.38 | 0.38 | 0.38 | 0.38 | 0.38 | 0.38 | 0.38 | 0.38 | 0.38 | 0.38 | 0.38 | 0.38 | 0.38 | 0.38 | 0.38 | 0.38 | 0.38 | 0.38 | 0.38 | 0.38 | 0.38 | 0.38 | 0.38 | 0.38 | 0.38 | 0.38 | 0.38 | 0.38 | 0.38 | 0.38 | 0.38 | 0.38 | 0.38 | 0.38 | 0.38 | 0.38 | 0.38 | 0.38
|  | Hookers Point:3 | [6 empty] | 0.38 | 0.38 | 0.38 | 0.38 | 0.38 | 0.38 | 0.38 | 0.38 | 0.38 | 0.38 | 0.38 | 0.38 | 0.38 | 0.38 | 0.38 | 0.38 | 0.38 | 0.38 | 0.38 | 0.38 | 0.38 | 0.38 | 0.38 | 0.38 | 0.38 | 0.38 | 0.38 | 0.38 | 0.38 | 0.38 | 0.38 | 0.38 | 0.38 | 0.38 | 0.38 | 0.38 | 0.38 | 0.38 | 0.38 | 0.38 | 0.38 | 0.38 | 0.38 | 0.38 | 0.38 | 0.38 | 0.38 | 0.38
|  | Hookers Point:4 | [6 empty] | 0.38 | 0.38 | 0.38 | 0.38 | 0.38 | 0.38 | 0.38 | 0.38 | 0.38 | 0.38 | 0.38 | 0.38 | 0.38 | 0.38 | 0.38 | 0.38 | 0.38 | 0.38 | 0.38 | 0.38 | 0.38 | 0.38 | 0.38 | 0.38 | 0.38 | 0.38 | 0.38 | 0.38 | 0.38 | 0.38 | 0.38 | 0.38 | 0.38 | 0.38 | 0.38 | 0.38 | 0.38 | 0.38 | 0.38 | 0.38 | 0.38 | 0.38 | 0.38 | 0.38 | 0.38 | 0.38 | 0.38 | 0.38
|  | Hookers Point:5 | [6 empty] | 0.38 | 0.38 | 0.38 | 0.38 | 0.38 | 0.38 | 0.38 | 0.38 | 0.38 | 0.38 | 0.38 | 0.38 | 0.38 | 0.38 | 0.38 | 0.38 | 0.38 | 0.38 | 0.38 | 0.38 | 0.38 | 0.38 | 0.38 | 0.38 | 0.38 | 0.38 | 0.38 | 0.38 | 0.38 | 0.38 | 0.38 | 0.38 | 0.38 | 0.38 | 0.38 | 0.38 | 0.38 | 0.38 | 0.38 | 0.38 | 0.38 | 0.38 | 0.38 | 0.38 | 0.38 | 0.38 | 0.38 | 0.38
|  | D.G. Hunter:12 | [6 empty] | 0.3 | 0.3 | 0.3 | 0.3 | 0.3 | 0.3 | 0.3 | 0.3 | 0.3 | 0.3 | 0.3 | 0.3 | 0.3 | 0.3 | 0.3 | 0.3 | 0.3 | 0.3 | 0.3 | 0.3 | 0.3 | 0.3 | 0.3 | 0.3 | 0.3 | 0.3 | 0.3 | 0.3 | 0.3 | 0.3 | 0.3 | 0.3 | 0.3 | 0.3 | 0.3 | 0.3 | 0.3 | 0.3 | 0.3 | 0.3 | 0.3 | 0.3 | 0.3 | 0.3 | 0.3 | 0.3 | 0.3 | 0.3
0 | 0 | D.G. Hunter:3 | [6 empty] | 0 | 0 | 0.171 | 0.171 | 0.171 | 0.171 | 0.171 | 0.171 | 0.171 | 0.171 | 0.171 | 0.171 | 0.171 | 0.171 | 0.171 | 0.171 | 0.171 | 0.171 | 0.171 | 0.171 | 0.171 | 0.171 | 0.171 | 0.171 | 0.171 | 0.171 | 0.171 | 0.171 | 0.171 | 0.171 | 0.171 | 0.171 | 0.171 | 0.171 | 0.171 | 0.171 | 0.171 | 0.171 | 0.171 | 0.171 | 0.171 | 0.171 | 0.171 | 0.171 | 0.171 | 0.171 | 0.171 | 0.171
0 | 0 | D.G. Hunter:4 | [6 empty] | 0 | 0 | 0.363 | 0.363 | 0.363 | 0.363 | 0.363 | 0.363 | 0.363 | 0.363 | 0.363 | 0.363 | 0.363 | 0.363 | 0.363 | 0.363 | 0.363 | 0.363 | 0.363 | 0.363 | 0.363 | 0.363 | 0.363 | 0.363 | 0.363 | 0.363 | 0.363 | 0.363 | 0.363 | 0.363 | 0.363 | 0.363 | 0.363 | 0.363 | 0.363 | 0.363 | 0.363 | 0.363 | 0.363 | 0.363 | 0.363 | 0.363 | 0.363 | 0.363 | 0.363 | 0.363 | 0.363 | 0.363
0 | 0 | Block Island:ALL | [6 empty] | 0.315 | 0.315 | 0.315 | 0.315 | 0.315 | 0.315 | 0.315 | 0.315 | 0.315 | 0.315 | 0.315 | 0.315 | 0.315 | 0.315 | 0.315 | 0.315 | 0.315 | 0.315 | 0.315 | 0.315 | 0.315 | 0.315 | 0.315 | 0.315 | 0.315 | 0.315 | 0.315 | 0.315 | 0.315 | 0.315 | 0.315 | 0.315 | 0.315 | 0.315 | 0.315 | 0.315 | 0.315 | 0.315 | 0.315 | 0.315 | 0.315 | 0.315 | 0.315 | 0.315 | 0.315 | 0.315 | 0.315 | 0.315
|  | Henry D King:CC | [6 empty] | 0.06 | 0.06 | 0.06 | 0.06 | 0.06 | 0.06 | 0.06 | 0.06 | 0.06 | 0.06 | 0.06 | 0.06 | 0.06 | 0.06 | 0.06 | 0.06 | 0.06 | 0.06 | 0.06 | 0.06 | 0.06 | 0.06 | 0.06 | 0.06 | 0.06 | 0.06 | 0.06 | 0.06 | 0.06 | 0.06 | 0.06 | 0.06 | 0.06 | 0.06 | 0.06 | 0.06 | 0.06 | 0.06 | 0.06 | 0.06 | 0.06 | 0.06 | 0.06 | 0.06 | 0.06 | 0.06 | 0.06 | 0.06
|  | Henry D King:7 | [6 empty] | 0.14 | 0.14 | 0.148 | 0.148 | 0.148 | 0.148 | 0.148 | 0.148 | 0.148 | 0.148 | 0.148 | 0.148 | 0.148 | 0.148 | 0.148 | 0.148 | 0.148 | 0.148 | 0.148 | 0.148 | 0.148 | 0.148 | 0.148 | 0.148 | 0.148 | 0.148 | 0.148 | 0.148 | 0.148 | 0.148 | 0.148 | 0.148 | 0.148 | 0.148 | 0.148 | 0.148 | 0.148 | 0.148 | 0.148 | 0.148 | 0.148 | 0.148 | 0.148 | 0.148 | 0.148 | 0.148 | 0.148 | 0.148
|  | Henry D King:8 | [6 empty] | 0.126 | 0.126 | 0.059 | 0.059 | 0.059 | 0.059 | 0.059 | 0.059 | 0.059 | 0.059 | 0.059 | 0.059 | 0.059 | 0.059 | 0.059 | 0.059 | 0.059 | 0.059 | 0.059 | 0.059 | 0.059 | 0.059 | 0.059 | 0.059 | 0.059 | 0.059 | 0.059 | 0.059 | 0.059 | 0.059 | 0.059 | 0.059 | 0.059 | 0.059 | 0.059 | 0.059 | 0.059 | 0.059 | 0.059 | 0.059 | 0.059 | 0.059 | 0.059 | 0.059 | 0.059 | 0.059 | 0.059 | 0.059
0 | 0 | Deerhaven:1 | [6 empty] | 0.195 | 0.195 | 0.195 | 0.195 | 0.195 | 0.195 | 0.195 | 0.195 | 0.195 | 0.195 | 0.195 | 0.195 | 0.195 | 0.195 | 0.195 | 0.195 | 0.195 | 0.195 | 0.195 | 0.195 | 0.195 | 0.195 | 0.195 | 0.195 | 0.195 | 0.195 | 0.195 | 0.195 | 0.195 | 0.195 | 0.195 | 0.195 | 0.195 | 0.195 | 0.195 | 0.195 | 0.195 | 0.195 | 0.195 | 0.195 | 0.195 | 0.195 | 0.195 | 0.195 | 0.195 | 0.195 | 0.195 | 0.195
|  | Deerhaven:GT1 | [6 empty] | 0.046 | 0.046 | 0.046 | 0.046 | 0.046 | 0.046 | 0.046 | 0.046 | 0.046 | 0.046 | 0.046 | 0.046 | 0.046 | 0.046 | 0.046 | 0.046 | 0.046 | 0.046 | 0.046 | 0.046 | 0.046 | 0.046 | 0.046 | 0.046 | 0.046 | 0.046 | 0.046 | 0.046 | 0.046 | 0.046 | 0.046 | 0.046 | 0.046 | 0.046 | 0.046 | 0.046 | 0.046 | 0.046 | 0.046 | 0.046 | 0.046 | 0.046 | 0.046 | 0.046 | 0.046 | 0.046 | 0.046 | 0.046
|  | Deerhaven:GT2 | [6 empty] | 0.046 | 0.046 | 0.046 | 0.046 | 0.046 | 0.046 | 0.046 | 0.046 | 0.046 | 0.046 | 0.046 | 0.046 | 0.046 | 0.046 | 0.046 | 0.046 | 0.046 | 0.046 | 0.046 | 0.046 | 0.046 | 0.046 | 0.046 | 0.046 | 0.046 | 0.046 | 0.046 | 0.046 | 0.046 | 0.046 | 0.046 | 0.046 | 0.046 | 0.046 | 0.046 | 0.046 | 0.046 | 0.046 | 0.046 | 0.046 | 0.046 | 0.046 | 0.046 | 0.046 | 0.046 | 0.046 | 0.046 | 0.046
|  | Deerhaven:GT3 | [6 empty] | 0.046 | 0.046 | 0.046 | 0.046 | 0.046 | 0.046 | 0.046 | 0.046 | 0.046 | 0.046 | 0.046 | 0.046 | 0.046 | 0.046 | 0.046 | 0.046 | 0.046 | 0.046 | 0.046 | 0.046 | 0.046 | 0.046 | 0.046 | 0.046 | 0.046 | 0.046 | 0.046 | 0.046 | 0.046 | 0.046 | 0.046 | 0.046 | 0.046 | 0.046 | 0.046 | 0.046 | 0.046 | 0.046 | 0.046 | 0.046 | 0.046 | 0.046 | 0.046 | 0.046 | 0.046 | 0.046 | 0.046 | 0.046
2017 | 0 | Deerhaven:2 | [6 empty] | 0.491 | 0.491 | 0.319 | 0.319 | 0.319 | 0.319 | 0.319 | 0.319 | 0.319 | 0.319 | 0.319 | 0.04785 | 0.04785 | 0.04785 | 0.04785 | 0.04785 | 0.04785 | 0.04785 | 0.04785 | 0.04785 | 0.04785 | 0.04785 | 0.04785 | 0.04785 | 0.04785 | 0.04785 | 0.04785 | 0.04785 | 0.04785 | 0.04785 | 0.04785 | 0.04785 | 0.04785 | 0.04785 | 0.04785 | 0.04785 | 0.04785 | 0.04785 | 0.04785 | 0.04785 | 0.04785 | 0.04785 | 0.04785 | 0.04785 | 0.04785 | 0.04785 | 0.04785 | 0.04785
2017 | 0 | Green:1 | [6 empty] | 0.208 | 0.208 | 0.208 | 0.208 | 0.208 | 0.208 | 0.208 | 0.208 | 0.208 | 0.208 | 0.208 | 0.0312 | 0.0312 | 0.0312 | 0.0312 | 0.0312 | 0.0312 | 0.0312 | 0.0312 | 0.0312 | 0.0312 | 0.0312 | 0.0312 | 0.0312 | 0.0312 | 0.0312 | 0.0312 | 0.0312 | 0.0312 | 0.0312 | 0.0312 | 0.0312 | 0.0312 | 0.0312 | 0.0312 | 0.0312 | 0.0312 | 0.0312 | 0.0312 | 0.0312 | 0.0312 | 0.0312 | 0.0312 | 0.0312 | 0.0312 | 0.0312 | 0.0312 | 0.0312
2017 | 0 | Green:2 | [6 empty] | 0.21 | 0.21 | 0.21 | 0.21 | 0.21 | 0.21 | 0.21 | 0.21 | 0.21 | 0.21 | 0.21 | 0.0315 | 0.0315 | 0.0315 | 0.0315 | 0.0315 | 0.0315 | 0.0315 | 0.0315 | 0.0315 | 0.0315 | 0.0315 | 0.0315 | 0.0315 | 0.0315 | 0.0315 | 0.0315 | 0.0315 | 0.0315 | 0.0315 | 0.0315 | 0.0315 | 0.0315 | 0.0315 | 0.0315 | 0.0315 | 0.0315 | 0.0315 | 0.0315 | 0.0315 | 0.0315 | 0.0315 | 0.0315 | 0.0315 | 0.0315 | 0.0315 | 0.0315 | 0.0315
|  | John R. Kelly:CC | [6 empty] | 0.03 | 0.03 | 0.03 | 0.03 | 0.03 | 0.03 | 0.03 | 0.03 | 0.03 | 0.03 | 0.03 | 0.03 | 0.03 | 0.03 | 0.03 | 0.03 | 0.03 | 0.03 | 0.03 | 0.03 | 0.03 | 0.03 | 0.03 | 0.03 | 0.03 | 0.03 | 0.03 | 0.03 | 0.03 | 0.03 | 0.03 | 0.03 | 0.03 | 0.03 | 0.03 | 0.03 | 0.03 | 0.03 | 0.03 | 0.03 | 0.03 | 0.03 | 0.03 | 0.03 | 0.03 | 0.03 | 0.03 | 0.03
0 | 0 | G.W. Ivey:12 | [6 empty] | 2 | 2 | 2 | 2 | 2 | 2 | 2 | 2 | 2 | 2 | 2 | 2 | 2 | 2 | 2 | 2 | 2 | 2 | 2 | 2 | 2 | 2 | 2 | 2 | 2 | 2 | 2 | 2 | 2 | 2 | 2 | 2 | 2 | 2 | 2 | 2 | 2 | 2 | 2 | 2 | 2 | 2 | 2 | 2 | 2 | 2 | 2 | 2
|  | G.W. Ivey:17 | [6 empty] | 2 | 2 | 2 | 2 | 2 | 2 | 2 | 2 | 2 | 2 | 2 | 2 | 2 | 2 | 2 | 2 | 2 | 2 | 2 | 2 | 2 | 2 | 2 | 2 | 2 | 2 | 2 | 2 | 2 | 2 | 2 | 2 | 2 | 2 | 2 | 2 | 2 | 2 | 2 | 2 | 2 | 2 | 2 | 2 | 2 | 2 | 2 | 2
|  | G.W. Ivey:1819 | [6 empty] | 2 | 2 | 2 | 2 | 2 | 2 | 2 | 2 | 2 | 2 | 2 | 2 | 2 | 2 | 2 | 2 | 2 | 2 | 2 | 2 | 2 | 2 | 2 | 2 | 2 | 2 | 2 | 2 | 2 | 2 | 2 | 2 | 2 | 2 | 2 | 2 | 2 | 2 | 2 | 2 | 2 | 2 | 2 | 2 | 2 | 2 | 2 | 2
|  | G.W. Ivey:2021 | [6 empty] | 2 | 2 | 2 | 2 | 2 | 2 | 2 | 2 | 2 | 2 | 2 | 2 | 2 | 2 | 2 | 2 | 2 | 2 | 2 | 2 | 2 | 2 | 2 | 2 | 2 | 2 | 2 | 2 | 2 | 2 | 2 | 2 | 2 | 2 | 2 | 2 | 2 | 2 | 2 | 2 | 2 | 2 | 2 | 2 | 2 | 2 | 2 | 2
|  | J.D. Kennedy:10 | [6 empty] | 0.4 | 0.4 | 0.26 | 0.26 | 0.26 | 0.26 | 0.26 | 0.26 | 0.26 | 0.26 | 0.26 | 0.26 | 0.26 | 0.26 | 0.26 | 0.26 | 0.26 | 0.26 | 0.26 | 0.26 | 0.26 | 0.26 | 0.26 | 0.26 | 0.26 | 0.26 | 0.26 | 0.26 | 0.26 | 0.26 | 0.26 | 0.26 | 0.26 | 0.26 | 0.26 | 0.26 | 0.26 | 0.26 | 0.26 | 0.26 | 0.26 | 0.26 | 0.26 | 0.26 | 0.26 | 0.26 | 0.26 | 0.26
0 | 0 | J.D. Kennedy:GT3 | [6 empty] | 0.4 | 0.4 | 0.4 | 0.4 | 0.4 | 0.4 | 0.4 | 0.4 | 0.4 | 0.4 | 0.4 | 0.4 | 0.4 | 0.4 | 0.4 | 0.4 | 0.4 | 0.4 | 0.4 | 0.4 | 0.4 | 0.4 | 0.4 | 0.4 | 0.4 | 0.4 | 0.4 | 0.4 | 0.4 | 0.4 | 0.4 | 0.4 | 0.4 | 0.4 | 0.4 | 0.4 | 0.4 | 0.4 | 0.4 | 0.4 | 0.4 | 0.4 | 0.4 | 0.4 | 0.4 | 0.4 | 0.4 | 0.4
0 | 0 | J.D. Kennedy:GT4 | [6 empty] | 0.4 | 0.4 | 0.4 | 0.4 | 0.4 | 0.4 | 0.4 | 0.4 | 0.4 | 0.4 | 0.4 | 0.4 | 0.4 | 0.4 | 0.4 | 0.4 | 0.4 | 0.4 | 0.4 | 0.4 | 0.4 | 0.4 | 0.4 | 0.4 | 0.4 | 0.4 | 0.4 | 0.4 | 0.4 | 0.4 | 0.4 | 0.4 | 0.4 | 0.4 | 0.4 | 0.4 | 0.4 | 0.4 | 0.4 | 0.4 | 0.4 | 0.4 | 0.4 | 0.4 | 0.4 | 0.4 | 0.4 | 0.4
0 | 0 | J.D. Kennedy:GT5 | [6 empty] | 0.4 | 0.4 | 0.4 | 0.4 | 0.4 | 0.4 | 0.4 | 0.4 | 0.4 | 0.4 | 0.4 | 0.4 | 0.4 | 0.4 | 0.4 | 0.4 | 0.4 | 0.4 | 0.4 | 0.4 | 0.4 | 0.4 | 0.4 | 0.4 | 0.4 | 0.4 | 0.4 | 0.4 | 0.4 | 0.4 | 0.4 | 0.4 | 0.4 | 0.4 | 0.4 | 0.4 | 0.4 | 0.4 | 0.4 | 0.4 | 0.4 | 0.4 | 0.4 | 0.4 | 0.4 | 0.4 | 0.4 | 0.4
0 | 0 | J.D. Kennedy:GT7 | [6 empty] | 0.371 | 0.371 | 0.371 | 0.371 | 0.371 | 0.371 | 0.371 | 0.371 | 0.371 | 0.371 | 0.371 | 0.371 | 0.371 | 0.371 | 0.371 | 0.371 | 0.371 | 0.371 | 0.371 | 0.371 | 0.371 | 0.371 | 0.371 | 0.371 | 0.371 | 0.371 | 0.371 | 0.371 | 0.371 | 0.371 | 0.371 | 0.371 | 0.371 | 0.371 | 0.371 | 0.371 | 0.371 | 0.371 | 0.371 | 0.371 | 0.371 | 0.371 | 0.371 | 0.371 | 0.371 | 0.371 | 0.371 | 0.371
2017 | 0 | Louisa:1 | [6 empty] | 0.227 | 0.227 | 0.227 | 0.227 | 0.227 | 0.227 | 0.227 | 0.227 | 0.227 | 0.227 | 0.227 | 0.03405 | 0.03405 | 0.03405 | 0.03405 | 0.03405 | 0.03405 | 0.03405 | 0.03405 | 0.03405 | 0.03405 | 0.03405 | 0.03405 | 0.03405 | 0.03405 | 0.03405 | 0.03405 | 0.03405 | 0.03405 | 0.03405 | 0.03405 | 0.03405 | 0.03405 | 0.03405 | 0.03405 | 0.03405 | 0.03405 | 0.03405 | 0.03405 | 0.03405 | 0.03405 | 0.03405 | 0.03405 | 0.03405 | 0.03405 | 0.03405 | 0.03405 | 0.03405
|  | Northside:1 | [6 empty] | 0.06 | 0.06 | 0.06 | 0.06 | 0.06 | 0.06 | 0.06 | 0.06 | 0.06 | 0.06 | 0.06 | 0.06 | 0.06 | 0.06 | 0.06 | 0.06 | 0.06 | 0.06 | 0.06 | 0.06 | 0.06 | 0.06 | 0.06 | 0.06 | 0.06 | 0.06 | 0.06 | 0.06 | 0.06 | 0.06 | 0.06 | 0.06 | 0.06 | 0.06 | 0.06 | 0.06 | 0.06 | 0.06 | 0.06 | 0.06 | 0.06 | 0.06 | 0.06 | 0.06 | 0.06 | 0.06 | 0.06 | 0.06
0 | 0 | Northside:ST3 | [6 empty] | 0.28 | 0.28 | 0.28 | 0.28 | 0.28 | 0.28 | 0.28 | 0.28 | 0.28 | 0.28 | 0.28 | 0.28 | 0.28 | 0.28 | 0.28 | 0.28 | 0.28 | 0.28 | 0.28 | 0.28 | 0.28 | 0.28 | 0.28 | 0.28 | 0.28 | 0.28 | 0.28 | 0.28 | 0.28 | 0.28 | 0.28 | 0.28 | 0.28 | 0.28 | 0.28 | 0.28 | 0.28 | 0.28 | 0.28 | 0.28 | 0.28 | 0.28 | 0.28 | 0.28 | 0.28 | 0.28 | 0.28 | 0.28
0 | 0 | Northside:GT3 | [6 empty] | 0.265 | 0.265 | 0.151 | 0.151 | 0.151 | 0.151 | 0.151 | 0.151 | 0.151 | 0.151 | 0.151 | 0.151 | 0.151 | 0.151 | 0.151 | 0.151 | 0.151 | 0.151 | 0.151 | 0.151 | 0.151 | 0.151 | 0.151 | 0.151 | 0.151 | 0.151 | 0.151 | 0.151 | 0.151 | 0.151 | 0.151 | 0.151 | 0.151 | 0.151 | 0.151 | 0.151 | 0.151 | 0.151 | 0.151 | 0.151 | 0.151 | 0.151 | 0.151 | 0.151 | 0.151 | 0.151 | 0.151 | 0.151
|  | Northside:4 | [6 empty] | 0.28 | 0.28 | 0.28 | 0.28 | 0.28 | 0.28 | 0.28 | 0.28 | 0.28 | 0.28 | 0.28 | 0.28 | 0.28 | 0.28 | 0.28 | 0.28 | 0.28 | 0.28 | 0.28 | 0.28 | 0.28 | 0.28 | 0.28 | 0.28 | 0.28 | 0.28 | 0.28 | 0.28 | 0.28 | 0.28 | 0.28 | 0.28 | 0.28 | 0.28 | 0.28 | 0.28 | 0.28 | 0.28 | 0.28 | 0.28 | 0.28 | 0.28 | 0.28 | 0.28 | 0.28 | 0.28 | 0.28 | 0.28
|  | Northside:5 | [6 empty] | 0.28 | 0.28 | 0.28 | 0.28 | 0.28 | 0.28 | 0.28 | 0.28 | 0.28 | 0.28 | 0.28 | 0.28 | 0.28 | 0.28 | 0.28 | 0.28 | 0.28 | 0.28 | 0.28 | 0.28 | 0.28 | 0.28 | 0.28 | 0.28 | 0.28 | 0.28 | 0.28 | 0.28 | 0.28 | 0.28 | 0.28 | 0.28 | 0.28 | 0.28 | 0.28 | 0.28 | 0.28 | 0.28 | 0.28 | 0.28 | 0.28 | 0.28 | 0.28 | 0.28 | 0.28 | 0.28 | 0.28 | 0.28
|  | Northside:6 | [6 empty] | 0.28 | 0.28 | 0.28 | 0.28 | 0.28 | 0.28 | 0.28 | 0.28 | 0.28 | 0.28 | 0.28 | 0.28 | 0.28 | 0.28 | 0.28 | 0.28 | 0.28 | 0.28 | 0.28 | 0.28 | 0.28 | 0.28 | 0.28 | 0.28 | 0.28 | 0.28 | 0.28 | 0.28 | 0.28 | 0.28 | 0.28 | 0.28 | 0.28 | 0.28 | 0.28 | 0.28 | 0.28 | 0.28 | 0.28 | 0.28 | 0.28 | 0.28 | 0.28 | 0.28 | 0.28 | 0.28 | 0.28 | 0.28
2017 | 0 | Warrick:1 | [6 empty] | 0.085 | 0.085 | 0.328 | 0.328 | 0.328 | 0.328 | 0.328 | 0.328 | 0.328 | 0.328 | 0.328 | 0.0492 | 0.0492 | 0.0492 | 0.0492 | 0.0492 | 0.0492 | 0.0492 | 0.0492 | 0.0492 | 0.0492 | 0.0492 | 0.0492 | 0.0492 | 0.0492 | 0.0492 | 0.0492 | 0.0492 | 0.0492 | 0.0492 | 0.0492 | 0.0492 | 0.0492 | 0.0492 | 0.0492 | 0.0492 | 0.0492 | 0.0492 | 0.0492 | 0.0492 | 0.0492 | 0.0492 | 0.0492 | 0.0492 | 0.0492 | 0.0492 | 0.0492 | 0.0492
2017 | 0 | Warrick:2 | [6 empty] | 0.344 | 0.344 | 0.328 | 0.328 | 0.328 | 0.328 | 0.328 | 0.328 | 0.328 | 0.328 | 0.328 | 0.0492 | 0.0492 | 0.0492 | 0.0492 | 0.0492 | 0.0492 | 0.0492 | 0.0492 | 0.0492 | 0.0492 | 0.0492 | 0.0492 | 0.0492 | 0.0492 | 0.0492 | 0.0492 | 0.0492 | 0.0492 | 0.0492 | 0.0492 | 0.0492 | 0.0492 | 0.0492 | 0.0492 | 0.0492 | 0.0492 | 0.0492 | 0.0492 | 0.0492 | 0.0492 | 0.0492 | 0.0492 | 0.0492 | 0.0492 | 0.0492 | 0.0492 | 0.0492
2017 | 0 | Warrick:3 | [6 empty] | 0.344 | 0.344 | 0.326 | 0.326 | 0.326 | 0.326 | 0.326 | 0.326 | 0.326 | 0.326 | 0.326 | 0.0489 | 0.0489 | 0.0489 | 0.0489 | 0.0489 | 0.0489 | 0.0489 | 0.0489 | 0.0489 | 0.0489 | 0.0489 | 0.0489 | 0.0489 | 0.0489 | 0.0489 | 0.0489 | 0.0489 | 0.0489 | 0.0489 | 0.0489 | 0.0489 | 0.0489 | 0.0489 | 0.0489 | 0.0489 | 0.0489 | 0.0489 | 0.0489 | 0.0489 | 0.0489 | 0.0489 | 0.0489 | 0.0489 | 0.0489 | 0.0489 | 0.0489 | 0.0489
2017 | 0 | Warrick:4 | [6 empty] | 0.093 | 0.093 | 0.095 | 0.095 | 0.095 | 0.095 | 0.095 | 0.095 | 0.095 | 0.095 | 0.095 | 0.01425 | 0.01425 | 0.01425 | 0.01425 | 0.01425 | 0.01425 | 0.01425 | 0.01425 | 0.01425 | 0.01425 | 0.01425 | 0.01425 | 0.01425 | 0.01425 | 0.01425 | 0.01425 | 0.01425 | 0.01425 | 0.01425 | 0.01425 | 0.01425 | 0.01425 | 0.01425 | 0.01425 | 0.01425 | 0.01425 | 0.01425 | 0.01425 | 0.01425 | 0.01425 | 0.01425 | 0.01425 | 0.01425 | 0.01425 | 0.01425 | 0.01425 | 0.01425
0 | 0 | Tom G Smith:GT1 | [6 empty] | 0.311 | 0.311 | 0.311 | 0.311 | 0.311 | 0.311 | 0.311 | 0.311 | 0.311 | 0.311 | 0.311 | 0.311 | 0.311 | 0.311 | 0.311 | 0.311 | 0.311 | 0.311 | 0.311 | 0.311 | 0.311 | 0.311 | 0.311 | 0.311 | 0.311 | 0.311 | 0.311 | 0.311 | 0.311 | 0.311 | 0.311 | 0.311 | 0.311 | 0.311 | 0.311 | 0.311 | 0.311 | 0.311 | 0.311 | 0.311 | 0.311 | 0.311 | 0.311 | 0.311 | 0.311 | 0.311 | 0.311 | 0.311
0 | 0 | Tom G Smith:CC | [6 empty] | 0.3 | 0.3 | 0.3 | 0.3 | 0.3 | 0.3 | 0.3 | 0.3 | 0.3 | 0.3 | 0.3 | 0.3 | 0.3 | 0.3 | 0.3 | 0.3 | 0.3 | 0.3 | 0.3 | 0.3 | 0.3 | 0.3 | 0.3 | 0.3 | 0.3 | 0.3 | 0.3 | 0.3 | 0.3 | 0.3 | 0.3 | 0.3 | 0.3 | 0.3 | 0.3 | 0.3 | 0.3 | 0.3 | 0.3 | 0.3 | 0.3 | 0.3 | 0.3 | 0.3 | 0.3 | 0.3 | 0.3 | 0.3
|  | Tom G Smith:S1 | [6 empty] | 0.027 | 0.027 | 0.027 | 0.027 | 0.027 | 0.027 | 0.027 | 0.027 | 0.027 | 0.027 | 0.027 | 0.027 | 0.027 | 0.027 | 0.027 | 0.027 | 0.027 | 0.027 | 0.027 | 0.027 | 0.027 | 0.027 | 0.027 | 0.027 | 0.027 | 0.027 | 0.027 | 0.027 | 0.027 | 0.027 | 0.027 | 0.027 | 0.027 | 0.027 | 0.027 | 0.027 | 0.027 | 0.027 | 0.027 | 0.027 | 0.027 | 0.027 | 0.027 | 0.027 | 0.027 | 0.027 | 0.027 | 0.027
|  | Tom G Smith:S3 | [6 empty] | 0.027 | 0.027 | 0.027 | 0.027 | 0.027 | 0.027 | 0.027 | 0.027 | 0.027 | 0.027 | 0.027 | 0.027 | 0.027 | 0.027 | 0.027 | 0.027 | 0.027 | 0.027 | 0.027 | 0.027 | 0.027 | 0.027 | 0.027 | 0.027 | 0.027 | 0.027 | 0.027 | 0.027 | 0.027 | 0.027 | 0.027 | 0.027 | 0.027 | 0.027 | 0.027 | 0.027 | 0.027 | 0.027 | 0.027 | 0.027 | 0.027 | 0.027 | 0.027 | 0.027 | 0.027 | 0.027 | 0.027 | 0.027
|  | Tom G Smith:S4 | [6 empty] | 0.027 | 0.027 | 0.027 | 0.027 | 0.027 | 0.027 | 0.027 | 0.027 | 0.027 | 0.027 | 0.027 | 0.027 | 0.027 | 0.027 | 0.027 | 0.027 | 0.027 | 0.027 | 0.027 | 0.027 | 0.027 | 0.027 | 0.027 | 0.027 | 0.027 | 0.027 | 0.027 | 0.027 | 0.027 | 0.027 | 0.027 | 0.027 | 0.027 | 0.027 | 0.027 | 0.027 | 0.027 | 0.027 | 0.027 | 0.027 | 0.027 | 0.027 | 0.027 | 0.027 | 0.027 | 0.027 | 0.027 | 0.027
0 | 0 | Tom G Smith:MU | [6 empty] | 0.17 | 0.17 | 0.17 | 0.17 | 0.17 | 0.17 | 0.17 | 0.17 | 0.17 | 0.17 | 0.17 | 0.17 | 0.17 | 0.17 | 0.17 | 0.17 | 0.17 | 0.17 | 0.17 | 0.17 | 0.17 | 0.17 | 0.17 | 0.17 | 0.17 | 0.17 | 0.17 | 0.17 | 0.17 | 0.17 | 0.17 | 0.17 | 0.17 | 0.17 | 0.17 | 0.17 | 0.17 | 0.17 | 0.17 | 0.17 | 0.17 | 0.17 | 0.17 | 0.17 | 0.17 | 0.17 | 0.17 | 0.17
|  | Larsen Memorial:CC1 | [6 empty] | 0.062 | 0.062 | 0.062 | 0.062 | 0.062 | 0.062 | 0.062 | 0.062 | 0.062 | 0.062 | 0.062 | 0.062 | 0.062 | 0.062 | 0.062 | 0.062 | 0.062 | 0.062 | 0.062 | 0.062 | 0.062 | 0.062 | 0.062 | 0.062 | 0.062 | 0.062 | 0.062 | 0.062 | 0.062 | 0.062 | 0.062 | 0.062 | 0.062 | 0.062 | 0.062 | 0.062 | 0.062 | 0.062 | 0.062 | 0.062 | 0.062 | 0.062 | 0.062 | 0.062 | 0.062 | 0.062 | 0.062 | 0.062
0 | 0 | Larsen Memorial:2 | [6 empty] | 0.281 | 0.281 | 0.281 | 0.281 | 0.281 | 0.281 | 0.281 | 0.281 | 0.281 | 0.281 | 0.281 | 0.281 | 0.281 | 0.281 | 0.281 | 0.281 | 0.281 | 0.281 | 0.281 | 0.281 | 0.281 | 0.281 | 0.281 | 0.281 | 0.281 | 0.281 | 0.281 | 0.281 | 0.281 | 0.281 | 0.281 | 0.281 | 0.281 | 0.281 | 0.281 | 0.281 | 0.281 | 0.281 | 0.281 | 0.281 | 0.281 | 0.281 | 0.281 | 0.281 | 0.281 | 0.281 | 0.281 | 0.281
0 | 0 | Larsen Memorial:3 | [6 empty] | 0.281 | 0.281 | 0.281 | 0.281 | 0.281 | 0.281 | 0.281 | 0.281 | 0.281 | 0.281 | 0.281 | 0.281 | 0.281 | 0.281 | 0.281 | 0.281 | 0.281 | 0.281 | 0.281 | 0.281 | 0.281 | 0.281 | 0.281 | 0.281 | 0.281 | 0.281 | 0.281 | 0.281 | 0.281 | 0.281 | 0.281 | 0.281 | 0.281 | 0.281 | 0.281 | 0.281 | 0.281 | 0.281 | 0.281 | 0.281 | 0.281 | 0.281 | 0.281 | 0.281 | 0.281 | 0.281 | 0.281 | 0.281
|  | Larsen Memorial:7 | [6 empty] | 0 | 0 | 0 | 0 | 0 | 0 | 0 | 0 | 0 | 0 | 0 | 0 | 0 | 0 | 0 | 0 | 0 | 0 | 0 | 0 | 0 | 0 | 0 | 0 | 0 | 0 | 0 | 0 | 0 | 0 | 0 | 0 | 0 | 0 | 0 | 0 | 0 | 0 | 0 | 0 | 0 | 0 | 0 | 0 | 0 | 0 | 0 | 0
0 | 0 | McIntosh (LALW):ST1 | [6 empty] | 0.334 | 0.334 | 0.223 | 0.223 | 0.223 | 0.223 | 0.223 | 0.223 | 0.223 | 0.223 | 0.223 | 0.223 | 0.223 | 0.223 | 0.223 | 0.223 | 0.223 | 0.223 | 0.223 | 0.223 | 0.223 | 0.223 | 0.223 | 0.223 | 0.223 | 0.223 | 0.223 | 0.223 | 0.223 | 0.223 | 0.223 | 0.223 | 0.223 | 0.223 | 0.223 | 0.223 | 0.223 | 0.223 | 0.223 | 0.223 | 0.223 | 0.223 | 0.223 | 0.223 | 0.223 | 0.223 | 0.223 | 0.223
|  | McIntosh (LALW):5GT | [6 empty] | 0.023 | 0.023 | 0.023 | 0.023 | 0.023 | 0.023 | 0.023 | 0.023 | 0.023 | 0.023 | 0.023 | 0.023 | 0.023 | 0.023 | 0.023 | 0.023 | 0.023 | 0.023 | 0.023 | 0.023 | 0.023 | 0.023 | 0.023 | 0.023 | 0.023 | 0.023 | 0.023 | 0.023 | 0.023 | 0.023 | 0.023 | 0.023 | 0.023 | 0.023 | 0.023 | 0.023 | 0.023 | 0.023 | 0.023 | 0.023 | 0.023 | 0.023 | 0.023 | 0.023 | 0.023 | 0.023 | 0.023 | 0.023
0 | 0 | McIntosh (LALW):ST2 | [6 empty] | 0.163 | 0.163 | 0.086 | 0.086 | 0.086 | 0.086 | 0.086 | 0.086 | 0.086 | 0.086 | 0.086 | 0.086 | 0.086 | 0.086 | 0.086 | 0.086 | 0.086 | 0.086 | 0.086 | 0.086 | 0.086 | 0.086 | 0.086 | 0.086 | 0.086 | 0.086 | 0.086 | 0.086 | 0.086 | 0.086 | 0.086 | 0.086 | 0.086 | 0.086 | 0.086 | 0.086 | 0.086 | 0.086 | 0.086 | 0.086 | 0.086 | 0.086 | 0.086 | 0.086 | 0.086 | 0.086 | 0.086 | 0.086
0 | 0 | McIntosh (LALW):IC | [6 empty] | 0.454 | 0.454 | 0.295 | 0.295 | 0.295 | 0.295 | 0.295 | 0.295 | 0.295 | 0.295 | 0.295 | 0.295 | 0.295 | 0.295 | 0.295 | 0.295 | 0.295 | 0.295 | 0.295 | 0.295 | 0.295 | 0.295 | 0.295 | 0.295 | 0.295 | 0.295 | 0.295 | 0.295 | 0.295 | 0.295 | 0.295 | 0.295 | 0.295 | 0.295 | 0.295 | 0.295 | 0.295 | 0.295 | 0.295 | 0.295 | 0.295 | 0.295 | 0.295 | 0.295 | 0.295 | 0.295 | 0.295 | 0.295
2020 | 0 | Sikeston:1 | [6 empty] | 0.221 | 0.221 | 0.246 | 0.246 | 0.246 | 0.246 | 0.246 | 0.246 | 0.246 | 0.246 | 0.246 | 0.246 | 0.246 | 0.246 | 0.0369 | 0.0369 | 0.0369 | 0.0369 | 0.0369 | 0.0369 | 0.0369 | 0.0369 | 0.0369 | 0.0369 | 0.0369 | 0.0369 | 0.0369 | 0.0369 | 0.0369 | 0.0369 | 0.0369 | 0.0369 | 0.0369 | 0.0369 | 0.0369 | 0.0369 | 0.0369 | 0.0369 | 0.0369 | 0.0369 | 0.0369 | 0.0369 | 0.0369 | 0.0369 | 0.0369 | 0.0369 | 0.0369 | 0.0369
2020 | 0 | Hugo (WEFA):1 | [6 empty] | 0.234 | 0.234 | 0.186 | 0.186 | 0.186 | 0.186 | 0.186 | 0.186 | 0.186 | 0.186 | 0.186 | 0.186 | 0.186 | 0.186 | 0.0279 | 0.0279 | 0.0279 | 0.0279 | 0.0279 | 0.0279 | 0.0279 | 0.0279 | 0.0279 | 0.0279 | 0.0279 | 0.0279 | 0.0279 | 0.0279 | 0.0279 | 0.0279 | 0.0279 | 0.0279 | 0.0279 | 0.0279 | 0.0279 | 0.0279 | 0.0279 | 0.0279 | 0.0279 | 0.0279 | 0.0279 | 0.0279 | 0.0279 | 0.0279 | 0.0279 | 0.0279 | 0.0279 | 0.0279
|  | Wilson (WKEC):ST1 | [6 empty] | 0.052 | 0.052 | 0.052 | 0.052 | 0.052 | 0.052 | 0.052 | 0.052 | 0.052 | 0.052 | 0.052 | 0.052 | 0.052 | 0.052 | 0.052 | 0.052 | 0.052 | 0.052 | 0.052 | 0.052 | 0.052 | 0.052 | 0.052 | 0.052 | 0.052 | 0.052 | 0.052 | 0.052 | 0.052 | 0.052 | 0.052 | 0.052 | 0.052 | 0.052 | 0.052 | 0.052 | 0.052 | 0.052 | 0.052 | 0.052 | 0.052 | 0.052 | 0.052 | 0.052 | 0.052 | 0.052 | 0.052 | 0.052
0 | 0 | Indian River (RELIANT):1 | [6 empty] | 0.34 | 0.34 | 0.34 | 0.34 | 0.34 | 0.34 | 0.34 | 0.34 | 0.34 | 0.34 | 0.34 | 0.34 | 0.34 | 0.34 | 0.34 | 0.34 | 0.34 | 0.34 | 0.34 | 0.34 | 0.34 | 0.34 | 0.34 | 0.34 | 0.34 | 0.34 | 0.34 | 0.34 | 0.34 | 0.34 | 0.34 | 0.34 | 0.34 | 0.34 | 0.34 | 0.34 | 0.34 | 0.34 | 0.34 | 0.34 | 0.34 | 0.34 | 0.34 | 0.34 | 0.34 | 0.34 | 0.34 | 0.34
0 | 0 | Indian River (RELIANT):A | [6 empty] | 0.34 | 0.34 | 0.34 | 0.34 | 0.34 | 0.34 | 0.34 | 0.34 | 0.34 | 0.34 | 0.34 | 0.34 | 0.34 | 0.34 | 0.34 | 0.34 | 0.34 | 0.34 | 0.34 | 0.34 | 0.34 | 0.34 | 0.34 | 0.34 | 0.34 | 0.34 | 0.34 | 0.34 | 0.34 | 0.34 | 0.34 | 0.34 | 0.34 | 0.34 | 0.34 | 0.34 | 0.34 | 0.34 | 0.34 | 0.34 | 0.34 | 0.34 | 0.34 | 0.34 | 0.34 | 0.34 | 0.34 | 0.34
0 | 0 | Indian River (RELIANT):B | [6 empty] | 0.34 | 0.34 | 0.34 | 0.34 | 0.34 | 0.34 | 0.34 | 0.34 | 0.34 | 0.34 | 0.34 | 0.34 | 0.34 | 0.34 | 0.34 | 0.34 | 0.34 | 0.34 | 0.34 | 0.34 | 0.34 | 0.34 | 0.34 | 0.34 | 0.34 | 0.34 | 0.34 | 0.34 | 0.34 | 0.34 | 0.34 | 0.34 | 0.34 | 0.34 | 0.34 | 0.34 | 0.34 | 0.34 | 0.34 | 0.34 | 0.34 | 0.34 | 0.34 | 0.34 | 0.34 | 0.34 | 0.34 | 0.34
0 | 0 | Indian River (RELIANT):C | [6 empty] | 0.094 | 0.094 | 0.094 | 0.094 | 0.094 | 0.094 | 0.094 | 0.094 | 0.094 | 0.094 | 0.094 | 0.094 | 0.094 | 0.094 | 0.094 | 0.094 | 0.094 | 0.094 | 0.094 | 0.094 | 0.094 | 0.094 | 0.094 | 0.094 | 0.094 | 0.094 | 0.094 | 0.094 | 0.094 | 0.094 | 0.094 | 0.094 | 0.094 | 0.094 | 0.094 | 0.094 | 0.094 | 0.094 | 0.094 | 0.094 | 0.094 | 0.094 | 0.094 | 0.094 | 0.094 | 0.094 | 0.094 | 0.094
0 | 0 | Indian River (RELIANT):D | [6 empty] | 0.09 | 0.09 | 0.09 | 0.09 | 0.09 | 0.09 | 0.09 | 0.09 | 0.09 | 0.09 | 0.09 | 0.09 | 0.09 | 0.09 | 0.09 | 0.09 | 0.09 | 0.09 | 0.09 | 0.09 | 0.09 | 0.09 | 0.09 | 0.09 | 0.09 | 0.09 | 0.09 | 0.09 | 0.09 | 0.09 | 0.09 | 0.09 | 0.09 | 0.09 | 0.09 | 0.09 | 0.09 | 0.09 | 0.09 | 0.09 | 0.09 | 0.09 | 0.09 | 0.09 | 0.09 | 0.09 | 0.09 | 0.09
0 | 0 | Indian River (RELIANT):2 | [6 empty] | 0.34 | 0.34 | 0.34 | 0.34 | 0.34 | 0.34 | 0.34 | 0.34 | 0.34 | 0.34 | 0.34 | 0.34 | 0.34 | 0.34 | 0.34 | 0.34 | 0.34 | 0.34 | 0.34 | 0.34 | 0.34 | 0.34 | 0.34 | 0.34 | 0.34 | 0.34 | 0.34 | 0.34 | 0.34 | 0.34 | 0.34 | 0.34 | 0.34 | 0.34 | 0.34 | 0.34 | 0.34 | 0.34 | 0.34 | 0.34 | 0.34 | 0.34 | 0.34 | 0.34 | 0.34 | 0.34 | 0.34 | 0.34
0 | 0 | Indian River (RELIANT):3 | [6 empty] | 0.34 | 0.34 | 0.34 | 0.34 | 0.34 | 0.34 | 0.34 | 0.34 | 0.34 | 0.34 | 0.34 | 0.34 | 0.34 | 0.34 | 0.34 | 0.34 | 0.34 | 0.34 | 0.34 | 0.34 | 0.34 | 0.34 | 0.34 | 0.34 | 0.34 | 0.34 | 0.34 | 0.34 | 0.34 | 0.34 | 0.34 | 0.34 | 0.34 | 0.34 | 0.34 | 0.34 | 0.34 | 0.34 | 0.34 | 0.34 | 0.34 | 0.34 | 0.34 | 0.34 | 0.34 | 0.34 | 0.34 | 0.34
0 | 0 | Arvah B Hopkins:1 | [6 empty] | 0.2 | 0.2 | 0.215 | 0.215 | 0.215 | 0.215 | 0.215 | 0.215 | 0.215 | 0.215 | 0.215 | 0.215 | 0.215 | 0.215 | 0.215 | 0.215 | 0.215 | 0.215 | 0.215 | 0.215 | 0.215 | 0.215 | 0.215 | 0.215 | 0.215 | 0.215 | 0.215 | 0.215 | 0.215 | 0.215 | 0.215 | 0.215 | 0.215 | 0.215 | 0.215 | 0.215 | 0.215 | 0.215 | 0.215 | 0.215 | 0.215 | 0.215 | 0.215 | 0.215 | 0.215 | 0.215 | 0.215 | 0.215
|  | Arvah B Hopkins:2 | [6 empty] | 0.183 | 0.183 | 0.155 | 0.155 | 0.155 | 0.155 | 0.155 | 0.155 | 0.155 | 0.155 | 0.155 | 0.155 | 0.155 | 0.155 | 0.155 | 0.155 | 0.155 | 0.155 | 0.155 | 0.155 | 0.155 | 0.155 | 0.155 | 0.155 | 0.155 | 0.155 | 0.155 | 0.155 | 0.155 | 0.155 | 0.155 | 0.155 | 0.155 | 0.155 | 0.155 | 0.155 | 0.155 | 0.155 | 0.155 | 0.155 | 0.155 | 0.155 | 0.155 | 0.155 | 0.155 | 0.155 | 0.155 | 0.155
0 | 0 | S.O. Purdom:7 | [6 empty] | 0.205 | 0.205 | 0.216 | 0.216 | 0.216 | 0.216 | 0.216 | 0.216 | 0.216 | 0.216 | 0.216 | 0.216 | 0.216 | 0.216 | 0.216 | 0.216 | 0.216 | 0.216 | 0.216 | 0.216 | 0.216 | 0.216 | 0.216 | 0.216 | 0.216 | 0.216 | 0.216 | 0.216 | 0.216 | 0.216 | 0.216 | 0.216 | 0.216 | 0.216 | 0.216 | 0.216 | 0.216 | 0.216 | 0.216 | 0.216 | 0.216 | 0.216 | 0.216 | 0.216 | 0.216 | 0.216 | 0.216 | 0.216
|  | S.O. Purdom:8 | [6 empty] | 0.03 | 0.03 | 0.03 | 0.03 | 0.03 | 0.03 | 0.03 | 0.03 | 0.03 | 0.03 | 0.03 | 0.03 | 0.03 | 0.03 | 0.03 | 0.03 | 0.03 | 0.03 | 0.03 | 0.03 | 0.03 | 0.03 | 0.03 | 0.03 | 0.03 | 0.03 | 0.03 | 0.03 | 0.03 | 0.03 | 0.03 | 0.03 | 0.03 | 0.03 | 0.03 | 0.03 | 0.03 | 0.03 | 0.03 | 0.03 | 0.03 | 0.03 | 0.03 | 0.03 | 0.03 | 0.03 | 0.03 | 0.03
|  | Vero Beach Municipal:1 | [6 empty] | 0.029 | 0.029 | 0.029 | 0.029 | 0.029 | 0.029 | 0.029 | 0.029 | 0.029 | 0.029 | 0.029 | 0.029 | 0.029 | 0.029 | 0.029 | 0.029 | 0.029 | 0.029 | 0.029 | 0.029 | 0.029 | 0.029 | 0.029 | 0.029 | 0.029 | 0.029 | 0.029 | 0.029 | 0.029 | 0.029 | 0.029 | 0.029 | 0.029 | 0.029 | 0.029 | 0.029 | 0.029 | 0.029 | 0.029 | 0.029 | 0.029 | 0.029 | 0.029 | 0.029 | 0.029 | 0.029 | 0.029 | 0.029
|  | Vero Beach Municipal:CC1 | [6 empty] | 0.008 | 0.008 | 0.008 | 0.008 | 0.008 | 0.008 | 0.008 | 0.008 | 0.008 | 0.008 | 0.008 | 0.008 | 0.008 | 0.008 | 0.008 | 0.008 | 0.008 | 0.008 | 0.008 | 0.008 | 0.008 | 0.008 | 0.008 | 0.008 | 0.008 | 0.008 | 0.008 | 0.008 | 0.008 | 0.008 | 0.008 | 0.008 | 0.008 | 0.008 | 0.008 | 0.008 | 0.008 | 0.008 | 0.008 | 0.008 | 0.008 | 0.008 | 0.008 | 0.008 | 0.008 | 0.008 | 0.008 | 0.008
|  | Vero Beach Municipal:3 | [6 empty] | 0.116 | 0.116 | 0.047 | 0.047 | 0.047 | 0.047 | 0.047 | 0.047 | 0.047 | 0.047 | 0.047 | 0.047 | 0.047 | 0.047 | 0.047 | 0.047 | 0.047 | 0.047 | 0.047 | 0.047 | 0.047 | 0.047 | 0.047 | 0.047 | 0.047 | 0.047 | 0.047 | 0.047 | 0.047 | 0.047 | 0.047 | 0.047 | 0.047 | 0.047 | 0.047 | 0.047 | 0.047 | 0.047 | 0.047 | 0.047 | 0.047 | 0.047 | 0.047 | 0.047 | 0.047 | 0.047 | 0.047 | 0.047
0 | 0 | Vero Beach Municipal:4 | [6 empty] | 0.11 | 0.11 | 0.118 | 0.118 | 0.118 | 0.118 | 0.118 | 0.118 | 0.118 | 0.118 | 0.118 | 0.118 | 0.118 | 0.118 | 0.118 | 0.118 | 0.118 | 0.118 | 0.118 | 0.118 | 0.118 | 0.118 | 0.118 | 0.118 | 0.118 | 0.118 | 0.118 | 0.118 | 0.118 | 0.118 | 0.118 | 0.118 | 0.118 | 0.118 | 0.118 | 0.118 | 0.118 | 0.118 | 0.118 | 0.118 | 0.118 | 0.118 | 0.118 | 0.118 | 0.118 | 0.118 | 0.118 | 0.118
2021 | 0 | Gadsden:1 | [6 empty] | 0.546 | 0.546 | 0.511 | 0.511 | 0.511 | 0.511 | 0.511 | 0.511 | 0.511 | 0.511 | 0.511 | 0.511 | 0.511 | 0.511 | 0.511 | 0.07665 | 0.07665 | 0.07665 | 0.07665 | 0.07665 | 0.07665 | 0.07665 | 0.07665 | 0.07665 | 0.07665 | 0.07665 | 0.07665 | 0.07665 | 0.07665 | 0.07665 | 0.07665 | 0.07665 | 0.07665 | 0.07665 | 0.07665 | 0.07665 | 0.07665 | 0.07665 | 0.07665 | 0.07665 | 0.07665 | 0.07665 | 0.07665 | 0.07665 | 0.07665 | 0.07665 | 0.07665 | 0.07665
2021 | 0 | Gadsden:2 | [6 empty] | 0.516 | 0.516 | 0.524 | 0.524 | 0.524 | 0.524 | 0.524 | 0.524 | 0.524 | 0.524 | 0.524 | 0.524 | 0.524 | 0.524 | 0.524 | 0.0786 | 0.0786 | 0.0786 | 0.0786 | 0.0786 | 0.0786 | 0.0786 | 0.0786 | 0.0786 | 0.0786 | 0.0786 | 0.0786 | 0.0786 | 0.0786 | 0.0786 | 0.0786 | 0.0786 | 0.0786 | 0.0786 | 0.0786 | 0.0786 | 0.0786 | 0.0786 | 0.0786 | 0.0786 | 0.0786 | 0.0786 | 0.0786 | 0.0786 | 0.0786 | 0.0786 | 0.0786 | 0.0786
0 | 0 | East 12th St:4 | [6 empty] | 1.349 | 1.349 | 0.264 | 0.264 | 0.264 | 0.264 | 0.264 | 0.264 | 0.264 | 0.264 | 0.264 | 0.264 | 0.264 | 0.264 | 0.264 | 0.264 | 0.264 | 0.264 | 0.264 | 0.264 | 0.264 | 0.264 | 0.264 | 0.264 | 0.264 | 0.264 | 0.264 | 0.264 | 0.264 | 0.264 | 0.264 | 0.264 | 0.264 | 0.264 | 0.264 | 0.264 | 0.264 | 0.264 | 0.264 | 0.264 | 0.264 | 0.264 | 0.264 | 0.264 | 0.264 | 0.264 | 0.264 | 0.264
|  | Chanute 3:11 | [6 empty] | 0.088 | 0.088 | 0.088 | 0.088 | 0.088 | 0.088 | 0.088 | 0.088 | 0.088 | 0.088 | 0.088 | 0.088 | 0.088 | 0.088 | 0.088 | 0.088 | 0.088 | 0.088 | 0.088 | 0.088 | 0.088 | 0.088 | 0.088 | 0.088 | 0.088 | 0.088 | 0.088 | 0.088 | 0.088 | 0.088 | 0.088 | 0.088 | 0.088 | 0.088 | 0.088 | 0.088 | 0.088 | 0.088 | 0.088 | 0.088 | 0.088 | 0.088 | 0.088 | 0.088 | 0.088 | 0.088 | 0.088 | 0.088
0 | 0 | Chanute 3:12 | [6 empty] | 0.3 | 0.3 | 0.3 | 0.3 | 0.3 | 0.3 | 0.3 | 0.3 | 0.3 | 0.3 | 0.3 | 0.3 | 0.3 | 0.3 | 0.3 | 0.3 | 0.3 | 0.3 | 0.3 | 0.3 | 0.3 | 0.3 | 0.3 | 0.3 | 0.3 | 0.3 | 0.3 | 0.3 | 0.3 | 0.3 | 0.3 | 0.3 | 0.3 | 0.3 | 0.3 | 0.3 | 0.3 | 0.3 | 0.3 | 0.3 | 0.3 | 0.3 | 0.3 | 0.3 | 0.3 | 0.3 | 0.3 | 0.3
0 | 0 | Gravel Neck:12 | [6 empty] | 0.1 | 0.1 | 0.1 | 0.1 | 0.1 | 0.1 | 0.1 | 0.1 | 0.1 | 0.1 | 0.1 | 0.1 | 0.1 | 0.1 | 0.1 | 0.1 | 0.1 | 0.1 | 0.1 | 0.1 | 0.1 | 0.1 | 0.1 | 0.1 | 0.1 | 0.1 | 0.1 | 0.1 | 0.1 | 0.1 | 0.1 | 0.1 | 0.1 | 0.1 | 0.1 | 0.1 | 0.1 | 0.1 | 0.1 | 0.1 | 0.1 | 0.1 | 0.1 | 0.1 | 0.1 | 0.1 | 0.1 | 0.1
0 | 0 | Gravel Neck:3 | [6 empty] | 0.1 | 0.1 | 0.289 | 0.289 | 0.289 | 0.289 | 0.289 | 0.289 | 0.289 | 0.289 | 0.289 | 0.289 | 0.289 | 0.289 | 0.289 | 0.289 | 0.289 | 0.289 | 0.289 | 0.289 | 0.289 | 0.289 | 0.289 | 0.289 | 0.289 | 0.289 | 0.289 | 0.289 | 0.289 | 0.289 | 0.289 | 0.289 | 0.289 | 0.289 | 0.289 | 0.289 | 0.289 | 0.289 | 0.289 | 0.289 | 0.289 | 0.289 | 0.289 | 0.289 | 0.289 | 0.289 | 0.289 | 0.289
0 | 0 | Gravel Neck:4 | [6 empty] | 0.1 | 0.1 | 0.278 | 0.278 | 0.278 | 0.278 | 0.278 | 0.278 | 0.278 | 0.278 | 0.278 | 0.278 | 0.278 | 0.278 | 0.278 | 0.278 | 0.278 | 0.278 | 0.278 | 0.278 | 0.278 | 0.278 | 0.278 | 0.278 | 0.278 | 0.278 | 0.278 | 0.278 | 0.278 | 0.278 | 0.278 | 0.278 | 0.278 | 0.278 | 0.278 | 0.278 | 0.278 | 0.278 | 0.278 | 0.278 | 0.278 | 0.278 | 0.278 | 0.278 | 0.278 | 0.278 | 0.278 | 0.278
0 | 0 | Gravel Neck:5 | [6 empty] | 0.1 | 0.1 | 0.279 | 0.279 | 0.279 | 0.279 | 0.279 | 0.279 | 0.279 | 0.279 | 0.279 | 0.279 | 0.279 | 0.279 | 0.279 | 0.279 | 0.279 | 0.279 | 0.279 | 0.279 | 0.279 | 0.279 | 0.279 | 0.279 | 0.279 | 0.279 | 0.279 | 0.279 | 0.279 | 0.279 | 0.279 | 0.279 | 0.279 | 0.279 | 0.279 | 0.279 | 0.279 | 0.279 | 0.279 | 0.279 | 0.279 | 0.279 | 0.279 | 0.279 | 0.279 | 0.279 | 0.279 | 0.279
0 | 0 | Gravel Neck:6 | [6 empty] | 0.1 | 0.1 | 0.284 | 0.284 | 0.284 | 0.284 | 0.284 | 0.284 | 0.284 | 0.284 | 0.284 | 0.284 | 0.284 | 0.284 | 0.284 | 0.284 | 0.284 | 0.284 | 0.284 | 0.284 | 0.284 | 0.284 | 0.284 | 0.284 | 0.284 | 0.284 | 0.284 | 0.284 | 0.284 | 0.284 | 0.284 | 0.284 | 0.284 | 0.284 | 0.284 | 0.284 | 0.284 | 0.284 | 0.284 | 0.284 | 0.284 | 0.284 | 0.284 | 0.284 | 0.284 | 0.284 | 0.284 | 0.284
|  | McIntosh-CAES:1 | [6 empty] | 0.278 | 0.278 | 0.278 | 0.278 | 0.278 | 0.278 | 0.278 | 0.278 | 0.278 | 0.278 | 0.278 | 0.278 | 0.278 | 0.278 | 0.278 | 0.278 | 0.278 | 0.278 | 0.278 | 0.278 | 0.278 | 0.278 | 0.278 | 0.278 | 0.278 | 0.278 | 0.278 | 0.278 | 0.278 | 0.278 | 0.278 | 0.278 | 0.278 | 0.278 | 0.278 | 0.278 | 0.278 | 0.278 | 0.278 | 0.278 | 0.278 | 0.278 | 0.278 | 0.278 | 0.278 | 0.278 | 0.278 | 0.278
|  | McIntosh-CAES:2 | [6 empty] | 0.084 | 0.084 | 0.084 | 0.084 | 0.084 | 0.084 | 0.084 | 0.084 | 0.084 | 0.084 | 0.084 | 0.084 | 0.084 | 0.084 | 0.084 | 0.084 | 0.084 | 0.084 | 0.084 | 0.084 | 0.084 | 0.084 | 0.084 | 0.084 | 0.084 | 0.084 | 0.084 | 0.084 | 0.084 | 0.084 | 0.084 | 0.084 | 0.084 | 0.084 | 0.084 | 0.084 | 0.084 | 0.084 | 0.084 | 0.084 | 0.084 | 0.084 | 0.084 | 0.084 | 0.084 | 0.084 | 0.084 | 0.084
|  | McIntosh-CAES:3 | [6 empty] | 0.083 | 0.083 | 0.083 | 0.083 | 0.083 | 0.083 | 0.083 | 0.083 | 0.083 | 0.083 | 0.083 | 0.083 | 0.083 | 0.083 | 0.083 | 0.083 | 0.083 | 0.083 | 0.083 | 0.083 | 0.083 | 0.083 | 0.083 | 0.083 | 0.083 | 0.083 | 0.083 | 0.083 | 0.083 | 0.083 | 0.083 | 0.083 | 0.083 | 0.083 | 0.083 | 0.083 | 0.083 | 0.083 | 0.083 | 0.083 | 0.083 | 0.083 | 0.083 | 0.083 | 0.083 | 0.083 | 0.083 | 0.083
|  | Hardee Power Station - SEC1:CC1 | [6 empty] | 0.032 | 0.032 | 0.032 | 0.032 | 0.032 | 0.032 | 0.032 | 0.032 | 0.032 | 0.032 | 0.032 | 0.032 | 0.032 | 0.032 | 0.032 | 0.032 | 0.032 | 0.032 | 0.032 | 0.032 | 0.032 | 0.032 | 0.032 | 0.032 | 0.032 | 0.032 | 0.032 | 0.032 | 0.032 | 0.032 | 0.032 | 0.032 | 0.032 | 0.032 | 0.032 | 0.032 | 0.032 | 0.032 | 0.032 | 0.032 | 0.032 | 0.032 | 0.032 | 0.032 | 0.032 | 0.032 | 0.032 | 0.032
|  | Hardee Power Station - SEC1:GT1 | [6 empty] | 0.032 | 0.032 | 0.032 | 0.032 | 0.032 | 0.032 | 0.032 | 0.032 | 0.032 | 0.032 | 0.032 | 0.032 | 0.032 | 0.032 | 0.032 | 0.032 | 0.032 | 0.032 | 0.032 | 0.032 | 0.032 | 0.032 | 0.032 | 0.032 | 0.032 | 0.032 | 0.032 | 0.032 | 0.032 | 0.032 | 0.032 | 0.032 | 0.032 | 0.032 | 0.032 | 0.032 | 0.032 | 0.032 | 0.032 | 0.032 | 0.032 | 0.032 | 0.032 | 0.032 | 0.032 | 0.032 | 0.032 | 0.032
|  | Hardee Power Station - SEC1:GT2 | [6 empty] | 0.032 | 0.032 | 0.032 | 0.032 | 0.032 | 0.032 | 0.032 | 0.032 | 0.032 | 0.032 | 0.032 | 0.032 | 0.032 | 0.032 | 0.032 | 0.032 | 0.032 | 0.032 | 0.032 | 0.032 | 0.032 | 0.032 | 0.032 | 0.032 | 0.032 | 0.032 | 0.032 | 0.032 | 0.032 | 0.032 | 0.032 | 0.032 | 0.032 | 0.032 | 0.032 | 0.032 | 0.032 | 0.032 | 0.032 | 0.032 | 0.032 | 0.032 | 0.032 | 0.032 | 0.032 | 0.032 | 0.032 | 0.032
|  | Pleasant Hill (MIDAM):1 | [6 empty] | 0.15 | 0.15 | 0.15 | 0.15 | 0.15 | 0.15 | 0.15 | 0.15 | 0.15 | 0.15 | 0.15 | 0.15 | 0.15 | 0.15 | 0.15 | 0.15 | 0.15 | 0.15 | 0.15 | 0.15 | 0.15 | 0.15 | 0.15 | 0.15 | 0.15 | 0.15 | 0.15 | 0.15 | 0.15 | 0.15 | 0.15 | 0.15 | 0.15 | 0.15 | 0.15 | 0.15 | 0.15 | 0.15 | 0.15 | 0.15 | 0.15 | 0.15 | 0.15 | 0.15 | 0.15 | 0.15 | 0.15 | 0.15
|  | Pleasant Hill (MIDAM):2 | [6 empty] | 0.15 | 0.15 | 0.15 | 0.15 | 0.15 | 0.15 | 0.15 | 0.15 | 0.15 | 0.15 | 0.15 | 0.15 | 0.15 | 0.15 | 0.15 | 0.15 | 0.15 | 0.15 | 0.15 | 0.15 | 0.15 | 0.15 | 0.15 | 0.15 | 0.15 | 0.15 | 0.15 | 0.15 | 0.15 | 0.15 | 0.15 | 0.15 | 0.15 | 0.15 | 0.15 | 0.15 | 0.15 | 0.15 | 0.15 | 0.15 | 0.15 | 0.15 | 0.15 | 0.15 | 0.15 | 0.15 | 0.15 | 0.15
0 | 0 | Pleasant Hill (MIDAM):3 | [6 empty] | 0.079 | 0.079 | 0.103 | 0.103 | 0.103 | 0.103 | 0.103 | 0.103 | 0.103 | 0.103 | 0.103 | 0.103 | 0.103 | 0.103 | 0.103 | 0.103 | 0.103 | 0.103 | 0.103 | 0.103 | 0.103 | 0.103 | 0.103 | 0.103 | 0.103 | 0.103 | 0.103 | 0.103 | 0.103 | 0.103 | 0.103 | 0.103 | 0.103 | 0.103 | 0.103 | 0.103 | 0.103 | 0.103 | 0.103 | 0.103 | 0.103 | 0.103 | 0.103 | 0.103 | 0.103 | 0.103 | 0.103 | 0.103
|  | Brookhaven (WADING RIVER):1 | [6 empty] | 0.315 | 0.315 | 0.315 | 0.315 | 0.315 | 0.315 | 0.315 | 0.315 | 0.315 | 0.315 | 0.315 | 0.315 | 0.315 | 0.315 | 0.315 | 0.315 | 0.315 | 0.315 | 0.315 | 0.315 | 0.315 | 0.315 | 0.315 | 0.315 | 0.315 | 0.315 | 0.315 | 0.315 | 0.315 | 0.315 | 0.315 | 0.315 | 0.315 | 0.315 | 0.315 | 0.315 | 0.315 | 0.315 | 0.315 | 0.315 | 0.315 | 0.315 | 0.315 | 0.315 | 0.315 | 0.315 | 0.315 | 0.315
|  | Brookhaven (WADING RIVER):2 | [6 empty] | 0.315 | 0.315 | 0.315 | 0.315 | 0.315 | 0.315 | 0.315 | 0.315 | 0.315 | 0.315 | 0.315 | 0.315 | 0.315 | 0.315 | 0.315 | 0.315 | 0.315 | 0.315 | 0.315 | 0.315 | 0.315 | 0.315 | 0.315 | 0.315 | 0.315 | 0.315 | 0.315 | 0.315 | 0.315 | 0.315 | 0.315 | 0.315 | 0.315 | 0.315 | 0.315 | 0.315 | 0.315 | 0.315 | 0.315 | 0.315 | 0.315 | 0.315 | 0.315 | 0.315 | 0.315 | 0.315 | 0.315 | 0.315
|  | Brookhaven (WADING RIVER):3 | [6 empty] | 0.315 | 0.315 | 0.315 | 0.315 | 0.315 | 0.315 | 0.315 | 0.315 | 0.315 | 0.315 | 0.315 | 0.315 | 0.315 | 0.315 | 0.315 | 0.315 | 0.315 | 0.315 | 0.315 | 0.315 | 0.315 | 0.315 | 0.315 | 0.315 | 0.315 | 0.315 | 0.315 | 0.315 | 0.315 | 0.315 | 0.315 | 0.315 | 0.315 | 0.315 | 0.315 | 0.315 | 0.315 | 0.315 | 0.315 | 0.315 | 0.315 | 0.315 | 0.315 | 0.315 | 0.315 | 0.315 | 0.315 | 0.315
0 | 0 | Woodsdale:GT1 | [6 empty] | 0.11 | 0.11 | 0.11 | 0.11 | 0.11 | 0.11 | 0.11 | 0.11 | 0.11 | 0.11 | 0.11 | 0.11 | 0.11 | 0.11 | 0.11 | 0.11 | 0.11 | 0.11 | 0.11 | 0.11 | 0.11 | 0.11 | 0.11 | 0.11 | 0.11 | 0.11 | 0.11 | 0.11 | 0.11 | 0.11 | 0.11 | 0.11 | 0.11 | 0.11 | 0.11 | 0.11 | 0.11 | 0.11 | 0.11 | 0.11 | 0.11 | 0.11 | 0.11 | 0.11 | 0.11 | 0.11 | 0.11 | 0.11
0 | 0 | Woodsdale:GT2 | [6 empty] | 0.128 | 0.128 | 0.128 | 0.128 | 0.128 | 0.128 | 0.128 | 0.128 | 0.128 | 0.128 | 0.128 | 0.128 | 0.128 | 0.128 | 0.128 | 0.128 | 0.128 | 0.128 | 0.128 | 0.128 | 0.128 | 0.128 | 0.128 | 0.128 | 0.128 | 0.128 | 0.128 | 0.128 | 0.128 | 0.128 | 0.128 | 0.128 | 0.128 | 0.128 | 0.128 | 0.128 | 0.128 | 0.128 | 0.128 | 0.128 | 0.128 | 0.128 | 0.128 | 0.128 | 0.128 | 0.128 | 0.128 | 0.128
0 | 0 | Woodsdale:GT3 | [6 empty] | 0.127 | 0.127 | 0.127 | 0.127 | 0.127 | 0.127 | 0.127 | 0.127 | 0.127 | 0.127 | 0.127 | 0.127 | 0.127 | 0.127 | 0.127 | 0.127 | 0.127 | 0.127 | 0.127 | 0.127 | 0.127 | 0.127 | 0.127 | 0.127 | 0.127 | 0.127 | 0.127 | 0.127 | 0.127 | 0.127 | 0.127 | 0.127 | 0.127 | 0.127 | 0.127 | 0.127 | 0.127 | 0.127 | 0.127 | 0.127 | 0.127 | 0.127 | 0.127 | 0.127 | 0.127 | 0.127 | 0.127 | 0.127
0 | 0 | Woodsdale:GT4 | [6 empty] | 0.116 | 0.116 | 0.116 | 0.116 | 0.116 | 0.116 | 0.116 | 0.116 | 0.116 | 0.116 | 0.116 | 0.116 | 0.116 | 0.116 | 0.116 | 0.116 | 0.116 | 0.116 | 0.116 | 0.116 | 0.116 | 0.116 | 0.116 | 0.116 | 0.116 | 0.116 | 0.116 | 0.116 | 0.116 | 0.116 | 0.116 | 0.116 | 0.116 | 0.116 | 0.116 | 0.116 | 0.116 | 0.116 | 0.116 | 0.116 | 0.116 | 0.116 | 0.116 | 0.116 | 0.116 | 0.116 | 0.116 | 0.116
0 | 0 | Woodsdale:GT5 | [6 empty] | 0.125 | 0.125 | 0.125 | 0.125 | 0.125 | 0.125 | 0.125 | 0.125 | 0.125 | 0.125 | 0.125 | 0.125 | 0.125 | 0.125 | 0.125 | 0.125 | 0.125 | 0.125 | 0.125 | 0.125 | 0.125 | 0.125 | 0.125 | 0.125 | 0.125 | 0.125 | 0.125 | 0.125 | 0.125 | 0.125 | 0.125 | 0.125 | 0.125 | 0.125 | 0.125 | 0.125 | 0.125 | 0.125 | 0.125 | 0.125 | 0.125 | 0.125 | 0.125 | 0.125 | 0.125 | 0.125 | 0.125 | 0.125
0 | 0 | Woodsdale:GT6 | [6 empty] | 0.12 | 0.12 | 0.12 | 0.12 | 0.12 | 0.12 | 0.12 | 0.12 | 0.12 | 0.12 | 0.12 | 0.12 | 0.12 | 0.12 | 0.12 | 0.12 | 0.12 | 0.12 | 0.12 | 0.12 | 0.12 | 0.12 | 0.12 | 0.12 | 0.12 | 0.12 | 0.12 | 0.12 | 0.12 | 0.12 | 0.12 | 0.12 | 0.12 | 0.12 | 0.12 | 0.12 | 0.12 | 0.12 | 0.12 | 0.12 | 0.12 | 0.12 | 0.12 | 0.12 | 0.12 | 0.12 | 0.12 | 0.12
|  | Concord:1 | [6 empty] | 0.075 | 0.075 | 0.075 | 0.075 | 0.075 | 0.075 | 0.075 | 0.075 | 0.075 | 0.075 | 0.075 | 0.075 | 0.075 | 0.075 | 0.075 | 0.075 | 0.075 | 0.075 | 0.075 | 0.075 | 0.075 | 0.075 | 0.075 | 0.075 | 0.075 | 0.075 | 0.075 | 0.075 | 0.075 | 0.075 | 0.075 | 0.075 | 0.075 | 0.075 | 0.075 | 0.075 | 0.075 | 0.075 | 0.075 | 0.075 | 0.075 | 0.075 | 0.075 | 0.075 | 0.075 | 0.075 | 0.075 | 0.075
0 | 0 | Concord:2 | [6 empty] | 0.087 | 0.087 | 0.087 | 0.087 | 0.087 | 0.087 | 0.087 | 0.087 | 0.087 | 0.087 | 0.087 | 0.087 | 0.087 | 0.087 | 0.087 | 0.087 | 0.087 | 0.087 | 0.087 | 0.087 | 0.087 | 0.087 | 0.087 | 0.087 | 0.087 | 0.087 | 0.087 | 0.087 | 0.087 | 0.087 | 0.087 | 0.087 | 0.087 | 0.087 | 0.087 | 0.087 | 0.087 | 0.087 | 0.087 | 0.087 | 0.087 | 0.087 | 0.087 | 0.087 | 0.087 | 0.087 | 0.087 | 0.087
|  | Concord:3 | [6 empty] | 0.085 | 0.085 | 0.085 | 0.085 | 0.085 | 0.085 | 0.085 | 0.085 | 0.085 | 0.085 | 0.085 | 0.085 | 0.085 | 0.085 | 0.085 | 0.085 | 0.085 | 0.085 | 0.085 | 0.085 | 0.085 | 0.085 | 0.085 | 0.085 | 0.085 | 0.085 | 0.085 | 0.085 | 0.085 | 0.085 | 0.085 | 0.085 | 0.085 | 0.085 | 0.085 | 0.085 | 0.085 | 0.085 | 0.085 | 0.085 | 0.085 | 0.085 | 0.085 | 0.085 | 0.085 | 0.085 | 0.085 | 0.085
0 | 0 | Concord:4 | [6 empty] | 0.094 | 0.094 | 0.094 | 0.094 | 0.094 | 0.094 | 0.094 | 0.094 | 0.094 | 0.094 | 0.094 | 0.094 | 0.094 | 0.094 | 0.094 | 0.094 | 0.094 | 0.094 | 0.094 | 0.094 | 0.094 | 0.094 | 0.094 | 0.094 | 0.094 | 0.094 | 0.094 | 0.094 | 0.094 | 0.094 | 0.094 | 0.094 | 0.094 | 0.094 | 0.094 | 0.094 | 0.094 | 0.094 | 0.094 | 0.094 | 0.094 | 0.094 | 0.094 | 0.094 | 0.094 | 0.094 | 0.094 | 0.094
|  | Smeco CT:1 | [6 empty] | 0.1 | 0.1 | 0.1 | 0.1 | 0.1 | 0.1 | 0.1 | 0.1 | 0.1 | 0.1 | 0.1 | 0.1 | 0.1 | 0.1 | 0.1 | 0.1 | 0.1 | 0.1 | 0.1 | 0.1 | 0.1 | 0.1 | 0.1 | 0.1 | 0.1 | 0.1 | 0.1 | 0.1 | 0.1 | 0.1 | 0.1 | 0.1 | 0.1 | 0.1 | 0.1 | 0.1 | 0.1 | 0.1 | 0.1 | 0.1 | 0.1 | 0.1 | 0.1 | 0.1 | 0.1 | 0.1 | 0.1 | 0.1
|  | South Fond Du Lac:GT1 | [6 empty] | 0.065 | 0.065 | 0.065 | 0.065 | 0.065 | 0.065 | 0.065 | 0.065 | 0.065 | 0.065 | 0.065 | 0.065 | 0.065 | 0.065 | 0.065 | 0.065 | 0.065 | 0.065 | 0.065 | 0.065 | 0.065 | 0.065 | 0.065 | 0.065 | 0.065 | 0.065 | 0.065 | 0.065 | 0.065 | 0.065 | 0.065 | 0.065 | 0.065 | 0.065 | 0.065 | 0.065 | 0.065 | 0.065 | 0.065 | 0.065 | 0.065 | 0.065 | 0.065 | 0.065 | 0.065 | 0.065 | 0.065 | 0.065
|  | South Fond Du Lac:GT2 | [6 empty] | 0.071 | 0.071 | 0.071 | 0.071 | 0.071 | 0.071 | 0.071 | 0.071 | 0.071 | 0.071 | 0.071 | 0.071 | 0.071 | 0.071 | 0.071 | 0.071 | 0.071 | 0.071 | 0.071 | 0.071 | 0.071 | 0.071 | 0.071 | 0.071 | 0.071 | 0.071 | 0.071 | 0.071 | 0.071 | 0.071 | 0.071 | 0.071 | 0.071 | 0.071 | 0.071 | 0.071 | 0.071 | 0.071 | 0.071 | 0.071 | 0.071 | 0.071 | 0.071 | 0.071 | 0.071 | 0.071 | 0.071 | 0.071
|  | South Fond Du Lac:GT3 | [6 empty] | 0.058 | 0.058 | 0.058 | 0.058 | 0.058 | 0.058 | 0.058 | 0.058 | 0.058 | 0.058 | 0.058 | 0.058 | 0.058 | 0.058 | 0.058 | 0.058 | 0.058 | 0.058 | 0.058 | 0.058 | 0.058 | 0.058 | 0.058 | 0.058 | 0.058 | 0.058 | 0.058 | 0.058 | 0.058 | 0.058 | 0.058 | 0.058 | 0.058 | 0.058 | 0.058 | 0.058 | 0.058 | 0.058 | 0.058 | 0.058 | 0.058 | 0.058 | 0.058 | 0.058 | 0.058 | 0.058 | 0.058 | 0.058
|  | South Fond Du Lac:GT4 | [6 empty] | 0.073 | 0.073 | 0.073 | 0.073 | 0.073 | 0.073 | 0.073 | 0.073 | 0.073 | 0.073 | 0.073 | 0.073 | 0.073 | 0.073 | 0.073 | 0.073 | 0.073 | 0.073 | 0.073 | 0.073 | 0.073 | 0.073 | 0.073 | 0.073 | 0.073 | 0.073 | 0.073 | 0.073 | 0.073 | 0.073 | 0.073 | 0.073 | 0.073 | 0.073 | 0.073 | 0.073 | 0.073 | 0.073 | 0.073 | 0.073 | 0.073 | 0.073 | 0.073 | 0.073 | 0.073 | 0.073 | 0.073 | 0.073
2017 | 0 | Cope:ST1 | [6 empty] | 0.258 | 0.258 | 0.258 | 0.258 | 0.258 | 0.258 | 0.258 | 0.258 | 0.258 | 0.258 | 0.258 | 0.0387 | 0.0387 | 0.0387 | 0.0387 | 0.0387 | 0.0387 | 0.0387 | 0.0387 | 0.0387 | 0.0387 | 0.0387 | 0.0387 | 0.0387 | 0.0387 | 0.0387 | 0.0387 | 0.0387 | 0.0387 | 0.0387 | 0.0387 | 0.0387 | 0.0387 | 0.0387 | 0.0387 | 0.0387 | 0.0387 | 0.0387 | 0.0387 | 0.0387 | 0.0387 | 0.0387 | 0.0387 | 0.0387 | 0.0387 | 0.0387 | 0.0387 | 0.0387
0 | 0 | Darbytown:1 | [6 empty] | 0.1 | 0.1 | 0.233 | 0.233 | 0.233 | 0.233 | 0.233 | 0.233 | 0.233 | 0.233 | 0.233 | 0.233 | 0.233 | 0.233 | 0.233 | 0.233 | 0.233 | 0.233 | 0.233 | 0.233 | 0.233 | 0.233 | 0.233 | 0.233 | 0.233 | 0.233 | 0.233 | 0.233 | 0.233 | 0.233 | 0.233 | 0.233 | 0.233 | 0.233 | 0.233 | 0.233 | 0.233 | 0.233 | 0.233 | 0.233 | 0.233 | 0.233 | 0.233 | 0.233 | 0.233 | 0.233 | 0.233 | 0.233
0 | 0 | Darbytown:2 | [6 empty] | 0.1 | 0.1 | 0.235 | 0.235 | 0.235 | 0.235 | 0.235 | 0.235 | 0.235 | 0.235 | 0.235 | 0.235 | 0.235 | 0.235 | 0.235 | 0.235 | 0.235 | 0.235 | 0.235 | 0.235 | 0.235 | 0.235 | 0.235 | 0.235 | 0.235 | 0.235 | 0.235 | 0.235 | 0.235 | 0.235 | 0.235 | 0.235 | 0.235 | 0.235 | 0.235 | 0.235 | 0.235 | 0.235 | 0.235 | 0.235 | 0.235 | 0.235 | 0.235 | 0.235 | 0.235 | 0.235 | 0.235 | 0.235
0 | 0 | Darbytown:3 | [6 empty] | 0.1 | 0.1 | 0.242 | 0.242 | 0.242 | 0.242 | 0.242 | 0.242 | 0.242 | 0.242 | 0.242 | 0.242 | 0.242 | 0.242 | 0.242 | 0.242 | 0.242 | 0.242 | 0.242 | 0.242 | 0.242 | 0.242 | 0.242 | 0.242 | 0.242 | 0.242 | 0.242 | 0.242 | 0.242 | 0.242 | 0.242 | 0.242 | 0.242 | 0.242 | 0.242 | 0.242 | 0.242 | 0.242 | 0.242 | 0.242 | 0.242 | 0.242 | 0.242 | 0.242 | 0.242 | 0.242 | 0.242 | 0.242
0 | 0 | Darbytown:4 | [6 empty] | 0.1 | 0.1 | 0.233 | 0.233 | 0.233 | 0.233 | 0.233 | 0.233 | 0.233 | 0.233 | 0.233 | 0.233 | 0.233 | 0.233 | 0.233 | 0.233 | 0.233 | 0.233 | 0.233 | 0.233 | 0.233 | 0.233 | 0.233 | 0.233 | 0.233 | 0.233 | 0.233 | 0.233 | 0.233 | 0.233 | 0.233 | 0.233 | 0.233 | 0.233 | 0.233 | 0.233 | 0.233 | 0.233 | 0.233 | 0.233 | 0.233 | 0.233 | 0.233 | 0.233 | 0.233 | 0.233 | 0.233 | 0.233
2017 | 0 | Clover:1 | [6 empty] | 0.234 | 0.234 | 0.247 | 0.247 | 0.247 | 0.247 | 0.247 | 0.247 | 0.247 | 0.247 | 0.247 | 0.03705 | 0.03705 | 0.03705 | 0.03705 | 0.03705 | 0.03705 | 0.03705 | 0.03705 | 0.03705 | 0.03705 | 0.03705 | 0.03705 | 0.03705 | 0.03705 | 0.03705 | 0.03705 | 0.03705 | 0.03705 | 0.03705 | 0.03705 | 0.03705 | 0.03705 | 0.03705 | 0.03705 | 0.03705 | 0.03705 | 0.03705 | 0.03705 | 0.03705 | 0.03705 | 0.03705 | 0.03705 | 0.03705 | 0.03705 | 0.03705 | 0.03705 | 0.03705
2017 | 0 | Clover:2 | [6 empty] | 0.257 | 0.257 | 0.243 | 0.243 | 0.243 | 0.243 | 0.243 | 0.243 | 0.243 | 0.243 | 0.243 | 0.03645 | 0.03645 | 0.03645 | 0.03645 | 0.03645 | 0.03645 | 0.03645 | 0.03645 | 0.03645 | 0.03645 | 0.03645 | 0.03645 | 0.03645 | 0.03645 | 0.03645 | 0.03645 | 0.03645 | 0.03645 | 0.03645 | 0.03645 | 0.03645 | 0.03645 | 0.03645 | 0.03645 | 0.03645 | 0.03645 | 0.03645 | 0.03645 | 0.03645 | 0.03645 | 0.03645 | 0.03645 | 0.03645 | 0.03645 | 0.03645 | 0.03645 | 0.03645
|  | Cane Island Power Park:2 | [6 empty] | 0.059 | 0.059 | 0.043 | 0.043 | 0.043 | 0.043 | 0.043 | 0.043 | 0.043 | 0.043 | 0.043 | 0.043 | 0.043 | 0.043 | 0.043 | 0.043 | 0.043 | 0.043 | 0.043 | 0.043 | 0.043 | 0.043 | 0.043 | 0.043 | 0.043 | 0.043 | 0.043 | 0.043 | 0.043 | 0.043 | 0.043 | 0.043 | 0.043 | 0.043 | 0.043 | 0.043 | 0.043 | 0.043 | 0.043 | 0.043 | 0.043 | 0.043 | 0.043 | 0.043 | 0.043 | 0.043 | 0.043 | 0.043
|  | Cane Island Power Park:3 | [6 empty] | 0.011 | 0.011 | 0.017 | 0.017 | 0.017 | 0.017 | 0.017 | 0.017 | 0.017 | 0.017 | 0.017 | 0.017 | 0.017 | 0.017 | 0.017 | 0.017 | 0.017 | 0.017 | 0.017 | 0.017 | 0.017 | 0.017 | 0.017 | 0.017 | 0.017 | 0.017 | 0.017 | 0.017 | 0.017 | 0.017 | 0.017 | 0.017 | 0.017 | 0.017 | 0.017 | 0.017 | 0.017 | 0.017 | 0.017 | 0.017 | 0.017 | 0.017 | 0.017 | 0.017 | 0.017 | 0.017 | 0.017 | 0.017
|  | Polk:1 | [6 empty] | 0.064 | 0.064 | 0.064 | 0.064 | 0.064 | 0.064 | 0.064 | 0.064 | 0.064 | 0.064 | 0.064 | 0.064 | 0.064 | 0.064 | 0.064 | 0.064 | 0.064 | 0.064 | 0.064 | 0.064 | 0.064 | 0.064 | 0.064 | 0.064 | 0.064 | 0.064 | 0.064 | 0.064 | 0.064 | 0.064 | 0.064 | 0.064 | 0.064 | 0.064 | 0.064 | 0.064 | 0.064 | 0.064 | 0.064 | 0.064 | 0.064 | 0.064 | 0.064 | 0.064 | 0.064 | 0.064 | 0.064 | 0.064
0 | 0 | 491 E. 48th Street:7 | [6 empty] | 0.16 | 0.16 | 0.121 | 0.121 | 0.121 | 0.121 | 0.121 | 0.121 | 0.121 | 0.121 | 0.121 | 0.121 | 0.121 | 0.121 | 0.121 | 0.121 | 0.121 | 0.121 | 0.121 | 0.121 | 0.121 | 0.121 | 0.121 | 0.121 | 0.121 | 0.121 | 0.121 | 0.121 | 0.121 | 0.121 | 0.121 | 0.121 | 0.121 | 0.121 | 0.121 | 0.121 | 0.121 | 0.121 | 0.121 | 0.121 | 0.121 | 0.121 | 0.121 | 0.121 | 0.121 | 0.121 | 0.121 | 0.121
0 | 0 | 491 E. 48th Street:8 | [6 empty] | 0.15 | 0.15 | 0.105 | 0.105 | 0.105 | 0.105 | 0.105 | 0.105 | 0.105 | 0.105 | 0.105 | 0.105 | 0.105 | 0.105 | 0.105 | 0.105 | 0.105 | 0.105 | 0.105 | 0.105 | 0.105 | 0.105 | 0.105 | 0.105 | 0.105 | 0.105 | 0.105 | 0.105 | 0.105 | 0.105 | 0.105 | 0.105 | 0.105 | 0.105 | 0.105 | 0.105 | 0.105 | 0.105 | 0.105 | 0.105 | 0.105 | 0.105 | 0.105 | 0.105 | 0.105 | 0.105 | 0.105 | 0.105
|  | Paris (WEP):1 | [6 empty] | 0.085 | 0.085 | 0.085 | 0.085 | 0.085 | 0.085 | 0.085 | 0.085 | 0.085 | 0.085 | 0.085 | 0.085 | 0.085 | 0.085 | 0.085 | 0.085 | 0.085 | 0.085 | 0.085 | 0.085 | 0.085 | 0.085 | 0.085 | 0.085 | 0.085 | 0.085 | 0.085 | 0.085 | 0.085 | 0.085 | 0.085 | 0.085 | 0.085 | 0.085 | 0.085 | 0.085 | 0.085 | 0.085 | 0.085 | 0.085 | 0.085 | 0.085 | 0.085 | 0.085 | 0.085 | 0.085 | 0.085 | 0.085
|  | Paris (WEP):2 | [6 empty] | 0.065 | 0.065 | 0.065 | 0.065 | 0.065 | 0.065 | 0.065 | 0.065 | 0.065 | 0.065 | 0.065 | 0.065 | 0.065 | 0.065 | 0.065 | 0.065 | 0.065 | 0.065 | 0.065 | 0.065 | 0.065 | 0.065 | 0.065 | 0.065 | 0.065 | 0.065 | 0.065 | 0.065 | 0.065 | 0.065 | 0.065 | 0.065 | 0.065 | 0.065 | 0.065 | 0.065 | 0.065 | 0.065 | 0.065 | 0.065 | 0.065 | 0.065 | 0.065 | 0.065 | 0.065 | 0.065 | 0.065 | 0.065
|  | Paris (WEP):3 | [6 empty] | 0.082 | 0.082 | 0.082 | 0.082 | 0.082 | 0.082 | 0.082 | 0.082 | 0.082 | 0.082 | 0.082 | 0.082 | 0.082 | 0.082 | 0.082 | 0.082 | 0.082 | 0.082 | 0.082 | 0.082 | 0.082 | 0.082 | 0.082 | 0.082 | 0.082 | 0.082 | 0.082 | 0.082 | 0.082 | 0.082 | 0.082 | 0.082 | 0.082 | 0.082 | 0.082 | 0.082 | 0.082 | 0.082 | 0.082 | 0.082 | 0.082 | 0.082 | 0.082 | 0.082 | 0.082 | 0.082 | 0.082 | 0.082
|  | Paris (WEP):4 | [6 empty] | 0.083 | 0.083 | 0.083 | 0.083 | 0.083 | 0.083 | 0.083 | 0.083 | 0.083 | 0.083 | 0.083 | 0.083 | 0.083 | 0.083 | 0.083 | 0.083 | 0.083 | 0.083 | 0.083 | 0.083 | 0.083 | 0.083 | 0.083 | 0.083 | 0.083 | 0.083 | 0.083 | 0.083 | 0.083 | 0.083 | 0.083 | 0.083 | 0.083 | 0.083 | 0.083 | 0.083 | 0.083 | 0.083 | 0.083 | 0.083 | 0.083 | 0.083 | 0.083 | 0.083 | 0.083 | 0.083 | 0.083 | 0.083
0 | 0 | Lincoln Combustion:1 | [6 empty] | 0.121 | 0.121 | 0.086 | 0.086 | 0.086 | 0.086 | 0.086 | 0.086 | 0.086 | 0.086 | 0.086 | 0.086 | 0.086 | 0.086 | 0.086 | 0.086 | 0.086 | 0.086 | 0.086 | 0.086 | 0.086 | 0.086 | 0.086 | 0.086 | 0.086 | 0.086 | 0.086 | 0.086 | 0.086 | 0.086 | 0.086 | 0.086 | 0.086 | 0.086 | 0.086 | 0.086 | 0.086 | 0.086 | 0.086 | 0.086 | 0.086 | 0.086 | 0.086 | 0.086 | 0.086 | 0.086 | 0.086 | 0.086
|  | Lincoln Combustion:10 | [6 empty] | 0.109 | 0.109 | 0.084 | 0.084 | 0.084 | 0.084 | 0.084 | 0.084 | 0.084 | 0.084 | 0.084 | 0.084 | 0.084 | 0.084 | 0.084 | 0.084 | 0.084 | 0.084 | 0.084 | 0.084 | 0.084 | 0.084 | 0.084 | 0.084 | 0.084 | 0.084 | 0.084 | 0.084 | 0.084 | 0.084 | 0.084 | 0.084 | 0.084 | 0.084 | 0.084 | 0.084 | 0.084 | 0.084 | 0.084 | 0.084 | 0.084 | 0.084 | 0.084 | 0.084 | 0.084 | 0.084 | 0.084 | 0.084
0 | 0 | Lincoln Combustion:11 | [6 empty] | 0.105 | 0.105 | 0.089 | 0.089 | 0.089 | 0.089 | 0.089 | 0.089 | 0.089 | 0.089 | 0.089 | 0.089 | 0.089 | 0.089 | 0.089 | 0.089 | 0.089 | 0.089 | 0.089 | 0.089 | 0.089 | 0.089 | 0.089 | 0.089 | 0.089 | 0.089 | 0.089 | 0.089 | 0.089 | 0.089 | 0.089 | 0.089 | 0.089 | 0.089 | 0.089 | 0.089 | 0.089 | 0.089 | 0.089 | 0.089 | 0.089 | 0.089 | 0.089 | 0.089 | 0.089 | 0.089 | 0.089 | 0.089
0 | 0 | Lincoln Combustion:12 | [6 empty] | 0.116 | 0.116 | 0.09 | 0.09 | 0.09 | 0.09 | 0.09 | 0.09 | 0.09 | 0.09 | 0.09 | 0.09 | 0.09 | 0.09 | 0.09 | 0.09 | 0.09 | 0.09 | 0.09 | 0.09 | 0.09 | 0.09 | 0.09 | 0.09 | 0.09 | 0.09 | 0.09 | 0.09 | 0.09 | 0.09 | 0.09 | 0.09 | 0.09 | 0.09 | 0.09 | 0.09 | 0.09 | 0.09 | 0.09 | 0.09 | 0.09 | 0.09 | 0.09 | 0.09 | 0.09 | 0.09 | 0.09 | 0.09
0 | 0 | Lincoln Combustion:13 | [6 empty] | 0.144 | 0.144 | 0.091 | 0.091 | 0.091 | 0.091 | 0.091 | 0.091 | 0.091 | 0.091 | 0.091 | 0.091 | 0.091 | 0.091 | 0.091 | 0.091 | 0.091 | 0.091 | 0.091 | 0.091 | 0.091 | 0.091 | 0.091 | 0.091 | 0.091 | 0.091 | 0.091 | 0.091 | 0.091 | 0.091 | 0.091 | 0.091 | 0.091 | 0.091 | 0.091 | 0.091 | 0.091 | 0.091 | 0.091 | 0.091 | 0.091 | 0.091 | 0.091 | 0.091 | 0.091 | 0.091 | 0.091 | 0.091
|  | Lincoln Combustion:14 | [6 empty] | 0.118 | 0.118 | 0.084 | 0.084 | 0.084 | 0.084 | 0.084 | 0.084 | 0.084 | 0.084 | 0.084 | 0.084 | 0.084 | 0.084 | 0.084 | 0.084 | 0.084 | 0.084 | 0.084 | 0.084 | 0.084 | 0.084 | 0.084 | 0.084 | 0.084 | 0.084 | 0.084 | 0.084 | 0.084 | 0.084 | 0.084 | 0.084 | 0.084 | 0.084 | 0.084 | 0.084 | 0.084 | 0.084 | 0.084 | 0.084 | 0.084 | 0.084 | 0.084 | 0.084 | 0.084 | 0.084 | 0.084 | 0.084
|  | Lincoln Combustion:15 | [6 empty] | 0.143 | 0.143 | 0.079 | 0.079 | 0.079 | 0.079 | 0.079 | 0.079 | 0.079 | 0.079 | 0.079 | 0.079 | 0.079 | 0.079 | 0.079 | 0.079 | 0.079 | 0.079 | 0.079 | 0.079 | 0.079 | 0.079 | 0.079 | 0.079 | 0.079 | 0.079 | 0.079 | 0.079 | 0.079 | 0.079 | 0.079 | 0.079 | 0.079 | 0.079 | 0.079 | 0.079 | 0.079 | 0.079 | 0.079 | 0.079 | 0.079 | 0.079 | 0.079 | 0.079 | 0.079 | 0.079 | 0.079 | 0.079
0 | 0 | Lincoln Combustion:16 | [6 empty] | 0.119 | 0.119 | 0.086 | 0.086 | 0.086 | 0.086 | 0.086 | 0.086 | 0.086 | 0.086 | 0.086 | 0.086 | 0.086 | 0.086 | 0.086 | 0.086 | 0.086 | 0.086 | 0.086 | 0.086 | 0.086 | 0.086 | 0.086 | 0.086 | 0.086 | 0.086 | 0.086 | 0.086 | 0.086 | 0.086 | 0.086 | 0.086 | 0.086 | 0.086 | 0.086 | 0.086 | 0.086 | 0.086 | 0.086 | 0.086 | 0.086 | 0.086 | 0.086 | 0.086 | 0.086 | 0.086 | 0.086 | 0.086
0 | 0 | Lincoln Combustion:2 | [6 empty] | 0.117 | 0.117 | 0.101 | 0.101 | 0.101 | 0.101 | 0.101 | 0.101 | 0.101 | 0.101 | 0.101 | 0.101 | 0.101 | 0.101 | 0.101 | 0.101 | 0.101 | 0.101 | 0.101 | 0.101 | 0.101 | 0.101 | 0.101 | 0.101 | 0.101 | 0.101 | 0.101 | 0.101 | 0.101 | 0.101 | 0.101 | 0.101 | 0.101 | 0.101 | 0.101 | 0.101 | 0.101 | 0.101 | 0.101 | 0.101 | 0.101 | 0.101 | 0.101 | 0.101 | 0.101 | 0.101 | 0.101 | 0.101
0 | 0 | Lincoln Combustion:3 | [6 empty] | 0.118 | 0.118 | 0.09 | 0.09 | 0.09 | 0.09 | 0.09 | 0.09 | 0.09 | 0.09 | 0.09 | 0.09 | 0.09 | 0.09 | 0.09 | 0.09 | 0.09 | 0.09 | 0.09 | 0.09 | 0.09 | 0.09 | 0.09 | 0.09 | 0.09 | 0.09 | 0.09 | 0.09 | 0.09 | 0.09 | 0.09 | 0.09 | 0.09 | 0.09 | 0.09 | 0.09 | 0.09 | 0.09 | 0.09 | 0.09 | 0.09 | 0.09 | 0.09 | 0.09 | 0.09 | 0.09 | 0.09 | 0.09
0 | 0 | Lincoln Combustion:4 | [6 empty] | 0.13 | 0.13 | 0.097 | 0.097 | 0.097 | 0.097 | 0.097 | 0.097 | 0.097 | 0.097 | 0.097 | 0.097 | 0.097 | 0.097 | 0.097 | 0.097 | 0.097 | 0.097 | 0.097 | 0.097 | 0.097 | 0.097 | 0.097 | 0.097 | 0.097 | 0.097 | 0.097 | 0.097 | 0.097 | 0.097 | 0.097 | 0.097 | 0.097 | 0.097 | 0.097 | 0.097 | 0.097 | 0.097 | 0.097 | 0.097 | 0.097 | 0.097 | 0.097 | 0.097 | 0.097 | 0.097 | 0.097 | 0.097
|  | Lincoln Combustion:5 | [6 empty] | 0.122 | 0.122 | 0.082 | 0.082 | 0.082 | 0.082 | 0.082 | 0.082 | 0.082 | 0.082 | 0.082 | 0.082 | 0.082 | 0.082 | 0.082 | 0.082 | 0.082 | 0.082 | 0.082 | 0.082 | 0.082 | 0.082 | 0.082 | 0.082 | 0.082 | 0.082 | 0.082 | 0.082 | 0.082 | 0.082 | 0.082 | 0.082 | 0.082 | 0.082 | 0.082 | 0.082 | 0.082 | 0.082 | 0.082 | 0.082 | 0.082 | 0.082 | 0.082 | 0.082 | 0.082 | 0.082 | 0.082 | 0.082
0 | 0 | Lincoln Combustion:6 | [6 empty] | 0.127 | 0.127 | 0.089 | 0.089 | 0.089 | 0.089 | 0.089 | 0.089 | 0.089 | 0.089 | 0.089 | 0.089 | 0.089 | 0.089 | 0.089 | 0.089 | 0.089 | 0.089 | 0.089 | 0.089 | 0.089 | 0.089 | 0.089 | 0.089 | 0.089 | 0.089 | 0.089 | 0.089 | 0.089 | 0.089 | 0.089 | 0.089 | 0.089 | 0.089 | 0.089 | 0.089 | 0.089 | 0.089 | 0.089 | 0.089 | 0.089 | 0.089 | 0.089 | 0.089 | 0.089 | 0.089 | 0.089 | 0.089
0 | 0 | Lincoln Combustion:7 | [6 empty] | 0.147 | 0.147 | 0.086 | 0.086 | 0.086 | 0.086 | 0.086 | 0.086 | 0.086 | 0.086 | 0.086 | 0.086 | 0.086 | 0.086 | 0.086 | 0.086 | 0.086 | 0.086 | 0.086 | 0.086 | 0.086 | 0.086 | 0.086 | 0.086 | 0.086 | 0.086 | 0.086 | 0.086 | 0.086 | 0.086 | 0.086 | 0.086 | 0.086 | 0.086 | 0.086 | 0.086 | 0.086 | 0.086 | 0.086 | 0.086 | 0.086 | 0.086 | 0.086 | 0.086 | 0.086 | 0.086 | 0.086 | 0.086
|  | Lincoln Combustion:8 | [6 empty] | 0.126 | 0.126 | 0.081 | 0.081 | 0.081 | 0.081 | 0.081 | 0.081 | 0.081 | 0.081 | 0.081 | 0.081 | 0.081 | 0.081 | 0.081 | 0.081 | 0.081 | 0.081 | 0.081 | 0.081 | 0.081 | 0.081 | 0.081 | 0.081 | 0.081 | 0.081 | 0.081 | 0.081 | 0.081 | 0.081 | 0.081 | 0.081 | 0.081 | 0.081 | 0.081 | 0.081 | 0.081 | 0.081 | 0.081 | 0.081 | 0.081 | 0.081 | 0.081 | 0.081 | 0.081 | 0.081 | 0.081 | 0.081
|  | Lincoln Combustion:9 | [6 empty] | 0.116 | 0.116 | 0.085 | 0.085 | 0.085 | 0.085 | 0.085 | 0.085 | 0.085 | 0.085 | 0.085 | 0.085 | 0.085 | 0.085 | 0.085 | 0.085 | 0.085 | 0.085 | 0.085 | 0.085 | 0.085 | 0.085 | 0.085 | 0.085 | 0.085 | 0.085 | 0.085 | 0.085 | 0.085 | 0.085 | 0.085 | 0.085 | 0.085 | 0.085 | 0.085 | 0.085 | 0.085 | 0.085 | 0.085 | 0.085 | 0.085 | 0.085 | 0.085 | 0.085 | 0.085 | 0.085 | 0.085 | 0.085
0 | 0 | Gardner (KCPL):GT1 | [6 empty] | 0.237 | 0.237 | 0.237 | 0.237 | 0.237 | 0.237 | 0.237 | 0.237 | 0.237 | 0.237 | 0.237 | 0.237 | 0.237 | 0.237 | 0.237 | 0.237 | 0.237 | 0.237 | 0.237 | 0.237 | 0.237 | 0.237 | 0.237 | 0.237 | 0.237 | 0.237 | 0.237 | 0.237 | 0.237 | 0.237 | 0.237 | 0.237 | 0.237 | 0.237 | 0.237 | 0.237 | 0.237 | 0.237 | 0.237 | 0.237 | 0.237 | 0.237 | 0.237 | 0.237 | 0.237 | 0.237 | 0.237 | 0.237
0 | 0 | Gardner (KCPL):GT2 | [6 empty] | 0.237 | 0.237 | 0.237 | 0.237 | 0.237 | 0.237 | 0.237 | 0.237 | 0.237 | 0.237 | 0.237 | 0.237 | 0.237 | 0.237 | 0.237 | 0.237 | 0.237 | 0.237 | 0.237 | 0.237 | 0.237 | 0.237 | 0.237 | 0.237 | 0.237 | 0.237 | 0.237 | 0.237 | 0.237 | 0.237 | 0.237 | 0.237 | 0.237 | 0.237 | 0.237 | 0.237 | 0.237 | 0.237 | 0.237 | 0.237 | 0.237 | 0.237 | 0.237 | 0.237 | 0.237 | 0.237 | 0.237 | 0.237
2017 | 0 | Richard H. Gorsuch:1 | [6 empty] | 0.294 | 0.294 | 0.294 | 0.294 | 0.294 | 0.294 | 0.294 | 0.294 | 0.294 | 0.294 | 0.294 | 0.0441 | 0.0441 | 0.0441 | 0.0441 | 0.0441 | 0.0441 | 0.0441 | 0.0441 | 0.0441 | 0.0441 | 0.0441 | 0.0441 | 0.0441 | 0.0441 | 0.0441 | 0.0441 | 0.0441 | 0.0441 | 0.0441 | 0.0441 | 0.0441 | 0.0441 | 0.0441 | 0.0441 | 0.0441 | 0.0441 | 0.0441 | 0.0441 | 0.0441 | 0.0441 | 0.0441 | 0.0441 | 0.0441 | 0.0441 | 0.0441 | 0.0441 | 0.0441
2017 | 0 | Richard H. Gorsuch:2 | [6 empty] | 0.294 | 0.294 | 0.294 | 0.294 | 0.294 | 0.294 | 0.294 | 0.294 | 0.294 | 0.294 | 0.294 | 0.0441 | 0.0441 | 0.0441 | 0.0441 | 0.0441 | 0.0441 | 0.0441 | 0.0441 | 0.0441 | 0.0441 | 0.0441 | 0.0441 | 0.0441 | 0.0441 | 0.0441 | 0.0441 | 0.0441 | 0.0441 | 0.0441 | 0.0441 | 0.0441 | 0.0441 | 0.0441 | 0.0441 | 0.0441 | 0.0441 | 0.0441 | 0.0441 | 0.0441 | 0.0441 | 0.0441 | 0.0441 | 0.0441 | 0.0441 | 0.0441 | 0.0441 | 0.0441
2017 | 0 | Richard H. Gorsuch:3 | [6 empty] | 0.294 | 0.294 | 0.294 | 0.294 | 0.294 | 0.294 | 0.294 | 0.294 | 0.294 | 0.294 | 0.294 | 0.0441 | 0.0441 | 0.0441 | 0.0441 | 0.0441 | 0.0441 | 0.0441 | 0.0441 | 0.0441 | 0.0441 | 0.0441 | 0.0441 | 0.0441 | 0.0441 | 0.0441 | 0.0441 | 0.0441 | 0.0441 | 0.0441 | 0.0441 | 0.0441 | 0.0441 | 0.0441 | 0.0441 | 0.0441 | 0.0441 | 0.0441 | 0.0441 | 0.0441 | 0.0441 | 0.0441 | 0.0441 | 0.0441 | 0.0441 | 0.0441 | 0.0441 | 0.0441
2017 | 0 | Richard H. Gorsuch:4 | [6 empty] | 0.294 | 0.294 | 0.294 | 0.294 | 0.294 | 0.294 | 0.294 | 0.294 | 0.294 | 0.294 | 0.294 | 0.0441 | 0.0441 | 0.0441 | 0.0441 | 0.0441 | 0.0441 | 0.0441 | 0.0441 | 0.0441 | 0.0441 | 0.0441 | 0.0441 | 0.0441 | 0.0441 | 0.0441 | 0.0441 | 0.0441 | 0.0441 | 0.0441 | 0.0441 | 0.0441 | 0.0441 | 0.0441 | 0.0441 | 0.0441 | 0.0441 | 0.0441 | 0.0441 | 0.0441 | 0.0441 | 0.0441 | 0.0441 | 0.0441 | 0.0441 | 0.0441 | 0.0441 | 0.0441
|  | Stateline (EMDE):1 | [6 empty] | 0.082 | 0.082 | 0.069 | 0.069 | 0.069 | 0.069 | 0.069 | 0.069 | 0.069 | 0.069 | 0.069 | 0.069 | 0.069 | 0.069 | 0.069 | 0.069 | 0.069 | 0.069 | 0.069 | 0.069 | 0.069 | 0.069 | 0.069 | 0.069 | 0.069 | 0.069 | 0.069 | 0.069 | 0.069 | 0.069 | 0.069 | 0.069 | 0.069 | 0.069 | 0.069 | 0.069 | 0.069 | 0.069 | 0.069 | 0.069 | 0.069 | 0.069 | 0.069 | 0.069 | 0.069 | 0.069 | 0.069 | 0.069
|  | Stateline (EMDE):2 | [6 empty] | 0.015 | 0.015 | 0.015 | 0.015 | 0.015 | 0.015 | 0.015 | 0.015 | 0.015 | 0.015 | 0.015 | 0.015 | 0.015 | 0.015 | 0.015 | 0.015 | 0.015 | 0.015 | 0.015 | 0.015 | 0.015 | 0.015 | 0.015 | 0.015 | 0.015 | 0.015 | 0.015 | 0.015 | 0.015 | 0.015 | 0.015 | 0.015 | 0.015 | 0.015 | 0.015 | 0.015 | 0.015 | 0.015 | 0.015 | 0.015 | 0.015 | 0.015 | 0.015 | 0.015 | 0.015 | 0.015 | 0.015 | 0.015
0 | 0 | Stateline (EMDE):CC | [6 empty] | 0.271 | 0.271 | 0.271 | 0.271 | 0.271 | 0.271 | 0.271 | 0.271 | 0.271 | 0.271 | 0.271 | 0.271 | 0.271 | 0.271 | 0.271 | 0.271 | 0.271 | 0.271 | 0.271 | 0.271 | 0.271 | 0.271 | 0.271 | 0.271 | 0.271 | 0.271 | 0.271 | 0.271 | 0.271 | 0.271 | 0.271 | 0.271 | 0.271 | 0.271 | 0.271 | 0.271 | 0.271 | 0.271 | 0.271 | 0.271 | 0.271 | 0.271 | 0.271 | 0.271 | 0.271 | 0.271 | 0.271 | 0.271
|  | Hines Energy Complex:CC | [6 empty] | 0.038 | 0.038 | 0.038 | 0.038 | 0.038 | 0.038 | 0.038 | 0.038 | 0.038 | 0.038 | 0.038 | 0.038 | 0.038 | 0.038 | 0.038 | 0.038 | 0.038 | 0.038 | 0.038 | 0.038 | 0.038 | 0.038 | 0.038 | 0.038 | 0.038 | 0.038 | 0.038 | 0.038 | 0.038 | 0.038 | 0.038 | 0.038 | 0.038 | 0.038 | 0.038 | 0.038 | 0.038 | 0.038 | 0.038 | 0.038 | 0.038 | 0.038 | 0.038 | 0.038 | 0.038 | 0.038 | 0.038 | 0.038
|  | Hines Energy Complex:CC2 | [6 empty] | 0.013 | 0.013 | 0.013 | 0.013 | 0.013 | 0.013 | 0.013 | 0.013 | 0.013 | 0.013 | 0.013 | 0.013 | 0.013 | 0.013 | 0.013 | 0.013 | 0.013 | 0.013 | 0.013 | 0.013 | 0.013 | 0.013 | 0.013 | 0.013 | 0.013 | 0.013 | 0.013 | 0.013 | 0.013 | 0.013 | 0.013 | 0.013 | 0.013 | 0.013 | 0.013 | 0.013 | 0.013 | 0.013 | 0.013 | 0.013 | 0.013 | 0.013 | 0.013 | 0.013 | 0.013 | 0.013 | 0.013 | 0.013
|  | Richard M. Flynn:CC1 | [6 empty] | 0.026 | 0.026 | 0.029 | 0.029 | 0.029 | 0.029 | 0.029 | 0.029 | 0.029 | 0.029 | 0.029 | 0.029 | 0.029 | 0.029 | 0.029 | 0.029 | 0.029 | 0.029 | 0.029 | 0.029 | 0.029 | 0.029 | 0.029 | 0.029 | 0.029 | 0.029 | 0.029 | 0.029 | 0.029 | 0.029 | 0.029 | 0.029 | 0.029 | 0.029 | 0.029 | 0.029 | 0.029 | 0.029 | 0.029 | 0.029 | 0.029 | 0.029 | 0.029 | 0.029 | 0.029 | 0.029 | 0.029 | 0.029
0 | 0 | Richmond (IMPA):RCT1 | [6 empty] | 0.15 | 0.15 | 0.15 | 0.15 | 0.15 | 0.15 | 0.15 | 0.15 | 0.15 | 0.15 | 0.15 | 0.15 | 0.15 | 0.15 | 0.15 | 0.15 | 0.15 | 0.15 | 0.15 | 0.15 | 0.15 | 0.15 | 0.15 | 0.15 | 0.15 | 0.15 | 0.15 | 0.15 | 0.15 | 0.15 | 0.15 | 0.15 | 0.15 | 0.15 | 0.15 | 0.15 | 0.15 | 0.15 | 0.15 | 0.15 | 0.15 | 0.15 | 0.15 | 0.15 | 0.15 | 0.15 | 0.15 | 0.15
0 | 0 | Richmond (IMPA):RCT2 | [6 empty] | 0.134 | 0.134 | 0.134 | 0.134 | 0.134 | 0.134 | 0.134 | 0.134 | 0.134 | 0.134 | 0.134 | 0.134 | 0.134 | 0.134 | 0.134 | 0.134 | 0.134 | 0.134 | 0.134 | 0.134 | 0.134 | 0.134 | 0.134 | 0.134 | 0.134 | 0.134 | 0.134 | 0.134 | 0.134 | 0.134 | 0.134 | 0.134 | 0.134 | 0.134 | 0.134 | 0.134 | 0.134 | 0.134 | 0.134 | 0.134 | 0.134 | 0.134 | 0.134 | 0.134 | 0.134 | 0.134 | 0.134 | 0.134
0 | 0 | Anderson (IMPA):ACT1 | [6 empty] | 0.154 | 0.154 | 0.104 | 0.104 | 0.104 | 0.104 | 0.104 | 0.104 | 0.104 | 0.104 | 0.104 | 0.104 | 0.104 | 0.104 | 0.104 | 0.104 | 0.104 | 0.104 | 0.104 | 0.104 | 0.104 | 0.104 | 0.104 | 0.104 | 0.104 | 0.104 | 0.104 | 0.104 | 0.104 | 0.104 | 0.104 | 0.104 | 0.104 | 0.104 | 0.104 | 0.104 | 0.104 | 0.104 | 0.104 | 0.104 | 0.104 | 0.104 | 0.104 | 0.104 | 0.104 | 0.104 | 0.104 | 0.104
0 | 0 | Anderson (IMPA):ACT2 | [6 empty] | 0.163 | 0.163 | 0.11 | 0.11 | 0.11 | 0.11 | 0.11 | 0.11 | 0.11 | 0.11 | 0.11 | 0.11 | 0.11 | 0.11 | 0.11 | 0.11 | 0.11 | 0.11 | 0.11 | 0.11 | 0.11 | 0.11 | 0.11 | 0.11 | 0.11 | 0.11 | 0.11 | 0.11 | 0.11 | 0.11 | 0.11 | 0.11 | 0.11 | 0.11 | 0.11 | 0.11 | 0.11 | 0.11 | 0.11 | 0.11 | 0.11 | 0.11 | 0.11 | 0.11 | 0.11 | 0.11 | 0.11 | 0.11
2018 | 0 | George Neal South:4 | [6 empty] | 0.313 | 0.313 | 0.197 | 0.197 | 0.197 | 0.197 | 0.197 | 0.197 | 0.197 | 0.197 | 0.197 | 0.197 | 0.02955 | 0.02955 | 0.02955 | 0.02955 | 0.02955 | 0.02955 | 0.02955 | 0.02955 | 0.02955 | 0.02955 | 0.02955 | 0.02955 | 0.02955 | 0.02955 | 0.02955 | 0.02955 | 0.02955 | 0.02955 | 0.02955 | 0.02955 | 0.02955 | 0.02955 | 0.02955 | 0.02955 | 0.02955 | 0.02955 | 0.02955 | 0.02955 | 0.02955 | 0.02955 | 0.02955 | 0.02955 | 0.02955 | 0.02955 | 0.02955 | 0.02955
|  | University of Florida Project:P1 | [6 empty] | 0.068 | 0.068 | 0.06 | 0.06 | 0.06 | 0.06 | 0.06 | 0.06 | 0.06 | 0.06 | 0.06 | 0.06 | 0.06 | 0.06 | 0.06 | 0.06 | 0.06 | 0.06 | 0.06 | 0.06 | 0.06 | 0.06 | 0.06 | 0.06 | 0.06 | 0.06 | 0.06 | 0.06 | 0.06 | 0.06 | 0.06 | 0.06 | 0.06 | 0.06 | 0.06 | 0.06 | 0.06 | 0.06 | 0.06 | 0.06 | 0.06 | 0.06 | 0.06 | 0.06 | 0.06 | 0.06 | 0.06 | 0.06
|  | Payne Creek Generating Facility:CC | [6 empty] | 0.034 | 0.034 | 0.042 | 0.042 | 0.042 | 0.042 | 0.042 | 0.042 | 0.042 | 0.042 | 0.042 | 0.042 | 0.042 | 0.042 | 0.042 | 0.042 | 0.042 | 0.042 | 0.042 | 0.042 | 0.042 | 0.042 | 0.042 | 0.042 | 0.042 | 0.042 | 0.042 | 0.042 | 0.042 | 0.042 | 0.042 | 0.042 | 0.042 | 0.042 | 0.042 | 0.042 | 0.042 | 0.042 | 0.042 | 0.042 | 0.042 | 0.042 | 0.042 | 0.042 | 0.042 | 0.042 | 0.042 | 0.042
0 | 0 | Midwest GRN:1 | [6 empty] | 0.126 | 0.126 | 0.126 | 0.126 | 0.126 | 0.126 | 0.126 | 0.126 | 0.126 | 0.126 | 0.126 | 0.126 | 0.126 | 0.126 | 0.126 | 0.126 | 0.126 | 0.126 | 0.126 | 0.126 | 0.126 | 0.126 | 0.126 | 0.126 | 0.126 | 0.126 | 0.126 | 0.126 | 0.126 | 0.126 | 0.126 | 0.126 | 0.126 | 0.126 | 0.126 | 0.126 | 0.126 | 0.126 | 0.126 | 0.126 | 0.126 | 0.126 | 0.126 | 0.126 | 0.126 | 0.126 | 0.126 | 0.126
|  | Poplar Bluff Gen.:ALL | [6 empty] | 0 | 0 | 0 | 0 | 0 | 0 | 0 | 0 | 0 | 0 | 0 | 0 | 0 | 0 | 0 | 0 | 0 | 0 | 0 | 0 | 0 | 0 | 0 | 0 | 0 | 0 | 0 | 0 | 0 | 0 | 0 | 0 | 0 | 0 | 0 | 0 | 0 | 0 | 0 | 0 | 0 | 0 | 0 | 0 | 0 | 0 | 0 | 0
|  | Chambersburg:ALL | [6 empty] | 0.1 | 0.1 | 0.1 | 0.1 | 0.1 | 0.1 | 0.1 | 0.1 | 0.1 | 0.1 | 0.1 | 0.1 | 0.1 | 0.1 | 0.1 | 0.1 | 0.1 | 0.1 | 0.1 | 0.1 | 0.1 | 0.1 | 0.1 | 0.1 | 0.1 | 0.1 | 0.1 | 0.1 | 0.1 | 0.1 | 0.1 | 0.1 | 0.1 | 0.1 | 0.1 | 0.1 | 0.1 | 0.1 | 0.1 | 0.1 | 0.1 | 0.1 | 0.1 | 0.1 | 0.1 | 0.1 | 0.1 | 0.1
0 | 0 | Saginaw Station:ALL | [6 empty] | 0.305 | 0.305 | 0.305 | 0.305 | 0.305 | 0.305 | 0.305 | 0.305 | 0.305 | 0.305 | 0.305 | 0.305 | 0.305 | 0.305 | 0.305 | 0.305 | 0.305 | 0.305 | 0.305 | 0.305 | 0.305 | 0.305 | 0.305 | 0.305 | 0.305 | 0.305 | 0.305 | 0.305 | 0.305 | 0.305 | 0.305 | 0.305 | 0.305 | 0.305 | 0.305 | 0.305 | 0.305 | 0.305 | 0.305 | 0.305 | 0.305 | 0.305 | 0.305 | 0.305 | 0.305 | 0.305 | 0.305 | 0.305
0 | 0 | Henry Station:ALL | [6 empty] | 0.305 | 0.305 | 0.305 | 0.305 | 0.305 | 0.305 | 0.305 | 0.305 | 0.305 | 0.305 | 0.305 | 0.305 | 0.305 | 0.305 | 0.305 | 0.305 | 0.305 | 0.305 | 0.305 | 0.305 | 0.305 | 0.305 | 0.305 | 0.305 | 0.305 | 0.305 | 0.305 | 0.305 | 0.305 | 0.305 | 0.305 | 0.305 | 0.305 | 0.305 | 0.305 | 0.305 | 0.305 | 0.305 | 0.305 | 0.305 | 0.305 | 0.305 | 0.305 | 0.305 | 0.305 | 0.305 | 0.305 | 0.305
0 | 0 | Interstate:1 | [6 empty] | 0.103 | 0.103 | 0.1 | 0.1 | 0.1 | 0.1 | 0.1 | 0.1 | 0.1 | 0.1 | 0.1 | 0.1 | 0.1 | 0.1 | 0.1 | 0.1 | 0.1 | 0.1 | 0.1 | 0.1 | 0.1 | 0.1 | 0.1 | 0.1 | 0.1 | 0.1 | 0.1 | 0.1 | 0.1 | 0.1 | 0.1 | 0.1 | 0.1 | 0.1 | 0.1 | 0.1 | 0.1 | 0.1 | 0.1 | 0.1 | 0.1 | 0.1 | 0.1 | 0.1 | 0.1 | 0.1 | 0.1 | 0.1
|  | ED Generators:ALL | [6 empty] | 0.305 | 0.305 | 0.305 | 0.305 | 0.305 | 0.305 | 0.305 | 0.305 | 0.305 | 0.305 | 0.305 | 0.305 | 0.305 | 0.305 | 0.305 | 0.305 | 0.305 | 0.305 | 0.305 | 0.305 | 0.305 | 0.305 | 0.305 | 0.305 | 0.305 | 0.305 | 0.305 | 0.305 | 0.305 | 0.305 | 0.305 | 0.305 | 0.305 | 0.305 | 0.305 | 0.305 | 0.305 | 0.305 | 0.305 | 0.305 | 0.305 | 0.305 | 0.305 | 0.305 | 0.305 | 0.305 | 0.305 | 0.305
0 | 0 | Church Street Plant:ALL | [6 empty] | 0.305 | 0.305 | 0.305 | 0.305 | 0.305 | 0.305 | 0.305 | 0.305 | 0.305 | 0.305 | 0.305 | 0.305 | 0.305 | 0.305 | 0.305 | 0.305 | 0.305 | 0.305 | 0.305 | 0.305 | 0.305 | 0.305 | 0.305 | 0.305 | 0.305 | 0.305 | 0.305 | 0.305 | 0.305 | 0.305 | 0.305 | 0.305 | 0.305 | 0.305 | 0.305 | 0.305 | 0.305 | 0.305 | 0.305 | 0.305 | 0.305 | 0.305 | 0.305 | 0.305 | 0.305 | 0.305 | 0.305 | 0.305
0 | 0 | Godwin Drive Plant:ALL | [6 empty] | 0.305 | 0.305 | 0.305 | 0.305 | 0.305 | 0.305 | 0.305 | 0.305 | 0.305 | 0.305 | 0.305 | 0.305 | 0.305 | 0.305 | 0.305 | 0.305 | 0.305 | 0.305 | 0.305 | 0.305 | 0.305 | 0.305 | 0.305 | 0.305 | 0.305 | 0.305 | 0.305 | 0.305 | 0.305 | 0.305 | 0.305 | 0.305 | 0.305 | 0.305 | 0.305 | 0.305 | 0.305 | 0.305 | 0.305 | 0.305 | 0.305 | 0.305 | 0.305 | 0.305 | 0.305 | 0.305 | 0.305 | 0.305
0 | 0 | VMEA-1 Credit Gen.:ALL | [6 empty] | 0.305 | 0.305 | 0.305 | 0.305 | 0.305 | 0.305 | 0.305 | 0.305 | 0.305 | 0.305 | 0.305 | 0.305 | 0.305 | 0.305 | 0.305 | 0.305 | 0.305 | 0.305 | 0.305 | 0.305 | 0.305 | 0.305 | 0.305 | 0.305 | 0.305 | 0.305 | 0.305 | 0.305 | 0.305 | 0.305 | 0.305 | 0.305 | 0.305 | 0.305 | 0.305 | 0.305 | 0.305 | 0.305 | 0.305 | 0.305 | 0.305 | 0.305 | 0.305 | 0.305 | 0.305 | 0.305 | 0.305 | 0.305
0 | 0 | V.M.E.A. #1:ALL | [6 empty] | 0.305 | 0.305 | 0.305 | 0.305 | 0.305 | 0.305 | 0.305 | 0.305 | 0.305 | 0.305 | 0.305 | 0.305 | 0.305 | 0.305 | 0.305 | 0.305 | 0.305 | 0.305 | 0.305 | 0.305 | 0.305 | 0.305 | 0.305 | 0.305 | 0.305 | 0.305 | 0.305 | 0.305 | 0.305 | 0.305 | 0.305 | 0.305 | 0.305 | 0.305 | 0.305 | 0.305 | 0.305 | 0.305 | 0.305 | 0.305 | 0.305 | 0.305 | 0.305 | 0.305 | 0.305 | 0.305 | 0.305 | 0.305
0 | 0 | Nort Road Peak Plant:ALL | [6 empty] | 0.305 | 0.305 | 0.305 | 0.305 | 0.305 | 0.305 | 0.305 | 0.305 | 0.305 | 0.305 | 0.305 | 0.305 | 0.305 | 0.305 | 0.305 | 0.305 | 0.305 | 0.305 | 0.305 | 0.305 | 0.305 | 0.305 | 0.305 | 0.305 | 0.305 | 0.305 | 0.305 | 0.305 | 0.305 | 0.305 | 0.305 | 0.305 | 0.305 | 0.305 | 0.305 | 0.305 | 0.305 | 0.305 | 0.305 | 0.305 | 0.305 | 0.305 | 0.305 | 0.305 | 0.305 | 0.305 | 0.305 | 0.305
0 | 0 | Rowesville Rd Plant:ALL | [6 empty] | 0.1 | 0.1 | 0.1 | 0.1 | 0.1 | 0.1 | 0.1 | 0.1 | 0.1 | 0.1 | 0.1 | 0.1 | 0.1 | 0.1 | 0.1 | 0.1 | 0.1 | 0.1 | 0.1 | 0.1 | 0.1 | 0.1 | 0.1 | 0.1 | 0.1 | 0.1 | 0.1 | 0.1 | 0.1 | 0.1 | 0.1 | 0.1 | 0.1 | 0.1 | 0.1 | 0.1 | 0.1 | 0.1 | 0.1 | 0.1 | 0.1 | 0.1 | 0.1 | 0.1 | 0.1 | 0.1 | 0.1 | 0.1
0 | 0 | Croswell Plant:ALL | [6 empty] | 0.1 | 0.1 | 0.1 | 0.1 | 0.1 | 0.1 | 0.1 | 0.1 | 0.1 | 0.1 | 0.1 | 0.1 | 0.1 | 0.1 | 0.1 | 0.1 | 0.1 | 0.1 | 0.1 | 0.1 | 0.1 | 0.1 | 0.1 | 0.1 | 0.1 | 0.1 | 0.1 | 0.1 | 0.1 | 0.1 | 0.1 | 0.1 | 0.1 | 0.1 | 0.1 | 0.1 | 0.1 | 0.1 | 0.1 | 0.1 | 0.1 | 0.1 | 0.1 | 0.1 | 0.1 | 0.1 | 0.1 | 0.1
0 | 0 | McPherson 3:1 | [6 empty] | 0.18 | 0.18 | 0.167 | 0.167 | 0.167 | 0.167 | 0.167 | 0.167 | 0.167 | 0.167 | 0.167 | 0.167 | 0.167 | 0.167 | 0.167 | 0.167 | 0.167 | 0.167 | 0.167 | 0.167 | 0.167 | 0.167 | 0.167 | 0.167 | 0.167 | 0.167 | 0.167 | 0.167 | 0.167 | 0.167 | 0.167 | 0.167 | 0.167 | 0.167 | 0.167 | 0.167 | 0.167 | 0.167 | 0.167 | 0.167 | 0.167 | 0.167 | 0.167 | 0.167 | 0.167 | 0.167 | 0.167 | 0.167
2017 | 0 | North Branch Project:1 | [6 empty] | 0.313 | 0.313 | 0.313 | 0.313 | 0.313 | 0.313 | 0.313 | 0.313 | 0.313 | 0.313 | 0.313 | 0.04695 | 0.04695 | 0.04695 | 0.04695 | 0.04695 | 0.04695 | 0.04695 | 0.04695 | 0.04695 | 0.04695 | 0.04695 | 0.04695 | 0.04695 | 0.04695 | 0.04695 | 0.04695 | 0.04695 | 0.04695 | 0.04695 | 0.04695 | 0.04695 | 0.04695 | 0.04695 | 0.04695 | 0.04695 | 0.04695 | 0.04695 | 0.04695 | 0.04695 | 0.04695 | 0.04695 | 0.04695 | 0.04695 | 0.04695 | 0.04695 | 0.04695 | 0.04695
0 | 0 | Wayne County (CP&L):GT1 | [6 empty] | 0.1 | 0.1 | 0.1 | 0.1 | 0.1 | 0.1 | 0.1 | 0.1 | 0.1 | 0.1 | 0.1 | 0.1 | 0.1 | 0.1 | 0.1 | 0.1 | 0.1 | 0.1 | 0.1 | 0.1 | 0.1 | 0.1 | 0.1 | 0.1 | 0.1 | 0.1 | 0.1 | 0.1 | 0.1 | 0.1 | 0.1 | 0.1 | 0.1 | 0.1 | 0.1 | 0.1 | 0.1 | 0.1 | 0.1 | 0.1 | 0.1 | 0.1 | 0.1 | 0.1 | 0.1 | 0.1 | 0.1 | 0.1
0 | 0 | Wayne County (CP&L):GT2 | [6 empty] | 0.1 | 0.1 | 0.1 | 0.1 | 0.1 | 0.1 | 0.1 | 0.1 | 0.1 | 0.1 | 0.1 | 0.1 | 0.1 | 0.1 | 0.1 | 0.1 | 0.1 | 0.1 | 0.1 | 0.1 | 0.1 | 0.1 | 0.1 | 0.1 | 0.1 | 0.1 | 0.1 | 0.1 | 0.1 | 0.1 | 0.1 | 0.1 | 0.1 | 0.1 | 0.1 | 0.1 | 0.1 | 0.1 | 0.1 | 0.1 | 0.1 | 0.1 | 0.1 | 0.1 | 0.1 | 0.1 | 0.1 | 0.1
0 | 0 | Wayne County (CP&L):GT3 | [6 empty] | 0.1 | 0.1 | 0.1 | 0.1 | 0.1 | 0.1 | 0.1 | 0.1 | 0.1 | 0.1 | 0.1 | 0.1 | 0.1 | 0.1 | 0.1 | 0.1 | 0.1 | 0.1 | 0.1 | 0.1 | 0.1 | 0.1 | 0.1 | 0.1 | 0.1 | 0.1 | 0.1 | 0.1 | 0.1 | 0.1 | 0.1 | 0.1 | 0.1 | 0.1 | 0.1 | 0.1 | 0.1 | 0.1 | 0.1 | 0.1 | 0.1 | 0.1 | 0.1 | 0.1 | 0.1 | 0.1 | 0.1 | 0.1
0 | 0 | Wayne County (CP&L):GT4 | [6 empty] | 0.1 | 0.1 | 0.1 | 0.1 | 0.1 | 0.1 | 0.1 | 0.1 | 0.1 | 0.1 | 0.1 | 0.1 | 0.1 | 0.1 | 0.1 | 0.1 | 0.1 | 0.1 | 0.1 | 0.1 | 0.1 | 0.1 | 0.1 | 0.1 | 0.1 | 0.1 | 0.1 | 0.1 | 0.1 | 0.1 | 0.1 | 0.1 | 0.1 | 0.1 | 0.1 | 0.1 | 0.1 | 0.1 | 0.1 | 0.1 | 0.1 | 0.1 | 0.1 | 0.1 | 0.1 | 0.1 | 0.1 | 0.1
0 | 0 | State Farm Diesel:1 | [6 empty] | 0.305 | 0.305 | 0.305 | 0.305 | 0.305 | 0.305 | 0.305 | 0.305 | 0.305 | 0.305 | 0.305 | 0.305 | 0.305 | 0.305 | 0.305 | 0.305 | 0.305 | 0.305 | 0.305 | 0.305 | 0.305 | 0.305 | 0.305 | 0.305 | 0.305 | 0.305 | 0.305 | 0.305 | 0.305 | 0.305 | 0.305 | 0.305 | 0.305 | 0.305 | 0.305 | 0.305 | 0.305 | 0.305 | 0.305 | 0.305 | 0.305 | 0.305 | 0.305 | 0.305 | 0.305 | 0.305 | 0.305 | 0.305
|  | Bowling Green (BOWLG):ALL | [6 empty] | 0.305 | 0.305 | 0.305 | 0.305 | 0.305 | 0.305 | 0.305 | 0.305 | 0.305 | 0.305 | 0.305 | 0.305 | 0.305 | 0.305 | 0.305 | 0.305 | 0.305 | 0.305 | 0.305 | 0.305 | 0.305 | 0.305 | 0.305 | 0.305 | 0.305 | 0.305 | 0.305 | 0.305 | 0.305 | 0.305 | 0.305 | 0.305 | 0.305 | 0.305 | 0.305 | 0.305 | 0.305 | 0.305 | 0.305 | 0.305 | 0.305 | 0.305 | 0.305 | 0.305 | 0.305 | 0.305 | 0.305 | 0.305
0 | 0 | Engle:1-16 | [6 empty] | 0.305 | 0.305 | 0.305 | 0.305 | 0.305 | 0.305 | 0.305 | 0.305 | 0.305 | 0.305 | 0.305 | 0.305 | 0.305 | 0.305 | 0.305 | 0.305 | 0.305 | 0.305 | 0.305 | 0.305 | 0.305 | 0.305 | 0.305 | 0.305 | 0.305 | 0.305 | 0.305 | 0.305 | 0.305 | 0.305 | 0.305 | 0.305 | 0.305 | 0.305 | 0.305 | 0.305 | 0.305 | 0.305 | 0.305 | 0.305 | 0.305 | 0.305 | 0.305 | 0.305 | 0.305 | 0.305 | 0.305 | 0.305
0 | 0 | Jackson (JMED):12 | [6 empty] | 0.305 | 0.305 | 0.305 | 0.305 | 0.305 | 0.305 | 0.305 | 0.305 | 0.305 | 0.305 | 0.305 | 0.305 | 0.305 | 0.305 | 0.305 | 0.305 | 0.305 | 0.305 | 0.305 | 0.305 | 0.305 | 0.305 | 0.305 | 0.305 | 0.305 | 0.305 | 0.305 | 0.305 | 0.305 | 0.305 | 0.305 | 0.305 | 0.305 | 0.305 | 0.305 | 0.305 | 0.305 | 0.305 | 0.305 | 0.305 | 0.305 | 0.305 | 0.305 | 0.305 | 0.305 | 0.305 | 0.305 | 0.305
0 | 0 | Napoleon 2:13 | [6 empty] | 0.305 | 0.305 | 0.305 | 0.305 | 0.305 | 0.305 | 0.305 | 0.305 | 0.305 | 0.305 | 0.305 | 0.305 | 0.305 | 0.305 | 0.305 | 0.305 | 0.305 | 0.305 | 0.305 | 0.305 | 0.305 | 0.305 | 0.305 | 0.305 | 0.305 | 0.305 | 0.305 | 0.305 | 0.305 | 0.305 | 0.305 | 0.305 | 0.305 | 0.305 | 0.305 | 0.305 | 0.305 | 0.305 | 0.305 | 0.305 | 0.305 | 0.305 | 0.305 | 0.305 | 0.305 | 0.305 | 0.305 | 0.305
0 | 0 | Niles (NILESW):13 | [6 empty] | 0.305 | 0.305 | 0.305 | 0.305 | 0.305 | 0.305 | 0.305 | 0.305 | 0.305 | 0.305 | 0.305 | 0.305 | 0.305 | 0.305 | 0.305 | 0.305 | 0.305 | 0.305 | 0.305 | 0.305 | 0.305 | 0.305 | 0.305 | 0.305 | 0.305 | 0.305 | 0.305 | 0.305 | 0.305 | 0.305 | 0.305 | 0.305 | 0.305 | 0.305 | 0.305 | 0.305 | 0.305 | 0.305 | 0.305 | 0.305 | 0.305 | 0.305 | 0.305 | 0.305 | 0.305 | 0.305 | 0.305 | 0.305
0 | 0 | Wadsworth:13 | [6 empty] | 0.305 | 0.305 | 0.305 | 0.305 | 0.305 | 0.305 | 0.305 | 0.305 | 0.305 | 0.305 | 0.305 | 0.305 | 0.305 | 0.305 | 0.305 | 0.305 | 0.305 | 0.305 | 0.305 | 0.305 | 0.305 | 0.305 | 0.305 | 0.305 | 0.305 | 0.305 | 0.305 | 0.305 | 0.305 | 0.305 | 0.305 | 0.305 | 0.305 | 0.305 | 0.305 | 0.305 | 0.305 | 0.305 | 0.305 | 0.305 | 0.305 | 0.305 | 0.305 | 0.305 | 0.305 | 0.305 | 0.305 | 0.305
0 | 0 | Prospect (PROS):1 | [6 empty] | 0.305 | 0.305 | 0.305 | 0.305 | 0.305 | 0.305 | 0.305 | 0.305 | 0.305 | 0.305 | 0.305 | 0.305 | 0.305 | 0.305 | 0.305 | 0.305 | 0.305 | 0.305 | 0.305 | 0.305 | 0.305 | 0.305 | 0.305 | 0.305 | 0.305 | 0.305 | 0.305 | 0.305 | 0.305 | 0.305 | 0.305 | 0.305 | 0.305 | 0.305 | 0.305 | 0.305 | 0.305 | 0.305 | 0.305 | 0.305 | 0.305 | 0.305 | 0.305 | 0.305 | 0.305 | 0.305 | 0.305 | 0.305
|  | St Francis:CC1 | [6 empty] | 0.036 | 0.036 | 0.036 | 0.036 | 0.036 | 0.036 | 0.036 | 0.036 | 0.036 | 0.036 | 0.036 | 0.036 | 0.036 | 0.036 | 0.036 | 0.036 | 0.036 | 0.036 | 0.036 | 0.036 | 0.036 | 0.036 | 0.036 | 0.036 | 0.036 | 0.036 | 0.036 | 0.036 | 0.036 | 0.036 | 0.036 | 0.036 | 0.036 | 0.036 | 0.036 | 0.036 | 0.036 | 0.036 | 0.036 | 0.036 | 0.036 | 0.036 | 0.036 | 0.036 | 0.036 | 0.036 | 0.036 | 0.036
|  | St Francis:CC2 | [6 empty] | 0.04 | 0.04 | 0.042 | 0.042 | 0.042 | 0.042 | 0.042 | 0.042 | 0.042 | 0.042 | 0.042 | 0.042 | 0.042 | 0.042 | 0.042 | 0.042 | 0.042 | 0.042 | 0.042 | 0.042 | 0.042 | 0.042 | 0.042 | 0.042 | 0.042 | 0.042 | 0.042 | 0.042 | 0.042 | 0.042 | 0.042 | 0.042 | 0.042 | 0.042 | 0.042 | 0.042 | 0.042 | 0.042 | 0.042 | 0.042 | 0.042 | 0.042 | 0.042 | 0.042 | 0.042 | 0.042 | 0.042 | 0.042
|  | Savannah River Plant:1 | [6 empty] | 0.396 | 0.396 | 0.396 | 0.396 | 0.396 | 0.396 | 0.396 | 0.396 | 0.396 | 0.396 | 0.396 | 0.396 | 0.396 | 0.396 | 0.396 | 0.396 | 0.396 | 0.396 | 0.396 | 0.396 | 0.396 | 0.396 | 0.396 | 0.396 | 0.396 | 0.396 | 0.396 | 0.396 | 0.396 | 0.396 | 0.396 | 0.396 | 0.396 | 0.396 | 0.396 | 0.396 | 0.396 | 0.396 | 0.396 | 0.396 | 0.396 | 0.396 | 0.396 | 0.396 | 0.396 | 0.396 | 0.396 | 0.396
0 | 0 | Pennsbury:12 | [6 empty] | 0.1 | 0.1 | 0.1 | 0.1 | 0.1 | 0.1 | 0.1 | 0.1 | 0.1 | 0.1 | 0.1 | 0.1 | 0.1 | 0.1 | 0.1 | 0.1 | 0.1 | 0.1 | 0.1 | 0.1 | 0.1 | 0.1 | 0.1 | 0.1 | 0.1 | 0.1 | 0.1 | 0.1 | 0.1 | 0.1 | 0.1 | 0.1 | 0.1 | 0.1 | 0.1 | 0.1 | 0.1 | 0.1 | 0.1 | 0.1 | 0.1 | 0.1 | 0.1 | 0.1 | 0.1 | 0.1 | 0.1 | 0.1
|  | Pennsbury:AB | [6 empty] | 0.126 | 0.126 | 0.126 | 0.126 | 0.126 | 0.126 | 0.126 | 0.126 | 0.126 | 0.126 | 0.126 | 0.126 | 0.126 | 0.126 | 0.126 | 0.126 | 0.126 | 0.126 | 0.126 | 0.126 | 0.126 | 0.126 | 0.126 | 0.126 | 0.126 | 0.126 | 0.126 | 0.126 | 0.126 | 0.126 | 0.126 | 0.126 | 0.126 | 0.126 | 0.126 | 0.126 | 0.126 | 0.126 | 0.126 | 0.126 | 0.126 | 0.126 | 0.126 | 0.126 | 0.126 | 0.126 | 0.126 | 0.126
|  | Washington County:1 | [6 empty] | 0.056 | 0.056 | 0.056 | 0.056 | 0.056 | 0.056 | 0.056 | 0.056 | 0.056 | 0.056 | 0.056 | 0.056 | 0.056 | 0.056 | 0.056 | 0.056 | 0.056 | 0.056 | 0.056 | 0.056 | 0.056 | 0.056 | 0.056 | 0.056 | 0.056 | 0.056 | 0.056 | 0.056 | 0.056 | 0.056 | 0.056 | 0.056 | 0.056 | 0.056 | 0.056 | 0.056 | 0.056 | 0.056 | 0.056 | 0.056 | 0.056 | 0.056 | 0.056 | 0.056 | 0.056 | 0.056 | 0.056 | 0.056
|  | Tiger Bay:CC | [6 empty] | 0.033 | 0.033 | 0.03 | 0.03 | 0.03 | 0.03 | 0.03 | 0.03 | 0.03 | 0.03 | 0.03 | 0.03 | 0.03 | 0.03 | 0.03 | 0.03 | 0.03 | 0.03 | 0.03 | 0.03 | 0.03 | 0.03 | 0.03 | 0.03 | 0.03 | 0.03 | 0.03 | 0.03 | 0.03 | 0.03 | 0.03 | 0.03 | 0.03 | 0.03 | 0.03 | 0.03 | 0.03 | 0.03 | 0.03 | 0.03 | 0.03 | 0.03 | 0.03 | 0.03 | 0.03 | 0.03 | 0.03 | 0.03
|  | Theodore Cogen:CC | [6 empty] | 0.007 | 0.007 | 0.007 | 0.007 | 0.007 | 0.007 | 0.007 | 0.007 | 0.007 | 0.007 | 0.007 | 0.007 | 0.007 | 0.007 | 0.007 | 0.007 | 0.007 | 0.007 | 0.007 | 0.007 | 0.007 | 0.007 | 0.007 | 0.007 | 0.007 | 0.007 | 0.007 | 0.007 | 0.007 | 0.007 | 0.007 | 0.007 | 0.007 | 0.007 | 0.007 | 0.007 | 0.007 | 0.007 | 0.007 | 0.007 | 0.007 | 0.007 | 0.007 | 0.007 | 0.007 | 0.007 | 0.007 | 0.007
2017 | 0 | Cogen South:GEN1 | [6 empty] | 0.396 | 0.396 | 0.396 | 0.396 | 0.396 | 0.396 | 0.396 | 0.396 | 0.396 | 0.396 | 0.396 | 0.0594 | 0.0594 | 0.0594 | 0.0594 | 0.0594 | 0.0594 | 0.0594 | 0.0594 | 0.0594 | 0.0594 | 0.0594 | 0.0594 | 0.0594 | 0.0594 | 0.0594 | 0.0594 | 0.0594 | 0.0594 | 0.0594 | 0.0594 | 0.0594 | 0.0594 | 0.0594 | 0.0594 | 0.0594 | 0.0594 | 0.0594 | 0.0594 | 0.0594 | 0.0594 | 0.0594 | 0.0594 | 0.0594 | 0.0594 | 0.0594 | 0.0594 | 0.0594
|  | Essex Power Plant:GT | [6 empty] | 0.076 | 0.076 | 0.082 | 0.082 | 0.082 | 0.082 | 0.082 | 0.082 | 0.082 | 0.082 | 0.082 | 0.082 | 0.082 | 0.082 | 0.082 | 0.082 | 0.082 | 0.082 | 0.082 | 0.082 | 0.082 | 0.082 | 0.082 | 0.082 | 0.082 | 0.082 | 0.082 | 0.082 | 0.082 | 0.082 | 0.082 | 0.082 | 0.082 | 0.082 | 0.082 | 0.082 | 0.082 | 0.082 | 0.082 | 0.082 | 0.082 | 0.082 | 0.082 | 0.082 | 0.082 | 0.082 | 0.082 | 0.082
|  | Nodaway Power Plant:GT1 | [6 empty] | 0.063 | 0.063 | 0.077 | 0.077 | 0.077 | 0.077 | 0.077 | 0.077 | 0.077 | 0.077 | 0.077 | 0.077 | 0.077 | 0.077 | 0.077 | 0.077 | 0.077 | 0.077 | 0.077 | 0.077 | 0.077 | 0.077 | 0.077 | 0.077 | 0.077 | 0.077 | 0.077 | 0.077 | 0.077 | 0.077 | 0.077 | 0.077 | 0.077 | 0.077 | 0.077 | 0.077 | 0.077 | 0.077 | 0.077 | 0.077 | 0.077 | 0.077 | 0.077 | 0.077 | 0.077 | 0.077 | 0.077 | 0.077
|  | Nodaway Power Plant:GT2 | [6 empty] | 0.053 | 0.053 | 0.068 | 0.068 | 0.068 | 0.068 | 0.068 | 0.068 | 0.068 | 0.068 | 0.068 | 0.068 | 0.068 | 0.068 | 0.068 | 0.068 | 0.068 | 0.068 | 0.068 | 0.068 | 0.068 | 0.068 | 0.068 | 0.068 | 0.068 | 0.068 | 0.068 | 0.068 | 0.068 | 0.068 | 0.068 | 0.068 | 0.068 | 0.068 | 0.068 | 0.068 | 0.068 | 0.068 | 0.068 | 0.068 | 0.068 | 0.068 | 0.068 | 0.068 | 0.068 | 0.068 | 0.068 | 0.068
|  | Chouteau (AECI):CC1 | [6 empty] | 0.042 | 0.042 | 0.037 | 0.037 | 0.037 | 0.037 | 0.037 | 0.037 | 0.037 | 0.037 | 0.037 | 0.037 | 0.037 | 0.037 | 0.037 | 0.037 | 0.037 | 0.037 | 0.037 | 0.037 | 0.037 | 0.037 | 0.037 | 0.037 | 0.037 | 0.037 | 0.037 | 0.037 | 0.037 | 0.037 | 0.037 | 0.037 | 0.037 | 0.037 | 0.037 | 0.037 | 0.037 | 0.037 | 0.037 | 0.037 | 0.037 | 0.037 | 0.037 | 0.037 | 0.037 | 0.037 | 0.037 | 0.037
|  | Georgetown:GT1 | [6 empty] | 0.027 | 0.027 | 0.027 | 0.027 | 0.027 | 0.027 | 0.027 | 0.027 | 0.027 | 0.027 | 0.027 | 0.027 | 0.027 | 0.027 | 0.027 | 0.027 | 0.027 | 0.027 | 0.027 | 0.027 | 0.027 | 0.027 | 0.027 | 0.027 | 0.027 | 0.027 | 0.027 | 0.027 | 0.027 | 0.027 | 0.027 | 0.027 | 0.027 | 0.027 | 0.027 | 0.027 | 0.027 | 0.027 | 0.027 | 0.027 | 0.027 | 0.027 | 0.027 | 0.027 | 0.027 | 0.027 | 0.027 | 0.027
|  | Georgetown:GT2 | [6 empty] | 0.029 | 0.029 | 0.029 | 0.029 | 0.029 | 0.029 | 0.029 | 0.029 | 0.029 | 0.029 | 0.029 | 0.029 | 0.029 | 0.029 | 0.029 | 0.029 | 0.029 | 0.029 | 0.029 | 0.029 | 0.029 | 0.029 | 0.029 | 0.029 | 0.029 | 0.029 | 0.029 | 0.029 | 0.029 | 0.029 | 0.029 | 0.029 | 0.029 | 0.029 | 0.029 | 0.029 | 0.029 | 0.029 | 0.029 | 0.029 | 0.029 | 0.029 | 0.029 | 0.029 | 0.029 | 0.029 | 0.029 | 0.029
|  | Georgetown:GT3 | [6 empty] | 0.032 | 0.032 | 0.032 | 0.032 | 0.032 | 0.032 | 0.032 | 0.032 | 0.032 | 0.032 | 0.032 | 0.032 | 0.032 | 0.032 | 0.032 | 0.032 | 0.032 | 0.032 | 0.032 | 0.032 | 0.032 | 0.032 | 0.032 | 0.032 | 0.032 | 0.032 | 0.032 | 0.032 | 0.032 | 0.032 | 0.032 | 0.032 | 0.032 | 0.032 | 0.032 | 0.032 | 0.032 | 0.032 | 0.032 | 0.032 | 0.032 | 0.032 | 0.032 | 0.032 | 0.032 | 0.032 | 0.032 | 0.032
|  | Georgetown:GT4 | [6 empty] | 0.026 | 0.026 | 0.026 | 0.026 | 0.026 | 0.026 | 0.026 | 0.026 | 0.026 | 0.026 | 0.026 | 0.026 | 0.026 | 0.026 | 0.026 | 0.026 | 0.026 | 0.026 | 0.026 | 0.026 | 0.026 | 0.026 | 0.026 | 0.026 | 0.026 | 0.026 | 0.026 | 0.026 | 0.026 | 0.026 | 0.026 | 0.026 | 0.026 | 0.026 | 0.026 | 0.026 | 0.026 | 0.026 | 0.026 | 0.026 | 0.026 | 0.026 | 0.026 | 0.026 | 0.026 | 0.026 | 0.026 | 0.026
0 | 0 | Tilton:GT1 | [6 empty] | 0.087 | 0.087 | 0.117 | 0.117 | 0.117 | 0.117 | 0.117 | 0.117 | 0.117 | 0.117 | 0.117 | 0.117 | 0.117 | 0.117 | 0.117 | 0.117 | 0.117 | 0.117 | 0.117 | 0.117 | 0.117 | 0.117 | 0.117 | 0.117 | 0.117 | 0.117 | 0.117 | 0.117 | 0.117 | 0.117 | 0.117 | 0.117 | 0.117 | 0.117 | 0.117 | 0.117 | 0.117 | 0.117 | 0.117 | 0.117 | 0.117 | 0.117 | 0.117 | 0.117 | 0.117 | 0.117 | 0.117 | 0.117
|  | Tilton:GT2 | [6 empty] | 0.086 | 0.086 | 0.084 | 0.084 | 0.084 | 0.084 | 0.084 | 0.084 | 0.084 | 0.084 | 0.084 | 0.084 | 0.084 | 0.084 | 0.084 | 0.084 | 0.084 | 0.084 | 0.084 | 0.084 | 0.084 | 0.084 | 0.084 | 0.084 | 0.084 | 0.084 | 0.084 | 0.084 | 0.084 | 0.084 | 0.084 | 0.084 | 0.084 | 0.084 | 0.084 | 0.084 | 0.084 | 0.084 | 0.084 | 0.084 | 0.084 | 0.084 | 0.084 | 0.084 | 0.084 | 0.084 | 0.084 | 0.084
0 | 0 | Tilton:GT3 | [6 empty] | 0.095 | 0.095 | 0.101 | 0.101 | 0.101 | 0.101 | 0.101 | 0.101 | 0.101 | 0.101 | 0.101 | 0.101 | 0.101 | 0.101 | 0.101 | 0.101 | 0.101 | 0.101 | 0.101 | 0.101 | 0.101 | 0.101 | 0.101 | 0.101 | 0.101 | 0.101 | 0.101 | 0.101 | 0.101 | 0.101 | 0.101 | 0.101 | 0.101 | 0.101 | 0.101 | 0.101 | 0.101 | 0.101 | 0.101 | 0.101 | 0.101 | 0.101 | 0.101 | 0.101 | 0.101 | 0.101 | 0.101 | 0.101
0 | 0 | Tilton:GT4 | [6 empty] | 0.103 | 0.103 | 0.119 | 0.119 | 0.119 | 0.119 | 0.119 | 0.119 | 0.119 | 0.119 | 0.119 | 0.119 | 0.119 | 0.119 | 0.119 | 0.119 | 0.119 | 0.119 | 0.119 | 0.119 | 0.119 | 0.119 | 0.119 | 0.119 | 0.119 | 0.119 | 0.119 | 0.119 | 0.119 | 0.119 | 0.119 | 0.119 | 0.119 | 0.119 | 0.119 | 0.119 | 0.119 | 0.119 | 0.119 | 0.119 | 0.119 | 0.119 | 0.119 | 0.119 | 0.119 | 0.119 | 0.119 | 0.119
0 | 0 | Versailles Peaking:ALL | [6 empty] | 0.305 | 0.305 | 0.305 | 0.305 | 0.305 | 0.305 | 0.305 | 0.305 | 0.305 | 0.305 | 0.305 | 0.305 | 0.305 | 0.305 | 0.305 | 0.305 | 0.305 | 0.305 | 0.305 | 0.305 | 0.305 | 0.305 | 0.305 | 0.305 | 0.305 | 0.305 | 0.305 | 0.305 | 0.305 | 0.305 | 0.305 | 0.305 | 0.305 | 0.305 | 0.305 | 0.305 | 0.305 | 0.305 | 0.305 | 0.305 | 0.305 | 0.305 | 0.305 | 0.305 | 0.305 | 0.305 | 0.305 | 0.305
0 | 0 | Napoleon Peaking:1 | [6 empty] | 0.305 | 0.305 | 0.305 | 0.305 | 0.305 | 0.305 | 0.305 | 0.305 | 0.305 | 0.305 | 0.305 | 0.305 | 0.305 | 0.305 | 0.305 | 0.305 | 0.305 | 0.305 | 0.305 | 0.305 | 0.305 | 0.305 | 0.305 | 0.305 | 0.305 | 0.305 | 0.305 | 0.305 | 0.305 | 0.305 | 0.305 | 0.305 | 0.305 | 0.305 | 0.305 | 0.305 | 0.305 | 0.305 | 0.305 | 0.305 | 0.305 | 0.305 | 0.305 | 0.305 | 0.305 | 0.305 | 0.305 | 0.305
0 | 0 | Dover Peaking:ALL | [6 empty] | 0.305 | 0.305 | 0.305 | 0.305 | 0.305 | 0.305 | 0.305 | 0.305 | 0.305 | 0.305 | 0.305 | 0.305 | 0.305 | 0.305 | 0.305 | 0.305 | 0.305 | 0.305 | 0.305 | 0.305 | 0.305 | 0.305 | 0.305 | 0.305 | 0.305 | 0.305 | 0.305 | 0.305 | 0.305 | 0.305 | 0.305 | 0.305 | 0.305 | 0.305 | 0.305 | 0.305 | 0.305 | 0.305 | 0.305 | 0.305 | 0.305 | 0.305 | 0.305 | 0.305 | 0.305 | 0.305 | 0.305 | 0.305
0 | 0 | Orrville Peaking:ALL | [6 empty] | 0.305 | 0.305 | 0.305 | 0.305 | 0.305 | 0.305 | 0.305 | 0.305 | 0.305 | 0.305 | 0.305 | 0.305 | 0.305 | 0.305 | 0.305 | 0.305 | 0.305 | 0.305 | 0.305 | 0.305 | 0.305 | 0.305 | 0.305 | 0.305 | 0.305 | 0.305 | 0.305 | 0.305 | 0.305 | 0.305 | 0.305 | 0.305 | 0.305 | 0.305 | 0.305 | 0.305 | 0.305 | 0.305 | 0.305 | 0.305 | 0.305 | 0.305 | 0.305 | 0.305 | 0.305 | 0.305 | 0.305 | 0.305
0 | 0 | Bryan Peaking:ALL | [6 empty] | 0.305 | 0.305 | 0.305 | 0.305 | 0.305 | 0.305 | 0.305 | 0.305 | 0.305 | 0.305 | 0.305 | 0.305 | 0.305 | 0.305 | 0.305 | 0.305 | 0.305 | 0.305 | 0.305 | 0.305 | 0.305 | 0.305 | 0.305 | 0.305 | 0.305 | 0.305 | 0.305 | 0.305 | 0.305 | 0.305 | 0.305 | 0.305 | 0.305 | 0.305 | 0.305 | 0.305 | 0.305 | 0.305 | 0.305 | 0.305 | 0.305 | 0.305 | 0.305 | 0.305 | 0.305 | 0.305 | 0.305 | 0.305
0 | 0 | Jackson Center Peaking:1 | [6 empty] | 0.305 | 0.305 | 0.305 | 0.305 | 0.305 | 0.305 | 0.305 | 0.305 | 0.305 | 0.305 | 0.305 | 0.305 | 0.305 | 0.305 | 0.305 | 0.305 | 0.305 | 0.305 | 0.305 | 0.305 | 0.305 | 0.305 | 0.305 | 0.305 | 0.305 | 0.305 | 0.305 | 0.305 | 0.305 | 0.305 | 0.305 | 0.305 | 0.305 | 0.305 | 0.305 | 0.305 | 0.305 | 0.305 | 0.305 | 0.305 | 0.305 | 0.305 | 0.305 | 0.305 | 0.305 | 0.305 | 0.305 | 0.305
0 | 0 | Arcanum Peaking:1 | [6 empty] | 0.305 | 0.305 | 0.305 | 0.305 | 0.305 | 0.305 | 0.305 | 0.305 | 0.305 | 0.305 | 0.305 | 0.305 | 0.305 | 0.305 | 0.305 | 0.305 | 0.305 | 0.305 | 0.305 | 0.305 | 0.305 | 0.305 | 0.305 | 0.305 | 0.305 | 0.305 | 0.305 | 0.305 | 0.305 | 0.305 | 0.305 | 0.305 | 0.305 | 0.305 | 0.305 | 0.305 | 0.305 | 0.305 | 0.305 | 0.305 | 0.305 | 0.305 | 0.305 | 0.305 | 0.305 | 0.305 | 0.305 | 0.305
0 | 0 | West Marinette (Mge):34 | [6 empty] | 0.105 | 0.105 | 0.105 | 0.105 | 0.105 | 0.105 | 0.105 | 0.105 | 0.105 | 0.105 | 0.105 | 0.105 | 0.105 | 0.105 | 0.105 | 0.105 | 0.105 | 0.105 | 0.105 | 0.105 | 0.105 | 0.105 | 0.105 | 0.105 | 0.105 | 0.105 | 0.105 | 0.105 | 0.105 | 0.105 | 0.105 | 0.105 | 0.105 | 0.105 | 0.105 | 0.105 | 0.105 | 0.105 | 0.105 | 0.105 | 0.105 | 0.105 | 0.105 | 0.105 | 0.105 | 0.105 | 0.105 | 0.105
|  | GE Plastics:CC | [6 empty] | 0.029 | 0.029 | 0.029 | 0.029 | 0.029 | 0.029 | 0.029 | 0.029 | 0.029 | 0.029 | 0.029 | 0.029 | 0.029 | 0.029 | 0.029 | 0.029 | 0.029 | 0.029 | 0.029 | 0.029 | 0.029 | 0.029 | 0.029 | 0.029 | 0.029 | 0.029 | 0.029 | 0.029 | 0.029 | 0.029 | 0.029 | 0.029 | 0.029 | 0.029 | 0.029 | 0.029 | 0.029 | 0.029 | 0.029 | 0.029 | 0.029 | 0.029 | 0.029 | 0.029 | 0.029 | 0.029 | 0.029 | 0.029
|  | Fauquier County:GT1 | [6 empty] | 0.029 | 0.029 | 0.039 | 0.039 | 0.039 | 0.039 | 0.039 | 0.039 | 0.039 | 0.039 | 0.039 | 0.039 | 0.039 | 0.039 | 0.039 | 0.039 | 0.039 | 0.039 | 0.039 | 0.039 | 0.039 | 0.039 | 0.039 | 0.039 | 0.039 | 0.039 | 0.039 | 0.039 | 0.039 | 0.039 | 0.039 | 0.039 | 0.039 | 0.039 | 0.039 | 0.039 | 0.039 | 0.039 | 0.039 | 0.039 | 0.039 | 0.039 | 0.039 | 0.039 | 0.039 | 0.039 | 0.039 | 0.039
|  | Fauquier County:GT2 | [6 empty] | 0.033 | 0.033 | 0.04 | 0.04 | 0.04 | 0.04 | 0.04 | 0.04 | 0.04 | 0.04 | 0.04 | 0.04 | 0.04 | 0.04 | 0.04 | 0.04 | 0.04 | 0.04 | 0.04 | 0.04 | 0.04 | 0.04 | 0.04 | 0.04 | 0.04 | 0.04 | 0.04 | 0.04 | 0.04 | 0.04 | 0.04 | 0.04 | 0.04 | 0.04 | 0.04 | 0.04 | 0.04 | 0.04 | 0.04 | 0.04 | 0.04 | 0.04 | 0.04 | 0.04 | 0.04 | 0.04 | 0.04 | 0.04
|  | Fauquier County:GT3 | [6 empty] | 0.08 | 0.08 | 0.08 | 0.08 | 0.08 | 0.08 | 0.08 | 0.08 | 0.08 | 0.08 | 0.08 | 0.08 | 0.08 | 0.08 | 0.08 | 0.08 | 0.08 | 0.08 | 0.08 | 0.08 | 0.08 | 0.08 | 0.08 | 0.08 | 0.08 | 0.08 | 0.08 | 0.08 | 0.08 | 0.08 | 0.08 | 0.08 | 0.08 | 0.08 | 0.08 | 0.08 | 0.08 | 0.08 | 0.08 | 0.08 | 0.08 | 0.08 | 0.08 | 0.08 | 0.08 | 0.08 | 0.08 | 0.08
|  | Fauquier County:GT4 | [6 empty] | 0.08 | 0.08 | 0.08 | 0.08 | 0.08 | 0.08 | 0.08 | 0.08 | 0.08 | 0.08 | 0.08 | 0.08 | 0.08 | 0.08 | 0.08 | 0.08 | 0.08 | 0.08 | 0.08 | 0.08 | 0.08 | 0.08 | 0.08 | 0.08 | 0.08 | 0.08 | 0.08 | 0.08 | 0.08 | 0.08 | 0.08 | 0.08 | 0.08 | 0.08 | 0.08 | 0.08 | 0.08 | 0.08 | 0.08 | 0.08 | 0.08 | 0.08 | 0.08 | 0.08 | 0.08 | 0.08 | 0.08 | 0.08
0 | 0 | Gibson (IL):GT1 | [6 empty] | 0.1 | 0.1 | 0.1 | 0.1 | 0.1 | 0.1 | 0.1 | 0.1 | 0.1 | 0.1 | 0.1 | 0.1 | 0.1 | 0.1 | 0.1 | 0.1 | 0.1 | 0.1 | 0.1 | 0.1 | 0.1 | 0.1 | 0.1 | 0.1 | 0.1 | 0.1 | 0.1 | 0.1 | 0.1 | 0.1 | 0.1 | 0.1 | 0.1 | 0.1 | 0.1 | 0.1 | 0.1 | 0.1 | 0.1 | 0.1 | 0.1 | 0.1 | 0.1 | 0.1 | 0.1 | 0.1 | 0.1 | 0.1
0 | 0 | Gibson (IL):GT2 | [6 empty] | 0.1 | 0.1 | 0.1 | 0.1 | 0.1 | 0.1 | 0.1 | 0.1 | 0.1 | 0.1 | 0.1 | 0.1 | 0.1 | 0.1 | 0.1 | 0.1 | 0.1 | 0.1 | 0.1 | 0.1 | 0.1 | 0.1 | 0.1 | 0.1 | 0.1 | 0.1 | 0.1 | 0.1 | 0.1 | 0.1 | 0.1 | 0.1 | 0.1 | 0.1 | 0.1 | 0.1 | 0.1 | 0.1 | 0.1 | 0.1 | 0.1 | 0.1 | 0.1 | 0.1 | 0.1 | 0.1 | 0.1 | 0.1
0 | 0 | Pinckneyville:GT1 | [6 empty] | 0.09 | 0.09 | 0.09 | 0.09 | 0.09 | 0.09 | 0.09 | 0.09 | 0.09 | 0.09 | 0.09 | 0.09 | 0.09 | 0.09 | 0.09 | 0.09 | 0.09 | 0.09 | 0.09 | 0.09 | 0.09 | 0.09 | 0.09 | 0.09 | 0.09 | 0.09 | 0.09 | 0.09 | 0.09 | 0.09 | 0.09 | 0.09 | 0.09 | 0.09 | 0.09 | 0.09 | 0.09 | 0.09 | 0.09 | 0.09 | 0.09 | 0.09 | 0.09 | 0.09 | 0.09 | 0.09 | 0.09 | 0.09
0 | 0 | Pinckneyville:GT2 | [6 empty] | 0.11 | 0.11 | 0.11 | 0.11 | 0.11 | 0.11 | 0.11 | 0.11 | 0.11 | 0.11 | 0.11 | 0.11 | 0.11 | 0.11 | 0.11 | 0.11 | 0.11 | 0.11 | 0.11 | 0.11 | 0.11 | 0.11 | 0.11 | 0.11 | 0.11 | 0.11 | 0.11 | 0.11 | 0.11 | 0.11 | 0.11 | 0.11 | 0.11 | 0.11 | 0.11 | 0.11 | 0.11 | 0.11 | 0.11 | 0.11 | 0.11 | 0.11 | 0.11 | 0.11 | 0.11 | 0.11 | 0.11 | 0.11
0 | 0 | Pinckneyville:GT3 | [6 empty] | 0.1 | 0.1 | 0.1 | 0.1 | 0.1 | 0.1 | 0.1 | 0.1 | 0.1 | 0.1 | 0.1 | 0.1 | 0.1 | 0.1 | 0.1 | 0.1 | 0.1 | 0.1 | 0.1 | 0.1 | 0.1 | 0.1 | 0.1 | 0.1 | 0.1 | 0.1 | 0.1 | 0.1 | 0.1 | 0.1 | 0.1 | 0.1 | 0.1 | 0.1 | 0.1 | 0.1 | 0.1 | 0.1 | 0.1 | 0.1 | 0.1 | 0.1 | 0.1 | 0.1 | 0.1 | 0.1 | 0.1 | 0.1
0 | 0 | Pinckneyville:GT4 | [6 empty] | 0.09 | 0.09 | 0.09 | 0.09 | 0.09 | 0.09 | 0.09 | 0.09 | 0.09 | 0.09 | 0.09 | 0.09 | 0.09 | 0.09 | 0.09 | 0.09 | 0.09 | 0.09 | 0.09 | 0.09 | 0.09 | 0.09 | 0.09 | 0.09 | 0.09 | 0.09 | 0.09 | 0.09 | 0.09 | 0.09 | 0.09 | 0.09 | 0.09 | 0.09 | 0.09 | 0.09 | 0.09 | 0.09 | 0.09 | 0.09 | 0.09 | 0.09 | 0.09 | 0.09 | 0.09 | 0.09 | 0.09 | 0.09
0 | 0 | Pinckneyville:GT5 | [6 empty] | 0.165 | 0.165 | 0.165 | 0.165 | 0.165 | 0.165 | 0.165 | 0.165 | 0.165 | 0.165 | 0.165 | 0.165 | 0.165 | 0.165 | 0.165 | 0.165 | 0.165 | 0.165 | 0.165 | 0.165 | 0.165 | 0.165 | 0.165 | 0.165 | 0.165 | 0.165 | 0.165 | 0.165 | 0.165 | 0.165 | 0.165 | 0.165 | 0.165 | 0.165 | 0.165 | 0.165 | 0.165 | 0.165 | 0.165 | 0.165 | 0.165 | 0.165 | 0.165 | 0.165 | 0.165 | 0.165 | 0.165 | 0.165
0 | 0 | Pinckneyville:GT6 | [6 empty] | 0.165 | 0.165 | 0.165 | 0.165 | 0.165 | 0.165 | 0.165 | 0.165 | 0.165 | 0.165 | 0.165 | 0.165 | 0.165 | 0.165 | 0.165 | 0.165 | 0.165 | 0.165 | 0.165 | 0.165 | 0.165 | 0.165 | 0.165 | 0.165 | 0.165 | 0.165 | 0.165 | 0.165 | 0.165 | 0.165 | 0.165 | 0.165 | 0.165 | 0.165 | 0.165 | 0.165 | 0.165 | 0.165 | 0.165 | 0.165 | 0.165 | 0.165 | 0.165 | 0.165 | 0.165 | 0.165 | 0.165 | 0.165
|  | Pinckneyville:GT7 | [6 empty] | 0.08 | 0.08 | 0.08 | 0.08 | 0.08 | 0.08 | 0.08 | 0.08 | 0.08 | 0.08 | 0.08 | 0.08 | 0.08 | 0.08 | 0.08 | 0.08 | 0.08 | 0.08 | 0.08 | 0.08 | 0.08 | 0.08 | 0.08 | 0.08 | 0.08 | 0.08 | 0.08 | 0.08 | 0.08 | 0.08 | 0.08 | 0.08 | 0.08 | 0.08 | 0.08 | 0.08 | 0.08 | 0.08 | 0.08 | 0.08 | 0.08 | 0.08 | 0.08 | 0.08 | 0.08 | 0.08 | 0.08 | 0.08
|  | Pinckneyville:GT8 | [6 empty] | 0.08 | 0.08 | 0.08 | 0.08 | 0.08 | 0.08 | 0.08 | 0.08 | 0.08 | 0.08 | 0.08 | 0.08 | 0.08 | 0.08 | 0.08 | 0.08 | 0.08 | 0.08 | 0.08 | 0.08 | 0.08 | 0.08 | 0.08 | 0.08 | 0.08 | 0.08 | 0.08 | 0.08 | 0.08 | 0.08 | 0.08 | 0.08 | 0.08 | 0.08 | 0.08 | 0.08 | 0.08 | 0.08 | 0.08 | 0.08 | 0.08 | 0.08 | 0.08 | 0.08 | 0.08 | 0.08 | 0.08 | 0.08
2015 | 0 | Gorgas:10 | [6 empty] | 0.066 | 0.066 | 0.095 | 0.095 | 0.095 | 0.095 | 0.095 | 0.095 | 0.095 | 0.01425 | 0.01425 | 0.01425 | 0.01425 | 0.01425 | 0.01425 | 0.01425 | 0.01425 | 0.01425 | 0.01425 | 0.01425 | 0.01425 | 0.01425 | 0.01425 | 0.01425 | 0.01425 | 0.01425 | 0.01425 | 0.01425 | 0.01425 | 0.01425 | 0.01425 | 0.01425 | 0.01425 | 0.01425 | 0.01425 | 0.01425 | 0.01425 | 0.01425 | 0.01425 | 0.01425 | 0.01425 | 0.01425 | 0.01425 | 0.01425 | 0.01425 | 0.01425 | 0.01425 | 0.01425
2017 | 0 | Gorgas:6 | [6 empty] | 0.293 | 0.293 | 0.453 | 0.453 | 0.453 | 0.453 | 0.453 | 0.453 | 0.453 | 0.453 | 0.453 | 0.06795 | 0.06795 | 0.06795 | 0.06795 | 0.06795 | 0.06795 | 0.06795 | 0.06795 | 0.06795 | 0.06795 | 0.06795 | 0.06795 | 0.06795 | 0.06795 | 0.06795 | 0.06795 | 0.06795 | 0.06795 | 0.06795 | 0.06795 | 0.06795 | 0.06795 | 0.06795 | 0.06795 | 0.06795 | 0.06795 | 0.06795 | 0.06795 | 0.06795 | 0.06795 | 0.06795 | 0.06795 | 0.06795 | 0.06795 | 0.06795 | 0.06795 | 0.06795
2017 | 0 | Gorgas:7 | [6 empty] | 0.293 | 0.293 | 0.46 | 0.46 | 0.46 | 0.46 | 0.46 | 0.46 | 0.46 | 0.46 | 0.46 | 0.069 | 0.069 | 0.069 | 0.069 | 0.069 | 0.069 | 0.069 | 0.069 | 0.069 | 0.069 | 0.069 | 0.069 | 0.069 | 0.069 | 0.069 | 0.069 | 0.069 | 0.069 | 0.069 | 0.069 | 0.069 | 0.069 | 0.069 | 0.069 | 0.069 | 0.069 | 0.069 | 0.069 | 0.069 | 0.069 | 0.069 | 0.069 | 0.069 | 0.069 | 0.069 | 0.069 | 0.069
2017 | 0 | Gorgas:8 | [6 empty] | 0.374 | 0.374 | 0.383 | 0.383 | 0.383 | 0.383 | 0.383 | 0.383 | 0.383 | 0.383 | 0.383 | 0.05745 | 0.05745 | 0.05745 | 0.05745 | 0.05745 | 0.05745 | 0.05745 | 0.05745 | 0.05745 | 0.05745 | 0.05745 | 0.05745 | 0.05745 | 0.05745 | 0.05745 | 0.05745 | 0.05745 | 0.05745 | 0.05745 | 0.05745 | 0.05745 | 0.05745 | 0.05745 | 0.05745 | 0.05745 | 0.05745 | 0.05745 | 0.05745 | 0.05745 | 0.05745 | 0.05745 | 0.05745 | 0.05745 | 0.05745 | 0.05745 | 0.05745 | 0.05745
2017 | 0 | Gorgas:9 | [6 empty] | 0.38 | 0.38 | 0.382 | 0.382 | 0.382 | 0.382 | 0.382 | 0.382 | 0.382 | 0.382 | 0.382 | 0.0573 | 0.0573 | 0.0573 | 0.0573 | 0.0573 | 0.0573 | 0.0573 | 0.0573 | 0.0573 | 0.0573 | 0.0573 | 0.0573 | 0.0573 | 0.0573 | 0.0573 | 0.0573 | 0.0573 | 0.0573 | 0.0573 | 0.0573 | 0.0573 | 0.0573 | 0.0573 | 0.0573 | 0.0573 | 0.0573 | 0.0573 | 0.0573 | 0.0573 | 0.0573 | 0.0573 | 0.0573 | 0.0573 | 0.0573 | 0.0573 | 0.0573 | 0.0573
0 | 0 | Roseton:1 | [6 empty] | 0.22 | 0.22 | 0.151 | 0.151 | 0.151 | 0.151 | 0.151 | 0.151 | 0.151 | 0.151 | 0.151 | 0.151 | 0.151 | 0.151 | 0.151 | 0.151 | 0.151 | 0.151 | 0.151 | 0.151 | 0.151 | 0.151 | 0.151 | 0.151 | 0.151 | 0.151 | 0.151 | 0.151 | 0.151 | 0.151 | 0.151 | 0.151 | 0.151 | 0.151 | 0.151 | 0.151 | 0.151 | 0.151 | 0.151 | 0.151 | 0.151 | 0.151 | 0.151 | 0.151 | 0.151 | 0.151 | 0.151 | 0.151
0 | 0 | Roseton:2 | [6 empty] | 0.218 | 0.218 | 0.125 | 0.125 | 0.125 | 0.125 | 0.125 | 0.125 | 0.125 | 0.125 | 0.125 | 0.125 | 0.125 | 0.125 | 0.125 | 0.125 | 0.125 | 0.125 | 0.125 | 0.125 | 0.125 | 0.125 | 0.125 | 0.125 | 0.125 | 0.125 | 0.125 | 0.125 | 0.125 | 0.125 | 0.125 | 0.125 | 0.125 | 0.125 | 0.125 | 0.125 | 0.125 | 0.125 | 0.125 | 0.125 | 0.125 | 0.125 | 0.125 | 0.125 | 0.125 | 0.125 | 0.125 | 0.125
0 | 0 | Holtsville:1 | [6 empty] | 0.315 | 0.315 | 0.315 | 0.315 | 0.315 | 0.315 | 0.315 | 0.315 | 0.315 | 0.315 | 0.315 | 0.315 | 0.315 | 0.315 | 0.315 | 0.315 | 0.315 | 0.315 | 0.315 | 0.315 | 0.315 | 0.315 | 0.315 | 0.315 | 0.315 | 0.315 | 0.315 | 0.315 | 0.315 | 0.315 | 0.315 | 0.315 | 0.315 | 0.315 | 0.315 | 0.315 | 0.315 | 0.315 | 0.315 | 0.315 | 0.315 | 0.315 | 0.315 | 0.315 | 0.315 | 0.315 | 0.315 | 0.315
0 | 0 | Holtsville:10 | [6 empty] | 0.315 | 0.315 | 0.315 | 0.315 | 0.315 | 0.315 | 0.315 | 0.315 | 0.315 | 0.315 | 0.315 | 0.315 | 0.315 | 0.315 | 0.315 | 0.315 | 0.315 | 0.315 | 0.315 | 0.315 | 0.315 | 0.315 | 0.315 | 0.315 | 0.315 | 0.315 | 0.315 | 0.315 | 0.315 | 0.315 | 0.315 | 0.315 | 0.315 | 0.315 | 0.315 | 0.315 | 0.315 | 0.315 | 0.315 | 0.315 | 0.315 | 0.315 | 0.315 | 0.315 | 0.315 | 0.315 | 0.315 | 0.315
0 | 0 | Holtsville:2 | [6 empty] | 0.315 | 0.315 | 0.315 | 0.315 | 0.315 | 0.315 | 0.315 | 0.315 | 0.315 | 0.315 | 0.315 | 0.315 | 0.315 | 0.315 | 0.315 | 0.315 | 0.315 | 0.315 | 0.315 | 0.315 | 0.315 | 0.315 | 0.315 | 0.315 | 0.315 | 0.315 | 0.315 | 0.315 | 0.315 | 0.315 | 0.315 | 0.315 | 0.315 | 0.315 | 0.315 | 0.315 | 0.315 | 0.315 | 0.315 | 0.315 | 0.315 | 0.315 | 0.315 | 0.315 | 0.315 | 0.315 | 0.315 | 0.315
0 | 0 | Holtsville:3 | [6 empty] | 0.315 | 0.315 | 0.315 | 0.315 | 0.315 | 0.315 | 0.315 | 0.315 | 0.315 | 0.315 | 0.315 | 0.315 | 0.315 | 0.315 | 0.315 | 0.315 | 0.315 | 0.315 | 0.315 | 0.315 | 0.315 | 0.315 | 0.315 | 0.315 | 0.315 | 0.315 | 0.315 | 0.315 | 0.315 | 0.315 | 0.315 | 0.315 | 0.315 | 0.315 | 0.315 | 0.315 | 0.315 | 0.315 | 0.315 | 0.315 | 0.315 | 0.315 | 0.315 | 0.315 | 0.315 | 0.315 | 0.315 | 0.315
0 | 0 | Holtsville:4 | [6 empty] | 0.315 | 0.315 | 0.315 | 0.315 | 0.315 | 0.315 | 0.315 | 0.315 | 0.315 | 0.315 | 0.315 | 0.315 | 0.315 | 0.315 | 0.315 | 0.315 | 0.315 | 0.315 | 0.315 | 0.315 | 0.315 | 0.315 | 0.315 | 0.315 | 0.315 | 0.315 | 0.315 | 0.315 | 0.315 | 0.315 | 0.315 | 0.315 | 0.315 | 0.315 | 0.315 | 0.315 | 0.315 | 0.315 | 0.315 | 0.315 | 0.315 | 0.315 | 0.315 | 0.315 | 0.315 | 0.315 | 0.315 | 0.315
0 | 0 | Holtsville:5 | [6 empty] | 0.315 | 0.315 | 0.315 | 0.315 | 0.315 | 0.315 | 0.315 | 0.315 | 0.315 | 0.315 | 0.315 | 0.315 | 0.315 | 0.315 | 0.315 | 0.315 | 0.315 | 0.315 | 0.315 | 0.315 | 0.315 | 0.315 | 0.315 | 0.315 | 0.315 | 0.315 | 0.315 | 0.315 | 0.315 | 0.315 | 0.315 | 0.315 | 0.315 | 0.315 | 0.315 | 0.315 | 0.315 | 0.315 | 0.315 | 0.315 | 0.315 | 0.315 | 0.315 | 0.315 | 0.315 | 0.315 | 0.315 | 0.315
0 | 0 | Holtsville:6 | [6 empty] | 0.315 | 0.315 | 0.315 | 0.315 | 0.315 | 0.315 | 0.315 | 0.315 | 0.315 | 0.315 | 0.315 | 0.315 | 0.315 | 0.315 | 0.315 | 0.315 | 0.315 | 0.315 | 0.315 | 0.315 | 0.315 | 0.315 | 0.315 | 0.315 | 0.315 | 0.315 | 0.315 | 0.315 | 0.315 | 0.315 | 0.315 | 0.315 | 0.315 | 0.315 | 0.315 | 0.315 | 0.315 | 0.315 | 0.315 | 0.315 | 0.315 | 0.315 | 0.315 | 0.315 | 0.315 | 0.315 | 0.315 | 0.315
0 | 0 | Holtsville:7 | [6 empty] | 0.315 | 0.315 | 0.315 | 0.315 | 0.315 | 0.315 | 0.315 | 0.315 | 0.315 | 0.315 | 0.315 | 0.315 | 0.315 | 0.315 | 0.315 | 0.315 | 0.315 | 0.315 | 0.315 | 0.315 | 0.315 | 0.315 | 0.315 | 0.315 | 0.315 | 0.315 | 0.315 | 0.315 | 0.315 | 0.315 | 0.315 | 0.315 | 0.315 | 0.315 | 0.315 | 0.315 | 0.315 | 0.315 | 0.315 | 0.315 | 0.315 | 0.315 | 0.315 | 0.315 | 0.315 | 0.315 | 0.315 | 0.315
0 | 0 | Holtsville:8 | [6 empty] | 0.315 | 0.315 | 0.315 | 0.315 | 0.315 | 0.315 | 0.315 | 0.315 | 0.315 | 0.315 | 0.315 | 0.315 | 0.315 | 0.315 | 0.315 | 0.315 | 0.315 | 0.315 | 0.315 | 0.315 | 0.315 | 0.315 | 0.315 | 0.315 | 0.315 | 0.315 | 0.315 | 0.315 | 0.315 | 0.315 | 0.315 | 0.315 | 0.315 | 0.315 | 0.315 | 0.315 | 0.315 | 0.315 | 0.315 | 0.315 | 0.315 | 0.315 | 0.315 | 0.315 | 0.315 | 0.315 | 0.315 | 0.315
0 | 0 | Holtsville:9 | [6 empty] | 0.315 | 0.315 | 0.315 | 0.315 | 0.315 | 0.315 | 0.315 | 0.315 | 0.315 | 0.315 | 0.315 | 0.315 | 0.315 | 0.315 | 0.315 | 0.315 | 0.315 | 0.315 | 0.315 | 0.315 | 0.315 | 0.315 | 0.315 | 0.315 | 0.315 | 0.315 | 0.315 | 0.315 | 0.315 | 0.315 | 0.315 | 0.315 | 0.315 | 0.315 | 0.315 | 0.315 | 0.315 | 0.315 | 0.315 | 0.315 | 0.315 | 0.315 | 0.315 | 0.315 | 0.315 | 0.315 | 0.315 | 0.315
0 | 0 | Croydon (EXEGEN):11 | [6 empty] | 0.315 | 0.315 | 0.579 | 0.579 | 0.579 | 0.579 | 0.579 | 0.579 | 0.579 | 0.579 | 0.579 | 0.579 | 0.579 | 0.579 | 0.579 | 0.579 | 0.579 | 0.579 | 0.579 | 0.579 | 0.579 | 0.579 | 0.579 | 0.579 | 0.579 | 0.579 | 0.579 | 0.579 | 0.579 | 0.579 | 0.579 | 0.579 | 0.579 | 0.579 | 0.579 | 0.579 | 0.579 | 0.579 | 0.579 | 0.579 | 0.579 | 0.579 | 0.579 | 0.579 | 0.579 | 0.579 | 0.579 | 0.579
0 | 0 | Croydon (EXEGEN):12 | [6 empty] | 0.315 | 0.315 | 0.579 | 0.579 | 0.579 | 0.579 | 0.579 | 0.579 | 0.579 | 0.579 | 0.579 | 0.579 | 0.579 | 0.579 | 0.579 | 0.579 | 0.579 | 0.579 | 0.579 | 0.579 | 0.579 | 0.579 | 0.579 | 0.579 | 0.579 | 0.579 | 0.579 | 0.579 | 0.579 | 0.579 | 0.579 | 0.579 | 0.579 | 0.579 | 0.579 | 0.579 | 0.579 | 0.579 | 0.579 | 0.579 | 0.579 | 0.579 | 0.579 | 0.579 | 0.579 | 0.579 | 0.579 | 0.579
0 | 0 | Croydon (EXEGEN):21 | [6 empty] | 0.315 | 0.315 | 1.2 | 1.2 | 1.2 | 1.2 | 1.2 | 1.2 | 1.2 | 1.2 | 1.2 | 1.2 | 1.2 | 1.2 | 1.2 | 1.2 | 1.2 | 1.2 | 1.2 | 1.2 | 1.2 | 1.2 | 1.2 | 1.2 | 1.2 | 1.2 | 1.2 | 1.2 | 1.2 | 1.2 | 1.2 | 1.2 | 1.2 | 1.2 | 1.2 | 1.2 | 1.2 | 1.2 | 1.2 | 1.2 | 1.2 | 1.2 | 1.2 | 1.2 | 1.2 | 1.2 | 1.2 | 1.2
0 | 0 | Croydon (EXEGEN):22 | [6 empty] | 0.315 | 0.315 | 0.579 | 0.579 | 0.579 | 0.579 | 0.579 | 0.579 | 0.579 | 0.579 | 0.579 | 0.579 | 0.579 | 0.579 | 0.579 | 0.579 | 0.579 | 0.579 | 0.579 | 0.579 | 0.579 | 0.579 | 0.579 | 0.579 | 0.579 | 0.579 | 0.579 | 0.579 | 0.579 | 0.579 | 0.579 | 0.579 | 0.579 | 0.579 | 0.579 | 0.579 | 0.579 | 0.579 | 0.579 | 0.579 | 0.579 | 0.579 | 0.579 | 0.579 | 0.579 | 0.579 | 0.579 | 0.579
0 | 0 | Croydon (EXEGEN):31 | [6 empty] | 0.315 | 0.315 | 0.579 | 0.579 | 0.579 | 0.579 | 0.579 | 0.579 | 0.579 | 0.579 | 0.579 | 0.579 | 0.579 | 0.579 | 0.579 | 0.579 | 0.579 | 0.579 | 0.579 | 0.579 | 0.579 | 0.579 | 0.579 | 0.579 | 0.579 | 0.579 | 0.579 | 0.579 | 0.579 | 0.579 | 0.579 | 0.579 | 0.579 | 0.579 | 0.579 | 0.579 | 0.579 | 0.579 | 0.579 | 0.579 | 0.579 | 0.579 | 0.579 | 0.579 | 0.579 | 0.579 | 0.579 | 0.579
0 | 0 | Croydon (EXEGEN):32 | [6 empty] | 0.315 | 0.315 | 0.576 | 0.576 | 0.576 | 0.576 | 0.576 | 0.576 | 0.576 | 0.576 | 0.576 | 0.576 | 0.576 | 0.576 | 0.576 | 0.576 | 0.576 | 0.576 | 0.576 | 0.576 | 0.576 | 0.576 | 0.576 | 0.576 | 0.576 | 0.576 | 0.576 | 0.576 | 0.576 | 0.576 | 0.576 | 0.576 | 0.576 | 0.576 | 0.576 | 0.576 | 0.576 | 0.576 | 0.576 | 0.576 | 0.576 | 0.576 | 0.576 | 0.576 | 0.576 | 0.576 | 0.576 | 0.576
0 | 0 | Croydon (EXEGEN):41 | [6 empty] | 0.315 | 0.315 | 0.579 | 0.579 | 0.579 | 0.579 | 0.579 | 0.579 | 0.579 | 0.579 | 0.579 | 0.579 | 0.579 | 0.579 | 0.579 | 0.579 | 0.579 | 0.579 | 0.579 | 0.579 | 0.579 | 0.579 | 0.579 | 0.579 | 0.579 | 0.579 | 0.579 | 0.579 | 0.579 | 0.579 | 0.579 | 0.579 | 0.579 | 0.579 | 0.579 | 0.579 | 0.579 | 0.579 | 0.579 | 0.579 | 0.579 | 0.579 | 0.579 | 0.579 | 0.579 | 0.579 | 0.579 | 0.579
0 | 0 | Croydon (EXEGEN):42 | [6 empty] | 0.315 | 0.315 | 0.579 | 0.579 | 0.579 | 0.579 | 0.579 | 0.579 | 0.579 | 0.579 | 0.579 | 0.579 | 0.579 | 0.579 | 0.579 | 0.579 | 0.579 | 0.579 | 0.579 | 0.579 | 0.579 | 0.579 | 0.579 | 0.579 | 0.579 | 0.579 | 0.579 | 0.579 | 0.579 | 0.579 | 0.579 | 0.579 | 0.579 | 0.579 | 0.579 | 0.579 | 0.579 | 0.579 | 0.579 | 0.579 | 0.579 | 0.579 | 0.579 | 0.579 | 0.579 | 0.579 | 0.579 | 0.579
0 | 0 | Factory:1 | [6 empty] | 0.305 | 0.305 | 0.305 | 0.305 | 0.305 | 0.305 | 0.305 | 0.305 | 0.305 | 0.305 | 0.305 | 0.305 | 0.305 | 0.305 | 0.305 | 0.305 | 0.305 | 0.305 | 0.305 | 0.305 | 0.305 | 0.305 | 0.305 | 0.305 | 0.305 | 0.305 | 0.305 | 0.305 | 0.305 | 0.305 | 0.305 | 0.305 | 0.305 | 0.305 | 0.305 | 0.305 | 0.305 | 0.305 | 0.305 | 0.305 | 0.305 | 0.305 | 0.305 | 0.305 | 0.305 | 0.305 | 0.305 | 0.305
2014 | 0 | Columbia (WPL):1 | [6 empty] | 0.144 | 0.144 | 0.142 | 0.142 | 0.142 | 0.142 | 0.142 | 0.142 | 0.0213 | 0.0213 | 0.0213 | 0.0213 | 0.0213 | 0.0213 | 0.0213 | 0.0213 | 0.0213 | 0.0213 | 0.0213 | 0.0213 | 0.0213 | 0.0213 | 0.0213 | 0.0213 | 0.0213 | 0.0213 | 0.0213 | 0.0213 | 0.0213 | 0.0213 | 0.0213 | 0.0213 | 0.0213 | 0.0213 | 0.0213 | 0.0213 | 0.0213 | 0.0213 | 0.0213 | 0.0213 | 0.0213 | 0.0213 | 0.0213 | 0.0213 | 0.0213 | 0.0213 | 0.0213 | 0.0213
2014 | 0 | Columbia (WPL):2 | [6 empty] | 0.152 | 0.152 | 0.124 | 0.124 | 0.124 | 0.124 | 0.124 | 0.124 | 0.0186 | 0.0186 | 0.0186 | 0.0186 | 0.0186 | 0.0186 | 0.0186 | 0.0186 | 0.0186 | 0.0186 | 0.0186 | 0.0186 | 0.0186 | 0.0186 | 0.0186 | 0.0186 | 0.0186 | 0.0186 | 0.0186 | 0.0186 | 0.0186 | 0.0186 | 0.0186 | 0.0186 | 0.0186 | 0.0186 | 0.0186 | 0.0186 | 0.0186 | 0.0186 | 0.0186 | 0.0186 | 0.0186 | 0.0186 | 0.0186 | 0.0186 | 0.0186 | 0.0186 | 0.0186 | 0.0186
0 | 0 | Clifton:1 | [6 empty] | 0.3 | 0.3 | 0.3 | 0.3 | 0.3 | 0.3 | 0.3 | 0.3 | 0.3 | 0.3 | 0.3 | 0.3 | 0.3 | 0.3 | 0.3 | 0.3 | 0.3 | 0.3 | 0.3 | 0.3 | 0.3 | 0.3 | 0.3 | 0.3 | 0.3 | 0.3 | 0.3 | 0.3 | 0.3 | 0.3 | 0.3 | 0.3 | 0.3 | 0.3 | 0.3 | 0.3 | 0.3 | 0.3 | 0.3 | 0.3 | 0.3 | 0.3 | 0.3 | 0.3 | 0.3 | 0.3 | 0.3 | 0.3
0 | 0 | Clifton:2 | [6 empty] | 0.3 | 0.3 | 0.3 | 0.3 | 0.3 | 0.3 | 0.3 | 0.3 | 0.3 | 0.3 | 0.3 | 0.3 | 0.3 | 0.3 | 0.3 | 0.3 | 0.3 | 0.3 | 0.3 | 0.3 | 0.3 | 0.3 | 0.3 | 0.3 | 0.3 | 0.3 | 0.3 | 0.3 | 0.3 | 0.3 | 0.3 | 0.3 | 0.3 | 0.3 | 0.3 | 0.3 | 0.3 | 0.3 | 0.3 | 0.3 | 0.3 | 0.3 | 0.3 | 0.3 | 0.3 | 0.3 | 0.3 | 0.3
|  | Belews Creek:1 | [6 empty] | 0.073 | 0.073 | 0.028 | 0.028 | 0.028 | 0.028 | 0.028 | 0.028 | 0.028 | 0.028 | 0.028 | 0.028 | 0.028 | 0.028 | 0.028 | 0.028 | 0.028 | 0.028 | 0.028 | 0.028 | 0.028 | 0.028 | 0.028 | 0.028 | 0.028 | 0.028 | 0.028 | 0.028 | 0.028 | 0.028 | 0.028 | 0.028 | 0.028 | 0.028 | 0.028 | 0.028 | 0.028 | 0.028 | 0.028 | 0.028 | 0.028 | 0.028 | 0.028 | 0.028 | 0.028 | 0.028 | 0.028 | 0.028
|  | Belews Creek:2 | [6 empty] | 0.057 | 0.057 | 0.055 | 0.055 | 0.055 | 0.055 | 0.055 | 0.055 | 0.055 | 0.055 | 0.055 | 0.055 | 0.055 | 0.055 | 0.055 | 0.055 | 0.055 | 0.055 | 0.055 | 0.055 | 0.055 | 0.055 | 0.055 | 0.055 | 0.055 | 0.055 | 0.055 | 0.055 | 0.055 | 0.055 | 0.055 | 0.055 | 0.055 | 0.055 | 0.055 | 0.055 | 0.055 | 0.055 | 0.055 | 0.055 | 0.055 | 0.055 | 0.055 | 0.055 | 0.055 | 0.055 | 0.055 | 0.055
0 | 0 | Anclote:1 | [6 empty] | 0.311 | 0.311 | 0.338 | 0.338 | 0.338 | 0.338 | 0.338 | 0.338 | 0.338 | 0.338 | 0.338 | 0.338 | 0.338 | 0.338 | 0.338 | 0.338 | 0.338 | 0.338 | 0.338 | 0.338 | 0.338 | 0.338 | 0.338 | 0.338 | 0.338 | 0.338 | 0.338 | 0.338 | 0.338 | 0.338 | 0.338 | 0.338 | 0.338 | 0.338 | 0.338 | 0.338 | 0.338 | 0.338 | 0.338 | 0.338 | 0.338 | 0.338 | 0.338 | 0.338 | 0.338 | 0.338 | 0.338 | 0.338
0 | 0 | Anclote:2 | [6 empty] | 0.356 | 0.356 | 0.267 | 0.267 | 0.267 | 0.267 | 0.267 | 0.267 | 0.267 | 0.267 | 0.267 | 0.267 | 0.267 | 0.267 | 0.267 | 0.267 | 0.267 | 0.267 | 0.267 | 0.267 | 0.267 | 0.267 | 0.267 | 0.267 | 0.267 | 0.267 | 0.267 | 0.267 | 0.267 | 0.267 | 0.267 | 0.267 | 0.267 | 0.267 | 0.267 | 0.267 | 0.267 | 0.267 | 0.267 | 0.267 | 0.267 | 0.267 | 0.267 | 0.267 | 0.267 | 0.267 | 0.267 | 0.267
0 | 0 | Intercession City:P1 | [6 empty] | 0.136 | 0.136 | 0.136 | 0.136 | 0.136 | 0.136 | 0.136 | 0.136 | 0.136 | 0.136 | 0.136 | 0.136 | 0.136 | 0.136 | 0.136 | 0.136 | 0.136 | 0.136 | 0.136 | 0.136 | 0.136 | 0.136 | 0.136 | 0.136 | 0.136 | 0.136 | 0.136 | 0.136 | 0.136 | 0.136 | 0.136 | 0.136 | 0.136 | 0.136 | 0.136 | 0.136 | 0.136 | 0.136 | 0.136 | 0.136 | 0.136 | 0.136 | 0.136 | 0.136 | 0.136 | 0.136 | 0.136 | 0.136
|  | Intercession City:P10 | [6 empty] | 0.087 | 0.087 | 0.087 | 0.087 | 0.087 | 0.087 | 0.087 | 0.087 | 0.087 | 0.087 | 0.087 | 0.087 | 0.087 | 0.087 | 0.087 | 0.087 | 0.087 | 0.087 | 0.087 | 0.087 | 0.087 | 0.087 | 0.087 | 0.087 | 0.087 | 0.087 | 0.087 | 0.087 | 0.087 | 0.087 | 0.087 | 0.087 | 0.087 | 0.087 | 0.087 | 0.087 | 0.087 | 0.087 | 0.087 | 0.087 | 0.087 | 0.087 | 0.087 | 0.087 | 0.087 | 0.087 | 0.087 | 0.087
0 | 0 | Intercession City:P11 | [6 empty] | 0.142 | 0.142 | 0.142 | 0.142 | 0.142 | 0.142 | 0.142 | 0.142 | 0.142 | 0.142 | 0.142 | 0.142 | 0.142 | 0.142 | 0.142 | 0.142 | 0.142 | 0.142 | 0.142 | 0.142 | 0.142 | 0.142 | 0.142 | 0.142 | 0.142 | 0.142 | 0.142 | 0.142 | 0.142 | 0.142 | 0.142 | 0.142 | 0.142 | 0.142 | 0.142 | 0.142 | 0.142 | 0.142 | 0.142 | 0.142 | 0.142 | 0.142 | 0.142 | 0.142 | 0.142 | 0.142 | 0.142 | 0.142
|  | Intercession City:12 | [6 empty] | 0.039 | 0.039 | 0.039 | 0.039 | 0.039 | 0.039 | 0.039 | 0.039 | 0.039 | 0.039 | 0.039 | 0.039 | 0.039 | 0.039 | 0.039 | 0.039 | 0.039 | 0.039 | 0.039 | 0.039 | 0.039 | 0.039 | 0.039 | 0.039 | 0.039 | 0.039 | 0.039 | 0.039 | 0.039 | 0.039 | 0.039 | 0.039 | 0.039 | 0.039 | 0.039 | 0.039 | 0.039 | 0.039 | 0.039 | 0.039 | 0.039 | 0.039 | 0.039 | 0.039 | 0.039 | 0.039 | 0.039 | 0.039
|  | Intercession City:13 | [6 empty] | 0.037 | 0.037 | 0.037 | 0.037 | 0.037 | 0.037 | 0.037 | 0.037 | 0.037 | 0.037 | 0.037 | 0.037 | 0.037 | 0.037 | 0.037 | 0.037 | 0.037 | 0.037 | 0.037 | 0.037 | 0.037 | 0.037 | 0.037 | 0.037 | 0.037 | 0.037 | 0.037 | 0.037 | 0.037 | 0.037 | 0.037 | 0.037 | 0.037 | 0.037 | 0.037 | 0.037 | 0.037 | 0.037 | 0.037 | 0.037 | 0.037 | 0.037 | 0.037 | 0.037 | 0.037 | 0.037 | 0.037 | 0.037
|  | Intercession City:14 | [6 empty] | 0.04 | 0.04 | 0.04 | 0.04 | 0.04 | 0.04 | 0.04 | 0.04 | 0.04 | 0.04 | 0.04 | 0.04 | 0.04 | 0.04 | 0.04 | 0.04 | 0.04 | 0.04 | 0.04 | 0.04 | 0.04 | 0.04 | 0.04 | 0.04 | 0.04 | 0.04 | 0.04 | 0.04 | 0.04 | 0.04 | 0.04 | 0.04 | 0.04 | 0.04 | 0.04 | 0.04 | 0.04 | 0.04 | 0.04 | 0.04 | 0.04 | 0.04 | 0.04 | 0.04 | 0.04 | 0.04 | 0.04 | 0.04
0 | 0 | Intercession City:P2 | [6 empty] | 0.136 | 0.136 | 0.136 | 0.136 | 0.136 | 0.136 | 0.136 | 0.136 | 0.136 | 0.136 | 0.136 | 0.136 | 0.136 | 0.136 | 0.136 | 0.136 | 0.136 | 0.136 | 0.136 | 0.136 | 0.136 | 0.136 | 0.136 | 0.136 | 0.136 | 0.136 | 0.136 | 0.136 | 0.136 | 0.136 | 0.136 | 0.136 | 0.136 | 0.136 | 0.136 | 0.136 | 0.136 | 0.136 | 0.136 | 0.136 | 0.136 | 0.136 | 0.136 | 0.136 | 0.136 | 0.136 | 0.136 | 0.136
0 | 0 | Intercession City:P3 | [6 empty] | 0.136 | 0.136 | 0.136 | 0.136 | 0.136 | 0.136 | 0.136 | 0.136 | 0.136 | 0.136 | 0.136 | 0.136 | 0.136 | 0.136 | 0.136 | 0.136 | 0.136 | 0.136 | 0.136 | 0.136 | 0.136 | 0.136 | 0.136 | 0.136 | 0.136 | 0.136 | 0.136 | 0.136 | 0.136 | 0.136 | 0.136 | 0.136 | 0.136 | 0.136 | 0.136 | 0.136 | 0.136 | 0.136 | 0.136 | 0.136 | 0.136 | 0.136 | 0.136 | 0.136 | 0.136 | 0.136 | 0.136 | 0.136
0 | 0 | Intercession City:P4 | [6 empty] | 0.136 | 0.136 | 0.136 | 0.136 | 0.136 | 0.136 | 0.136 | 0.136 | 0.136 | 0.136 | 0.136 | 0.136 | 0.136 | 0.136 | 0.136 | 0.136 | 0.136 | 0.136 | 0.136 | 0.136 | 0.136 | 0.136 | 0.136 | 0.136 | 0.136 | 0.136 | 0.136 | 0.136 | 0.136 | 0.136 | 0.136 | 0.136 | 0.136 | 0.136 | 0.136 | 0.136 | 0.136 | 0.136 | 0.136 | 0.136 | 0.136 | 0.136 | 0.136 | 0.136 | 0.136 | 0.136 | 0.136 | 0.136
0 | 0 | Intercession City:P5 | [6 empty] | 0.136 | 0.136 | 0.136 | 0.136 | 0.136 | 0.136 | 0.136 | 0.136 | 0.136 | 0.136 | 0.136 | 0.136 | 0.136 | 0.136 | 0.136 | 0.136 | 0.136 | 0.136 | 0.136 | 0.136 | 0.136 | 0.136 | 0.136 | 0.136 | 0.136 | 0.136 | 0.136 | 0.136 | 0.136 | 0.136 | 0.136 | 0.136 | 0.136 | 0.136 | 0.136 | 0.136 | 0.136 | 0.136 | 0.136 | 0.136 | 0.136 | 0.136 | 0.136 | 0.136 | 0.136 | 0.136 | 0.136 | 0.136
0 | 0 | Intercession City:P6 | [6 empty] | 0.136 | 0.136 | 0.136 | 0.136 | 0.136 | 0.136 | 0.136 | 0.136 | 0.136 | 0.136 | 0.136 | 0.136 | 0.136 | 0.136 | 0.136 | 0.136 | 0.136 | 0.136 | 0.136 | 0.136 | 0.136 | 0.136 | 0.136 | 0.136 | 0.136 | 0.136 | 0.136 | 0.136 | 0.136 | 0.136 | 0.136 | 0.136 | 0.136 | 0.136 | 0.136 | 0.136 | 0.136 | 0.136 | 0.136 | 0.136 | 0.136 | 0.136 | 0.136 | 0.136 | 0.136 | 0.136 | 0.136 | 0.136
|  | Intercession City:P7 | [6 empty] | 0.074 | 0.074 | 0.074 | 0.074 | 0.074 | 0.074 | 0.074 | 0.074 | 0.074 | 0.074 | 0.074 | 0.074 | 0.074 | 0.074 | 0.074 | 0.074 | 0.074 | 0.074 | 0.074 | 0.074 | 0.074 | 0.074 | 0.074 | 0.074 | 0.074 | 0.074 | 0.074 | 0.074 | 0.074 | 0.074 | 0.074 | 0.074 | 0.074 | 0.074 | 0.074 | 0.074 | 0.074 | 0.074 | 0.074 | 0.074 | 0.074 | 0.074 | 0.074 | 0.074 | 0.074 | 0.074 | 0.074 | 0.074
0 | 0 | Intercession City:P8 | [6 empty] | 0.089 | 0.089 | 0.089 | 0.089 | 0.089 | 0.089 | 0.089 | 0.089 | 0.089 | 0.089 | 0.089 | 0.089 | 0.089 | 0.089 | 0.089 | 0.089 | 0.089 | 0.089 | 0.089 | 0.089 | 0.089 | 0.089 | 0.089 | 0.089 | 0.089 | 0.089 | 0.089 | 0.089 | 0.089 | 0.089 | 0.089 | 0.089 | 0.089 | 0.089 | 0.089 | 0.089 | 0.089 | 0.089 | 0.089 | 0.089 | 0.089 | 0.089 | 0.089 | 0.089 | 0.089 | 0.089 | 0.089 | 0.089
|  | Intercession City:P9 | [6 empty] | 0.087 | 0.087 | 0.087 | 0.087 | 0.087 | 0.087 | 0.087 | 0.087 | 0.087 | 0.087 | 0.087 | 0.087 | 0.087 | 0.087 | 0.087 | 0.087 | 0.087 | 0.087 | 0.087 | 0.087 | 0.087 | 0.087 | 0.087 | 0.087 | 0.087 | 0.087 | 0.087 | 0.087 | 0.087 | 0.087 | 0.087 | 0.087 | 0.087 | 0.087 | 0.087 | 0.087 | 0.087 | 0.087 | 0.087 | 0.087 | 0.087 | 0.087 | 0.087 | 0.087 | 0.087 | 0.087 | 0.087 | 0.087
0 | 0 | Gerald Andrus:1 | [6 empty] | 0.626 | 0.626 | 0.553 | 0.553 | 0.553 | 0.553 | 0.553 | 0.553 | 0.553 | 0.553 | 0.553 | 0.553 | 0.553 | 0.553 | 0.553 | 0.553 | 0.553 | 0.553 | 0.553 | 0.553 | 0.553 | 0.553 | 0.553 | 0.553 | 0.553 | 0.553 | 0.553 | 0.553 | 0.553 | 0.553 | 0.553 | 0.553 | 0.553 | 0.553 | 0.553 | 0.553 | 0.553 | 0.553 | 0.553 | 0.553 | 0.553 | 0.553 | 0.553 | 0.553 | 0.553 | 0.553 | 0.553 | 0.553
0 | 0 | Waterford ST:1 | [6 empty] | 0.177 | 0.177 | 0.155 | 0.155 | 0.155 | 0.155 | 0.155 | 0.155 | 0.155 | 0.155 | 0.155 | 0.155 | 0.155 | 0.155 | 0.155 | 0.155 | 0.155 | 0.155 | 0.155 | 0.155 | 0.155 | 0.155 | 0.155 | 0.155 | 0.155 | 0.155 | 0.155 | 0.155 | 0.155 | 0.155 | 0.155 | 0.155 | 0.155 | 0.155 | 0.155 | 0.155 | 0.155 | 0.155 | 0.155 | 0.155 | 0.155 | 0.155 | 0.155 | 0.155 | 0.155 | 0.155 | 0.155 | 0.155
0 | 0 | Waterford ST:2 | [6 empty] | 0.165 | 0.165 | 0.148 | 0.148 | 0.148 | 0.148 | 0.148 | 0.148 | 0.148 | 0.148 | 0.148 | 0.148 | 0.148 | 0.148 | 0.148 | 0.148 | 0.148 | 0.148 | 0.148 | 0.148 | 0.148 | 0.148 | 0.148 | 0.148 | 0.148 | 0.148 | 0.148 | 0.148 | 0.148 | 0.148 | 0.148 | 0.148 | 0.148 | 0.148 | 0.148 | 0.148 | 0.148 | 0.148 | 0.148 | 0.148 | 0.148 | 0.148 | 0.148 | 0.148 | 0.148 | 0.148 | 0.148 | 0.148
|  | Gavin:1 | [6 empty] | 0.133 | 0.133 | 0.069 | 0.069 | 0.069 | 0.069 | 0.069 | 0.069 | 0.069 | 0.069 | 0.069 | 0.069 | 0.069 | 0.069 | 0.069 | 0.069 | 0.069 | 0.069 | 0.069 | 0.069 | 0.069 | 0.069 | 0.069 | 0.069 | 0.069 | 0.069 | 0.069 | 0.069 | 0.069 | 0.069 | 0.069 | 0.069 | 0.069 | 0.069 | 0.069 | 0.069 | 0.069 | 0.069 | 0.069 | 0.069 | 0.069 | 0.069 | 0.069 | 0.069 | 0.069 | 0.069 | 0.069 | 0.069
|  | Gavin:2 | [6 empty] | 0.126 | 0.126 | 0.072 | 0.072 | 0.072 | 0.072 | 0.072 | 0.072 | 0.072 | 0.072 | 0.072 | 0.072 | 0.072 | 0.072 | 0.072 | 0.072 | 0.072 | 0.072 | 0.072 | 0.072 | 0.072 | 0.072 | 0.072 | 0.072 | 0.072 | 0.072 | 0.072 | 0.072 | 0.072 | 0.072 | 0.072 | 0.072 | 0.072 | 0.072 | 0.072 | 0.072 | 0.072 | 0.072 | 0.072 | 0.072 | 0.072 | 0.072 | 0.072 | 0.072 | 0.072 | 0.072 | 0.072 | 0.072
2016 | 0 | Cheswick:1 | [6 empty] | 0.091 | 0.091 | 0.19 | 0.19 | 0.19 | 0.19 | 0.19 | 0.19 | 0.19 | 0.19 | 0.0285 | 0.0285 | 0.0285 | 0.0285 | 0.0285 | 0.0285 | 0.0285 | 0.0285 | 0.0285 | 0.0285 | 0.0285 | 0.0285 | 0.0285 | 0.0285 | 0.0285 | 0.0285 | 0.0285 | 0.0285 | 0.0285 | 0.0285 | 0.0285 | 0.0285 | 0.0285 | 0.0285 | 0.0285 | 0.0285 | 0.0285 | 0.0285 | 0.0285 | 0.0285 | 0.0285 | 0.0285 | 0.0285 | 0.0285 | 0.0285 | 0.0285 | 0.0285 | 0.0285
2021 | 0 | Edwards:1 | [6 empty] | 0.302 | 0.302 | 0.249 | 0.249 | 0.249 | 0.249 | 0.249 | 0.249 | 0.249 | 0.249 | 0.249 | 0.249 | 0.249 | 0.249 | 0.249 | 0.03735 | 0.03735 | 0.03735 | 0.03735 | 0.03735 | 0.03735 | 0.03735 | 0.03735 | 0.03735 | 0.03735 | 0.03735 | 0.03735 | 0.03735 | 0.03735 | 0.03735 | 0.03735 | 0.03735 | 0.03735 | 0.03735 | 0.03735 | 0.03735 | 0.03735 | 0.03735 | 0.03735 | 0.03735 | 0.03735 | 0.03735 | 0.03735 | 0.03735 | 0.03735 | 0.03735 | 0.03735 | 0.03735
2020 | 0 | Edwards:2 | [6 empty] | 0.302 | 0.302 | 0.249 | 0.249 | 0.249 | 0.249 | 0.249 | 0.249 | 0.249 | 0.249 | 0.249 | 0.249 | 0.249 | 0.249 | 0.03735 | 0.03735 | 0.03735 | 0.03735 | 0.03735 | 0.03735 | 0.03735 | 0.03735 | 0.03735 | 0.03735 | 0.03735 | 0.03735 | 0.03735 | 0.03735 | 0.03735 | 0.03735 | 0.03735 | 0.03735 | 0.03735 | 0.03735 | 0.03735 | 0.03735 | 0.03735 | 0.03735 | 0.03735 | 0.03735 | 0.03735 | 0.03735 | 0.03735 | 0.03735 | 0.03735 | 0.03735 | 0.03735 | 0.03735
|  | Edwards:3 | [6 empty] | 0.075 | 0.075 | 0.079 | 0.079 | 0.079 | 0.079 | 0.079 | 0.079 | 0.079 | 0.079 | 0.079 | 0.079 | 0.079 | 0.079 | 0.079 | 0.079 | 0.079 | 0.079 | 0.079 | 0.079 | 0.079 | 0.079 | 0.079 | 0.079 | 0.079 | 0.079 | 0.079 | 0.079 | 0.079 | 0.079 | 0.079 | 0.079 | 0.079 | 0.079 | 0.079 | 0.079 | 0.079 | 0.079 | 0.079 | 0.079 | 0.079 | 0.079 | 0.079 | 0.079 | 0.079 | 0.079 | 0.079 | 0.079
0 | 0 | Sterling Avenue:ALL | [6 empty] | 0.1 | 0.1 | 0.1 | 0.1 | 0.1 | 0.1 | 0.1 | 0.1 | 0.1 | 0.1 | 0.1 | 0.1 | 0.1 | 0.1 | 0.1 | 0.1 | 0.1 | 0.1 | 0.1 | 0.1 | 0.1 | 0.1 | 0.1 | 0.1 | 0.1 | 0.1 | 0.1 | 0.1 | 0.1 | 0.1 | 0.1 | 0.1 | 0.1 | 0.1 | 0.1 | 0.1 | 0.1 | 0.1 | 0.1 | 0.1 | 0.1 | 0.1 | 0.1 | 0.1 | 0.1 | 0.1 | 0.1 | 0.1
|  | Coffeen:1 | [6 empty] | 0.104 | 0.104 | 0.081 | 0.081 | 0.081 | 0.081 | 0.081 | 0.081 | 0.081 | 0.081 | 0.081 | 0.081 | 0.081 | 0.081 | 0.081 | 0.081 | 0.081 | 0.081 | 0.081 | 0.081 | 0.081 | 0.081 | 0.081 | 0.081 | 0.081 | 0.081 | 0.081 | 0.081 | 0.081 | 0.081 | 0.081 | 0.081 | 0.081 | 0.081 | 0.081 | 0.081 | 0.081 | 0.081 | 0.081 | 0.081 | 0.081 | 0.081 | 0.081 | 0.081 | 0.081 | 0.081 | 0.081 | 0.081
2019 | 0 | Coffeen:2 | [6 empty] | 0.085 | 0.085 | 0.086 | 0.086 | 0.086 | 0.086 | 0.086 | 0.086 | 0.086 | 0.086 | 0.086 | 0.086 | 0.086 | 0.0129 | 0.0129 | 0.0129 | 0.0129 | 0.0129 | 0.0129 | 0.0129 | 0.0129 | 0.0129 | 0.0129 | 0.0129 | 0.0129 | 0.0129 | 0.0129 | 0.0129 | 0.0129 | 0.0129 | 0.0129 | 0.0129 | 0.0129 | 0.0129 | 0.0129 | 0.0129 | 0.0129 | 0.0129 | 0.0129 | 0.0129 | 0.0129 | 0.0129 | 0.0129 | 0.0129 | 0.0129 | 0.0129 | 0.0129 | 0.0129
|  | Grand Tower:CC1 | [6 empty] | 0.077 | 0.077 | 0.077 | 0.077 | 0.077 | 0.077 | 0.077 | 0.077 | 0.077 | 0.077 | 0.077 | 0.077 | 0.077 | 0.077 | 0.077 | 0.077 | 0.077 | 0.077 | 0.077 | 0.077 | 0.077 | 0.077 | 0.077 | 0.077 | 0.077 | 0.077 | 0.077 | 0.077 | 0.077 | 0.077 | 0.077 | 0.077 | 0.077 | 0.077 | 0.077 | 0.077 | 0.077 | 0.077 | 0.077 | 0.077 | 0.077 | 0.077 | 0.077 | 0.077 | 0.077 | 0.077 | 0.077 | 0.077
|  | Grand Tower:CC2 | [6 empty] | 0.082 | 0.082 | 0.082 | 0.082 | 0.082 | 0.082 | 0.082 | 0.082 | 0.082 | 0.082 | 0.082 | 0.082 | 0.082 | 0.082 | 0.082 | 0.082 | 0.082 | 0.082 | 0.082 | 0.082 | 0.082 | 0.082 | 0.082 | 0.082 | 0.082 | 0.082 | 0.082 | 0.082 | 0.082 | 0.082 | 0.082 | 0.082 | 0.082 | 0.082 | 0.082 | 0.082 | 0.082 | 0.082 | 0.082 | 0.082 | 0.082 | 0.082 | 0.082 | 0.082 | 0.082 | 0.082 | 0.082 | 0.082
|  | Grand Tower:3 | [6 empty] | 0.563 | 0.563 | 0.563 | 0.563 | 0.563 | 0.563 | 0.563 | 0.563 | 0.563 | 0.563 | 0.563 | 0.563 | 0.563 | 0.563 | 0.563 | 0.563 | 0.563 | 0.563 | 0.563 | 0.563 | 0.563 | 0.563 | 0.563 | 0.563 | 0.563 | 0.563 | 0.563 | 0.563 | 0.563 | 0.563 | 0.563 | 0.563 | 0.563 | 0.563 | 0.563 | 0.563 | 0.563 | 0.563 | 0.563 | 0.563 | 0.563 | 0.563 | 0.563 | 0.563 | 0.563 | 0.563 | 0.563 | 0.563
|  | Grand Tower:4 | [6 empty] | 0.533 | 0.346 | 0.346 | 0.346 | 0.346 | 0.346 | 0.346 | 0.346 | 0.346 | 0.346 | 0.346 | 0.346 | 0.346 | 0.346 | 0.346 | 0.346 | 0.346 | 0.346 | 0.346 | 0.346 | 0.346 | 0.346 | 0.346 | 0.346 | 0.346 | 0.346 | 0.346 | 0.346 | 0.346 | 0.346 | 0.346 | 0.346 | 0.346 | 0.346 | 0.346 | 0.346 | 0.346 | 0.346 | 0.346 | 0.346 | 0.346 | 0.346 | 0.346 | 0.346 | 0.346 | 0.346 | 0.346 | 0.346
0 | 0 | Hutsonville:D1 | [6 empty] | 0.305 | 0.305 | 0.305 | 0.305 | 0.305 | 0.305 | 0.305 | 0.305 | 0.305 | 0.305 | 0.305 | 0.305 | 0.305 | 0.305 | 0.305 | 0.305 | 0.305 | 0.305 | 0.305 | 0.305 | 0.305 | 0.305 | 0.305 | 0.305 | 0.305 | 0.305 | 0.305 | 0.305 | 0.305 | 0.305 | 0.305 | 0.305 | 0.305 | 0.305 | 0.305 | 0.305 | 0.305 | 0.305 | 0.305 | 0.305 | 0.305 | 0.305 | 0.305 | 0.305 | 0.305 | 0.305 | 0.305 | 0.305
2021 | 0 | Hutsonville:3 | [6 empty] | 0.326 | 0.326 | 0.212 | 0.212 | 0.212 | 0.212 | 0.212 | 0.212 | 0.212 | 0.212 | 0.212 | 0.212 | 0.212 | 0.212 | 0.212 | 0.0318 | 0.0318 | 0.0318 | 0.0318 | 0.0318 | 0.0318 | 0.0318 | 0.0318 | 0.0318 | 0.0318 | 0.0318 | 0.0318 | 0.0318 | 0.0318 | 0.0318 | 0.0318 | 0.0318 | 0.0318 | 0.0318 | 0.0318 | 0.0318 | 0.0318 | 0.0318 | 0.0318 | 0.0318 | 0.0318 | 0.0318 | 0.0318 | 0.0318 | 0.0318 | 0.0318 | 0.0318 | 0.0318
2021 | 0 | Hutsonville:4 | [6 empty] | 0.326 | 0.326 | 0.212 | 0.212 | 0.212 | 0.212 | 0.212 | 0.212 | 0.212 | 0.212 | 0.212 | 0.212 | 0.212 | 0.212 | 0.212 | 0.0318 | 0.0318 | 0.0318 | 0.0318 | 0.0318 | 0.0318 | 0.0318 | 0.0318 | 0.0318 | 0.0318 | 0.0318 | 0.0318 | 0.0318 | 0.0318 | 0.0318 | 0.0318 | 0.0318 | 0.0318 | 0.0318 | 0.0318 | 0.0318 | 0.0318 | 0.0318 | 0.0318 | 0.0318 | 0.0318 | 0.0318 | 0.0318 | 0.0318 | 0.0318 | 0.0318 | 0.0318 | 0.0318
|  | Meredosia:1 | [6 empty] | 0.509 | 0.509 | 0.472 | 0.472 | 0.472 | 0.472 | 0.472 | 0.472 | 0.472 | 0.472 | 0.472 | 0.472 | 0.472 | 0.472 | 0.472 | 0.472 | 0.472 | 0.472 | 0.472 | 0.472 | 0.472 | 0.472 | 0.472 | 0.472 | 0.472 | 0.472 | 0.472 | 0.472 | 0.472 | 0.472 | 0.472 | 0.472 | 0.472 | 0.472 | 0.472 | 0.472 | 0.472 | 0.472 | 0.472 | 0.472 | 0.472 | 0.472 | 0.472 | 0.472 | 0.472 | 0.472 | 0.472 | 0.472
|  | Meredosia:2 | [6 empty] | 0.509 | 0.509 | 0.476 | 0.476 | 0.476 | 0.476 | 0.476 | 0.476 | 0.476 | 0.476 | 0.476 | 0.476 | 0.476 | 0.476 | 0.476 | 0.476 | 0.476 | 0.476 | 0.476 | 0.476 | 0.476 | 0.476 | 0.476 | 0.476 | 0.476 | 0.476 | 0.476 | 0.476 | 0.476 | 0.476 | 0.476 | 0.476 | 0.476 | 0.476 | 0.476 | 0.476 | 0.476 | 0.476 | 0.476 | 0.476 | 0.476 | 0.476 | 0.476 | 0.476 | 0.476 | 0.476 | 0.476 | 0.476
2020 | 0 | Meredosia:3 | [6 empty] | 0.509 | 0.331 | 0.476 | 0.476 | 0.476 | 0.476 | 0.476 | 0.476 | 0.476 | 0.476 | 0.476 | 0.476 | 0.476 | 0.476 | 0.0714 | 0.0714 | 0.0714 | 0.0714 | 0.0714 | 0.0714 | 0.0714 | 0.0714 | 0.0714 | 0.0714 | 0.0714 | 0.0714 | 0.0714 | 0.0714 | 0.0714 | 0.0714 | 0.0714 | 0.0714 | 0.0714 | 0.0714 | 0.0714 | 0.0714 | 0.0714 | 0.0714 | 0.0714 | 0.0714 | 0.0714 | 0.0714 | 0.0714 | 0.0714 | 0.0714 | 0.0714 | 0.0714 | 0.0714
0 | 0 | Meredosia:4 | [6 empty] | 0.509 | 0.509 | 0.47 | 0.47 | 0.47 | 0.47 | 0.47 | 0.47 | 0.47 | 0.47 | 0.47 | 0.47 | 0.47 | 0.47 | 0.47 | 0.47 | 0.47 | 0.47 | 0.47 | 0.47 | 0.47 | 0.47 | 0.47 | 0.47 | 0.47 | 0.47 | 0.47 | 0.47 | 0.47 | 0.47 | 0.47 | 0.47 | 0.47 | 0.47 | 0.47 | 0.47 | 0.47 | 0.47 | 0.47 | 0.47 | 0.47 | 0.47 | 0.47 | 0.47 | 0.47 | 0.47 | 0.47 | 0.47
|  | Bloom:33 | [6 empty] | 0.305 | 0.305 | 0.305 | 0.305 | 0.305 | 0.305 | 0.305 | 0.305 | 0.305 | 0.305 | 0.305 | 0.305 | 0.305 | 0.305 | 0.305 | 0.305 | 0.305 | 0.305 | 0.305 | 0.305 | 0.305 | 0.305 | 0.305 | 0.305 | 0.305 | 0.305 | 0.305 | 0.305 | 0.305 | 0.305 | 0.305 | 0.305 | 0.305 | 0.305 | 0.305 | 0.305 | 0.305 | 0.305 | 0.305 | 0.305 | 0.305 | 0.305 | 0.305 | 0.305 | 0.305 | 0.305 | 0.305 | 0.305
|  | Bloom:341 | [6 empty] | 0.305 | 0.305 | 0.305 | 0.305 | 0.305 | 0.305 | 0.305 | 0.305 | 0.305 | 0.305 | 0.305 | 0.305 | 0.305 | 0.305 | 0.305 | 0.305 | 0.305 | 0.305 | 0.305 | 0.305 | 0.305 | 0.305 | 0.305 | 0.305 | 0.305 | 0.305 | 0.305 | 0.305 | 0.305 | 0.305 | 0.305 | 0.305 | 0.305 | 0.305 | 0.305 | 0.305 | 0.305 | 0.305 | 0.305 | 0.305 | 0.305 | 0.305 | 0.305 | 0.305 | 0.305 | 0.305 | 0.305 | 0.305
|  | Bloom:344 | [6 empty] | 0.305 | 0.305 | 0.305 | 0.305 | 0.305 | 0.305 | 0.305 | 0.305 | 0.305 | 0.305 | 0.305 | 0.305 | 0.305 | 0.305 | 0.305 | 0.305 | 0.305 | 0.305 | 0.305 | 0.305 | 0.305 | 0.305 | 0.305 | 0.305 | 0.305 | 0.305 | 0.305 | 0.305 | 0.305 | 0.305 | 0.305 | 0.305 | 0.305 | 0.305 | 0.305 | 0.305 | 0.305 | 0.305 | 0.305 | 0.305 | 0.305 | 0.305 | 0.305 | 0.305 | 0.305 | 0.305 | 0.305 | 0.305
|  | Calumet:1112 | [6 empty] | 0.1 | 0.1 | 0.1 | 0.1 | 0.1 | 0.1 | 0.1 | 0.1 | 0.1 | 0.1 | 0.1 | 0.1 | 0.1 | 0.1 | 0.1 | 0.1 | 0.1 | 0.1 | 0.1 | 0.1 | 0.1 | 0.1 | 0.1 | 0.1 | 0.1 | 0.1 | 0.1 | 0.1 | 0.1 | 0.1 | 0.1 | 0.1 | 0.1 | 0.1 | 0.1 | 0.1 | 0.1 | 0.1 | 0.1 | 0.1 | 0.1 | 0.1 | 0.1 | 0.1 | 0.1 | 0.1 | 0.1 | 0.1
|  | Calumet:1314 | [6 empty] | 0.1 | 0.1 | 0.1 | 0.1 | 0.1 | 0.1 | 0.1 | 0.1 | 0.1 | 0.1 | 0.1 | 0.1 | 0.1 | 0.1 | 0.1 | 0.1 | 0.1 | 0.1 | 0.1 | 0.1 | 0.1 | 0.1 | 0.1 | 0.1 | 0.1 | 0.1 | 0.1 | 0.1 | 0.1 | 0.1 | 0.1 | 0.1 | 0.1 | 0.1 | 0.1 | 0.1 | 0.1 | 0.1 | 0.1 | 0.1 | 0.1 | 0.1 | 0.1 | 0.1 | 0.1 | 0.1 | 0.1 | 0.1
|  | Calumet:21 | [6 empty] | 0.1 | 0.1 | 0.1 | 0.1 | 0.1 | 0.1 | 0.1 | 0.1 | 0.1 | 0.1 | 0.1 | 0.1 | 0.1 | 0.1 | 0.1 | 0.1 | 0.1 | 0.1 | 0.1 | 0.1 | 0.1 | 0.1 | 0.1 | 0.1 | 0.1 | 0.1 | 0.1 | 0.1 | 0.1 | 0.1 | 0.1 | 0.1 | 0.1 | 0.1 | 0.1 | 0.1 | 0.1 | 0.1 | 0.1 | 0.1 | 0.1 | 0.1 | 0.1 | 0.1 | 0.1 | 0.1 | 0.1 | 0.1
|  | Calumet:3132 | [6 empty] | 0.1 | 0.1 | 0.1 | 0.1 | 0.1 | 0.1 | 0.1 | 0.1 | 0.1 | 0.1 | 0.1 | 0.1 | 0.1 | 0.1 | 0.1 | 0.1 | 0.1 | 0.1 | 0.1 | 0.1 | 0.1 | 0.1 | 0.1 | 0.1 | 0.1 | 0.1 | 0.1 | 0.1 | 0.1 | 0.1 | 0.1 | 0.1 | 0.1 | 0.1 | 0.1 | 0.1 | 0.1 | 0.1 | 0.1 | 0.1 | 0.1 | 0.1 | 0.1 | 0.1 | 0.1 | 0.1 | 0.1 | 0.1
|  | Calumet:33 | [6 empty] | 0.1 | 0.1 | 0.1 | 0.1 | 0.1 | 0.1 | 0.1 | 0.1 | 0.1 | 0.1 | 0.1 | 0.1 | 0.1 | 0.1 | 0.1 | 0.1 | 0.1 | 0.1 | 0.1 | 0.1 | 0.1 | 0.1 | 0.1 | 0.1 | 0.1 | 0.1 | 0.1 | 0.1 | 0.1 | 0.1 | 0.1 | 0.1 | 0.1 | 0.1 | 0.1 | 0.1 | 0.1 | 0.1 | 0.1 | 0.1 | 0.1 | 0.1 | 0.1 | 0.1 | 0.1 | 0.1 | 0.1 | 0.1
|  | Calumet:4142 | [6 empty] | 0.1 | 0.1 | 0.1 | 0.1 | 0.1 | 0.1 | 0.1 | 0.1 | 0.1 | 0.1 | 0.1 | 0.1 | 0.1 | 0.1 | 0.1 | 0.1 | 0.1 | 0.1 | 0.1 | 0.1 | 0.1 | 0.1 | 0.1 | 0.1 | 0.1 | 0.1 | 0.1 | 0.1 | 0.1 | 0.1 | 0.1 | 0.1 | 0.1 | 0.1 | 0.1 | 0.1 | 0.1 | 0.1 | 0.1 | 0.1 | 0.1 | 0.1 | 0.1 | 0.1 | 0.1 | 0.1 | 0.1 | 0.1
|  | Calumet:43 | [6 empty] | 0.1 | 0.1 | 0.1 | 0.1 | 0.1 | 0.1 | 0.1 | 0.1 | 0.1 | 0.1 | 0.1 | 0.1 | 0.1 | 0.1 | 0.1 | 0.1 | 0.1 | 0.1 | 0.1 | 0.1 | 0.1 | 0.1 | 0.1 | 0.1 | 0.1 | 0.1 | 0.1 | 0.1 | 0.1 | 0.1 | 0.1 | 0.1 | 0.1 | 0.1 | 0.1 | 0.1 | 0.1 | 0.1 | 0.1 | 0.1 | 0.1 | 0.1 | 0.1 | 0.1 | 0.1 | 0.1 | 0.1 | 0.1
|  | Crawford (MIDGEN):1112 | [6 empty] | 0.1 | 0.1 | 0.1 | 0.1 | 0.1 | 0.1 | 0.1 | 0.1 | 0.1 | 0.1 | 0.1 | 0.1 | 0.1 | 0.1 | 0.1 | 0.1 | 0.1 | 0.1 | 0.1 | 0.1 | 0.1 | 0.1 | 0.1 | 0.1 | 0.1 | 0.1 | 0.1 | 0.1 | 0.1 | 0.1 | 0.1 | 0.1 | 0.1 | 0.1 | 0.1 | 0.1 | 0.1 | 0.1 | 0.1 | 0.1 | 0.1 | 0.1 | 0.1 | 0.1 | 0.1 | 0.1 | 0.1 | 0.1
|  | Crawford (MIDGEN):1314 | [6 empty] | 0.1 | 0.1 | 0.1 | 0.1 | 0.1 | 0.1 | 0.1 | 0.1 | 0.1 | 0.1 | 0.1 | 0.1 | 0.1 | 0.1 | 0.1 | 0.1 | 0.1 | 0.1 | 0.1 | 0.1 | 0.1 | 0.1 | 0.1 | 0.1 | 0.1 | 0.1 | 0.1 | 0.1 | 0.1 | 0.1 | 0.1 | 0.1 | 0.1 | 0.1 | 0.1 | 0.1 | 0.1 | 0.1 | 0.1 | 0.1 | 0.1 | 0.1 | 0.1 | 0.1 | 0.1 | 0.1 | 0.1 | 0.1
|  | Crawford (MIDGEN):2122 | [6 empty] | 0.1 | 0.1 | 0.1 | 0.1 | 0.1 | 0.1 | 0.1 | 0.1 | 0.1 | 0.1 | 0.1 | 0.1 | 0.1 | 0.1 | 0.1 | 0.1 | 0.1 | 0.1 | 0.1 | 0.1 | 0.1 | 0.1 | 0.1 | 0.1 | 0.1 | 0.1 | 0.1 | 0.1 | 0.1 | 0.1 | 0.1 | 0.1 | 0.1 | 0.1 | 0.1 | 0.1 | 0.1 | 0.1 | 0.1 | 0.1 | 0.1 | 0.1 | 0.1 | 0.1 | 0.1 | 0.1 | 0.1 | 0.1
|  | Crawford (MIDGEN):2324 | [6 empty] | 0.1 | 0.1 | 0.1 | 0.1 | 0.1 | 0.1 | 0.1 | 0.1 | 0.1 | 0.1 | 0.1 | 0.1 | 0.1 | 0.1 | 0.1 | 0.1 | 0.1 | 0.1 | 0.1 | 0.1 | 0.1 | 0.1 | 0.1 | 0.1 | 0.1 | 0.1 | 0.1 | 0.1 | 0.1 | 0.1 | 0.1 | 0.1 | 0.1 | 0.1 | 0.1 | 0.1 | 0.1 | 0.1 | 0.1 | 0.1 | 0.1 | 0.1 | 0.1 | 0.1 | 0.1 | 0.1 | 0.1 | 0.1
|  | Crawford (MIDGEN):3132 | [6 empty] | 0.1 | 0.1 | 0.1 | 0.1 | 0.1 | 0.1 | 0.1 | 0.1 | 0.1 | 0.1 | 0.1 | 0.1 | 0.1 | 0.1 | 0.1 | 0.1 | 0.1 | 0.1 | 0.1 | 0.1 | 0.1 | 0.1 | 0.1 | 0.1 | 0.1 | 0.1 | 0.1 | 0.1 | 0.1 | 0.1 | 0.1 | 0.1 | 0.1 | 0.1 | 0.1 | 0.1 | 0.1 | 0.1 | 0.1 | 0.1 | 0.1 | 0.1 | 0.1 | 0.1 | 0.1 | 0.1 | 0.1 | 0.1
|  | Crawford (MIDGEN):3334 | [6 empty] | 0.1 | 0.1 | 0.1 | 0.1 | 0.1 | 0.1 | 0.1 | 0.1 | 0.1 | 0.1 | 0.1 | 0.1 | 0.1 | 0.1 | 0.1 | 0.1 | 0.1 | 0.1 | 0.1 | 0.1 | 0.1 | 0.1 | 0.1 | 0.1 | 0.1 | 0.1 | 0.1 | 0.1 | 0.1 | 0.1 | 0.1 | 0.1 | 0.1 | 0.1 | 0.1 | 0.1 | 0.1 | 0.1 | 0.1 | 0.1 | 0.1 | 0.1 | 0.1 | 0.1 | 0.1 | 0.1 | 0.1 | 0.1
2020 | 0 | Crawford (MIDGEN):7 | [6 empty] | 0.123 | 0.123 | 0.123 | 0.123 | 0.123 | 0.123 | 0.123 | 0.123 | 0.123 | 0.123 | 0.123 | 0.123 | 0.123 | 0.123 | 0.01845 | 0.01845 | 0.01845 | 0.01845 | 0.01845 | 0.01845 | 0.01845 | 0.01845 | 0.01845 | 0.01845 | 0.01845 | 0.01845 | 0.01845 | 0.01845 | 0.01845 | 0.01845 | 0.01845 | 0.01845 | 0.01845 | 0.01845 | 0.01845 | 0.01845 | 0.01845 | 0.01845 | 0.01845 | 0.01845 | 0.01845 | 0.01845 | 0.01845 | 0.01845 | 0.01845 | 0.01845 | 0.01845 | 0.01845
2020 | 0 | Crawford (MIDGEN):8 | [6 empty] | 0.14 | 0.14 | 0.152 | 0.152 | 0.152 | 0.152 | 0.152 | 0.152 | 0.152 | 0.152 | 0.152 | 0.152 | 0.152 | 0.152 | 0.0228 | 0.0228 | 0.0228 | 0.0228 | 0.0228 | 0.0228 | 0.0228 | 0.0228 | 0.0228 | 0.0228 | 0.0228 | 0.0228 | 0.0228 | 0.0228 | 0.0228 | 0.0228 | 0.0228 | 0.0228 | 0.0228 | 0.0228 | 0.0228 | 0.0228 | 0.0228 | 0.0228 | 0.0228 | 0.0228 | 0.0228 | 0.0228 | 0.0228 | 0.0228 | 0.0228 | 0.0228 | 0.0228 | 0.0228
|  | Electric Junction:1112 | [6 empty] | 0.1 | 0.1 | 0.1 | 0.1 | 0.1 | 0.1 | 0.1 | 0.1 | 0.1 | 0.1 | 0.1 | 0.1 | 0.1 | 0.1 | 0.1 | 0.1 | 0.1 | 0.1 | 0.1 | 0.1 | 0.1 | 0.1 | 0.1 | 0.1 | 0.1 | 0.1 | 0.1 | 0.1 | 0.1 | 0.1 | 0.1 | 0.1 | 0.1 | 0.1 | 0.1 | 0.1 | 0.1 | 0.1 | 0.1 | 0.1 | 0.1 | 0.1 | 0.1 | 0.1 | 0.1 | 0.1 | 0.1 | 0.1
|  | Electric Junction:1314 | [6 empty] | 0.1 | 0.1 | 0.1 | 0.1 | 0.1 | 0.1 | 0.1 | 0.1 | 0.1 | 0.1 | 0.1 | 0.1 | 0.1 | 0.1 | 0.1 | 0.1 | 0.1 | 0.1 | 0.1 | 0.1 | 0.1 | 0.1 | 0.1 | 0.1 | 0.1 | 0.1 | 0.1 | 0.1 | 0.1 | 0.1 | 0.1 | 0.1 | 0.1 | 0.1 | 0.1 | 0.1 | 0.1 | 0.1 | 0.1 | 0.1 | 0.1 | 0.1 | 0.1 | 0.1 | 0.1 | 0.1 | 0.1 | 0.1
|  | Electric Junction:2122 | [6 empty] | 0.1 | 0.1 | 0.1 | 0.1 | 0.1 | 0.1 | 0.1 | 0.1 | 0.1 | 0.1 | 0.1 | 0.1 | 0.1 | 0.1 | 0.1 | 0.1 | 0.1 | 0.1 | 0.1 | 0.1 | 0.1 | 0.1 | 0.1 | 0.1 | 0.1 | 0.1 | 0.1 | 0.1 | 0.1 | 0.1 | 0.1 | 0.1 | 0.1 | 0.1 | 0.1 | 0.1 | 0.1 | 0.1 | 0.1 | 0.1 | 0.1 | 0.1 | 0.1 | 0.1 | 0.1 | 0.1 | 0.1 | 0.1
|  | Electric Junction:2324 | [6 empty] | 0.1 | 0.1 | 0.1 | 0.1 | 0.1 | 0.1 | 0.1 | 0.1 | 0.1 | 0.1 | 0.1 | 0.1 | 0.1 | 0.1 | 0.1 | 0.1 | 0.1 | 0.1 | 0.1 | 0.1 | 0.1 | 0.1 | 0.1 | 0.1 | 0.1 | 0.1 | 0.1 | 0.1 | 0.1 | 0.1 | 0.1 | 0.1 | 0.1 | 0.1 | 0.1 | 0.1 | 0.1 | 0.1 | 0.1 | 0.1 | 0.1 | 0.1 | 0.1 | 0.1 | 0.1 | 0.1 | 0.1 | 0.1
|  | Electric Junction:3132 | [6 empty] | 0.1 | 0.1 | 0.1 | 0.1 | 0.1 | 0.1 | 0.1 | 0.1 | 0.1 | 0.1 | 0.1 | 0.1 | 0.1 | 0.1 | 0.1 | 0.1 | 0.1 | 0.1 | 0.1 | 0.1 | 0.1 | 0.1 | 0.1 | 0.1 | 0.1 | 0.1 | 0.1 | 0.1 | 0.1 | 0.1 | 0.1 | 0.1 | 0.1 | 0.1 | 0.1 | 0.1 | 0.1 | 0.1 | 0.1 | 0.1 | 0.1 | 0.1 | 0.1 | 0.1 | 0.1 | 0.1 | 0.1 | 0.1
|  | Electric Junction:3334 | [6 empty] | 0.1 | 0.1 | 0.1 | 0.1 | 0.1 | 0.1 | 0.1 | 0.1 | 0.1 | 0.1 | 0.1 | 0.1 | 0.1 | 0.1 | 0.1 | 0.1 | 0.1 | 0.1 | 0.1 | 0.1 | 0.1 | 0.1 | 0.1 | 0.1 | 0.1 | 0.1 | 0.1 | 0.1 | 0.1 | 0.1 | 0.1 | 0.1 | 0.1 | 0.1 | 0.1 | 0.1 | 0.1 | 0.1 | 0.1 | 0.1 | 0.1 | 0.1 | 0.1 | 0.1 | 0.1 | 0.1 | 0.1 | 0.1
0 | 0 | Joliet 9:IC | [6 empty] | 0.305 | 0.305 | 0.305 | 0.305 | 0.305 | 0.305 | 0.305 | 0.305 | 0.305 | 0.305 | 0.305 | 0.305 | 0.305 | 0.305 | 0.305 | 0.305 | 0.305 | 0.305 | 0.305 | 0.305 | 0.305 | 0.305 | 0.305 | 0.305 | 0.305 | 0.305 | 0.305 | 0.305 | 0.305 | 0.305 | 0.305 | 0.305 | 0.305 | 0.305 | 0.305 | 0.305 | 0.305 | 0.305 | 0.305 | 0.305 | 0.305 | 0.305 | 0.305 | 0.305 | 0.305 | 0.305 | 0.305 | 0.305
|  | Joliet 9:1112 | [6 empty] | 0.391 | 0.391 | 0.391 | 0.391 | 0.391 | 0.391 | 0.391 | 0.391 | 0.391 | 0.391 | 0.391 | 0.391 | 0.391 | 0.391 | 0.391 | 0.391 | 0.391 | 0.391 | 0.391 | 0.391 | 0.391 | 0.391 | 0.391 | 0.391 | 0.391 | 0.391 | 0.391 | 0.391 | 0.391 | 0.391 | 0.391 | 0.391 | 0.391 | 0.391 | 0.391 | 0.391 | 0.391 | 0.391 | 0.391 | 0.391 | 0.391 | 0.391 | 0.391 | 0.391 | 0.391 | 0.391 | 0.391 | 0.391
|  | Joliet 9:1314 | [6 empty] | 0.391 | 0.391 | 0.391 | 0.391 | 0.391 | 0.391 | 0.391 | 0.391 | 0.391 | 0.391 | 0.391 | 0.391 | 0.391 | 0.391 | 0.391 | 0.391 | 0.391 | 0.391 | 0.391 | 0.391 | 0.391 | 0.391 | 0.391 | 0.391 | 0.391 | 0.391 | 0.391 | 0.391 | 0.391 | 0.391 | 0.391 | 0.391 | 0.391 | 0.391 | 0.391 | 0.391 | 0.391 | 0.391 | 0.391 | 0.391 | 0.391 | 0.391 | 0.391 | 0.391 | 0.391 | 0.391 | 0.391 | 0.391
|  | Joliet 9:2122 | [6 empty] | 0.391 | 0.391 | 0.391 | 0.391 | 0.391 | 0.391 | 0.391 | 0.391 | 0.391 | 0.391 | 0.391 | 0.391 | 0.391 | 0.391 | 0.391 | 0.391 | 0.391 | 0.391 | 0.391 | 0.391 | 0.391 | 0.391 | 0.391 | 0.391 | 0.391 | 0.391 | 0.391 | 0.391 | 0.391 | 0.391 | 0.391 | 0.391 | 0.391 | 0.391 | 0.391 | 0.391 | 0.391 | 0.391 | 0.391 | 0.391 | 0.391 | 0.391 | 0.391 | 0.391 | 0.391 | 0.391 | 0.391 | 0.391
|  | Joliet 9:2324 | [6 empty] | 0.391 | 0.391 | 0.391 | 0.391 | 0.391 | 0.391 | 0.391 | 0.391 | 0.391 | 0.391 | 0.391 | 0.391 | 0.391 | 0.391 | 0.391 | 0.391 | 0.391 | 0.391 | 0.391 | 0.391 | 0.391 | 0.391 | 0.391 | 0.391 | 0.391 | 0.391 | 0.391 | 0.391 | 0.391 | 0.391 | 0.391 | 0.391 | 0.391 | 0.391 | 0.391 | 0.391 | 0.391 | 0.391 | 0.391 | 0.391 | 0.391 | 0.391 | 0.391 | 0.391 | 0.391 | 0.391 | 0.391 | 0.391
|  | Joliet 9:6 | [6 empty] | 0.391 | 0.391 | 0.039 | 0.039 | 0.039 | 0.039 | 0.039 | 0.039 | 0.039 | 0.039 | 0.039 | 0.039 | 0.039 | 0.039 | 0.039 | 0.039 | 0.039 | 0.039 | 0.039 | 0.039 | 0.039 | 0.039 | 0.039 | 0.039 | 0.039 | 0.039 | 0.039 | 0.039 | 0.039 | 0.039 | 0.039 | 0.039 | 0.039 | 0.039 | 0.039 | 0.039 | 0.039 | 0.039 | 0.039 | 0.039 | 0.039 | 0.039 | 0.039 | 0.039 | 0.039 | 0.039 | 0.039 | 0.039
2019 | 0 | Joliet:7 | [6 empty] | 0.295 | 0.295 | 0.295 | 0.295 | 0.295 | 0.295 | 0.295 | 0.295 | 0.295 | 0.295 | 0.295 | 0.295 | 0.295 | 0.04425 | 0.04425 | 0.04425 | 0.04425 | 0.04425 | 0.04425 | 0.04425 | 0.04425 | 0.04425 | 0.04425 | 0.04425 | 0.04425 | 0.04425 | 0.04425 | 0.04425 | 0.04425 | 0.04425 | 0.04425 | 0.04425 | 0.04425 | 0.04425 | 0.04425 | 0.04425 | 0.04425 | 0.04425 | 0.04425 | 0.04425 | 0.04425 | 0.04425 | 0.04425 | 0.04425 | 0.04425 | 0.04425 | 0.04425 | 0.04425
2019 | 0 | Joliet:8 | [6 empty] | 0.295 | 0.295 | 0.295 | 0.295 | 0.295 | 0.295 | 0.295 | 0.295 | 0.295 | 0.295 | 0.295 | 0.295 | 0.295 | 0.04425 | 0.04425 | 0.04425 | 0.04425 | 0.04425 | 0.04425 | 0.04425 | 0.04425 | 0.04425 | 0.04425 | 0.04425 | 0.04425 | 0.04425 | 0.04425 | 0.04425 | 0.04425 | 0.04425 | 0.04425 | 0.04425 | 0.04425 | 0.04425 | 0.04425 | 0.04425 | 0.04425 | 0.04425 | 0.04425 | 0.04425 | 0.04425 | 0.04425 | 0.04425 | 0.04425 | 0.04425 | 0.04425 | 0.04425 | 0.04425
|  | Kincaid:1 | [6 empty] | 0.064 | 0.064 | 0.064 | 0.064 | 0.064 | 0.064 | 0.064 | 0.064 | 0.064 | 0.064 | 0.064 | 0.064 | 0.064 | 0.064 | 0.064 | 0.064 | 0.064 | 0.064 | 0.064 | 0.064 | 0.064 | 0.064 | 0.064 | 0.064 | 0.064 | 0.064 | 0.064 | 0.064 | 0.064 | 0.064 | 0.064 | 0.064 | 0.064 | 0.064 | 0.064 | 0.064 | 0.064 | 0.064 | 0.064 | 0.064 | 0.064 | 0.064 | 0.064 | 0.064 | 0.064 | 0.064 | 0.064 | 0.064
|  | Kincaid:2 | [6 empty] | 0.064 | 0.064 | 0.061 | 0.061 | 0.061 | 0.061 | 0.061 | 0.061 | 0.061 | 0.061 | 0.061 | 0.061 | 0.061 | 0.061 | 0.061 | 0.061 | 0.061 | 0.061 | 0.061 | 0.061 | 0.061 | 0.061 | 0.061 | 0.061 | 0.061 | 0.061 | 0.061 | 0.061 | 0.061 | 0.061 | 0.061 | 0.061 | 0.061 | 0.061 | 0.061 | 0.061 | 0.061 | 0.061 | 0.061 | 0.061 | 0.061 | 0.061 | 0.061 | 0.061 | 0.061 | 0.061 | 0.061 | 0.061
|  | Lombard:311 | [6 empty] | 0.1 | 0.1 | 0.1 | 0.1 | 0.1 | 0.1 | 0.1 | 0.1 | 0.1 | 0.1 | 0.1 | 0.1 | 0.1 | 0.1 | 0.1 | 0.1 | 0.1 | 0.1 | 0.1 | 0.1 | 0.1 | 0.1 | 0.1 | 0.1 | 0.1 | 0.1 | 0.1 | 0.1 | 0.1 | 0.1 | 0.1 | 0.1 | 0.1 | 0.1 | 0.1 | 0.1 | 0.1 | 0.1 | 0.1 | 0.1 | 0.1 | 0.1 | 0.1 | 0.1 | 0.1 | 0.1 | 0.1 | 0.1
|  | Lombard:321 | [6 empty] | 0.1 | 0.1 | 0.1 | 0.1 | 0.1 | 0.1 | 0.1 | 0.1 | 0.1 | 0.1 | 0.1 | 0.1 | 0.1 | 0.1 | 0.1 | 0.1 | 0.1 | 0.1 | 0.1 | 0.1 | 0.1 | 0.1 | 0.1 | 0.1 | 0.1 | 0.1 | 0.1 | 0.1 | 0.1 | 0.1 | 0.1 | 0.1 | 0.1 | 0.1 | 0.1 | 0.1 | 0.1 | 0.1 | 0.1 | 0.1 | 0.1 | 0.1 | 0.1 | 0.1 | 0.1 | 0.1 | 0.1 | 0.1
|  | Lombard:322 | [6 empty] | 0.1 | 0.1 | 0.1 | 0.1 | 0.1 | 0.1 | 0.1 | 0.1 | 0.1 | 0.1 | 0.1 | 0.1 | 0.1 | 0.1 | 0.1 | 0.1 | 0.1 | 0.1 | 0.1 | 0.1 | 0.1 | 0.1 | 0.1 | 0.1 | 0.1 | 0.1 | 0.1 | 0.1 | 0.1 | 0.1 | 0.1 | 0.1 | 0.1 | 0.1 | 0.1 | 0.1 | 0.1 | 0.1 | 0.1 | 0.1 | 0.1 | 0.1 | 0.1 | 0.1 | 0.1 | 0.1 | 0.1 | 0.1
2017 | 0 | Powerton:5 | [6 empty] | 0.379 | 0.379 | 0.379 | 0.379 | 0.379 | 0.379 | 0.379 | 0.379 | 0.379 | 0.379 | 0.379 | 0.05685 | 0.05685 | 0.05685 | 0.05685 | 0.05685 | 0.05685 | 0.05685 | 0.05685 | 0.05685 | 0.05685 | 0.05685 | 0.05685 | 0.05685 | 0.05685 | 0.05685 | 0.05685 | 0.05685 | 0.05685 | 0.05685 | 0.05685 | 0.05685 | 0.05685 | 0.05685 | 0.05685 | 0.05685 | 0.05685 | 0.05685 | 0.05685 | 0.05685 | 0.05685 | 0.05685 | 0.05685 | 0.05685 | 0.05685 | 0.05685 | 0.05685 | 0.05685
2017 | 0 | Powerton:6 | [6 empty] | 0.379 | 0.379 | 0.379 | 0.379 | 0.379 | 0.379 | 0.379 | 0.379 | 0.379 | 0.379 | 0.379 | 0.05685 | 0.05685 | 0.05685 | 0.05685 | 0.05685 | 0.05685 | 0.05685 | 0.05685 | 0.05685 | 0.05685 | 0.05685 | 0.05685 | 0.05685 | 0.05685 | 0.05685 | 0.05685 | 0.05685 | 0.05685 | 0.05685 | 0.05685 | 0.05685 | 0.05685 | 0.05685 | 0.05685 | 0.05685 | 0.05685 | 0.05685 | 0.05685 | 0.05685 | 0.05685 | 0.05685 | 0.05685 | 0.05685 | 0.05685 | 0.05685 | 0.05685 | 0.05685
|  | Sabrooke:1112 | [6 empty] | 0.305 | 0.305 | 0.305 | 0.305 | 0.305 | 0.305 | 0.305 | 0.305 | 0.305 | 0.305 | 0.305 | 0.305 | 0.305 | 0.305 | 0.305 | 0.305 | 0.305 | 0.305 | 0.305 | 0.305 | 0.305 | 0.305 | 0.305 | 0.305 | 0.305 | 0.305 | 0.305 | 0.305 | 0.305 | 0.305 | 0.305 | 0.305 | 0.305 | 0.305 | 0.305 | 0.305 | 0.305 | 0.305 | 0.305 | 0.305 | 0.305 | 0.305 | 0.305 | 0.305 | 0.305 | 0.305 | 0.305 | 0.305
|  | Sabrooke:2122 | [6 empty] | 0.305 | 0.305 | 0.305 | 0.305 | 0.305 | 0.305 | 0.305 | 0.305 | 0.305 | 0.305 | 0.305 | 0.305 | 0.305 | 0.305 | 0.305 | 0.305 | 0.305 | 0.305 | 0.305 | 0.305 | 0.305 | 0.305 | 0.305 | 0.305 | 0.305 | 0.305 | 0.305 | 0.305 | 0.305 | 0.305 | 0.305 | 0.305 | 0.305 | 0.305 | 0.305 | 0.305 | 0.305 | 0.305 | 0.305 | 0.305 | 0.305 | 0.305 | 0.305 | 0.305 | 0.305 | 0.305 | 0.305 | 0.305
|  | Sabrooke:3132 | [6 empty] | 0.305 | 0.305 | 0.305 | 0.305 | 0.305 | 0.305 | 0.305 | 0.305 | 0.305 | 0.305 | 0.305 | 0.305 | 0.305 | 0.305 | 0.305 | 0.305 | 0.305 | 0.305 | 0.305 | 0.305 | 0.305 | 0.305 | 0.305 | 0.305 | 0.305 | 0.305 | 0.305 | 0.305 | 0.305 | 0.305 | 0.305 | 0.305 | 0.305 | 0.305 | 0.305 | 0.305 | 0.305 | 0.305 | 0.305 | 0.305 | 0.305 | 0.305 | 0.305 | 0.305 | 0.305 | 0.305 | 0.305 | 0.305
|  | Sabrooke:341 | [6 empty] | 0.305 | 0.305 | 0.305 | 0.305 | 0.305 | 0.305 | 0.305 | 0.305 | 0.305 | 0.305 | 0.305 | 0.305 | 0.305 | 0.305 | 0.305 | 0.305 | 0.305 | 0.305 | 0.305 | 0.305 | 0.305 | 0.305 | 0.305 | 0.305 | 0.305 | 0.305 | 0.305 | 0.305 | 0.305 | 0.305 | 0.305 | 0.305 | 0.305 | 0.305 | 0.305 | 0.305 | 0.305 | 0.305 | 0.305 | 0.305 | 0.305 | 0.305 | 0.305 | 0.305 | 0.305 | 0.305 | 0.305 | 0.305
0 | 0 | Waukegan (MIDGEN):311 | [6 empty] | 0.305 | 0.305 | 0.305 | 0.305 | 0.305 | 0.305 | 0.305 | 0.305 | 0.305 | 0.305 | 0.305 | 0.305 | 0.305 | 0.305 | 0.305 | 0.305 | 0.305 | 0.305 | 0.305 | 0.305 | 0.305 | 0.305 | 0.305 | 0.305 | 0.305 | 0.305 | 0.305 | 0.305 | 0.305 | 0.305 | 0.305 | 0.305 | 0.305 | 0.305 | 0.305 | 0.305 | 0.305 | 0.305 | 0.305 | 0.305 | 0.305 | 0.305 | 0.305 | 0.305 | 0.305 | 0.305 | 0.305 | 0.305
0 | 0 | Waukegan (MIDGEN):312 | [6 empty] | 0.305 | 0.305 | 0.305 | 0.305 | 0.305 | 0.305 | 0.305 | 0.305 | 0.305 | 0.305 | 0.305 | 0.305 | 0.305 | 0.305 | 0.305 | 0.305 | 0.305 | 0.305 | 0.305 | 0.305 | 0.305 | 0.305 | 0.305 | 0.305 | 0.305 | 0.305 | 0.305 | 0.305 | 0.305 | 0.305 | 0.305 | 0.305 | 0.305 | 0.305 | 0.305 | 0.305 | 0.305 | 0.305 | 0.305 | 0.305 | 0.305 | 0.305 | 0.305 | 0.305 | 0.305 | 0.305 | 0.305 | 0.305
0 | 0 | Waukegan (MIDGEN):321 | [6 empty] | 0.305 | 0.305 | 0.305 | 0.305 | 0.305 | 0.305 | 0.305 | 0.305 | 0.305 | 0.305 | 0.305 | 0.305 | 0.305 | 0.305 | 0.305 | 0.305 | 0.305 | 0.305 | 0.305 | 0.305 | 0.305 | 0.305 | 0.305 | 0.305 | 0.305 | 0.305 | 0.305 | 0.305 | 0.305 | 0.305 | 0.305 | 0.305 | 0.305 | 0.305 | 0.305 | 0.305 | 0.305 | 0.305 | 0.305 | 0.305 | 0.305 | 0.305 | 0.305 | 0.305 | 0.305 | 0.305 | 0.305 | 0.305
|  | Waukegan (MIDGEN):322 | [6 empty] | 0.305 | 0.305 | 0.305 | 0.305 | 0.305 | 0.305 | 0.305 | 0.305 | 0.305 | 0.305 | 0.305 | 0.305 | 0.305 | 0.305 | 0.305 | 0.305 | 0.305 | 0.305 | 0.305 | 0.305 | 0.305 | 0.305 | 0.305 | 0.305 | 0.305 | 0.305 | 0.305 | 0.305 | 0.305 | 0.305 | 0.305 | 0.305 | 0.305 | 0.305 | 0.305 | 0.305 | 0.305 | 0.305 | 0.305 | 0.305 | 0.305 | 0.305 | 0.305 | 0.305 | 0.305 | 0.305 | 0.305 | 0.305
|  | Waukegan (MIDGEN):6 | [6 empty] | 0.473 | 0.473 | 0.473 | 0.473 | 0.473 | 0.473 | 0.473 | 0.473 | 0.473 | 0.473 | 0.473 | 0.473 | 0.473 | 0.473 | 0.473 | 0.473 | 0.473 | 0.473 | 0.473 | 0.473 | 0.473 | 0.473 | 0.473 | 0.473 | 0.473 | 0.473 | 0.473 | 0.473 | 0.473 | 0.473 | 0.473 | 0.473 | 0.473 | 0.473 | 0.473 | 0.473 | 0.473 | 0.473 | 0.473 | 0.473 | 0.473 | 0.473 | 0.473 | 0.473 | 0.473 | 0.473 | 0.473 | 0.473
2014 | 0 | Waukegan (MIDGEN):7 | [6 empty] | 0.122 | 0.122 | 0.118 | 0.118 | 0.118 | 0.118 | 0.118 | 0.118 | 0.0177 | 0.0177 | 0.0177 | 0.0177 | 0.0177 | 0.0177 | 0.0177 | 0.0177 | 0.0177 | 0.0177 | 0.0177 | 0.0177 | 0.0177 | 0.0177 | 0.0177 | 0.0177 | 0.0177 | 0.0177 | 0.0177 | 0.0177 | 0.0177 | 0.0177 | 0.0177 | 0.0177 | 0.0177 | 0.0177 | 0.0177 | 0.0177 | 0.0177 | 0.0177 | 0.0177 | 0.0177 | 0.0177 | 0.0177 | 0.0177 | 0.0177 | 0.0177 | 0.0177 | 0.0177 | 0.0177
2020 | 0 | Waukegan (MIDGEN):8 | [6 empty] | 0.655 | 0.655 | 0.116 | 0.116 | 0.116 | 0.116 | 0.116 | 0.116 | 0.116 | 0.116 | 0.116 | 0.116 | 0.116 | 0.116 | 0.0174 | 0.0174 | 0.0174 | 0.0174 | 0.0174 | 0.0174 | 0.0174 | 0.0174 | 0.0174 | 0.0174 | 0.0174 | 0.0174 | 0.0174 | 0.0174 | 0.0174 | 0.0174 | 0.0174 | 0.0174 | 0.0174 | 0.0174 | 0.0174 | 0.0174 | 0.0174 | 0.0174 | 0.0174 | 0.0174 | 0.0174 | 0.0174 | 0.0174 | 0.0174 | 0.0174 | 0.0174 | 0.0174 | 0.0174
2021 | 0 | Will County:1 | [6 empty] | 0.449 | 0.449 | 0.384 | 0.384 | 0.384 | 0.384 | 0.384 | 0.384 | 0.384 | 0.384 | 0.384 | 0.384 | 0.384 | 0.384 | 0.384 | 0.0576 | 0.0576 | 0.0576 | 0.0576 | 0.0576 | 0.0576 | 0.0576 | 0.0576 | 0.0576 | 0.0576 | 0.0576 | 0.0576 | 0.0576 | 0.0576 | 0.0576 | 0.0576 | 0.0576 | 0.0576 | 0.0576 | 0.0576 | 0.0576 | 0.0576 | 0.0576 | 0.0576 | 0.0576 | 0.0576 | 0.0576 | 0.0576 | 0.0576 | 0.0576 | 0.0576 | 0.0576 | 0.0576
2021 | 0 | Will County:2 | [6 empty] | 0.4 | 0.4 | 0.411 | 0.411 | 0.411 | 0.411 | 0.411 | 0.411 | 0.411 | 0.411 | 0.411 | 0.411 | 0.411 | 0.411 | 0.411 | 0.06165 | 0.06165 | 0.06165 | 0.06165 | 0.06165 | 0.06165 | 0.06165 | 0.06165 | 0.06165 | 0.06165 | 0.06165 | 0.06165 | 0.06165 | 0.06165 | 0.06165 | 0.06165 | 0.06165 | 0.06165 | 0.06165 | 0.06165 | 0.06165 | 0.06165 | 0.06165 | 0.06165 | 0.06165 | 0.06165 | 0.06165 | 0.06165 | 0.06165 | 0.06165 | 0.06165 | 0.06165 | 0.06165
2020 | 0 | Will County:3 | [6 empty] | 0.11 | 0.11 | 0.139 | 0.139 | 0.139 | 0.139 | 0.139 | 0.139 | 0.139 | 0.139 | 0.139 | 0.139 | 0.139 | 0.139 | 0.02085 | 0.02085 | 0.02085 | 0.02085 | 0.02085 | 0.02085 | 0.02085 | 0.02085 | 0.02085 | 0.02085 | 0.02085 | 0.02085 | 0.02085 | 0.02085 | 0.02085 | 0.02085 | 0.02085 | 0.02085 | 0.02085 | 0.02085 | 0.02085 | 0.02085 | 0.02085 | 0.02085 | 0.02085 | 0.02085 | 0.02085 | 0.02085 | 0.02085 | 0.02085 | 0.02085 | 0.02085 | 0.02085 | 0.02085
2019 | 0 | Will County:4 | [6 empty] | 0.142 | 0.142 | 0.131 | 0.131 | 0.131 | 0.131 | 0.131 | 0.131 | 0.131 | 0.131 | 0.131 | 0.131 | 0.131 | 0.01965 | 0.01965 | 0.01965 | 0.01965 | 0.01965 | 0.01965 | 0.01965 | 0.01965 | 0.01965 | 0.01965 | 0.01965 | 0.01965 | 0.01965 | 0.01965 | 0.01965 | 0.01965 | 0.01965 | 0.01965 | 0.01965 | 0.01965 | 0.01965 | 0.01965 | 0.01965 | 0.01965 | 0.01965 | 0.01965 | 0.01965 | 0.01965 | 0.01965 | 0.01965 | 0.01965 | 0.01965 | 0.01965 | 0.01965 | 0.01965
0 | 0 | Fisk:1 | [6 empty] | 0.305 | 0.305 | 0.305 | 0.305 | 0.305 | 0.305 | 0.305 | 0.305 | 0.305 | 0.305 | 0.305 | 0.305 | 0.305 | 0.305 | 0.305 | 0.305 | 0.305 | 0.305 | 0.305 | 0.305 | 0.305 | 0.305 | 0.305 | 0.305 | 0.305 | 0.305 | 0.305 | 0.305 | 0.305 | 0.305 | 0.305 | 0.305 | 0.305 | 0.305 | 0.305 | 0.305 | 0.305 | 0.305 | 0.305 | 0.305 | 0.305 | 0.305 | 0.305 | 0.305 | 0.305 | 0.305 | 0.305 | 0.305
0 | 0 | Fisk:2 | [6 empty] | 0.305 | 0.305 | 0.305 | 0.305 | 0.305 | 0.305 | 0.305 | 0.305 | 0.305 | 0.305 | 0.305 | 0.305 | 0.305 | 0.305 | 0.305 | 0.305 | 0.305 | 0.305 | 0.305 | 0.305 | 0.305 | 0.305 | 0.305 | 0.305 | 0.305 | 0.305 | 0.305 | 0.305 | 0.305 | 0.305 | 0.305 | 0.305 | 0.305 | 0.305 | 0.305 | 0.305 | 0.305 | 0.305 | 0.305 | 0.305 | 0.305 | 0.305 | 0.305 | 0.305 | 0.305 | 0.305 | 0.305 | 0.305
0 | 0 | Fisk:3 | [6 empty] | 0.305 | 0.305 | 0.305 | 0.305 | 0.305 | 0.305 | 0.305 | 0.305 | 0.305 | 0.305 | 0.305 | 0.305 | 0.305 | 0.305 | 0.305 | 0.305 | 0.305 | 0.305 | 0.305 | 0.305 | 0.305 | 0.305 | 0.305 | 0.305 | 0.305 | 0.305 | 0.305 | 0.305 | 0.305 | 0.305 | 0.305 | 0.305 | 0.305 | 0.305 | 0.305 | 0.305 | 0.305 | 0.305 | 0.305 | 0.305 | 0.305 | 0.305 | 0.305 | 0.305 | 0.305 | 0.305 | 0.305 | 0.305
|  | Fisk:4 | [6 empty] | 0.305 | 0.305 | 0.305 | 0.305 | 0.305 | 0.305 | 0.305 | 0.305 | 0.305 | 0.305 | 0.305 | 0.305 | 0.305 | 0.305 | 0.305 | 0.305 | 0.305 | 0.305 | 0.305 | 0.305 | 0.305 | 0.305 | 0.305 | 0.305 | 0.305 | 0.305 | 0.305 | 0.305 | 0.305 | 0.305 | 0.305 | 0.305 | 0.305 | 0.305 | 0.305 | 0.305 | 0.305 | 0.305 | 0.305 | 0.305 | 0.305 | 0.305 | 0.305 | 0.305 | 0.305 | 0.305 | 0.305 | 0.305
2020 | 0 | Fisk:19 | [6 empty] | 0.131 | 0.131 | 0.131 | 0.131 | 0.131 | 0.131 | 0.131 | 0.131 | 0.131 | 0.131 | 0.131 | 0.131 | 0.131 | 0.131 | 0.01965 | 0.01965 | 0.01965 | 0.01965 | 0.01965 | 0.01965 | 0.01965 | 0.01965 | 0.01965 | 0.01965 | 0.01965 | 0.01965 | 0.01965 | 0.01965 | 0.01965 | 0.01965 | 0.01965 | 0.01965 | 0.01965 | 0.01965 | 0.01965 | 0.01965 | 0.01965 | 0.01965 | 0.01965 | 0.01965 | 0.01965 | 0.01965 | 0.01965 | 0.01965 | 0.01965 | 0.01965 | 0.01965 | 0.01965
2021 | 0 | Joppa (EEI):1 | [6 empty] | 0.124 | 0.124 | 0.124 | 0.124 | 0.124 | 0.124 | 0.124 | 0.124 | 0.124 | 0.124 | 0.124 | 0.124 | 0.124 | 0.124 | 0.124 | 0.0186 | 0.0186 | 0.0186 | 0.0186 | 0.0186 | 0.0186 | 0.0186 | 0.0186 | 0.0186 | 0.0186 | 0.0186 | 0.0186 | 0.0186 | 0.0186 | 0.0186 | 0.0186 | 0.0186 | 0.0186 | 0.0186 | 0.0186 | 0.0186 | 0.0186 | 0.0186 | 0.0186 | 0.0186 | 0.0186 | 0.0186 | 0.0186 | 0.0186 | 0.0186 | 0.0186 | 0.0186 | 0.0186
2021 | 0 | Joppa (EEI):2 | [6 empty] | 0.126 | 0.126 | 0.125 | 0.125 | 0.125 | 0.125 | 0.125 | 0.125 | 0.125 | 0.125 | 0.125 | 0.125 | 0.125 | 0.125 | 0.125 | 0.01875 | 0.01875 | 0.01875 | 0.01875 | 0.01875 | 0.01875 | 0.01875 | 0.01875 | 0.01875 | 0.01875 | 0.01875 | 0.01875 | 0.01875 | 0.01875 | 0.01875 | 0.01875 | 0.01875 | 0.01875 | 0.01875 | 0.01875 | 0.01875 | 0.01875 | 0.01875 | 0.01875 | 0.01875 | 0.01875 | 0.01875 | 0.01875 | 0.01875 | 0.01875 | 0.01875 | 0.01875 | 0.01875
2021 | 0 | Joppa (EEI):3 | [6 empty] | 0.127 | 0.127 | 0.121 | 0.121 | 0.121 | 0.121 | 0.121 | 0.121 | 0.121 | 0.121 | 0.121 | 0.121 | 0.121 | 0.121 | 0.121 | 0.01815 | 0.01815 | 0.01815 | 0.01815 | 0.01815 | 0.01815 | 0.01815 | 0.01815 | 0.01815 | 0.01815 | 0.01815 | 0.01815 | 0.01815 | 0.01815 | 0.01815 | 0.01815 | 0.01815 | 0.01815 | 0.01815 | 0.01815 | 0.01815 | 0.01815 | 0.01815 | 0.01815 | 0.01815 | 0.01815 | 0.01815 | 0.01815 | 0.01815 | 0.01815 | 0.01815 | 0.01815 | 0.01815
2021 | 0 | Joppa (EEI):4 | [6 empty] | 0.124 | 0.124 | 0.122 | 0.122 | 0.122 | 0.122 | 0.122 | 0.122 | 0.122 | 0.122 | 0.122 | 0.122 | 0.122 | 0.122 | 0.122 | 0.0183 | 0.0183 | 0.0183 | 0.0183 | 0.0183 | 0.0183 | 0.0183 | 0.0183 | 0.0183 | 0.0183 | 0.0183 | 0.0183 | 0.0183 | 0.0183 | 0.0183 | 0.0183 | 0.0183 | 0.0183 | 0.0183 | 0.0183 | 0.0183 | 0.0183 | 0.0183 | 0.0183 | 0.0183 | 0.0183 | 0.0183 | 0.0183 | 0.0183 | 0.0183 | 0.0183 | 0.0183 | 0.0183
2021 | 0 | Joppa (EEI):5 | [6 empty] | 0.124 | 0.124 | 0.11 | 0.11 | 0.11 | 0.11 | 0.11 | 0.11 | 0.11 | 0.11 | 0.11 | 0.11 | 0.11 | 0.11 | 0.11 | 0.0165 | 0.0165 | 0.0165 | 0.0165 | 0.0165 | 0.0165 | 0.0165 | 0.0165 | 0.0165 | 0.0165 | 0.0165 | 0.0165 | 0.0165 | 0.0165 | 0.0165 | 0.0165 | 0.0165 | 0.0165 | 0.0165 | 0.0165 | 0.0165 | 0.0165 | 0.0165 | 0.0165 | 0.0165 | 0.0165 | 0.0165 | 0.0165 | 0.0165 | 0.0165 | 0.0165 | 0.0165 | 0.0165
2021 | 0 | Joppa (EEI):6 | [6 empty] | 0.124 | 0.124 | 0.11 | 0.11 | 0.11 | 0.11 | 0.11 | 0.11 | 0.11 | 0.11 | 0.11 | 0.11 | 0.11 | 0.11 | 0.11 | 0.0165 | 0.0165 | 0.0165 | 0.0165 | 0.0165 | 0.0165 | 0.0165 | 0.0165 | 0.0165 | 0.0165 | 0.0165 | 0.0165 | 0.0165 | 0.0165 | 0.0165 | 0.0165 | 0.0165 | 0.0165 | 0.0165 | 0.0165 | 0.0165 | 0.0165 | 0.0165 | 0.0165 | 0.0165 | 0.0165 | 0.0165 | 0.0165 | 0.0165 | 0.0165 | 0.0165 | 0.0165 | 0.0165
|  | Baldwin (ILPC):1 | [6 empty] | 0.06 | 0.06 | 0.056 | 0.056 | 0.056 | 0.056 | 0.056 | 0.056 | 0.056 | 0.056 | 0.056 | 0.056 | 0.056 | 0.056 | 0.056 | 0.056 | 0.056 | 0.056 | 0.056 | 0.056 | 0.056 | 0.056 | 0.056 | 0.056 | 0.056 | 0.056 | 0.056 | 0.056 | 0.056 | 0.056 | 0.056 | 0.056 | 0.056 | 0.056 | 0.056 | 0.056 | 0.056 | 0.056 | 0.056 | 0.056 | 0.056 | 0.056 | 0.056 | 0.056 | 0.056 | 0.056 | 0.056 | 0.056
|  | Baldwin (ILPC):2 | [6 empty] | 0.056 | 0.056 | 0.057 | 0.057 | 0.057 | 0.057 | 0.057 | 0.057 | 0.057 | 0.057 | 0.057 | 0.057 | 0.057 | 0.057 | 0.057 | 0.057 | 0.057 | 0.057 | 0.057 | 0.057 | 0.057 | 0.057 | 0.057 | 0.057 | 0.057 | 0.057 | 0.057 | 0.057 | 0.057 | 0.057 | 0.057 | 0.057 | 0.057 | 0.057 | 0.057 | 0.057 | 0.057 | 0.057 | 0.057 | 0.057 | 0.057 | 0.057 | 0.057 | 0.057 | 0.057 | 0.057 | 0.057 | 0.057
2019 | 0 | Baldwin (ILPC):3 | [6 empty] | 0.098 | 0.098 | 0.088 | 0.088 | 0.088 | 0.088 | 0.088 | 0.088 | 0.088 | 0.088 | 0.088 | 0.088 | 0.088 | 0.0132 | 0.0132 | 0.0132 | 0.0132 | 0.0132 | 0.0132 | 0.0132 | 0.0132 | 0.0132 | 0.0132 | 0.0132 | 0.0132 | 0.0132 | 0.0132 | 0.0132 | 0.0132 | 0.0132 | 0.0132 | 0.0132 | 0.0132 | 0.0132 | 0.0132 | 0.0132 | 0.0132 | 0.0132 | 0.0132 | 0.0132 | 0.0132 | 0.0132 | 0.0132 | 0.0132 | 0.0132 | 0.0132 | 0.0132 | 0.0132
|  | Astoria Gas Turbines:GT1 | [6 empty] | 0.1 | 0.1 | 0.1 | 0.1 | 0.1 | 0.1 | 0.1 | 0.1 | 0.1 | 0.1 | 0.1 | 0.1 | 0.1 | 0.1 | 0.1 | 0.1 | 0.1 | 0.1 | 0.1 | 0.1 | 0.1 | 0.1 | 0.1 | 0.1 | 0.1 | 0.1 | 0.1 | 0.1 | 0.1 | 0.1 | 0.1 | 0.1 | 0.1 | 0.1 | 0.1 | 0.1 | 0.1 | 0.1 | 0.1 | 0.1 | 0.1 | 0.1 | 0.1 | 0.1 | 0.1 | 0.1 | 0.1 | 0.1
0 | 0 | Astoria Gas Turbines:10-11 | [6 empty] | 0.09 | 0.09 | 0.09 | 0.09 | 0.09 | 0.09 | 0.09 | 0.09 | 0.09 | 0.09 | 0.09 | 0.09 | 0.09 | 0.09 | 0.09 | 0.09 | 0.09 | 0.09 | 0.09 | 0.09 | 0.09 | 0.09 | 0.09 | 0.09 | 0.09 | 0.09 | 0.09 | 0.09 | 0.09 | 0.09 | 0.09 | 0.09 | 0.09 | 0.09 | 0.09 | 0.09 | 0.09 | 0.09 | 0.09 | 0.09 | 0.09 | 0.09 | 0.09 | 0.09 | 0.09 | 0.09 | 0.09 | 0.09
0 | 0 | Astoria Gas Turbines:12-13 | [6 empty] | 0.315 | 0.315 | 0.315 | 0.315 | 0.315 | 0.315 | 0.315 | 0.315 | 0.315 | 0.315 | 0.315 | 0.315 | 0.315 | 0.315 | 0.315 | 0.315 | 0.315 | 0.315 | 0.315 | 0.315 | 0.315 | 0.315 | 0.315 | 0.315 | 0.315 | 0.315 | 0.315 | 0.315 | 0.315 | 0.315 | 0.315 | 0.315 | 0.315 | 0.315 | 0.315 | 0.315 | 0.315 | 0.315 | 0.315 | 0.315 | 0.315 | 0.315 | 0.315 | 0.315 | 0.315 | 0.315 | 0.315 | 0.315
0 | 0 | Astoria Gas Turbines:2A | [6 empty] | 0.1 | 0.1 | 0.1 | 0.1 | 0.1 | 0.1 | 0.1 | 0.1 | 0.1 | 0.1 | 0.1 | 0.1 | 0.1 | 0.1 | 0.1 | 0.1 | 0.1 | 0.1 | 0.1 | 0.1 | 0.1 | 0.1 | 0.1 | 0.1 | 0.1 | 0.1 | 0.1 | 0.1 | 0.1 | 0.1 | 0.1 | 0.1 | 0.1 | 0.1 | 0.1 | 0.1 | 0.1 | 0.1 | 0.1 | 0.1 | 0.1 | 0.1 | 0.1 | 0.1 | 0.1 | 0.1 | 0.1 | 0.1
|  | Astoria Gas Turbines:2B | [6 empty] | 0.1 | 0.1 | 0.1 | 0.1 | 0.1 | 0.1 | 0.1 | 0.1 | 0.1 | 0.1 | 0.1 | 0.1 | 0.1 | 0.1 | 0.1 | 0.1 | 0.1 | 0.1 | 0.1 | 0.1 | 0.1 | 0.1 | 0.1 | 0.1 | 0.1 | 0.1 | 0.1 | 0.1 | 0.1 | 0.1 | 0.1 | 0.1 | 0.1 | 0.1 | 0.1 | 0.1 | 0.1 | 0.1 | 0.1 | 0.1 | 0.1 | 0.1 | 0.1 | 0.1 | 0.1 | 0.1 | 0.1 | 0.1
|  | Astoria Gas Turbines:3A | [6 empty] | 0.1 | 0.1 | 0.1 | 0.1 | 0.1 | 0.1 | 0.1 | 0.1 | 0.1 | 0.1 | 0.1 | 0.1 | 0.1 | 0.1 | 0.1 | 0.1 | 0.1 | 0.1 | 0.1 | 0.1 | 0.1 | 0.1 | 0.1 | 0.1 | 0.1 | 0.1 | 0.1 | 0.1 | 0.1 | 0.1 | 0.1 | 0.1 | 0.1 | 0.1 | 0.1 | 0.1 | 0.1 | 0.1 | 0.1 | 0.1 | 0.1 | 0.1 | 0.1 | 0.1 | 0.1 | 0.1 | 0.1 | 0.1
|  | Astoria Gas Turbines:3B | [6 empty] | 0.527 | 0.527 | 0.527 | 0.527 | 0.527 | 0.527 | 0.527 | 0.527 | 0.527 | 0.527 | 0.527 | 0.527 | 0.527 | 0.527 | 0.527 | 0.527 | 0.527 | 0.527 | 0.527 | 0.527 | 0.527 | 0.527 | 0.527 | 0.527 | 0.527 | 0.527 | 0.527 | 0.527 | 0.527 | 0.527 | 0.527 | 0.527 | 0.527 | 0.527 | 0.527 | 0.527 | 0.527 | 0.527 | 0.527 | 0.527 | 0.527 | 0.527 | 0.527 | 0.527 | 0.527 | 0.527 | 0.527 | 0.527
|  | Astoria Gas Turbines:4A | [6 empty] | 0.527 | 0.527 | 0.527 | 0.527 | 0.527 | 0.527 | 0.527 | 0.527 | 0.527 | 0.527 | 0.527 | 0.527 | 0.527 | 0.527 | 0.527 | 0.527 | 0.527 | 0.527 | 0.527 | 0.527 | 0.527 | 0.527 | 0.527 | 0.527 | 0.527 | 0.527 | 0.527 | 0.527 | 0.527 | 0.527 | 0.527 | 0.527 | 0.527 | 0.527 | 0.527 | 0.527 | 0.527 | 0.527 | 0.527 | 0.527 | 0.527 | 0.527 | 0.527 | 0.527 | 0.527 | 0.527 | 0.527 | 0.527
|  | Astoria Gas Turbines:4B | [6 empty] | 0.527 | 0.527 | 0.527 | 0.527 | 0.527 | 0.527 | 0.527 | 0.527 | 0.527 | 0.527 | 0.527 | 0.527 | 0.527 | 0.527 | 0.527 | 0.527 | 0.527 | 0.527 | 0.527 | 0.527 | 0.527 | 0.527 | 0.527 | 0.527 | 0.527 | 0.527 | 0.527 | 0.527 | 0.527 | 0.527 | 0.527 | 0.527 | 0.527 | 0.527 | 0.527 | 0.527 | 0.527 | 0.527 | 0.527 | 0.527 | 0.527 | 0.527 | 0.527 | 0.527 | 0.527 | 0.527 | 0.527 | 0.527
|  | Astoria Gas Turbines:GT5 | [6 empty] | 0.315 | 0.315 | 0.315 | 0.315 | 0.315 | 0.315 | 0.315 | 0.315 | 0.315 | 0.315 | 0.315 | 0.315 | 0.315 | 0.315 | 0.315 | 0.315 | 0.315 | 0.315 | 0.315 | 0.315 | 0.315 | 0.315 | 0.315 | 0.315 | 0.315 | 0.315 | 0.315 | 0.315 | 0.315 | 0.315 | 0.315 | 0.315 | 0.315 | 0.315 | 0.315 | 0.315 | 0.315 | 0.315 | 0.315 | 0.315 | 0.315 | 0.315 | 0.315 | 0.315 | 0.315 | 0.315 | 0.315 | 0.315
|  | Astoria Gas Turbines:7-8 | [6 empty] | 0.315 | 0.315 | 0.315 | 0.315 | 0.315 | 0.315 | 0.315 | 0.315 | 0.315 | 0.315 | 0.315 | 0.315 | 0.315 | 0.315 | 0.315 | 0.315 | 0.315 | 0.315 | 0.315 | 0.315 | 0.315 | 0.315 | 0.315 | 0.315 | 0.315 | 0.315 | 0.315 | 0.315 | 0.315 | 0.315 | 0.315 | 0.315 | 0.315 | 0.315 | 0.315 | 0.315 | 0.315 | 0.315 | 0.315 | 0.315 | 0.315 | 0.315 | 0.315 | 0.315 | 0.315 | 0.315 | 0.315 | 0.315
|  | Astoria Gas Turbines:9 | [6 empty] | 0.315 | 0.315 | 0.315 | 0.315 | 0.315 | 0.315 | 0.315 | 0.315 | 0.315 | 0.315 | 0.315 | 0.315 | 0.315 | 0.315 | 0.315 | 0.315 | 0.315 | 0.315 | 0.315 | 0.315 | 0.315 | 0.315 | 0.315 | 0.315 | 0.315 | 0.315 | 0.315 | 0.315 | 0.315 | 0.315 | 0.315 | 0.315 | 0.315 | 0.315 | 0.315 | 0.315 | 0.315 | 0.315 | 0.315 | 0.315 | 0.315 | 0.315 | 0.315 | 0.315 | 0.315 | 0.315 | 0.315 | 0.315
0 | 0 | Havana:1 | [6 empty] | 0.545 | 0.545 | 0.805 | 0.805 | 0.805 | 0.805 | 0.805 | 0.805 | 0.805 | 0.805 | 0.805 | 0.805 | 0.805 | 0.805 | 0.805 | 0.805 | 0.805 | 0.805 | 0.805 | 0.805 | 0.805 | 0.805 | 0.805 | 0.805 | 0.805 | 0.805 | 0.805 | 0.805 | 0.805 | 0.805 | 0.805 | 0.805 | 0.805 | 0.805 | 0.805 | 0.805 | 0.805 | 0.805 | 0.805 | 0.805 | 0.805 | 0.805 | 0.805 | 0.805 | 0.805 | 0.805 | 0.805 | 0.805
0 | 0 | Havana:2 | [6 empty] | 0.405 | 0.405 | 0.805 | 0.805 | 0.805 | 0.805 | 0.805 | 0.805 | 0.805 | 0.805 | 0.805 | 0.805 | 0.805 | 0.805 | 0.805 | 0.805 | 0.805 | 0.805 | 0.805 | 0.805 | 0.805 | 0.805 | 0.805 | 0.805 | 0.805 | 0.805 | 0.805 | 0.805 | 0.805 | 0.805 | 0.805 | 0.805 | 0.805 | 0.805 | 0.805 | 0.805 | 0.805 | 0.805 | 0.805 | 0.805 | 0.805 | 0.805 | 0.805 | 0.805 | 0.805 | 0.805 | 0.805 | 0.805
0 | 0 | Havana:3 | [6 empty] | 0.374 | 0.374 | 0.805 | 0.805 | 0.805 | 0.805 | 0.805 | 0.805 | 0.805 | 0.805 | 0.805 | 0.805 | 0.805 | 0.805 | 0.805 | 0.805 | 0.805 | 0.805 | 0.805 | 0.805 | 0.805 | 0.805 | 0.805 | 0.805 | 0.805 | 0.805 | 0.805 | 0.805 | 0.805 | 0.805 | 0.805 | 0.805 | 0.805 | 0.805 | 0.805 | 0.805 | 0.805 | 0.805 | 0.805 | 0.805 | 0.805 | 0.805 | 0.805 | 0.805 | 0.805 | 0.805 | 0.805 | 0.805
0 | 0 | Havana:4 | [6 empty] | 0.336 | 0.336 | 0.314 | 0.314 | 0.314 | 0.314 | 0.314 | 0.314 | 0.314 | 0.314 | 0.314 | 0.314 | 0.314 | 0.314 | 0.314 | 0.314 | 0.314 | 0.314 | 0.314 | 0.314 | 0.314 | 0.314 | 0.314 | 0.314 | 0.314 | 0.314 | 0.314 | 0.314 | 0.314 | 0.314 | 0.314 | 0.314 | 0.314 | 0.314 | 0.314 | 0.314 | 0.314 | 0.314 | 0.314 | 0.314 | 0.314 | 0.314 | 0.314 | 0.314 | 0.314 | 0.314 | 0.314 | 0.314
0 | 0 | Havana:5 | [6 empty] | 0.421 | 0.421 | 0.333 | 0.333 | 0.333 | 0.333 | 0.333 | 0.333 | 0.333 | 0.333 | 0.333 | 0.333 | 0.333 | 0.333 | 0.333 | 0.333 | 0.333 | 0.333 | 0.333 | 0.333 | 0.333 | 0.333 | 0.333 | 0.333 | 0.333 | 0.333 | 0.333 | 0.333 | 0.333 | 0.333 | 0.333 | 0.333 | 0.333 | 0.333 | 0.333 | 0.333 | 0.333 | 0.333 | 0.333 | 0.333 | 0.333 | 0.333 | 0.333 | 0.333 | 0.333 | 0.333 | 0.333 | 0.333
2020 | 0 | Havana:6 | [6 empty] | 0.616 | 0.616 | 0.385 | 0.385 | 0.385 | 0.385 | 0.385 | 0.385 | 0.385 | 0.385 | 0.385 | 0.385 | 0.385 | 0.385 | 0.05775 | 0.05775 | 0.05775 | 0.05775 | 0.05775 | 0.05775 | 0.05775 | 0.05775 | 0.05775 | 0.05775 | 0.05775 | 0.05775 | 0.05775 | 0.05775 | 0.05775 | 0.05775 | 0.05775 | 0.05775 | 0.05775 | 0.05775 | 0.05775 | 0.05775 | 0.05775 | 0.05775 | 0.05775 | 0.05775 | 0.05775 | 0.05775 | 0.05775 | 0.05775 | 0.05775 | 0.05775 | 0.05775 | 0.05775
2021 | 0 | Hennepin:1 | [6 empty] | 0.119 | 0.119 | 0.107 | 0.107 | 0.107 | 0.107 | 0.107 | 0.107 | 0.107 | 0.107 | 0.107 | 0.107 | 0.107 | 0.107 | 0.107 | 0.01605 | 0.01605 | 0.01605 | 0.01605 | 0.01605 | 0.01605 | 0.01605 | 0.01605 | 0.01605 | 0.01605 | 0.01605 | 0.01605 | 0.01605 | 0.01605 | 0.01605 | 0.01605 | 0.01605 | 0.01605 | 0.01605 | 0.01605 | 0.01605 | 0.01605 | 0.01605 | 0.01605 | 0.01605 | 0.01605 | 0.01605 | 0.01605 | 0.01605 | 0.01605 | 0.01605 | 0.01605 | 0.01605
2020 | 0 | Hennepin:2 | [6 empty] | 0.119 | 0.119 | 0.106 | 0.106 | 0.106 | 0.106 | 0.106 | 0.106 | 0.106 | 0.106 | 0.106 | 0.106 | 0.106 | 0.106 | 0.0159 | 0.0159 | 0.0159 | 0.0159 | 0.0159 | 0.0159 | 0.0159 | 0.0159 | 0.0159 | 0.0159 | 0.0159 | 0.0159 | 0.0159 | 0.0159 | 0.0159 | 0.0159 | 0.0159 | 0.0159 | 0.0159 | 0.0159 | 0.0159 | 0.0159 | 0.0159 | 0.0159 | 0.0159 | 0.0159 | 0.0159 | 0.0159 | 0.0159 | 0.0159 | 0.0159 | 0.0159 | 0.0159 | 0.0159
0 | 0 | Oglesby:1-2 | [6 empty] | 0.1 | 0.1 | 0.1 | 0.1 | 0.1 | 0.1 | 0.1 | 0.1 | 0.1 | 0.1 | 0.1 | 0.1 | 0.1 | 0.1 | 0.1 | 0.1 | 0.1 | 0.1 | 0.1 | 0.1 | 0.1 | 0.1 | 0.1 | 0.1 | 0.1 | 0.1 | 0.1 | 0.1 | 0.1 | 0.1 | 0.1 | 0.1 | 0.1 | 0.1 | 0.1 | 0.1 | 0.1 | 0.1 | 0.1 | 0.1 | 0.1 | 0.1 | 0.1 | 0.1 | 0.1 | 0.1 | 0.1 | 0.1
0 | 0 | Oglesby:3-4 | [6 empty] | 0.1 | 0.1 | 0.1 | 0.1 | 0.1 | 0.1 | 0.1 | 0.1 | 0.1 | 0.1 | 0.1 | 0.1 | 0.1 | 0.1 | 0.1 | 0.1 | 0.1 | 0.1 | 0.1 | 0.1 | 0.1 | 0.1 | 0.1 | 0.1 | 0.1 | 0.1 | 0.1 | 0.1 | 0.1 | 0.1 | 0.1 | 0.1 | 0.1 | 0.1 | 0.1 | 0.1 | 0.1 | 0.1 | 0.1 | 0.1 | 0.1 | 0.1 | 0.1 | 0.1 | 0.1 | 0.1 | 0.1 | 0.1
|  | Bell meade:CC | [6 empty] | 0.075 | 0.075 | 0.075 | 0.075 | 0.075 | 0.075 | 0.075 | 0.075 | 0.075 | 0.075 | 0.075 | 0.075 | 0.075 | 0.075 | 0.075 | 0.075 | 0.075 | 0.075 | 0.075 | 0.075 | 0.075 | 0.075 | 0.075 | 0.075 | 0.075 | 0.075 | 0.075 | 0.075 | 0.075 | 0.075 | 0.075 | 0.075 | 0.075 | 0.075 | 0.075 | 0.075 | 0.075 | 0.075 | 0.075 | 0.075 | 0.075 | 0.075 | 0.075 | 0.075 | 0.075 | 0.075 | 0.075 | 0.075
0 | 0 | Stallings:1-2 | [6 empty] | 0.1 | 0.1 | 0.1 | 0.1 | 0.1 | 0.1 | 0.1 | 0.1 | 0.1 | 0.1 | 0.1 | 0.1 | 0.1 | 0.1 | 0.1 | 0.1 | 0.1 | 0.1 | 0.1 | 0.1 | 0.1 | 0.1 | 0.1 | 0.1 | 0.1 | 0.1 | 0.1 | 0.1 | 0.1 | 0.1 | 0.1 | 0.1 | 0.1 | 0.1 | 0.1 | 0.1 | 0.1 | 0.1 | 0.1 | 0.1 | 0.1 | 0.1 | 0.1 | 0.1 | 0.1 | 0.1 | 0.1 | 0.1
0 | 0 | Stallings:3-4 | [6 empty] | 0.1 | 0.1 | 0.1 | 0.1 | 0.1 | 0.1 | 0.1 | 0.1 | 0.1 | 0.1 | 0.1 | 0.1 | 0.1 | 0.1 | 0.1 | 0.1 | 0.1 | 0.1 | 0.1 | 0.1 | 0.1 | 0.1 | 0.1 | 0.1 | 0.1 | 0.1 | 0.1 | 0.1 | 0.1 | 0.1 | 0.1 | 0.1 | 0.1 | 0.1 | 0.1 | 0.1 | 0.1 | 0.1 | 0.1 | 0.1 | 0.1 | 0.1 | 0.1 | 0.1 | 0.1 | 0.1 | 0.1 | 0.1
0 | 0 | Vermilion (Ilpc):GT1 | [6 empty] | 0.281 | 0.281 | 0.27 | 0.27 | 0.27 | 0.27 | 0.27 | 0.27 | 0.27 | 0.27 | 0.27 | 0.27 | 0.27 | 0.27 | 0.27 | 0.27 | 0.27 | 0.27 | 0.27 | 0.27 | 0.27 | 0.27 | 0.27 | 0.27 | 0.27 | 0.27 | 0.27 | 0.27 | 0.27 | 0.27 | 0.27 | 0.27 | 0.27 | 0.27 | 0.27 | 0.27 | 0.27 | 0.27 | 0.27 | 0.27 | 0.27 | 0.27 | 0.27 | 0.27 | 0.27 | 0.27 | 0.27 | 0.27
2021 | 0 | Vermilion (Ilpc):ST1 | [6 empty] | 0.405 | 0.405 | 0.405 | 0.405 | 0.405 | 0.405 | 0.405 | 0.405 | 0.405 | 0.405 | 0.405 | 0.405 | 0.405 | 0.405 | 0.405 | 0.06075 | 0.06075 | 0.06075 | 0.06075 | 0.06075 | 0.06075 | 0.06075 | 0.06075 | 0.06075 | 0.06075 | 0.06075 | 0.06075 | 0.06075 | 0.06075 | 0.06075 | 0.06075 | 0.06075 | 0.06075 | 0.06075 | 0.06075 | 0.06075 | 0.06075 | 0.06075 | 0.06075 | 0.06075 | 0.06075 | 0.06075 | 0.06075 | 0.06075 | 0.06075 | 0.06075 | 0.06075 | 0.06075
2021 | 0 | Vermilion (Ilpc):2 | [6 empty] | 0.281 | 0.281 | 0.269 | 0.269 | 0.269 | 0.269 | 0.269 | 0.269 | 0.269 | 0.269 | 0.269 | 0.269 | 0.269 | 0.269 | 0.269 | 0.04035 | 0.04035 | 0.04035 | 0.04035 | 0.04035 | 0.04035 | 0.04035 | 0.04035 | 0.04035 | 0.04035 | 0.04035 | 0.04035 | 0.04035 | 0.04035 | 0.04035 | 0.04035 | 0.04035 | 0.04035 | 0.04035 | 0.04035 | 0.04035 | 0.04035 | 0.04035 | 0.04035 | 0.04035 | 0.04035 | 0.04035 | 0.04035 | 0.04035 | 0.04035 | 0.04035 | 0.04035 | 0.04035
|  | Wood River (ILPC):1 | [6 empty] | 0.191 | 0.191 | 0.036 | 0.036 | 0.036 | 0.036 | 0.036 | 0.036 | 0.036 | 0.036 | 0.036 | 0.036 | 0.036 | 0.036 | 0.036 | 0.036 | 0.036 | 0.036 | 0.036 | 0.036 | 0.036 | 0.036 | 0.036 | 0.036 | 0.036 | 0.036 | 0.036 | 0.036 | 0.036 | 0.036 | 0.036 | 0.036 | 0.036 | 0.036 | 0.036 | 0.036 | 0.036 | 0.036 | 0.036 | 0.036 | 0.036 | 0.036 | 0.036 | 0.036 | 0.036 | 0.036 | 0.036 | 0.036
|  | Wood River (ILPC):2 | [6 empty] | 0.191 | 0.191 | 0.053 | 0.053 | 0.053 | 0.053 | 0.053 | 0.053 | 0.053 | 0.053 | 0.053 | 0.053 | 0.053 | 0.053 | 0.053 | 0.053 | 0.053 | 0.053 | 0.053 | 0.053 | 0.053 | 0.053 | 0.053 | 0.053 | 0.053 | 0.053 | 0.053 | 0.053 | 0.053 | 0.053 | 0.053 | 0.053 | 0.053 | 0.053 | 0.053 | 0.053 | 0.053 | 0.053 | 0.053 | 0.053 | 0.053 | 0.053 | 0.053 | 0.053 | 0.053 | 0.053 | 0.053 | 0.053
|  | Wood River (ILPC):3 | [6 empty] | 0.191 | 0.191 | 0.027 | 0.027 | 0.027 | 0.027 | 0.027 | 0.027 | 0.027 | 0.027 | 0.027 | 0.027 | 0.027 | 0.027 | 0.027 | 0.027 | 0.027 | 0.027 | 0.027 | 0.027 | 0.027 | 0.027 | 0.027 | 0.027 | 0.027 | 0.027 | 0.027 | 0.027 | 0.027 | 0.027 | 0.027 | 0.027 | 0.027 | 0.027 | 0.027 | 0.027 | 0.027 | 0.027 | 0.027 | 0.027 | 0.027 | 0.027 | 0.027 | 0.027 | 0.027 | 0.027 | 0.027 | 0.027
2021 | 0 | Wood River (ILPC):4 | [6 empty] | 0.132 | 0.132 | 0.143 | 0.143 | 0.143 | 0.143 | 0.143 | 0.143 | 0.143 | 0.143 | 0.143 | 0.143 | 0.143 | 0.143 | 0.143 | 0.02145 | 0.02145 | 0.02145 | 0.02145 | 0.02145 | 0.02145 | 0.02145 | 0.02145 | 0.02145 | 0.02145 | 0.02145 | 0.02145 | 0.02145 | 0.02145 | 0.02145 | 0.02145 | 0.02145 | 0.02145 | 0.02145 | 0.02145 | 0.02145 | 0.02145 | 0.02145 | 0.02145 | 0.02145 | 0.02145 | 0.02145 | 0.02145 | 0.02145 | 0.02145 | 0.02145 | 0.02145 | 0.02145
2020 | 0 | Wood River (ILPC):5 | [6 empty] | 0.155 | 0.155 | 0.146 | 0.146 | 0.146 | 0.146 | 0.146 | 0.146 | 0.146 | 0.146 | 0.146 | 0.146 | 0.146 | 0.146 | 0.0219 | 0.0219 | 0.0219 | 0.0219 | 0.0219 | 0.0219 | 0.0219 | 0.0219 | 0.0219 | 0.0219 | 0.0219 | 0.0219 | 0.0219 | 0.0219 | 0.0219 | 0.0219 | 0.0219 | 0.0219 | 0.0219 | 0.0219 | 0.0219 | 0.0219 | 0.0219 | 0.0219 | 0.0219 | 0.0219 | 0.0219 | 0.0219 | 0.0219 | 0.0219 | 0.0219 | 0.0219 | 0.0219 | 0.0219
0 | 0 | Moline (MIDAM):G1-2 | [6 empty] | 0.1 | 0.1 | 0.1 | 0.1 | 0.1 | 0.1 | 0.1 | 0.1 | 0.1 | 0.1 | 0.1 | 0.1 | 0.1 | 0.1 | 0.1 | 0.1 | 0.1 | 0.1 | 0.1 | 0.1 | 0.1 | 0.1 | 0.1 | 0.1 | 0.1 | 0.1 | 0.1 | 0.1 | 0.1 | 0.1 | 0.1 | 0.1 | 0.1 | 0.1 | 0.1 | 0.1 | 0.1 | 0.1 | 0.1 | 0.1 | 0.1 | 0.1 | 0.1 | 0.1 | 0.1 | 0.1 | 0.1 | 0.1
0 | 0 | Moline (MIDAM):G3-4 | [6 empty] | 0.1 | 0.1 | 0.1 | 0.1 | 0.1 | 0.1 | 0.1 | 0.1 | 0.1 | 0.1 | 0.1 | 0.1 | 0.1 | 0.1 | 0.1 | 0.1 | 0.1 | 0.1 | 0.1 | 0.1 | 0.1 | 0.1 | 0.1 | 0.1 | 0.1 | 0.1 | 0.1 | 0.1 | 0.1 | 0.1 | 0.1 | 0.1 | 0.1 | 0.1 | 0.1 | 0.1 | 0.1 | 0.1 | 0.1 | 0.1 | 0.1 | 0.1 | 0.1 | 0.1 | 0.1 | 0.1 | 0.1 | 0.1
|  | Venice (AUEP):ST1 | [6 empty] | 0.218 | 0.218 | 0.218 | 0.218 | 0.218 | 0.218 | 0.218 | 0.218 | 0.218 | 0.218 | 0.218 | 0.218 | 0.218 | 0.218 | 0.218 | 0.218 | 0.218 | 0.218 | 0.218 | 0.218 | 0.218 | 0.218 | 0.218 | 0.218 | 0.218 | 0.218 | 0.218 | 0.218 | 0.218 | 0.218 | 0.218 | 0.218 | 0.218 | 0.218 | 0.218 | 0.218 | 0.218 | 0.218 | 0.218 | 0.218 | 0.218 | 0.218 | 0.218 | 0.218 | 0.218 | 0.218 | 0.218 | 0.218
0 | 0 | Venice (AUEP):GT1 | [6 empty] | 0.305 | 0.305 | 0.305 | 0.305 | 0.305 | 0.305 | 0.305 | 0.305 | 0.305 | 0.305 | 0.305 | 0.305 | 0.305 | 0.305 | 0.305 | 0.305 | 0.305 | 0.305 | 0.305 | 0.305 | 0.305 | 0.305 | 0.305 | 0.305 | 0.305 | 0.305 | 0.305 | 0.305 | 0.305 | 0.305 | 0.305 | 0.305 | 0.305 | 0.305 | 0.305 | 0.305 | 0.305 | 0.305 | 0.305 | 0.305 | 0.305 | 0.305 | 0.305 | 0.305 | 0.305 | 0.305 | 0.305 | 0.305
|  | Venice (AUEP):2 | [6 empty] | 0.085 | 0.085 | 0.085 | 0.085 | 0.085 | 0.085 | 0.085 | 0.085 | 0.085 | 0.085 | 0.085 | 0.085 | 0.085 | 0.085 | 0.085 | 0.085 | 0.085 | 0.085 | 0.085 | 0.085 | 0.085 | 0.085 | 0.085 | 0.085 | 0.085 | 0.085 | 0.085 | 0.085 | 0.085 | 0.085 | 0.085 | 0.085 | 0.085 | 0.085 | 0.085 | 0.085 | 0.085 | 0.085 | 0.085 | 0.085 | 0.085 | 0.085 | 0.085 | 0.085 | 0.085 | 0.085 | 0.085 | 0.085
|  | Venice (AUEP):3 | [6 empty] | 0.051 | 0.051 | 0.051 | 0.051 | 0.051 | 0.051 | 0.051 | 0.051 | 0.051 | 0.051 | 0.051 | 0.051 | 0.051 | 0.051 | 0.051 | 0.051 | 0.051 | 0.051 | 0.051 | 0.051 | 0.051 | 0.051 | 0.051 | 0.051 | 0.051 | 0.051 | 0.051 | 0.051 | 0.051 | 0.051 | 0.051 | 0.051 | 0.051 | 0.051 | 0.051 | 0.051 | 0.051 | 0.051 | 0.051 | 0.051 | 0.051 | 0.051 | 0.051 | 0.051 | 0.051 | 0.051 | 0.051 | 0.051
|  | Venice (AUEP):4 | [6 empty] | 0.053 | 0.053 | 0.053 | 0.053 | 0.053 | 0.053 | 0.053 | 0.053 | 0.053 | 0.053 | 0.053 | 0.053 | 0.053 | 0.053 | 0.053 | 0.053 | 0.053 | 0.053 | 0.053 | 0.053 | 0.053 | 0.053 | 0.053 | 0.053 | 0.053 | 0.053 | 0.053 | 0.053 | 0.053 | 0.053 | 0.053 | 0.053 | 0.053 | 0.053 | 0.053 | 0.053 | 0.053 | 0.053 | 0.053 | 0.053 | 0.053 | 0.053 | 0.053 | 0.053 | 0.053 | 0.053 | 0.053 | 0.053
|  | Venice (AUEP):5 | [6 empty] | 0.191 | 0.191 | 0.191 | 0.191 | 0.191 | 0.191 | 0.191 | 0.191 | 0.191 | 0.191 | 0.191 | 0.191 | 0.191 | 0.191 | 0.191 | 0.191 | 0.191 | 0.191 | 0.191 | 0.191 | 0.191 | 0.191 | 0.191 | 0.191 | 0.191 | 0.191 | 0.191 | 0.191 | 0.191 | 0.191 | 0.191 | 0.191 | 0.191 | 0.191 | 0.191 | 0.191 | 0.191 | 0.191 | 0.191 | 0.191 | 0.191 | 0.191 | 0.191 | 0.191 | 0.191 | 0.191 | 0.191 | 0.191
|  | Venice (AUEP):6 | [6 empty] | 0.191 | 0.191 | 0.191 | 0.191 | 0.191 | 0.191 | 0.191 | 0.191 | 0.191 | 0.191 | 0.191 | 0.191 | 0.191 | 0.191 | 0.191 | 0.191 | 0.191 | 0.191 | 0.191 | 0.191 | 0.191 | 0.191 | 0.191 | 0.191 | 0.191 | 0.191 | 0.191 | 0.191 | 0.191 | 0.191 | 0.191 | 0.191 | 0.191 | 0.191 | 0.191 | 0.191 | 0.191 | 0.191 | 0.191 | 0.191 | 0.191 | 0.191 | 0.191 | 0.191 | 0.191 | 0.191 | 0.191 | 0.191
0 | 0 | Breese:ALL | [6 empty] | 0.305 | 0.305 | 0.305 | 0.305 | 0.305 | 0.305 | 0.305 | 0.305 | 0.305 | 0.305 | 0.305 | 0.305 | 0.305 | 0.305 | 0.305 | 0.305 | 0.305 | 0.305 | 0.305 | 0.305 | 0.305 | 0.305 | 0.305 | 0.305 | 0.305 | 0.305 | 0.305 | 0.305 | 0.305 | 0.305 | 0.305 | 0.305 | 0.305 | 0.305 | 0.305 | 0.305 | 0.305 | 0.305 | 0.305 | 0.305 | 0.305 | 0.305 | 0.305 | 0.305 | 0.305 | 0.305 | 0.305 | 0.305
0 | 0 | Bushnell:34 | [6 empty] | 0.1 | 0.1 | 0.1 | 0.1 | 0.1 | 0.1 | 0.1 | 0.1 | 0.1 | 0.1 | 0.1 | 0.1 | 0.1 | 0.1 | 0.1 | 0.1 | 0.1 | 0.1 | 0.1 | 0.1 | 0.1 | 0.1 | 0.1 | 0.1 | 0.1 | 0.1 | 0.1 | 0.1 | 0.1 | 0.1 | 0.1 | 0.1 | 0.1 | 0.1 | 0.1 | 0.1 | 0.1 | 0.1 | 0.1 | 0.1 | 0.1 | 0.1 | 0.1 | 0.1 | 0.1 | 0.1 | 0.1 | 0.1
|  | Carlyle:ALL | [6 empty] | 0.1 | 0.1 | 0.1 | 0.1 | 0.1 | 0.1 | 0.1 | 0.1 | 0.1 | 0.1 | 0.1 | 0.1 | 0.1 | 0.1 | 0.1 | 0.1 | 0.1 | 0.1 | 0.1 | 0.1 | 0.1 | 0.1 | 0.1 | 0.1 | 0.1 | 0.1 | 0.1 | 0.1 | 0.1 | 0.1 | 0.1 | 0.1 | 0.1 | 0.1 | 0.1 | 0.1 | 0.1 | 0.1 | 0.1 | 0.1 | 0.1 | 0.1 | 0.1 | 0.1 | 0.1 | 0.1 | 0.1 | 0.1
0 | 0 | Carmi:ALL | [6 empty] | 0.1 | 0.1 | 0.1 | 0.1 | 0.1 | 0.1 | 0.1 | 0.1 | 0.1 | 0.1 | 0.1 | 0.1 | 0.1 | 0.1 | 0.1 | 0.1 | 0.1 | 0.1 | 0.1 | 0.1 | 0.1 | 0.1 | 0.1 | 0.1 | 0.1 | 0.1 | 0.1 | 0.1 | 0.1 | 0.1 | 0.1 | 0.1 | 0.1 | 0.1 | 0.1 | 0.1 | 0.1 | 0.1 | 0.1 | 0.1 | 0.1 | 0.1 | 0.1 | 0.1 | 0.1 | 0.1 | 0.1 | 0.1
0 | 0 | Fairfield (FMED):ALL | [6 empty] | 0.1 | 0.1 | 0.1 | 0.1 | 0.1 | 0.1 | 0.1 | 0.1 | 0.1 | 0.1 | 0.1 | 0.1 | 0.1 | 0.1 | 0.1 | 0.1 | 0.1 | 0.1 | 0.1 | 0.1 | 0.1 | 0.1 | 0.1 | 0.1 | 0.1 | 0.1 | 0.1 | 0.1 | 0.1 | 0.1 | 0.1 | 0.1 | 0.1 | 0.1 | 0.1 | 0.1 | 0.1 | 0.1 | 0.1 | 0.1 | 0.1 | 0.1 | 0.1 | 0.1 | 0.1 | 0.1 | 0.1 | 0.1
0 | 0 | Farmer City:ALL | [6 empty] | 0.1 | 0.1 | 0.1 | 0.1 | 0.1 | 0.1 | 0.1 | 0.1 | 0.1 | 0.1 | 0.1 | 0.1 | 0.1 | 0.1 | 0.1 | 0.1 | 0.1 | 0.1 | 0.1 | 0.1 | 0.1 | 0.1 | 0.1 | 0.1 | 0.1 | 0.1 | 0.1 | 0.1 | 0.1 | 0.1 | 0.1 | 0.1 | 0.1 | 0.1 | 0.1 | 0.1 | 0.1 | 0.1 | 0.1 | 0.1 | 0.1 | 0.1 | 0.1 | 0.1 | 0.1 | 0.1 | 0.1 | 0.1
0 | 0 | Freeburg:ALL | [6 empty] | 0.1 | 0.1 | 0.1 | 0.1 | 0.1 | 0.1 | 0.1 | 0.1 | 0.1 | 0.1 | 0.1 | 0.1 | 0.1 | 0.1 | 0.1 | 0.1 | 0.1 | 0.1 | 0.1 | 0.1 | 0.1 | 0.1 | 0.1 | 0.1 | 0.1 | 0.1 | 0.1 | 0.1 | 0.1 | 0.1 | 0.1 | 0.1 | 0.1 | 0.1 | 0.1 | 0.1 | 0.1 | 0.1 | 0.1 | 0.1 | 0.1 | 0.1 | 0.1 | 0.1 | 0.1 | 0.1 | 0.1 | 0.1
0 | 0 | Geneseo:ALL | [6 empty] | 0.1 | 0.1 | 0.1 | 0.1 | 0.1 | 0.1 | 0.1 | 0.1 | 0.1 | 0.1 | 0.1 | 0.1 | 0.1 | 0.1 | 0.1 | 0.1 | 0.1 | 0.1 | 0.1 | 0.1 | 0.1 | 0.1 | 0.1 | 0.1 | 0.1 | 0.1 | 0.1 | 0.1 | 0.1 | 0.1 | 0.1 | 0.1 | 0.1 | 0.1 | 0.1 | 0.1 | 0.1 | 0.1 | 0.1 | 0.1 | 0.1 | 0.1 | 0.1 | 0.1 | 0.1 | 0.1 | 0.1 | 0.1
0 | 0 | Highland (HIGH):12 | [6 empty] | 0.305 | 0.305 | 0.305 | 0.305 | 0.305 | 0.305 | 0.305 | 0.305 | 0.305 | 0.305 | 0.305 | 0.305 | 0.305 | 0.305 | 0.305 | 0.305 | 0.305 | 0.305 | 0.305 | 0.305 | 0.305 | 0.305 | 0.305 | 0.305 | 0.305 | 0.305 | 0.305 | 0.305 | 0.305 | 0.305 | 0.305 | 0.305 | 0.305 | 0.305 | 0.305 | 0.305 | 0.305 | 0.305 | 0.305 | 0.305 | 0.305 | 0.305 | 0.305 | 0.305 | 0.305 | 0.305 | 0.305 | 0.305
0 | 0 | McLeansboro:56 | [6 empty] | 0.1 | 0.1 | 0.1 | 0.1 | 0.1 | 0.1 | 0.1 | 0.1 | 0.1 | 0.1 | 0.1 | 0.1 | 0.1 | 0.1 | 0.1 | 0.1 | 0.1 | 0.1 | 0.1 | 0.1 | 0.1 | 0.1 | 0.1 | 0.1 | 0.1 | 0.1 | 0.1 | 0.1 | 0.1 | 0.1 | 0.1 | 0.1 | 0.1 | 0.1 | 0.1 | 0.1 | 0.1 | 0.1 | 0.1 | 0.1 | 0.1 | 0.1 | 0.1 | 0.1 | 0.1 | 0.1 | 0.1 | 0.1
|  | McLeansboro:78 | [6 empty] | 0.305 | 0.305 | 0.305 | 0.305 | 0.305 | 0.305 | 0.305 | 0.305 | 0.305 | 0.305 | 0.305 | 0.305 | 0.305 | 0.305 | 0.305 | 0.305 | 0.305 | 0.305 | 0.305 | 0.305 | 0.305 | 0.305 | 0.305 | 0.305 | 0.305 | 0.305 | 0.305 | 0.305 | 0.305 | 0.305 | 0.305 | 0.305 | 0.305 | 0.305 | 0.305 | 0.305 | 0.305 | 0.305 | 0.305 | 0.305 | 0.305 | 0.305 | 0.305 | 0.305 | 0.305 | 0.305 | 0.305 | 0.305
|  | Mascoutah:13 | [6 empty] | 0.305 | 0.305 | 0.305 | 0.305 | 0.305 | 0.305 | 0.305 | 0.305 | 0.305 | 0.305 | 0.305 | 0.305 | 0.305 | 0.305 | 0.305 | 0.305 | 0.305 | 0.305 | 0.305 | 0.305 | 0.305 | 0.305 | 0.305 | 0.305 | 0.305 | 0.305 | 0.305 | 0.305 | 0.305 | 0.305 | 0.305 | 0.305 | 0.305 | 0.305 | 0.305 | 0.305 | 0.305 | 0.305 | 0.305 | 0.305 | 0.305 | 0.305 | 0.305 | 0.305 | 0.305 | 0.305 | 0.305 | 0.305
0 | 0 | Mascoutah:45 | [6 empty] | 0.1 | 0.1 | 0.1 | 0.1 | 0.1 | 0.1 | 0.1 | 0.1 | 0.1 | 0.1 | 0.1 | 0.1 | 0.1 | 0.1 | 0.1 | 0.1 | 0.1 | 0.1 | 0.1 | 0.1 | 0.1 | 0.1 | 0.1 | 0.1 | 0.1 | 0.1 | 0.1 | 0.1 | 0.1 | 0.1 | 0.1 | 0.1 | 0.1 | 0.1 | 0.1 | 0.1 | 0.1 | 0.1 | 0.1 | 0.1 | 0.1 | 0.1 | 0.1 | 0.1 | 0.1 | 0.1 | 0.1 | 0.1
0 | 0 | Peru (PMED):GT1 | [6 empty] | 0.305 | 0.305 | 0.305 | 0.305 | 0.305 | 0.305 | 0.305 | 0.305 | 0.305 | 0.305 | 0.305 | 0.305 | 0.305 | 0.305 | 0.305 | 0.305 | 0.305 | 0.305 | 0.305 | 0.305 | 0.305 | 0.305 | 0.305 | 0.305 | 0.305 | 0.305 | 0.305 | 0.305 | 0.305 | 0.305 | 0.305 | 0.305 | 0.305 | 0.305 | 0.305 | 0.305 | 0.305 | 0.305 | 0.305 | 0.305 | 0.305 | 0.305 | 0.305 | 0.305 | 0.305 | 0.305 | 0.305 | 0.305
0 | 0 | Peru (PMED):IC | [6 empty] | 0.305 | 0.305 | 0.305 | 0.305 | 0.305 | 0.305 | 0.305 | 0.305 | 0.305 | 0.305 | 0.305 | 0.305 | 0.305 | 0.305 | 0.305 | 0.305 | 0.305 | 0.305 | 0.305 | 0.305 | 0.305 | 0.305 | 0.305 | 0.305 | 0.305 | 0.305 | 0.305 | 0.305 | 0.305 | 0.305 | 0.305 | 0.305 | 0.305 | 0.305 | 0.305 | 0.305 | 0.305 | 0.305 | 0.305 | 0.305 | 0.305 | 0.305 | 0.305 | 0.305 | 0.305 | 0.305 | 0.305 | 0.305
|  | Peru (PMED):4 | [6 empty] | 0.126 | 0.126 | 0.126 | 0.126 | 0.126 | 0.126 | 0.126 | 0.126 | 0.126 | 0.126 | 0.126 | 0.126 | 0.126 | 0.126 | 0.126 | 0.126 | 0.126 | 0.126 | 0.126 | 0.126 | 0.126 | 0.126 | 0.126 | 0.126 | 0.126 | 0.126 | 0.126 | 0.126 | 0.126 | 0.126 | 0.126 | 0.126 | 0.126 | 0.126 | 0.126 | 0.126 | 0.126 | 0.126 | 0.126 | 0.126 | 0.126 | 0.126 | 0.126 | 0.126 | 0.126 | 0.126 | 0.126 | 0.126
0 | 0 | Princeton (PMUD):ALL | [6 empty] | 0.1 | 0.1 | 0.1 | 0.1 | 0.1 | 0.1 | 0.1 | 0.1 | 0.1 | 0.1 | 0.1 | 0.1 | 0.1 | 0.1 | 0.1 | 0.1 | 0.1 | 0.1 | 0.1 | 0.1 | 0.1 | 0.1 | 0.1 | 0.1 | 0.1 | 0.1 | 0.1 | 0.1 | 0.1 | 0.1 | 0.1 | 0.1 | 0.1 | 0.1 | 0.1 | 0.1 | 0.1 | 0.1 | 0.1 | 0.1 | 0.1 | 0.1 | 0.1 | 0.1 | 0.1 | 0.1 | 0.1 | 0.1
0 | 0 | Rantoul:18 | [6 empty] | 0.1 | 0.1 | 0.1 | 0.1 | 0.1 | 0.1 | 0.1 | 0.1 | 0.1 | 0.1 | 0.1 | 0.1 | 0.1 | 0.1 | 0.1 | 0.1 | 0.1 | 0.1 | 0.1 | 0.1 | 0.1 | 0.1 | 0.1 | 0.1 | 0.1 | 0.1 | 0.1 | 0.1 | 0.1 | 0.1 | 0.1 | 0.1 | 0.1 | 0.1 | 0.1 | 0.1 | 0.1 | 0.1 | 0.1 | 0.1 | 0.1 | 0.1 | 0.1 | 0.1 | 0.1 | 0.1 | 0.1 | 0.1
0 | 0 | Red Bud:ALL | [6 empty] | 0.1 | 0.1 | 0.1 | 0.1 | 0.1 | 0.1 | 0.1 | 0.1 | 0.1 | 0.1 | 0.1 | 0.1 | 0.1 | 0.1 | 0.1 | 0.1 | 0.1 | 0.1 | 0.1 | 0.1 | 0.1 | 0.1 | 0.1 | 0.1 | 0.1 | 0.1 | 0.1 | 0.1 | 0.1 | 0.1 | 0.1 | 0.1 | 0.1 | 0.1 | 0.1 | 0.1 | 0.1 | 0.1 | 0.1 | 0.1 | 0.1 | 0.1 | 0.1 | 0.1 | 0.1 | 0.1 | 0.1 | 0.1
0 | 0 | North Ninth Street:ALL | [6 empty] | 0.1 | 0.1 | 0.1 | 0.1 | 0.1 | 0.1 | 0.1 | 0.1 | 0.1 | 0.1 | 0.1 | 0.1 | 0.1 | 0.1 | 0.1 | 0.1 | 0.1 | 0.1 | 0.1 | 0.1 | 0.1 | 0.1 | 0.1 | 0.1 | 0.1 | 0.1 | 0.1 | 0.1 | 0.1 | 0.1 | 0.1 | 0.1 | 0.1 | 0.1 | 0.1 | 0.1 | 0.1 | 0.1 | 0.1 | 0.1 | 0.1 | 0.1 | 0.1 | 0.1 | 0.1 | 0.1 | 0.1 | 0.1
0 | 0 | South Main Street:S1 | [6 empty] | 0.126 | 0.126 | 0.126 | 0.126 | 0.126 | 0.126 | 0.126 | 0.126 | 0.126 | 0.126 | 0.126 | 0.126 | 0.126 | 0.126 | 0.126 | 0.126 | 0.126 | 0.126 | 0.126 | 0.126 | 0.126 | 0.126 | 0.126 | 0.126 | 0.126 | 0.126 | 0.126 | 0.126 | 0.126 | 0.126 | 0.126 | 0.126 | 0.126 | 0.126 | 0.126 | 0.126 | 0.126 | 0.126 | 0.126 | 0.126 | 0.126 | 0.126 | 0.126 | 0.126 | 0.126 | 0.126 | 0.126 | 0.126
0 | 0 | South Main Street:12 | [6 empty] | 0.1 | 0.1 | 0.1 | 0.1 | 0.1 | 0.1 | 0.1 | 0.1 | 0.1 | 0.1 | 0.1 | 0.1 | 0.1 | 0.1 | 0.1 | 0.1 | 0.1 | 0.1 | 0.1 | 0.1 | 0.1 | 0.1 | 0.1 | 0.1 | 0.1 | 0.1 | 0.1 | 0.1 | 0.1 | 0.1 | 0.1 | 0.1 | 0.1 | 0.1 | 0.1 | 0.1 | 0.1 | 0.1 | 0.1 | 0.1 | 0.1 | 0.1 | 0.1 | 0.1 | 0.1 | 0.1 | 0.1 | 0.1
2017 | 0 | Dallman:1 | [6 empty] | 0.095 | 0.095 | 0.095 | 0.095 | 0.095 | 0.095 | 0.095 | 0.095 | 0.095 | 0.095 | 0.095 | 0.01425 | 0.01425 | 0.01425 | 0.01425 | 0.01425 | 0.01425 | 0.01425 | 0.01425 | 0.01425 | 0.01425 | 0.01425 | 0.01425 | 0.01425 | 0.01425 | 0.01425 | 0.01425 | 0.01425 | 0.01425 | 0.01425 | 0.01425 | 0.01425 | 0.01425 | 0.01425 | 0.01425 | 0.01425 | 0.01425 | 0.01425 | 0.01425 | 0.01425 | 0.01425 | 0.01425 | 0.01425 | 0.01425 | 0.01425 | 0.01425 | 0.01425 | 0.01425
2017 | 0 | Dallman:2 | [6 empty] | 0.095 | 0.095 | 0.095 | 0.095 | 0.095 | 0.095 | 0.095 | 0.095 | 0.095 | 0.095 | 0.095 | 0.01425 | 0.01425 | 0.01425 | 0.01425 | 0.01425 | 0.01425 | 0.01425 | 0.01425 | 0.01425 | 0.01425 | 0.01425 | 0.01425 | 0.01425 | 0.01425 | 0.01425 | 0.01425 | 0.01425 | 0.01425 | 0.01425 | 0.01425 | 0.01425 | 0.01425 | 0.01425 | 0.01425 | 0.01425 | 0.01425 | 0.01425 | 0.01425 | 0.01425 | 0.01425 | 0.01425 | 0.01425 | 0.01425 | 0.01425 | 0.01425 | 0.01425 | 0.01425
|  | Dallman:3 | [6 empty] | 0.079 | 0.079 | 0.079 | 0.079 | 0.079 | 0.079 | 0.079 | 0.079 | 0.079 | 0.079 | 0.079 | 0.079 | 0.079 | 0.079 | 0.079 | 0.079 | 0.079 | 0.079 | 0.079 | 0.079 | 0.079 | 0.079 | 0.079 | 0.079 | 0.079 | 0.079 | 0.079 | 0.079 | 0.079 | 0.079 | 0.079 | 0.079 | 0.079 | 0.079 | 0.079 | 0.079 | 0.079 | 0.079 | 0.079 | 0.079 | 0.079 | 0.079 | 0.079 | 0.079 | 0.079 | 0.079 | 0.079 | 0.079
|  | Lakeside (SPRIL):6 | [6 empty] | 0.396 | 0.396 | 0.396 | 0.396 | 0.396 | 0.396 | 0.396 | 0.396 | 0.396 | 0.396 | 0.396 | 0.396 | 0.396 | 0.396 | 0.396 | 0.396 | 0.396 | 0.396 | 0.396 | 0.396 | 0.396 | 0.396 | 0.396 | 0.396 | 0.396 | 0.396 | 0.396 | 0.396 | 0.396 | 0.396 | 0.396 | 0.396 | 0.396 | 0.396 | 0.396 | 0.396 | 0.396 | 0.396 | 0.396 | 0.396 | 0.396 | 0.396 | 0.396 | 0.396 | 0.396 | 0.396 | 0.396 | 0.396
|  | Lakeside (SPRIL):7 | [6 empty] | 0.88 | 0.88 | 0.867 | 0.867 | 0.867 | 0.867 | 0.867 | 0.867 | 0.867 | 0.867 | 0.867 | 0.867 | 0.867 | 0.867 | 0.867 | 0.867 | 0.867 | 0.867 | 0.867 | 0.867 | 0.867 | 0.867 | 0.867 | 0.867 | 0.867 | 0.867 | 0.867 | 0.867 | 0.867 | 0.867 | 0.867 | 0.867 | 0.867 | 0.867 | 0.867 | 0.867 | 0.867 | 0.867 | 0.867 | 0.867 | 0.867 | 0.867 | 0.867 | 0.867 | 0.867 | 0.867 | 0.867 | 0.867
0 | 0 | Reynolds:1 | [6 empty] | 0.305 | 0.305 | 0.305 | 0.305 | 0.305 | 0.305 | 0.305 | 0.305 | 0.305 | 0.305 | 0.305 | 0.305 | 0.305 | 0.305 | 0.305 | 0.305 | 0.305 | 0.305 | 0.305 | 0.305 | 0.305 | 0.305 | 0.305 | 0.305 | 0.305 | 0.305 | 0.305 | 0.305 | 0.305 | 0.305 | 0.305 | 0.305 | 0.305 | 0.305 | 0.305 | 0.305 | 0.305 | 0.305 | 0.305 | 0.305 | 0.305 | 0.305 | 0.305 | 0.305 | 0.305 | 0.305 | 0.305 | 0.305
0 | 0 | Sullivan (SULLI):ALL | [6 empty] | 0.1 | 0.1 | 0.1 | 0.1 | 0.1 | 0.1 | 0.1 | 0.1 | 0.1 | 0.1 | 0.1 | 0.1 | 0.1 | 0.1 | 0.1 | 0.1 | 0.1 | 0.1 | 0.1 | 0.1 | 0.1 | 0.1 | 0.1 | 0.1 | 0.1 | 0.1 | 0.1 | 0.1 | 0.1 | 0.1 | 0.1 | 0.1 | 0.1 | 0.1 | 0.1 | 0.1 | 0.1 | 0.1 | 0.1 | 0.1 | 0.1 | 0.1 | 0.1 | 0.1 | 0.1 | 0.1 | 0.1 | 0.1
0 | 0 | Waterloo (WL&P):147 | [6 empty] | 0.1 | 0.1 | 0.1 | 0.1 | 0.1 | 0.1 | 0.1 | 0.1 | 0.1 | 0.1 | 0.1 | 0.1 | 0.1 | 0.1 | 0.1 | 0.1 | 0.1 | 0.1 | 0.1 | 0.1 | 0.1 | 0.1 | 0.1 | 0.1 | 0.1 | 0.1 | 0.1 | 0.1 | 0.1 | 0.1 | 0.1 | 0.1 | 0.1 | 0.1 | 0.1 | 0.1 | 0.1 | 0.1 | 0.1 | 0.1 | 0.1 | 0.1 | 0.1 | 0.1 | 0.1 | 0.1 | 0.1 | 0.1
0 | 0 | Waterloo (WL&P):11 | [6 empty] | 0.305 | 0.305 | 0.305 | 0.305 | 0.305 | 0.305 | 0.305 | 0.305 | 0.305 | 0.305 | 0.305 | 0.305 | 0.305 | 0.305 | 0.305 | 0.305 | 0.305 | 0.305 | 0.305 | 0.305 | 0.305 | 0.305 | 0.305 | 0.305 | 0.305 | 0.305 | 0.305 | 0.305 | 0.305 | 0.305 | 0.305 | 0.305 | 0.305 | 0.305 | 0.305 | 0.305 | 0.305 | 0.305 | 0.305 | 0.305 | 0.305 | 0.305 | 0.305 | 0.305 | 0.305 | 0.305 | 0.305 | 0.305
0 | 0 | Winnetka:ALL | [6 empty] | 0.126 | 0.126 | 0.126 | 0.126 | 0.126 | 0.126 | 0.126 | 0.126 | 0.126 | 0.126 | 0.126 | 0.126 | 0.126 | 0.126 | 0.126 | 0.126 | 0.126 | 0.126 | 0.126 | 0.126 | 0.126 | 0.126 | 0.126 | 0.126 | 0.126 | 0.126 | 0.126 | 0.126 | 0.126 | 0.126 | 0.126 | 0.126 | 0.126 | 0.126 | 0.126 | 0.126 | 0.126 | 0.126 | 0.126 | 0.126 | 0.126 | 0.126 | 0.126 | 0.126 | 0.126 | 0.126 | 0.126 | 0.126
|  | Marion (SIPC):1 | [6 empty] | 0.068 | 0.068 | 0.068 | 0.068 | 0.068 | 0.068 | 0.068 | 0.068 | 0.068 | 0.068 | 0.068 | 0.068 | 0.068 | 0.068 | 0.068 | 0.068 | 0.068 | 0.068 | 0.068 | 0.068 | 0.068 | 0.068 | 0.068 | 0.068 | 0.068 | 0.068 | 0.068 | 0.068 | 0.068 | 0.068 | 0.068 | 0.068 | 0.068 | 0.068 | 0.068 | 0.068 | 0.068 | 0.068 | 0.068 | 0.068 | 0.068 | 0.068 | 0.068 | 0.068 | 0.068 | 0.068 | 0.068 | 0.068
2017 | 0 | Marion (SIPC):2 | [6 empty] | 0.396 | 0.396 | 0.396 | 0.396 | 0.396 | 0.396 | 0.396 | 0.396 | 0.396 | 0.396 | 0.396 | 0.0594 | 0.0594 | 0.0594 | 0.0594 | 0.0594 | 0.0594 | 0.0594 | 0.0594 | 0.0594 | 0.0594 | 0.0594 | 0.0594 | 0.0594 | 0.0594 | 0.0594 | 0.0594 | 0.0594 | 0.0594 | 0.0594 | 0.0594 | 0.0594 | 0.0594 | 0.0594 | 0.0594 | 0.0594 | 0.0594 | 0.0594 | 0.0594 | 0.0594 | 0.0594 | 0.0594 | 0.0594 | 0.0594 | 0.0594 | 0.0594 | 0.0594 | 0.0594
2017 | 0 | Marion (SIPC):3 | [6 empty] | 0.396 | 0.396 | 0.396 | 0.396 | 0.396 | 0.396 | 0.396 | 0.396 | 0.396 | 0.396 | 0.396 | 0.0594 | 0.0594 | 0.0594 | 0.0594 | 0.0594 | 0.0594 | 0.0594 | 0.0594 | 0.0594 | 0.0594 | 0.0594 | 0.0594 | 0.0594 | 0.0594 | 0.0594 | 0.0594 | 0.0594 | 0.0594 | 0.0594 | 0.0594 | 0.0594 | 0.0594 | 0.0594 | 0.0594 | 0.0594 | 0.0594 | 0.0594 | 0.0594 | 0.0594 | 0.0594 | 0.0594 | 0.0594 | 0.0594 | 0.0594 | 0.0594 | 0.0594 | 0.0594
2017 | 0 | Marion (SIPC):4 | [6 empty] | 0.093 | 0.093 | 0.114 | 0.114 | 0.114 | 0.114 | 0.114 | 0.114 | 0.114 | 0.114 | 0.114 | 0.0171 | 0.0171 | 0.0171 | 0.0171 | 0.0171 | 0.0171 | 0.0171 | 0.0171 | 0.0171 | 0.0171 | 0.0171 | 0.0171 | 0.0171 | 0.0171 | 0.0171 | 0.0171 | 0.0171 | 0.0171 | 0.0171 | 0.0171 | 0.0171 | 0.0171 | 0.0171 | 0.0171 | 0.0171 | 0.0171 | 0.0171 | 0.0171 | 0.0171 | 0.0171 | 0.0171 | 0.0171 | 0.0171 | 0.0171 | 0.0171 | 0.0171 | 0.0171
2020 | 0 | Stateline (MIR):3 | [6 empty] | 0.184 | 0.184 | 0.231 | 0.231 | 0.231 | 0.231 | 0.231 | 0.231 | 0.231 | 0.231 | 0.231 | 0.231 | 0.231 | 0.231 | 0.03465 | 0.03465 | 0.03465 | 0.03465 | 0.03465 | 0.03465 | 0.03465 | 0.03465 | 0.03465 | 0.03465 | 0.03465 | 0.03465 | 0.03465 | 0.03465 | 0.03465 | 0.03465 | 0.03465 | 0.03465 | 0.03465 | 0.03465 | 0.03465 | 0.03465 | 0.03465 | 0.03465 | 0.03465 | 0.03465 | 0.03465 | 0.03465 | 0.03465 | 0.03465 | 0.03465 | 0.03465 | 0.03465 | 0.03465
2020 | 0 | Stateline (MIR):4 | [6 empty] | 0.44 | 0.44 | 0.492 | 0.492 | 0.492 | 0.492 | 0.492 | 0.492 | 0.492 | 0.492 | 0.492 | 0.492 | 0.492 | 0.492 | 0.0738 | 0.0738 | 0.0738 | 0.0738 | 0.0738 | 0.0738 | 0.0738 | 0.0738 | 0.0738 | 0.0738 | 0.0738 | 0.0738 | 0.0738 | 0.0738 | 0.0738 | 0.0738 | 0.0738 | 0.0738 | 0.0738 | 0.0738 | 0.0738 | 0.0738 | 0.0738 | 0.0738 | 0.0738 | 0.0738 | 0.0738 | 0.0738 | 0.0738 | 0.0738 | 0.0738 | 0.0738 | 0.0738 | 0.0738
2017 | 0 | Clifty Creek:1 | [6 empty] | 0.073 | 0.073 | 0.178 | 0.178 | 0.178 | 0.178 | 0.178 | 0.178 | 0.178 | 0.178 | 0.178 | 0.0267 | 0.0267 | 0.0267 | 0.0267 | 0.0267 | 0.0267 | 0.0267 | 0.0267 | 0.0267 | 0.0267 | 0.0267 | 0.0267 | 0.0267 | 0.0267 | 0.0267 | 0.0267 | 0.0267 | 0.0267 | 0.0267 | 0.0267 | 0.0267 | 0.0267 | 0.0267 | 0.0267 | 0.0267 | 0.0267 | 0.0267 | 0.0267 | 0.0267 | 0.0267 | 0.0267 | 0.0267 | 0.0267 | 0.0267 | 0.0267 | 0.0267 | 0.0267
2017 | 0 | Clifty Creek:2 | [6 empty] | 0.278 | 0.278 | 0.173 | 0.173 | 0.173 | 0.173 | 0.173 | 0.173 | 0.173 | 0.173 | 0.173 | 0.02595 | 0.02595 | 0.02595 | 0.02595 | 0.02595 | 0.02595 | 0.02595 | 0.02595 | 0.02595 | 0.02595 | 0.02595 | 0.02595 | 0.02595 | 0.02595 | 0.02595 | 0.02595 | 0.02595 | 0.02595 | 0.02595 | 0.02595 | 0.02595 | 0.02595 | 0.02595 | 0.02595 | 0.02595 | 0.02595 | 0.02595 | 0.02595 | 0.02595 | 0.02595 | 0.02595 | 0.02595 | 0.02595 | 0.02595 | 0.02595 | 0.02595 | 0.02595
2017 | 0 | Clifty Creek:3 | [6 empty] | 0.085 | 0.085 | 0.158 | 0.158 | 0.158 | 0.158 | 0.158 | 0.158 | 0.158 | 0.158 | 0.158 | 0.0237 | 0.0237 | 0.0237 | 0.0237 | 0.0237 | 0.0237 | 0.0237 | 0.0237 | 0.0237 | 0.0237 | 0.0237 | 0.0237 | 0.0237 | 0.0237 | 0.0237 | 0.0237 | 0.0237 | 0.0237 | 0.0237 | 0.0237 | 0.0237 | 0.0237 | 0.0237 | 0.0237 | 0.0237 | 0.0237 | 0.0237 | 0.0237 | 0.0237 | 0.0237 | 0.0237 | 0.0237 | 0.0237 | 0.0237 | 0.0237 | 0.0237 | 0.0237
2017 | 0 | Clifty Creek:4 | [6 empty] | 0.085 | 0.085 | 0.299 | 0.299 | 0.299 | 0.299 | 0.299 | 0.299 | 0.299 | 0.299 | 0.299 | 0.04485 | 0.04485 | 0.04485 | 0.04485 | 0.04485 | 0.04485 | 0.04485 | 0.04485 | 0.04485 | 0.04485 | 0.04485 | 0.04485 | 0.04485 | 0.04485 | 0.04485 | 0.04485 | 0.04485 | 0.04485 | 0.04485 | 0.04485 | 0.04485 | 0.04485 | 0.04485 | 0.04485 | 0.04485 | 0.04485 | 0.04485 | 0.04485 | 0.04485 | 0.04485 | 0.04485 | 0.04485 | 0.04485 | 0.04485 | 0.04485 | 0.04485 | 0.04485
2017 | 0 | Clifty Creek:5 | [6 empty] | 0.085 | 0.085 | 0.309 | 0.309 | 0.309 | 0.309 | 0.309 | 0.309 | 0.309 | 0.309 | 0.309 | 0.04635 | 0.04635 | 0.04635 | 0.04635 | 0.04635 | 0.04635 | 0.04635 | 0.04635 | 0.04635 | 0.04635 | 0.04635 | 0.04635 | 0.04635 | 0.04635 | 0.04635 | 0.04635 | 0.04635 | 0.04635 | 0.04635 | 0.04635 | 0.04635 | 0.04635 | 0.04635 | 0.04635 | 0.04635 | 0.04635 | 0.04635 | 0.04635 | 0.04635 | 0.04635 | 0.04635 | 0.04635 | 0.04635 | 0.04635 | 0.04635 | 0.04635 | 0.04635
2017 | 0 | Clifty Creek:6 | [6 empty] | 0.176 | 0.176 | 0.325 | 0.325 | 0.325 | 0.325 | 0.325 | 0.325 | 0.325 | 0.325 | 0.325 | 0.04875 | 0.04875 | 0.04875 | 0.04875 | 0.04875 | 0.04875 | 0.04875 | 0.04875 | 0.04875 | 0.04875 | 0.04875 | 0.04875 | 0.04875 | 0.04875 | 0.04875 | 0.04875 | 0.04875 | 0.04875 | 0.04875 | 0.04875 | 0.04875 | 0.04875 | 0.04875 | 0.04875 | 0.04875 | 0.04875 | 0.04875 | 0.04875 | 0.04875 | 0.04875 | 0.04875 | 0.04875 | 0.04875 | 0.04875 | 0.04875 | 0.04875 | 0.04875
2017 | 0 | Tanners Creek:1 | [6 empty] | 0.278 | 0.278 | 0.278 | 0.278 | 0.195 | 0.195 | 0.195 | 0.195 | 0.195 | 0.195 | 0.195 | 0.02925 | 0.02925 | 0.02925 | 0.02925 | 0.02925 | 0.02925 | 0.02925 | 0.02925 | 0.02925 | 0.02925 | 0.02925 | 0.02925 | 0.02925 | 0.02925 | 0.02925 | 0.02925 | 0.02925 | 0.02925 | 0.02925 | 0.02925 | 0.02925 | 0.02925 | 0.02925 | 0.02925 | 0.02925 | 0.02925 | 0.02925 | 0.02925 | 0.02925 | 0.02925 | 0.02925 | 0.02925 | 0.02925 | 0.02925 | 0.02925 | 0.02925 | 0.02925
2017 | 0 | Tanners Creek:2 | [6 empty] | 0.278 | 0.278 | 0.278 | 0.278 | 0.195 | 0.195 | 0.195 | 0.195 | 0.195 | 0.195 | 0.195 | 0.02925 | 0.02925 | 0.02925 | 0.02925 | 0.02925 | 0.02925 | 0.02925 | 0.02925 | 0.02925 | 0.02925 | 0.02925 | 0.02925 | 0.02925 | 0.02925 | 0.02925 | 0.02925 | 0.02925 | 0.02925 | 0.02925 | 0.02925 | 0.02925 | 0.02925 | 0.02925 | 0.02925 | 0.02925 | 0.02925 | 0.02925 | 0.02925 | 0.02925 | 0.02925 | 0.02925 | 0.02925 | 0.02925 | 0.02925 | 0.02925 | 0.02925 | 0.02925
2017 | 0 | Tanners Creek:3 | [6 empty] | 0.278 | 0.278 | 0.278 | 0.278 | 0.195 | 0.195 | 0.195 | 0.195 | 0.195 | 0.195 | 0.195 | 0.02925 | 0.02925 | 0.02925 | 0.02925 | 0.02925 | 0.02925 | 0.02925 | 0.02925 | 0.02925 | 0.02925 | 0.02925 | 0.02925 | 0.02925 | 0.02925 | 0.02925 | 0.02925 | 0.02925 | 0.02925 | 0.02925 | 0.02925 | 0.02925 | 0.02925 | 0.02925 | 0.02925 | 0.02925 | 0.02925 | 0.02925 | 0.02925 | 0.02925 | 0.02925 | 0.02925 | 0.02925 | 0.02925 | 0.02925 | 0.02925 | 0.02925 | 0.02925
2017 | 0 | Tanners Creek:4 | [6 empty] | 0.296 | 0.296 | 0.296 | 0.296 | 0.207 | 0.207 | 0.207 | 0.207 | 0.207 | 0.207 | 0.207 | 0.03105 | 0.03105 | 0.03105 | 0.03105 | 0.03105 | 0.03105 | 0.03105 | 0.03105 | 0.03105 | 0.03105 | 0.03105 | 0.03105 | 0.03105 | 0.03105 | 0.03105 | 0.03105 | 0.03105 | 0.03105 | 0.03105 | 0.03105 | 0.03105 | 0.03105 | 0.03105 | 0.03105 | 0.03105 | 0.03105 | 0.03105 | 0.03105 | 0.03105 | 0.03105 | 0.03105 | 0.03105 | 0.03105 | 0.03105 | 0.03105 | 0.03105 | 0.03105
0 | 0 | Harding Street:IC1 | [6 empty] | 0.305 | 0.305 | 0.305 | 0.305 | 0.305 | 0.305 | 0.305 | 0.305 | 0.305 | 0.305 | 0.305 | 0.305 | 0.305 | 0.305 | 0.305 | 0.305 | 0.305 | 0.305 | 0.305 | 0.305 | 0.305 | 0.305 | 0.305 | 0.305 | 0.305 | 0.305 | 0.305 | 0.305 | 0.305 | 0.305 | 0.305 | 0.305 | 0.305 | 0.305 | 0.305 | 0.305 | 0.305 | 0.305 | 0.305 | 0.305 | 0.305 | 0.305 | 0.305 | 0.305 | 0.305 | 0.305 | 0.305 | 0.305
0 | 0 | Harding Street:G1-3 | [6 empty] | 0.305 | 0.305 | 0.305 | 0.305 | 0.305 | 0.305 | 0.305 | 0.305 | 0.305 | 0.305 | 0.305 | 0.305 | 0.305 | 0.305 | 0.305 | 0.305 | 0.305 | 0.305 | 0.305 | 0.305 | 0.305 | 0.305 | 0.305 | 0.305 | 0.305 | 0.305 | 0.305 | 0.305 | 0.305 | 0.305 | 0.305 | 0.305 | 0.305 | 0.305 | 0.305 | 0.305 | 0.305 | 0.305 | 0.305 | 0.305 | 0.305 | 0.305 | 0.305 | 0.305 | 0.305 | 0.305 | 0.305 | 0.305
0 | 0 | Harding Street:GT4 | [6 empty] | 0.176 | 0.176 | 0.176 | 0.176 | 0.176 | 0.176 | 0.176 | 0.176 | 0.176 | 0.176 | 0.176 | 0.176 | 0.176 | 0.176 | 0.176 | 0.176 | 0.176 | 0.176 | 0.176 | 0.176 | 0.176 | 0.176 | 0.176 | 0.176 | 0.176 | 0.176 | 0.176 | 0.176 | 0.176 | 0.176 | 0.176 | 0.176 | 0.176 | 0.176 | 0.176 | 0.176 | 0.176 | 0.176 | 0.176 | 0.176 | 0.176 | 0.176 | 0.176 | 0.176 | 0.176 | 0.176 | 0.176 | 0.176
0 | 0 | Harding Street:GT5 | [6 empty] | 0.19 | 0.19 | 0.19 | 0.19 | 0.19 | 0.19 | 0.19 | 0.19 | 0.19 | 0.19 | 0.19 | 0.19 | 0.19 | 0.19 | 0.19 | 0.19 | 0.19 | 0.19 | 0.19 | 0.19 | 0.19 | 0.19 | 0.19 | 0.19 | 0.19 | 0.19 | 0.19 | 0.19 | 0.19 | 0.19 | 0.19 | 0.19 | 0.19 | 0.19 | 0.19 | 0.19 | 0.19 | 0.19 | 0.19 | 0.19 | 0.19 | 0.19 | 0.19 | 0.19 | 0.19 | 0.19 | 0.19 | 0.19
0 | 0 | Harding Street:3 | [6 empty] | 0.305 | 0.305 | 0.305 | 0.305 | 0.305 | 0.305 | 0.305 | 0.305 | 0.305 | 0.305 | 0.305 | 0.305 | 0.305 | 0.305 | 0.305 | 0.305 | 0.305 | 0.305 | 0.305 | 0.305 | 0.305 | 0.305 | 0.305 | 0.305 | 0.305 | 0.305 | 0.305 | 0.305 | 0.305 | 0.305 | 0.305 | 0.305 | 0.305 | 0.305 | 0.305 | 0.305 | 0.305 | 0.305 | 0.305 | 0.305 | 0.305 | 0.305 | 0.305 | 0.305 | 0.305 | 0.305 | 0.305 | 0.305
0 | 0 | Harding Street:4 | [6 empty] | 0.144 | 0.144 | 0.144 | 0.144 | 0.144 | 0.144 | 0.144 | 0.144 | 0.144 | 0.144 | 0.144 | 0.144 | 0.144 | 0.144 | 0.144 | 0.144 | 0.144 | 0.144 | 0.144 | 0.144 | 0.144 | 0.144 | 0.144 | 0.144 | 0.144 | 0.144 | 0.144 | 0.144 | 0.144 | 0.144 | 0.144 | 0.144 | 0.144 | 0.144 | 0.144 | 0.144 | 0.144 | 0.144 | 0.144 | 0.144 | 0.144 | 0.144 | 0.144 | 0.144 | 0.144 | 0.144 | 0.144 | 0.144
2017 | 0 | Harding Street:5 | [6 empty] | 0.144 | 0.144 | 0.144 | 0.144 | 0.144 | 0.144 | 0.144 | 0.144 | 0.144 | 0.144 | 0.144 | 0.0216 | 0.0216 | 0.0216 | 0.0216 | 0.0216 | 0.0216 | 0.0216 | 0.0216 | 0.0216 | 0.0216 | 0.0216 | 0.0216 | 0.0216 | 0.0216 | 0.0216 | 0.0216 | 0.0216 | 0.0216 | 0.0216 | 0.0216 | 0.0216 | 0.0216 | 0.0216 | 0.0216 | 0.0216 | 0.0216 | 0.0216 | 0.0216 | 0.0216 | 0.0216 | 0.0216 | 0.0216 | 0.0216 | 0.0216 | 0.0216 | 0.0216 | 0.0216
|  | Harding Street:6 | [6 empty] | 0.026 | 0.026 | 0.026 | 0.026 | 0.026 | 0.026 | 0.026 | 0.026 | 0.026 | 0.026 | 0.026 | 0.026 | 0.026 | 0.026 | 0.026 | 0.026 | 0.026 | 0.026 | 0.026 | 0.026 | 0.026 | 0.026 | 0.026 | 0.026 | 0.026 | 0.026 | 0.026 | 0.026 | 0.026 | 0.026 | 0.026 | 0.026 | 0.026 | 0.026 | 0.026 | 0.026 | 0.026 | 0.026 | 0.026 | 0.026 | 0.026 | 0.026 | 0.026 | 0.026 | 0.026 | 0.026 | 0.026 | 0.026
2017 | 0 | Harding Street:7 | [6 empty] | 0.122 | 0.122 | 0.122 | 0.122 | 0.122 | 0.122 | 0.122 | 0.122 | 0.122 | 0.122 | 0.122 | 0.0183 | 0.0183 | 0.0183 | 0.0183 | 0.0183 | 0.0183 | 0.0183 | 0.0183 | 0.0183 | 0.0183 | 0.0183 | 0.0183 | 0.0183 | 0.0183 | 0.0183 | 0.0183 | 0.0183 | 0.0183 | 0.0183 | 0.0183 | 0.0183 | 0.0183 | 0.0183 | 0.0183 | 0.0183 | 0.0183 | 0.0183 | 0.0183 | 0.0183 | 0.0183 | 0.0183 | 0.0183 | 0.0183 | 0.0183 | 0.0183 | 0.0183 | 0.0183
0 | 0 | Eagle Valley:IC1 | [6 empty] | 0.171 | 0.171 | 0.163 | 0.163 | 0.163 | 0.163 | 0.163 | 0.163 | 0.163 | 0.163 | 0.163 | 0.163 | 0.163 | 0.163 | 0.163 | 0.163 | 0.163 | 0.163 | 0.163 | 0.163 | 0.163 | 0.163 | 0.163 | 0.163 | 0.163 | 0.163 | 0.163 | 0.163 | 0.163 | 0.163 | 0.163 | 0.163 | 0.163 | 0.163 | 0.163 | 0.163 | 0.163 | 0.163 | 0.163 | 0.163 | 0.163 | 0.163 | 0.163 | 0.163 | 0.163 | 0.163 | 0.163 | 0.163
0 | 0 | Eagle Valley:ST1 | [6 empty] | 0.209 | 0.209 | 0.209 | 0.209 | 0.209 | 0.209 | 0.209 | 0.209 | 0.209 | 0.209 | 0.209 | 0.209 | 0.209 | 0.209 | 0.209 | 0.209 | 0.209 | 0.209 | 0.209 | 0.209 | 0.209 | 0.209 | 0.209 | 0.209 | 0.209 | 0.209 | 0.209 | 0.209 | 0.209 | 0.209 | 0.209 | 0.209 | 0.209 | 0.209 | 0.209 | 0.209 | 0.209 | 0.209 | 0.209 | 0.209 | 0.209 | 0.209 | 0.209 | 0.209 | 0.209 | 0.209 | 0.209 | 0.209
0 | 0 | Eagle Valley:2 | [6 empty] | 0.174 | 0.174 | 0.132 | 0.132 | 0.132 | 0.132 | 0.132 | 0.132 | 0.132 | 0.132 | 0.132 | 0.132 | 0.132 | 0.132 | 0.132 | 0.132 | 0.132 | 0.132 | 0.132 | 0.132 | 0.132 | 0.132 | 0.132 | 0.132 | 0.132 | 0.132 | 0.132 | 0.132 | 0.132 | 0.132 | 0.132 | 0.132 | 0.132 | 0.132 | 0.132 | 0.132 | 0.132 | 0.132 | 0.132 | 0.132 | 0.132 | 0.132 | 0.132 | 0.132 | 0.132 | 0.132 | 0.132 | 0.132
2017 | 0 | Eagle Valley:3 | [6 empty] | 0.35 | 0.35 | 0.555 | 0.555 | 0.555 | 0.555 | 0.555 | 0.555 | 0.555 | 0.555 | 0.555 | 0.08325 | 0.08325 | 0.08325 | 0.08325 | 0.08325 | 0.08325 | 0.08325 | 0.08325 | 0.08325 | 0.08325 | 0.08325 | 0.08325 | 0.08325 | 0.08325 | 0.08325 | 0.08325 | 0.08325 | 0.08325 | 0.08325 | 0.08325 | 0.08325 | 0.08325 | 0.08325 | 0.08325 | 0.08325 | 0.08325 | 0.08325 | 0.08325 | 0.08325 | 0.08325 | 0.08325 | 0.08325 | 0.08325 | 0.08325 | 0.08325 | 0.08325 | 0.08325
2017 | 0 | Eagle Valley:4 | [6 empty] | 0.35 | 0.35 | 0.429 | 0.429 | 0.429 | 0.429 | 0.429 | 0.429 | 0.429 | 0.429 | 0.429 | 0.06435 | 0.06435 | 0.06435 | 0.06435 | 0.06435 | 0.06435 | 0.06435 | 0.06435 | 0.06435 | 0.06435 | 0.06435 | 0.06435 | 0.06435 | 0.06435 | 0.06435 | 0.06435 | 0.06435 | 0.06435 | 0.06435 | 0.06435 | 0.06435 | 0.06435 | 0.06435 | 0.06435 | 0.06435 | 0.06435 | 0.06435 | 0.06435 | 0.06435 | 0.06435 | 0.06435 | 0.06435 | 0.06435 | 0.06435 | 0.06435 | 0.06435 | 0.06435
2017 | 0 | Eagle Valley:5 | [6 empty] | 0.35 | 0.35 | 0.305 | 0.305 | 0.305 | 0.305 | 0.305 | 0.305 | 0.305 | 0.305 | 0.305 | 0.04575 | 0.04575 | 0.04575 | 0.04575 | 0.04575 | 0.04575 | 0.04575 | 0.04575 | 0.04575 | 0.04575 | 0.04575 | 0.04575 | 0.04575 | 0.04575 | 0.04575 | 0.04575 | 0.04575 | 0.04575 | 0.04575 | 0.04575 | 0.04575 | 0.04575 | 0.04575 | 0.04575 | 0.04575 | 0.04575 | 0.04575 | 0.04575 | 0.04575 | 0.04575 | 0.04575 | 0.04575 | 0.04575 | 0.04575 | 0.04575 | 0.04575 | 0.04575
2017 | 0 | Eagle Valley:6 | [6 empty] | 0.35 | 0.35 | 0.301 | 0.301 | 0.301 | 0.301 | 0.301 | 0.301 | 0.301 | 0.301 | 0.301 | 0.04515 | 0.04515 | 0.04515 | 0.04515 | 0.04515 | 0.04515 | 0.04515 | 0.04515 | 0.04515 | 0.04515 | 0.04515 | 0.04515 | 0.04515 | 0.04515 | 0.04515 | 0.04515 | 0.04515 | 0.04515 | 0.04515 | 0.04515 | 0.04515 | 0.04515 | 0.04515 | 0.04515 | 0.04515 | 0.04515 | 0.04515 | 0.04515 | 0.04515 | 0.04515 | 0.04515 | 0.04515 | 0.04515 | 0.04515 | 0.04515 | 0.04515 | 0.04515
2021 | 0 | Perry K:ALL | [6 empty] | 0.396 | 0.396 | 0.396 | 0.396 | 0.396 | 0.396 | 0.396 | 0.396 | 0.396 | 0.396 | 0.396 | 0.396 | 0.396 | 0.396 | 0.396 | 0.0594 | 0.0594 | 0.0594 | 0.0594 | 0.0594 | 0.0594 | 0.0594 | 0.0594 | 0.0594 | 0.0594 | 0.0594 | 0.0594 | 0.0594 | 0.0594 | 0.0594 | 0.0594 | 0.0594 | 0.0594 | 0.0594 | 0.0594 | 0.0594 | 0.0594 | 0.0594 | 0.0594 | 0.0594 | 0.0594 | 0.0594 | 0.0594 | 0.0594 | 0.0594 | 0.0594 | 0.0594 | 0.0594
2017 | 0 | Pete 1 (IP&L):ST1 | [6 empty] | 0.333 | 0.333 | 0.256 | 0.256 | 0.256 | 0.256 | 0.256 | 0.256 | 0.256 | 0.256 | 0.256 | 0.0384 | 0.0384 | 0.0384 | 0.0384 | 0.0384 | 0.0384 | 0.0384 | 0.0384 | 0.0384 | 0.0384 | 0.0384 | 0.0384 | 0.0384 | 0.0384 | 0.0384 | 0.0384 | 0.0384 | 0.0384 | 0.0384 | 0.0384 | 0.0384 | 0.0384 | 0.0384 | 0.0384 | 0.0384 | 0.0384 | 0.0384 | 0.0384 | 0.0384 | 0.0384 | 0.0384 | 0.0384 | 0.0384 | 0.0384 | 0.0384 | 0.0384 | 0.0384
2017 | 0 | Pete 1 (IP&L):ST2 | [6 empty] | 0.129 | 0.129 | 0.128 | 0.128 | 0.128 | 0.128 | 0.128 | 0.128 | 0.128 | 0.128 | 0.128 | 0.0192 | 0.0192 | 0.0192 | 0.0192 | 0.0192 | 0.0192 | 0.0192 | 0.0192 | 0.0192 | 0.0192 | 0.0192 | 0.0192 | 0.0192 | 0.0192 | 0.0192 | 0.0192 | 0.0192 | 0.0192 | 0.0192 | 0.0192 | 0.0192 | 0.0192 | 0.0192 | 0.0192 | 0.0192 | 0.0192 | 0.0192 | 0.0192 | 0.0192 | 0.0192 | 0.0192 | 0.0192 | 0.0192 | 0.0192 | 0.0192 | 0.0192 | 0.0192
2016 | 0 | Pete 1 (IP&L):ST3 | [6 empty] | 0.04 | 0.04 | 0.094 | 0.094 | 0.094 | 0.094 | 0.094 | 0.094 | 0.094 | 0.094 | 0.0141 | 0.0141 | 0.0141 | 0.0141 | 0.0141 | 0.0141 | 0.0141 | 0.0141 | 0.0141 | 0.0141 | 0.0141 | 0.0141 | 0.0141 | 0.0141 | 0.0141 | 0.0141 | 0.0141 | 0.0141 | 0.0141 | 0.0141 | 0.0141 | 0.0141 | 0.0141 | 0.0141 | 0.0141 | 0.0141 | 0.0141 | 0.0141 | 0.0141 | 0.0141 | 0.0141 | 0.0141 | 0.0141 | 0.0141 | 0.0141 | 0.0141 | 0.0141 | 0.0141
2016 | 0 | Pete 1 (IP&L):4 | [6 empty] | 0.264 | 0.264 | 0.246 | 0.246 | 0.246 | 0.246 | 0.246 | 0.246 | 0.246 | 0.246 | 0.0369 | 0.0369 | 0.0369 | 0.0369 | 0.0369 | 0.0369 | 0.0369 | 0.0369 | 0.0369 | 0.0369 | 0.0369 | 0.0369 | 0.0369 | 0.0369 | 0.0369 | 0.0369 | 0.0369 | 0.0369 | 0.0369 | 0.0369 | 0.0369 | 0.0369 | 0.0369 | 0.0369 | 0.0369 | 0.0369 | 0.0369 | 0.0369 | 0.0369 | 0.0369 | 0.0369 | 0.0369 | 0.0369 | 0.0369 | 0.0369 | 0.0369 | 0.0369 | 0.0369
|  | Pete 1 (IP&L):IC | [6 empty] | 0.305 | 0.305 | 0.305 | 0.305 | 0.305 | 0.305 | 0.305 | 0.305 | 0.305 | 0.305 | 0.305 | 0.305 | 0.305 | 0.305 | 0.305 | 0.305 | 0.305 | 0.305 | 0.305 | 0.305 | 0.305 | 0.305 | 0.305 | 0.305 | 0.305 | 0.305 | 0.305 | 0.305 | 0.305 | 0.305 | 0.305 | 0.305 | 0.305 | 0.305 | 0.305 | 0.305 | 0.305 | 0.305 | 0.305 | 0.305 | 0.305 | 0.305 | 0.305 | 0.305 | 0.305 | 0.305 | 0.305 | 0.305
0 | 0 | Bailly:10 | [6 empty] | 0.1 | 0.1 | 0.1 | 0.1 | 0.1 | 0.1 | 0.1 | 0.1 | 0.1 | 0.1 | 0.1 | 0.1 | 0.1 | 0.1 | 0.1 | 0.1 | 0.1 | 0.1 | 0.1 | 0.1 | 0.1 | 0.1 | 0.1 | 0.1 | 0.1 | 0.1 | 0.1 | 0.1 | 0.1 | 0.1 | 0.1 | 0.1 | 0.1 | 0.1 | 0.1 | 0.1 | 0.1 | 0.1 | 0.1 | 0.1 | 0.1 | 0.1 | 0.1 | 0.1 | 0.1 | 0.1 | 0.1 | 0.1
2017 | 0 | Bailly:7 | [6 empty] | 0.476 | 0.476 | 0.482 | 0.482 | 0.482 | 0.482 | 0.482 | 0.482 | 0.482 | 0.482 | 0.482 | 0.0723 | 0.0723 | 0.0723 | 0.0723 | 0.0723 | 0.0723 | 0.0723 | 0.0723 | 0.0723 | 0.0723 | 0.0723 | 0.0723 | 0.0723 | 0.0723 | 0.0723 | 0.0723 | 0.0723 | 0.0723 | 0.0723 | 0.0723 | 0.0723 | 0.0723 | 0.0723 | 0.0723 | 0.0723 | 0.0723 | 0.0723 | 0.0723 | 0.0723 | 0.0723 | 0.0723 | 0.0723 | 0.0723 | 0.0723 | 0.0723 | 0.0723 | 0.0723
2017 | 0 | Bailly:8 | [6 empty] | 0.476 | 0.476 | 0.453 | 0.453 | 0.453 | 0.453 | 0.453 | 0.453 | 0.453 | 0.453 | 0.453 | 0.06795 | 0.06795 | 0.06795 | 0.06795 | 0.06795 | 0.06795 | 0.06795 | 0.06795 | 0.06795 | 0.06795 | 0.06795 | 0.06795 | 0.06795 | 0.06795 | 0.06795 | 0.06795 | 0.06795 | 0.06795 | 0.06795 | 0.06795 | 0.06795 | 0.06795 | 0.06795 | 0.06795 | 0.06795 | 0.06795 | 0.06795 | 0.06795 | 0.06795 | 0.06795 | 0.06795 | 0.06795 | 0.06795 | 0.06795 | 0.06795 | 0.06795 | 0.06795
|  | Mitchell (NIPS):11 | [6 empty] | 0.242 | 0.242 | 0.242 | 0.242 | 0.242 | 0.242 | 0.242 | 0.242 | 0.242 | 0.242 | 0.242 | 0.242 | 0.242 | 0.242 | 0.242 | 0.242 | 0.242 | 0.242 | 0.242 | 0.242 | 0.242 | 0.242 | 0.242 | 0.242 | 0.242 | 0.242 | 0.242 | 0.242 | 0.242 | 0.242 | 0.242 | 0.242 | 0.242 | 0.242 | 0.242 | 0.242 | 0.242 | 0.242 | 0.242 | 0.242 | 0.242 | 0.242 | 0.242 | 0.242 | 0.242 | 0.242 | 0.242 | 0.242
|  | Mitchell (NIPS):4 | [6 empty] | 0.232 | 0.232 | 0.232 | 0.232 | 0.232 | 0.232 | 0.232 | 0.232 | 0.232 | 0.232 | 0.232 | 0.232 | 0.232 | 0.232 | 0.232 | 0.232 | 0.232 | 0.232 | 0.232 | 0.232 | 0.232 | 0.232 | 0.232 | 0.232 | 0.232 | 0.232 | 0.232 | 0.232 | 0.232 | 0.232 | 0.232 | 0.232 | 0.232 | 0.232 | 0.232 | 0.232 | 0.232 | 0.232 | 0.232 | 0.232 | 0.232 | 0.232 | 0.232 | 0.232 | 0.232 | 0.232 | 0.232 | 0.232
|  | Mitchell (NIPS):5 | [6 empty] | 0.27 | 0.27 | 0.27 | 0.27 | 0.27 | 0.27 | 0.27 | 0.27 | 0.27 | 0.27 | 0.27 | 0.27 | 0.27 | 0.27 | 0.27 | 0.27 | 0.27 | 0.27 | 0.27 | 0.27 | 0.27 | 0.27 | 0.27 | 0.27 | 0.27 | 0.27 | 0.27 | 0.27 | 0.27 | 0.27 | 0.27 | 0.27 | 0.27 | 0.27 | 0.27 | 0.27 | 0.27 | 0.27 | 0.27 | 0.27 | 0.27 | 0.27 | 0.27 | 0.27 | 0.27 | 0.27 | 0.27 | 0.27
|  | Mitchell (NIPS):6 | [6 empty] | 0.242 | 0.242 | 0.242 | 0.242 | 0.242 | 0.242 | 0.242 | 0.242 | 0.242 | 0.242 | 0.242 | 0.242 | 0.242 | 0.242 | 0.242 | 0.242 | 0.242 | 0.242 | 0.242 | 0.242 | 0.242 | 0.242 | 0.242 | 0.242 | 0.242 | 0.242 | 0.242 | 0.242 | 0.242 | 0.242 | 0.242 | 0.242 | 0.242 | 0.242 | 0.242 | 0.242 | 0.242 | 0.242 | 0.242 | 0.242 | 0.242 | 0.242 | 0.242 | 0.242 | 0.242 | 0.242 | 0.242 | 0.242
0 | 0 | Mitchell (NIPS):9 | [6 empty] | 0.1 | 0.1 | 0.1 | 0.1 | 0.1 | 0.1 | 0.1 | 0.1 | 0.1 | 0.1 | 0.1 | 0.1 | 0.1 | 0.1 | 0.1 | 0.1 | 0.1 | 0.1 | 0.1 | 0.1 | 0.1 | 0.1 | 0.1 | 0.1 | 0.1 | 0.1 | 0.1 | 0.1 | 0.1 | 0.1 | 0.1 | 0.1 | 0.1 | 0.1 | 0.1 | 0.1 | 0.1 | 0.1 | 0.1 | 0.1 | 0.1 | 0.1 | 0.1 | 0.1 | 0.1 | 0.1 | 0.1 | 0.1
2020 | 0 | Michigan City:12 | [6 empty] | 0.089 | 0.089 | 0.131 | 0.131 | 0.131 | 0.131 | 0.131 | 0.131 | 0.131 | 0.131 | 0.131 | 0.131 | 0.131 | 0.131 | 0.01965 | 0.01965 | 0.01965 | 0.01965 | 0.01965 | 0.01965 | 0.01965 | 0.01965 | 0.01965 | 0.01965 | 0.01965 | 0.01965 | 0.01965 | 0.01965 | 0.01965 | 0.01965 | 0.01965 | 0.01965 | 0.01965 | 0.01965 | 0.01965 | 0.01965 | 0.01965 | 0.01965 | 0.01965 | 0.01965 | 0.01965 | 0.01965 | 0.01965 | 0.01965 | 0.01965 | 0.01965 | 0.01965 | 0.01965
|  | Michigan City:2 | [6 empty] | 0.1 | 0.1 | 0.1 | 0.1 | 0.1 | 0.1 | 0.1 | 0.1 | 0.1 | 0.1 | 0.1 | 0.1 | 0.1 | 0.1 | 0.1 | 0.1 | 0.1 | 0.1 | 0.1 | 0.1 | 0.1 | 0.1 | 0.1 | 0.1 | 0.1 | 0.1 | 0.1 | 0.1 | 0.1 | 0.1 | 0.1 | 0.1 | 0.1 | 0.1 | 0.1 | 0.1 | 0.1 | 0.1 | 0.1 | 0.1 | 0.1 | 0.1 | 0.1 | 0.1 | 0.1 | 0.1 | 0.1 | 0.1
|  | Michigan City:3 | [6 empty] | 0.11 | 0.11 | 0.11 | 0.11 | 0.11 | 0.11 | 0.11 | 0.11 | 0.11 | 0.11 | 0.11 | 0.11 | 0.11 | 0.11 | 0.11 | 0.11 | 0.11 | 0.11 | 0.11 | 0.11 | 0.11 | 0.11 | 0.11 | 0.11 | 0.11 | 0.11 | 0.11 | 0.11 | 0.11 | 0.11 | 0.11 | 0.11 | 0.11 | 0.11 | 0.11 | 0.11 | 0.11 | 0.11 | 0.11 | 0.11 | 0.11 | 0.11 | 0.11 | 0.11 | 0.11 | 0.11 | 0.11 | 0.11
0 | 0 | Dynegy - Bluegrass:GT3 | [6 empty] | 0.1 | 0.1 | 0.1 | 0.1 | 0.1 | 0.1 | 0.1 | 0.1 | 0.1 | 0.1 | 0.1 | 0.1 | 0.1 | 0.1 | 0.1 | 0.1 | 0.1 | 0.1 | 0.1 | 0.1 | 0.1 | 0.1 | 0.1 | 0.1 | 0.1 | 0.1 | 0.1 | 0.1 | 0.1 | 0.1 | 0.1 | 0.1 | 0.1 | 0.1 | 0.1 | 0.1 | 0.1 | 0.1 | 0.1 | 0.1 | 0.1 | 0.1 | 0.1 | 0.1 | 0.1 | 0.1 | 0.1 | 0.1
|  | Tiverton Power Plant (CPN):CC | [6 empty] | 0.008 | 0.008 | 0.008 | 0.008 | 0.008 | 0.008 | 0.008 | 0.008 | 0.008 | 0.008 | 0.008 | 0.008 | 0.008 | 0.008 | 0.008 | 0.008 | 0.008 | 0.008 | 0.008 | 0.008 | 0.008 | 0.008 | 0.008 | 0.008 | 0.008 | 0.008 | 0.008 | 0.008 | 0.008 | 0.008 | 0.008 | 0.008 | 0.008 | 0.008 | 0.008 | 0.008 | 0.008 | 0.008 | 0.008 | 0.008 | 0.008 | 0.008 | 0.008 | 0.008 | 0.008 | 0.008 | 0.008 | 0.008
|  | Aries:CC | [6 empty] | 0.018 | 0.018 | 0.018 | 0.018 | 0.018 | 0.018 | 0.018 | 0.018 | 0.018 | 0.018 | 0.018 | 0.018 | 0.018 | 0.018 | 0.018 | 0.018 | 0.018 | 0.018 | 0.018 | 0.018 | 0.018 | 0.018 | 0.018 | 0.018 | 0.018 | 0.018 | 0.018 | 0.018 | 0.018 | 0.018 | 0.018 | 0.018 | 0.018 | 0.018 | 0.018 | 0.018 | 0.018 | 0.018 | 0.018 | 0.018 | 0.018 | 0.018 | 0.018 | 0.018 | 0.018 | 0.018 | 0.018 | 0.018
0 | 0 | Wellington (AMP):1 | [6 empty] | 0.305 | 0.305 | 0.305 | 0.305 | 0.305 | 0.305 | 0.305 | 0.305 | 0.305 | 0.305 | 0.305 | 0.305 | 0.305 | 0.305 | 0.305 | 0.305 | 0.305 | 0.305 | 0.305 | 0.305 | 0.305 | 0.305 | 0.305 | 0.305 | 0.305 | 0.305 | 0.305 | 0.305 | 0.305 | 0.305 | 0.305 | 0.305 | 0.305 | 0.305 | 0.305 | 0.305 | 0.305 | 0.305 | 0.305 | 0.305 | 0.305 | 0.305 | 0.305 | 0.305 | 0.305 | 0.305 | 0.305 | 0.305
|  | Oleander Power Facility:GT1 | [6 empty] | 0.047 | 0.047 | 0.047 | 0.047 | 0.047 | 0.047 | 0.047 | 0.047 | 0.047 | 0.047 | 0.047 | 0.047 | 0.047 | 0.047 | 0.047 | 0.047 | 0.047 | 0.047 | 0.047 | 0.047 | 0.047 | 0.047 | 0.047 | 0.047 | 0.047 | 0.047 | 0.047 | 0.047 | 0.047 | 0.047 | 0.047 | 0.047 | 0.047 | 0.047 | 0.047 | 0.047 | 0.047 | 0.047 | 0.047 | 0.047 | 0.047 | 0.047 | 0.047 | 0.047 | 0.047 | 0.047 | 0.047 | 0.047
|  | Oleander Power Facility:GT2 | [6 empty] | 0.038 | 0.038 | 0.038 | 0.038 | 0.038 | 0.038 | 0.038 | 0.038 | 0.038 | 0.038 | 0.038 | 0.038 | 0.038 | 0.038 | 0.038 | 0.038 | 0.038 | 0.038 | 0.038 | 0.038 | 0.038 | 0.038 | 0.038 | 0.038 | 0.038 | 0.038 | 0.038 | 0.038 | 0.038 | 0.038 | 0.038 | 0.038 | 0.038 | 0.038 | 0.038 | 0.038 | 0.038 | 0.038 | 0.038 | 0.038 | 0.038 | 0.038 | 0.038 | 0.038 | 0.038 | 0.038 | 0.038 | 0.038
|  | Oleander Power Facility:GT3 | [6 empty] | 0.036 | 0.036 | 0.036 | 0.036 | 0.036 | 0.036 | 0.036 | 0.036 | 0.036 | 0.036 | 0.036 | 0.036 | 0.036 | 0.036 | 0.036 | 0.036 | 0.036 | 0.036 | 0.036 | 0.036 | 0.036 | 0.036 | 0.036 | 0.036 | 0.036 | 0.036 | 0.036 | 0.036 | 0.036 | 0.036 | 0.036 | 0.036 | 0.036 | 0.036 | 0.036 | 0.036 | 0.036 | 0.036 | 0.036 | 0.036 | 0.036 | 0.036 | 0.036 | 0.036 | 0.036 | 0.036 | 0.036 | 0.036
|  | Oleander Power Facility:GT4 | [6 empty] | 0.04 | 0.04 | 0.04 | 0.04 | 0.04 | 0.04 | 0.04 | 0.04 | 0.04 | 0.04 | 0.04 | 0.04 | 0.04 | 0.04 | 0.04 | 0.04 | 0.04 | 0.04 | 0.04 | 0.04 | 0.04 | 0.04 | 0.04 | 0.04 | 0.04 | 0.04 | 0.04 | 0.04 | 0.04 | 0.04 | 0.04 | 0.04 | 0.04 | 0.04 | 0.04 | 0.04 | 0.04 | 0.04 | 0.04 | 0.04 | 0.04 | 0.04 | 0.04 | 0.04 | 0.04 | 0.04 | 0.04 | 0.04
|  | Wood County:GT1 | [6 empty] | 0.1 | 0.1 | 0.1 | 0.1 | 0.1 | 0.1 | 0.1 | 0.1 | 0.1 | 0.1 | 0.1 | 0.1 | 0.1 | 0.1 | 0.1 | 0.1 | 0.1 | 0.1 | 0.1 | 0.1 | 0.1 | 0.1 | 0.1 | 0.1 | 0.1 | 0.1 | 0.1 | 0.1 | 0.1 | 0.1 | 0.1 | 0.1 | 0.1 | 0.1 | 0.1 | 0.1 | 0.1 | 0.1 | 0.1 | 0.1 | 0.1 | 0.1 | 0.1 | 0.1 | 0.1 | 0.1 | 0.1 | 0.1
|  | Wood County:GT2 | [6 empty] | 0.1 | 0.1 | 0.1 | 0.1 | 0.1 | 0.1 | 0.1 | 0.1 | 0.1 | 0.1 | 0.1 | 0.1 | 0.1 | 0.1 | 0.1 | 0.1 | 0.1 | 0.1 | 0.1 | 0.1 | 0.1 | 0.1 | 0.1 | 0.1 | 0.1 | 0.1 | 0.1 | 0.1 | 0.1 | 0.1 | 0.1 | 0.1 | 0.1 | 0.1 | 0.1 | 0.1 | 0.1 | 0.1 | 0.1 | 0.1 | 0.1 | 0.1 | 0.1 | 0.1 | 0.1 | 0.1 | 0.1 | 0.1
|  | Wood County:GT3 | [6 empty] | 0.1 | 0.1 | 0.1 | 0.1 | 0.1 | 0.1 | 0.1 | 0.1 | 0.1 | 0.1 | 0.1 | 0.1 | 0.1 | 0.1 | 0.1 | 0.1 | 0.1 | 0.1 | 0.1 | 0.1 | 0.1 | 0.1 | 0.1 | 0.1 | 0.1 | 0.1 | 0.1 | 0.1 | 0.1 | 0.1 | 0.1 | 0.1 | 0.1 | 0.1 | 0.1 | 0.1 | 0.1 | 0.1 | 0.1 | 0.1 | 0.1 | 0.1 | 0.1 | 0.1 | 0.1 | 0.1 | 0.1 | 0.1
|  | Wood County:GT4 | [6 empty] | 0.1 | 0.1 | 0.1 | 0.1 | 0.1 | 0.1 | 0.1 | 0.1 | 0.1 | 0.1 | 0.1 | 0.1 | 0.1 | 0.1 | 0.1 | 0.1 | 0.1 | 0.1 | 0.1 | 0.1 | 0.1 | 0.1 | 0.1 | 0.1 | 0.1 | 0.1 | 0.1 | 0.1 | 0.1 | 0.1 | 0.1 | 0.1 | 0.1 | 0.1 | 0.1 | 0.1 | 0.1 | 0.1 | 0.1 | 0.1 | 0.1 | 0.1 | 0.1 | 0.1 | 0.1 | 0.1 | 0.1 | 0.1
|  | Dresden Energy Center:CC | [6 empty] | 0.05 | 0.05 | 0.05 | 0.05 | 0.05 | 0.05 | 0.05 | 0.05 | 0.05 | 0.05 | 0.05 | 0.05 | 0.05 | 0.05 | 0.05 | 0.05 | 0.05 | 0.05 | 0.05 | 0.05 | 0.05 | 0.05 | 0.05 | 0.05 | 0.05 | 0.05 | 0.05 | 0.05 | 0.05 | 0.05 | 0.05 | 0.05 | 0.05 | 0.05 | 0.05 | 0.05 | 0.05 | 0.05 | 0.05 | 0.05 | 0.05 | 0.05 | 0.05 | 0.05 | 0.05 | 0.05 | 0.05 | 0.05
0 | 0 | Armstrong County:GT1 | [6 empty] | 0.1 | 0.1 | 0.093 | 0.093 | 0.093 | 0.093 | 0.093 | 0.093 | 0.093 | 0.093 | 0.093 | 0.093 | 0.093 | 0.093 | 0.093 | 0.093 | 0.093 | 0.093 | 0.093 | 0.093 | 0.093 | 0.093 | 0.093 | 0.093 | 0.093 | 0.093 | 0.093 | 0.093 | 0.093 | 0.093 | 0.093 | 0.093 | 0.093 | 0.093 | 0.093 | 0.093 | 0.093 | 0.093 | 0.093 | 0.093 | 0.093 | 0.093 | 0.093 | 0.093 | 0.093 | 0.093 | 0.093 | 0.093
0 | 0 | Armstrong County:GT2 | [6 empty] | 0.1 | 0.1 | 0.088 | 0.088 | 0.088 | 0.088 | 0.088 | 0.088 | 0.088 | 0.088 | 0.088 | 0.088 | 0.088 | 0.088 | 0.088 | 0.088 | 0.088 | 0.088 | 0.088 | 0.088 | 0.088 | 0.088 | 0.088 | 0.088 | 0.088 | 0.088 | 0.088 | 0.088 | 0.088 | 0.088 | 0.088 | 0.088 | 0.088 | 0.088 | 0.088 | 0.088 | 0.088 | 0.088 | 0.088 | 0.088 | 0.088 | 0.088 | 0.088 | 0.088 | 0.088 | 0.088 | 0.088 | 0.088
|  | Armstrong County:GT3 | [6 empty] | 0.1 | 0.1 | 0.074 | 0.074 | 0.074 | 0.074 | 0.074 | 0.074 | 0.074 | 0.074 | 0.074 | 0.074 | 0.074 | 0.074 | 0.074 | 0.074 | 0.074 | 0.074 | 0.074 | 0.074 | 0.074 | 0.074 | 0.074 | 0.074 | 0.074 | 0.074 | 0.074 | 0.074 | 0.074 | 0.074 | 0.074 | 0.074 | 0.074 | 0.074 | 0.074 | 0.074 | 0.074 | 0.074 | 0.074 | 0.074 | 0.074 | 0.074 | 0.074 | 0.074 | 0.074 | 0.074 | 0.074 | 0.074
0 | 0 | Armstrong County:GT4 | [6 empty] | 0.1 | 0.1 | 0.098 | 0.098 | 0.098 | 0.098 | 0.098 | 0.098 | 0.098 | 0.098 | 0.098 | 0.098 | 0.098 | 0.098 | 0.098 | 0.098 | 0.098 | 0.098 | 0.098 | 0.098 | 0.098 | 0.098 | 0.098 | 0.098 | 0.098 | 0.098 | 0.098 | 0.098 | 0.098 | 0.098 | 0.098 | 0.098 | 0.098 | 0.098 | 0.098 | 0.098 | 0.098 | 0.098 | 0.098 | 0.098 | 0.098 | 0.098 | 0.098 | 0.098 | 0.098 | 0.098 | 0.098 | 0.098
|  | Pleasants County:GT1 | [6 empty] | 0.061 | 0.061 | 0.061 | 0.061 | 0.061 | 0.061 | 0.061 | 0.061 | 0.061 | 0.061 | 0.061 | 0.061 | 0.061 | 0.061 | 0.061 | 0.061 | 0.061 | 0.061 | 0.061 | 0.061 | 0.061 | 0.061 | 0.061 | 0.061 | 0.061 | 0.061 | 0.061 | 0.061 | 0.061 | 0.061 | 0.061 | 0.061 | 0.061 | 0.061 | 0.061 | 0.061 | 0.061 | 0.061 | 0.061 | 0.061 | 0.061 | 0.061 | 0.061 | 0.061 | 0.061 | 0.061 | 0.061 | 0.061
0 | 0 | Pleasants County:GT2 | [6 empty] | 0.1 | 0.1 | 0.1 | 0.1 | 0.1 | 0.1 | 0.1 | 0.1 | 0.1 | 0.1 | 0.1 | 0.1 | 0.1 | 0.1 | 0.1 | 0.1 | 0.1 | 0.1 | 0.1 | 0.1 | 0.1 | 0.1 | 0.1 | 0.1 | 0.1 | 0.1 | 0.1 | 0.1 | 0.1 | 0.1 | 0.1 | 0.1 | 0.1 | 0.1 | 0.1 | 0.1 | 0.1 | 0.1 | 0.1 | 0.1 | 0.1 | 0.1 | 0.1 | 0.1 | 0.1 | 0.1 | 0.1 | 0.1
|  | De Pere Energy Center:GT | [6 empty] | 0.08 | 0.08 | 0.08 | 0.08 | 0.08 | 0.08 | 0.08 | 0.08 | 0.08 | 0.08 | 0.08 | 0.08 | 0.08 | 0.08 | 0.08 | 0.08 | 0.08 | 0.08 | 0.08 | 0.08 | 0.08 | 0.08 | 0.08 | 0.08 | 0.08 | 0.08 | 0.08 | 0.08 | 0.08 | 0.08 | 0.08 | 0.08 | 0.08 | 0.08 | 0.08 | 0.08 | 0.08 | 0.08 | 0.08 | 0.08 | 0.08 | 0.08 | 0.08 | 0.08 | 0.08 | 0.08 | 0.08 | 0.08
0 | 0 | Rockgen Energy Center:1 | [6 empty] | 0.196 | 0.196 | 0.196 | 0.196 | 0.196 | 0.196 | 0.196 | 0.196 | 0.196 | 0.196 | 0.196 | 0.196 | 0.196 | 0.196 | 0.196 | 0.196 | 0.196 | 0.196 | 0.196 | 0.196 | 0.196 | 0.196 | 0.196 | 0.196 | 0.196 | 0.196 | 0.196 | 0.196 | 0.196 | 0.196 | 0.196 | 0.196 | 0.196 | 0.196 | 0.196 | 0.196 | 0.196 | 0.196 | 0.196 | 0.196 | 0.196 | 0.196 | 0.196 | 0.196 | 0.196 | 0.196 | 0.196 | 0.196
0 | 0 | Rockgen Energy Center:2 | [6 empty] | 0.418 | 0.418 | 0.418 | 0.418 | 0.418 | 0.418 | 0.418 | 0.418 | 0.418 | 0.418 | 0.418 | 0.418 | 0.418 | 0.418 | 0.418 | 0.418 | 0.418 | 0.418 | 0.418 | 0.418 | 0.418 | 0.418 | 0.418 | 0.418 | 0.418 | 0.418 | 0.418 | 0.418 | 0.418 | 0.418 | 0.418 | 0.418 | 0.418 | 0.418 | 0.418 | 0.418 | 0.418 | 0.418 | 0.418 | 0.418 | 0.418 | 0.418 | 0.418 | 0.418 | 0.418 | 0.418 | 0.418 | 0.418
|  | Rockgen Energy Center:3 | [6 empty] | 0.033 | 0.033 | 0.033 | 0.033 | 0.033 | 0.033 | 0.033 | 0.033 | 0.033 | 0.033 | 0.033 | 0.033 | 0.033 | 0.033 | 0.033 | 0.033 | 0.033 | 0.033 | 0.033 | 0.033 | 0.033 | 0.033 | 0.033 | 0.033 | 0.033 | 0.033 | 0.033 | 0.033 | 0.033 | 0.033 | 0.033 | 0.033 | 0.033 | 0.033 | 0.033 | 0.033 | 0.033 | 0.033 | 0.033 | 0.033 | 0.033 | 0.033 | 0.033 | 0.033 | 0.033 | 0.033 | 0.033 | 0.033
|  | Cordova Energy:CC | [6 empty] | 0.08 | 0.08 | 0.08 | 0.08 | 0.08 | 0.08 | 0.08 | 0.08 | 0.08 | 0.08 | 0.08 | 0.08 | 0.08 | 0.08 | 0.08 | 0.08 | 0.08 | 0.08 | 0.08 | 0.08 | 0.08 | 0.08 | 0.08 | 0.08 | 0.08 | 0.08 | 0.08 | 0.08 | 0.08 | 0.08 | 0.08 | 0.08 | 0.08 | 0.08 | 0.08 | 0.08 | 0.08 | 0.08 | 0.08 | 0.08 | 0.08 | 0.08 | 0.08 | 0.08 | 0.08 | 0.08 | 0.08 | 0.08
|  | Reliant Energy Osceola:1 | [6 empty] | 0.038 | 0.038 | 0.038 | 0.038 | 0.038 | 0.038 | 0.038 | 0.038 | 0.038 | 0.038 | 0.038 | 0.038 | 0.038 | 0.038 | 0.038 | 0.038 | 0.038 | 0.038 | 0.038 | 0.038 | 0.038 | 0.038 | 0.038 | 0.038 | 0.038 | 0.038 | 0.038 | 0.038 | 0.038 | 0.038 | 0.038 | 0.038 | 0.038 | 0.038 | 0.038 | 0.038 | 0.038 | 0.038 | 0.038 | 0.038 | 0.038 | 0.038 | 0.038 | 0.038 | 0.038 | 0.038 | 0.038 | 0.038
|  | Reliant Energy Osceola:2 | [6 empty] | 0.036 | 0.036 | 0.036 | 0.036 | 0.036 | 0.036 | 0.036 | 0.036 | 0.036 | 0.036 | 0.036 | 0.036 | 0.036 | 0.036 | 0.036 | 0.036 | 0.036 | 0.036 | 0.036 | 0.036 | 0.036 | 0.036 | 0.036 | 0.036 | 0.036 | 0.036 | 0.036 | 0.036 | 0.036 | 0.036 | 0.036 | 0.036 | 0.036 | 0.036 | 0.036 | 0.036 | 0.036 | 0.036 | 0.036 | 0.036 | 0.036 | 0.036 | 0.036 | 0.036 | 0.036 | 0.036 | 0.036 | 0.036
|  | Cecil County:GT1 | [6 empty] | 0.1 | 0.1 | 0.1 | 0.1 | 0.1 | 0.1 | 0.1 | 0.1 | 0.1 | 0.1 | 0.1 | 0.1 | 0.1 | 0.1 | 0.1 | 0.1 | 0.1 | 0.1 | 0.1 | 0.1 | 0.1 | 0.1 | 0.1 | 0.1 | 0.1 | 0.1 | 0.1 | 0.1 | 0.1 | 0.1 | 0.1 | 0.1 | 0.1 | 0.1 | 0.1 | 0.1 | 0.1 | 0.1 | 0.1 | 0.1 | 0.1 | 0.1 | 0.1 | 0.1 | 0.1 | 0.1 | 0.1 | 0.1
|  | Cecil County:GT2 | [6 empty] | 0.1 | 0.1 | 0.1 | 0.1 | 0.1 | 0.1 | 0.1 | 0.1 | 0.1 | 0.1 | 0.1 | 0.1 | 0.1 | 0.1 | 0.1 | 0.1 | 0.1 | 0.1 | 0.1 | 0.1 | 0.1 | 0.1 | 0.1 | 0.1 | 0.1 | 0.1 | 0.1 | 0.1 | 0.1 | 0.1 | 0.1 | 0.1 | 0.1 | 0.1 | 0.1 | 0.1 | 0.1 | 0.1 | 0.1 | 0.1 | 0.1 | 0.1 | 0.1 | 0.1 | 0.1 | 0.1 | 0.1 | 0.1
|  | Cecil County:GT3 | [6 empty] | 0.1 | 0.1 | 0.1 | 0.1 | 0.1 | 0.1 | 0.1 | 0.1 | 0.1 | 0.1 | 0.1 | 0.1 | 0.1 | 0.1 | 0.1 | 0.1 | 0.1 | 0.1 | 0.1 | 0.1 | 0.1 | 0.1 | 0.1 | 0.1 | 0.1 | 0.1 | 0.1 | 0.1 | 0.1 | 0.1 | 0.1 | 0.1 | 0.1 | 0.1 | 0.1 | 0.1 | 0.1 | 0.1 | 0.1 | 0.1 | 0.1 | 0.1 | 0.1 | 0.1 | 0.1 | 0.1 | 0.1 | 0.1
|  | Lower Mount Bethel:CC | [6 empty] | 0.05 | 0.05 | 0.05 | 0.05 | 0.05 | 0.05 | 0.05 | 0.05 | 0.05 | 0.05 | 0.05 | 0.05 | 0.05 | 0.05 | 0.05 | 0.05 | 0.05 | 0.05 | 0.05 | 0.05 | 0.05 | 0.05 | 0.05 | 0.05 | 0.05 | 0.05 | 0.05 | 0.05 | 0.05 | 0.05 | 0.05 | 0.05 | 0.05 | 0.05 | 0.05 | 0.05 | 0.05 | 0.05 | 0.05 | 0.05 | 0.05 | 0.05 | 0.05 | 0.05 | 0.05 | 0.05 | 0.05 | 0.05
|  | Liberty Electric Project:CC | [6 empty] | 0.05 | 0.05 | 0.05 | 0.05 | 0.05 | 0.05 | 0.05 | 0.05 | 0.05 | 0.05 | 0.05 | 0.05 | 0.05 | 0.05 | 0.05 | 0.05 | 0.05 | 0.05 | 0.05 | 0.05 | 0.05 | 0.05 | 0.05 | 0.05 | 0.05 | 0.05 | 0.05 | 0.05 | 0.05 | 0.05 | 0.05 | 0.05 | 0.05 | 0.05 | 0.05 | 0.05 | 0.05 | 0.05 | 0.05 | 0.05 | 0.05 | 0.05 | 0.05 | 0.05 | 0.05 | 0.05 | 0.05 | 0.05
0 | 0 | Commonwealth Chesapeake Project:GT1 | [6 empty] | 0.305 | 0.305 | 0.305 | 0.305 | 0.305 | 0.305 | 0.305 | 0.305 | 0.305 | 0.305 | 0.305 | 0.305 | 0.305 | 0.305 | 0.305 | 0.305 | 0.305 | 0.305 | 0.305 | 0.305 | 0.305 | 0.305 | 0.305 | 0.305 | 0.305 | 0.305 | 0.305 | 0.305 | 0.305 | 0.305 | 0.305 | 0.305 | 0.305 | 0.305 | 0.305 | 0.305 | 0.305 | 0.305 | 0.305 | 0.305 | 0.305 | 0.305 | 0.305 | 0.305 | 0.305 | 0.305 | 0.305 | 0.305
0 | 0 | Commonwealth Chesapeake Project:GT2 | [6 empty] | 0.305 | 0.305 | 0.305 | 0.305 | 0.305 | 0.305 | 0.305 | 0.305 | 0.305 | 0.305 | 0.305 | 0.305 | 0.305 | 0.305 | 0.305 | 0.305 | 0.305 | 0.305 | 0.305 | 0.305 | 0.305 | 0.305 | 0.305 | 0.305 | 0.305 | 0.305 | 0.305 | 0.305 | 0.305 | 0.305 | 0.305 | 0.305 | 0.305 | 0.305 | 0.305 | 0.305 | 0.305 | 0.305 | 0.305 | 0.305 | 0.305 | 0.305 | 0.305 | 0.305 | 0.305 | 0.305 | 0.305 | 0.305
0 | 0 | Commonwealth Chesapeake Project:GT3 | [6 empty] | 0.305 | 0.305 | 0.305 | 0.305 | 0.305 | 0.305 | 0.305 | 0.305 | 0.305 | 0.305 | 0.305 | 0.305 | 0.305 | 0.305 | 0.305 | 0.305 | 0.305 | 0.305 | 0.305 | 0.305 | 0.305 | 0.305 | 0.305 | 0.305 | 0.305 | 0.305 | 0.305 | 0.305 | 0.305 | 0.305 | 0.305 | 0.305 | 0.305 | 0.305 | 0.305 | 0.305 | 0.305 | 0.305 | 0.305 | 0.305 | 0.305 | 0.305 | 0.305 | 0.305 | 0.305 | 0.305 | 0.305 | 0.305
0 | 0 | Commonwealth Chesapeake Project:GT4 | [6 empty] | 0.305 | 0.305 | 0.305 | 0.305 | 0.305 | 0.305 | 0.305 | 0.305 | 0.305 | 0.305 | 0.305 | 0.305 | 0.305 | 0.305 | 0.305 | 0.305 | 0.305 | 0.305 | 0.305 | 0.305 | 0.305 | 0.305 | 0.305 | 0.305 | 0.305 | 0.305 | 0.305 | 0.305 | 0.305 | 0.305 | 0.305 | 0.305 | 0.305 | 0.305 | 0.305 | 0.305 | 0.305 | 0.305 | 0.305 | 0.305 | 0.305 | 0.305 | 0.305 | 0.305 | 0.305 | 0.305 | 0.305 | 0.305
0 | 0 | Commonwealth Chesapeake Project:GT5 | [6 empty] | 0.305 | 0.305 | 0.305 | 0.305 | 0.305 | 0.305 | 0.305 | 0.305 | 0.305 | 0.305 | 0.305 | 0.305 | 0.305 | 0.305 | 0.305 | 0.305 | 0.305 | 0.305 | 0.305 | 0.305 | 0.305 | 0.305 | 0.305 | 0.305 | 0.305 | 0.305 | 0.305 | 0.305 | 0.305 | 0.305 | 0.305 | 0.305 | 0.305 | 0.305 | 0.305 | 0.305 | 0.305 | 0.305 | 0.305 | 0.305 | 0.305 | 0.305 | 0.305 | 0.305 | 0.305 | 0.305 | 0.305 | 0.305
0 | 0 | Commonwealth Chesapeake Project:GT6 | [6 empty] | 0.305 | 0.305 | 0.305 | 0.305 | 0.305 | 0.305 | 0.305 | 0.305 | 0.305 | 0.305 | 0.305 | 0.305 | 0.305 | 0.305 | 0.305 | 0.305 | 0.305 | 0.305 | 0.305 | 0.305 | 0.305 | 0.305 | 0.305 | 0.305 | 0.305 | 0.305 | 0.305 | 0.305 | 0.305 | 0.305 | 0.305 | 0.305 | 0.305 | 0.305 | 0.305 | 0.305 | 0.305 | 0.305 | 0.305 | 0.305 | 0.305 | 0.305 | 0.305 | 0.305 | 0.305 | 0.305 | 0.305 | 0.305
0 | 0 | Commonwealth Chesapeake Project:GT7 | [6 empty] | 0.305 | 0.305 | 0.305 | 0.305 | 0.305 | 0.305 | 0.305 | 0.305 | 0.305 | 0.305 | 0.305 | 0.305 | 0.305 | 0.305 | 0.305 | 0.305 | 0.305 | 0.305 | 0.305 | 0.305 | 0.305 | 0.305 | 0.305 | 0.305 | 0.305 | 0.305 | 0.305 | 0.305 | 0.305 | 0.305 | 0.305 | 0.305 | 0.305 | 0.305 | 0.305 | 0.305 | 0.305 | 0.305 | 0.305 | 0.305 | 0.305 | 0.305 | 0.305 | 0.305 | 0.305 | 0.305 | 0.305 | 0.305
|  | Ironwood Project:CC1 | [6 empty] | 0.05 | 0.05 | 0.05 | 0.05 | 0.05 | 0.05 | 0.05 | 0.05 | 0.05 | 0.05 | 0.05 | 0.05 | 0.05 | 0.05 | 0.05 | 0.05 | 0.05 | 0.05 | 0.05 | 0.05 | 0.05 | 0.05 | 0.05 | 0.05 | 0.05 | 0.05 | 0.05 | 0.05 | 0.05 | 0.05 | 0.05 | 0.05 | 0.05 | 0.05 | 0.05 | 0.05 | 0.05 | 0.05 | 0.05 | 0.05 | 0.05 | 0.05 | 0.05 | 0.05 | 0.05 | 0.05 | 0.05 | 0.05
0 | 0 | Rowan:GT1 | [6 empty] | 0.1 | 0.1 | 0.1 | 0.1 | 0.1 | 0.1 | 0.1 | 0.1 | 0.1 | 0.1 | 0.1 | 0.1 | 0.1 | 0.1 | 0.1 | 0.1 | 0.1 | 0.1 | 0.1 | 0.1 | 0.1 | 0.1 | 0.1 | 0.1 | 0.1 | 0.1 | 0.1 | 0.1 | 0.1 | 0.1 | 0.1 | 0.1 | 0.1 | 0.1 | 0.1 | 0.1 | 0.1 | 0.1 | 0.1 | 0.1 | 0.1 | 0.1 | 0.1 | 0.1 | 0.1 | 0.1 | 0.1 | 0.1
0 | 0 | Rowan:GT2 | [6 empty] | 0.1 | 0.1 | 0.1 | 0.1 | 0.1 | 0.1 | 0.1 | 0.1 | 0.1 | 0.1 | 0.1 | 0.1 | 0.1 | 0.1 | 0.1 | 0.1 | 0.1 | 0.1 | 0.1 | 0.1 | 0.1 | 0.1 | 0.1 | 0.1 | 0.1 | 0.1 | 0.1 | 0.1 | 0.1 | 0.1 | 0.1 | 0.1 | 0.1 | 0.1 | 0.1 | 0.1 | 0.1 | 0.1 | 0.1 | 0.1 | 0.1 | 0.1 | 0.1 | 0.1 | 0.1 | 0.1 | 0.1 | 0.1
0 | 0 | Rowan:GT3 | [6 empty] | 0.1 | 0.1 | 0.1 | 0.1 | 0.1 | 0.1 | 0.1 | 0.1 | 0.1 | 0.1 | 0.1 | 0.1 | 0.1 | 0.1 | 0.1 | 0.1 | 0.1 | 0.1 | 0.1 | 0.1 | 0.1 | 0.1 | 0.1 | 0.1 | 0.1 | 0.1 | 0.1 | 0.1 | 0.1 | 0.1 | 0.1 | 0.1 | 0.1 | 0.1 | 0.1 | 0.1 | 0.1 | 0.1 | 0.1 | 0.1 | 0.1 | 0.1 | 0.1 | 0.1 | 0.1 | 0.1 | 0.1 | 0.1
|  | Richmond Plant (CPLC):GT1 | [6 empty] | 0.01 | 0.01 | 0.01 | 0.01 | 0.01 | 0.01 | 0.01 | 0.01 | 0.01 | 0.01 | 0.01 | 0.01 | 0.01 | 0.01 | 0.01 | 0.01 | 0.01 | 0.01 | 0.01 | 0.01 | 0.01 | 0.01 | 0.01 | 0.01 | 0.01 | 0.01 | 0.01 | 0.01 | 0.01 | 0.01 | 0.01 | 0.01 | 0.01 | 0.01 | 0.01 | 0.01 | 0.01 | 0.01 | 0.01 | 0.01 | 0.01 | 0.01 | 0.01 | 0.01 | 0.01 | 0.01 | 0.01 | 0.01
|  | Richmond Plant (CPLC):CC | [6 empty] | 0.01 | 0.01 | 0.01 | 0.01 | 0.01 | 0.01 | 0.01 | 0.01 | 0.01 | 0.01 | 0.01 | 0.01 | 0.01 | 0.01 | 0.01 | 0.01 | 0.01 | 0.01 | 0.01 | 0.01 | 0.01 | 0.01 | 0.01 | 0.01 | 0.01 | 0.01 | 0.01 | 0.01 | 0.01 | 0.01 | 0.01 | 0.01 | 0.01 | 0.01 | 0.01 | 0.01 | 0.01 | 0.01 | 0.01 | 0.01 | 0.01 | 0.01 | 0.01 | 0.01 | 0.01 | 0.01 | 0.01 | 0.01
0 | 0 | Richmond Plant (CPLC):GT2 | [6 empty] | 0.1 | 0.1 | 0.1 | 0.1 | 0.1 | 0.1 | 0.1 | 0.1 | 0.1 | 0.1 | 0.1 | 0.1 | 0.1 | 0.1 | 0.1 | 0.1 | 0.1 | 0.1 | 0.1 | 0.1 | 0.1 | 0.1 | 0.1 | 0.1 | 0.1 | 0.1 | 0.1 | 0.1 | 0.1 | 0.1 | 0.1 | 0.1 | 0.1 | 0.1 | 0.1 | 0.1 | 0.1 | 0.1 | 0.1 | 0.1 | 0.1 | 0.1 | 0.1 | 0.1 | 0.1 | 0.1 | 0.1 | 0.1
0 | 0 | Richmond Plant (CPLC):GT3 | [6 empty] | 0.1 | 0.1 | 0.1 | 0.1 | 0.1 | 0.1 | 0.1 | 0.1 | 0.1 | 0.1 | 0.1 | 0.1 | 0.1 | 0.1 | 0.1 | 0.1 | 0.1 | 0.1 | 0.1 | 0.1 | 0.1 | 0.1 | 0.1 | 0.1 | 0.1 | 0.1 | 0.1 | 0.1 | 0.1 | 0.1 | 0.1 | 0.1 | 0.1 | 0.1 | 0.1 | 0.1 | 0.1 | 0.1 | 0.1 | 0.1 | 0.1 | 0.1 | 0.1 | 0.1 | 0.1 | 0.1 | 0.1 | 0.1
0 | 0 | Richmond Plant (CPLC):GT4 | [6 empty] | 0.1 | 0.1 | 0.1 | 0.1 | 0.1 | 0.1 | 0.1 | 0.1 | 0.1 | 0.1 | 0.1 | 0.1 | 0.1 | 0.1 | 0.1 | 0.1 | 0.1 | 0.1 | 0.1 | 0.1 | 0.1 | 0.1 | 0.1 | 0.1 | 0.1 | 0.1 | 0.1 | 0.1 | 0.1 | 0.1 | 0.1 | 0.1 | 0.1 | 0.1 | 0.1 | 0.1 | 0.1 | 0.1 | 0.1 | 0.1 | 0.1 | 0.1 | 0.1 | 0.1 | 0.1 | 0.1 | 0.1 | 0.1
0 | 0 | Richmond Plant (CPLC):GT7 | [6 empty] | 0.1 | 0.1 | 0.1 | 0.1 | 0.1 | 0.1 | 0.1 | 0.1 | 0.1 | 0.1 | 0.1 | 0.1 | 0.1 | 0.1 | 0.1 | 0.1 | 0.1 | 0.1 | 0.1 | 0.1 | 0.1 | 0.1 | 0.1 | 0.1 | 0.1 | 0.1 | 0.1 | 0.1 | 0.1 | 0.1 | 0.1 | 0.1 | 0.1 | 0.1 | 0.1 | 0.1 | 0.1 | 0.1 | 0.1 | 0.1 | 0.1 | 0.1 | 0.1 | 0.1 | 0.1 | 0.1 | 0.1 | 0.1
|  | Goat Rock (GPCO):CC1 | [6 empty] | 0.05 | 0.05 | 0.05 | 0.05 | 0.05 | 0.05 | 0.05 | 0.05 | 0.05 | 0.05 | 0.05 | 0.05 | 0.05 | 0.05 | 0.05 | 0.05 | 0.05 | 0.05 | 0.05 | 0.05 | 0.05 | 0.05 | 0.05 | 0.05 | 0.05 | 0.05 | 0.05 | 0.05 | 0.05 | 0.05 | 0.05 | 0.05 | 0.05 | 0.05 | 0.05 | 0.05 | 0.05 | 0.05 | 0.05 | 0.05 | 0.05 | 0.05 | 0.05 | 0.05 | 0.05 | 0.05 | 0.05 | 0.05
|  | Carville Energy Center:GT1 | [6 empty] | 0.031 | 0.031 | 0.031 | 0.031 | 0.031 | 0.031 | 0.031 | 0.031 | 0.031 | 0.031 | 0.031 | 0.031 | 0.031 | 0.031 | 0.031 | 0.031 | 0.031 | 0.031 | 0.031 | 0.031 | 0.031 | 0.031 | 0.031 | 0.031 | 0.031 | 0.031 | 0.031 | 0.031 | 0.031 | 0.031 | 0.031 | 0.031 | 0.031 | 0.031 | 0.031 | 0.031 | 0.031 | 0.031 | 0.031 | 0.031 | 0.031 | 0.031 | 0.031 | 0.031 | 0.031 | 0.031 | 0.031 | 0.031
|  | Carville Energy Center:GT2 | [6 empty] | 0.042 | 0.042 | 0.042 | 0.042 | 0.042 | 0.042 | 0.042 | 0.042 | 0.042 | 0.042 | 0.042 | 0.042 | 0.042 | 0.042 | 0.042 | 0.042 | 0.042 | 0.042 | 0.042 | 0.042 | 0.042 | 0.042 | 0.042 | 0.042 | 0.042 | 0.042 | 0.042 | 0.042 | 0.042 | 0.042 | 0.042 | 0.042 | 0.042 | 0.042 | 0.042 | 0.042 | 0.042 | 0.042 | 0.042 | 0.042 | 0.042 | 0.042 | 0.042 | 0.042 | 0.042 | 0.042 | 0.042 | 0.042
0 | 0 | Richland Peaking:GT1 | [6 empty] | 0.1 | 0.1 | 0.1 | 0.1 | 0.1 | 0.1 | 0.1 | 0.1 | 0.1 | 0.1 | 0.1 | 0.1 | 0.1 | 0.1 | 0.1 | 0.1 | 0.1 | 0.1 | 0.1 | 0.1 | 0.1 | 0.1 | 0.1 | 0.1 | 0.1 | 0.1 | 0.1 | 0.1 | 0.1 | 0.1 | 0.1 | 0.1 | 0.1 | 0.1 | 0.1 | 0.1 | 0.1 | 0.1 | 0.1 | 0.1 | 0.1 | 0.1 | 0.1 | 0.1 | 0.1 | 0.1 | 0.1 | 0.1
|  | Richland Peaking:GT2 | [6 empty] | 0.076 | 0.076 | 0.076 | 0.076 | 0.076 | 0.076 | 0.076 | 0.076 | 0.076 | 0.076 | 0.076 | 0.076 | 0.076 | 0.076 | 0.076 | 0.076 | 0.076 | 0.076 | 0.076 | 0.076 | 0.076 | 0.076 | 0.076 | 0.076 | 0.076 | 0.076 | 0.076 | 0.076 | 0.076 | 0.076 | 0.076 | 0.076 | 0.076 | 0.076 | 0.076 | 0.076 | 0.076 | 0.076 | 0.076 | 0.076 | 0.076 | 0.076 | 0.076 | 0.076 | 0.076 | 0.076 | 0.076 | 0.076
0 | 0 | Richland Peaking:GT3 | [6 empty] | 0.1 | 0.1 | 0.1 | 0.1 | 0.1 | 0.1 | 0.1 | 0.1 | 0.1 | 0.1 | 0.1 | 0.1 | 0.1 | 0.1 | 0.1 | 0.1 | 0.1 | 0.1 | 0.1 | 0.1 | 0.1 | 0.1 | 0.1 | 0.1 | 0.1 | 0.1 | 0.1 | 0.1 | 0.1 | 0.1 | 0.1 | 0.1 | 0.1 | 0.1 | 0.1 | 0.1 | 0.1 | 0.1 | 0.1 | 0.1 | 0.1 | 0.1 | 0.1 | 0.1 | 0.1 | 0.1 | 0.1 | 0.1
0 | 0 | Worthington Plant:GT | [6 empty] | 0.1 | 0.1 | 0.1 | 0.1 | 0.1 | 0.1 | 0.1 | 0.1 | 0.1 | 0.1 | 0.1 | 0.1 | 0.1 | 0.1 | 0.1 | 0.1 | 0.1 | 0.1 | 0.1 | 0.1 | 0.1 | 0.1 | 0.1 | 0.1 | 0.1 | 0.1 | 0.1 | 0.1 | 0.1 | 0.1 | 0.1 | 0.1 | 0.1 | 0.1 | 0.1 | 0.1 | 0.1 | 0.1 | 0.1 | 0.1 | 0.1 | 0.1 | 0.1 | 0.1 | 0.1 | 0.1 | 0.1 | 0.1
0 | 0 | Worthington Plant:GT2 | [6 empty] | 0.1 | 0.1 | 0.1 | 0.1 | 0.1 | 0.1 | 0.1 | 0.1 | 0.1 | 0.1 | 0.1 | 0.1 | 0.1 | 0.1 | 0.1 | 0.1 | 0.1 | 0.1 | 0.1 | 0.1 | 0.1 | 0.1 | 0.1 | 0.1 | 0.1 | 0.1 | 0.1 | 0.1 | 0.1 | 0.1 | 0.1 | 0.1 | 0.1 | 0.1 | 0.1 | 0.1 | 0.1 | 0.1 | 0.1 | 0.1 | 0.1 | 0.1 | 0.1 | 0.1 | 0.1 | 0.1 | 0.1 | 0.1
0 | 0 | Worthington Plant:GT3 | [6 empty] | 0.1 | 0.1 | 0.1 | 0.1 | 0.1 | 0.1 | 0.1 | 0.1 | 0.1 | 0.1 | 0.1 | 0.1 | 0.1 | 0.1 | 0.1 | 0.1 | 0.1 | 0.1 | 0.1 | 0.1 | 0.1 | 0.1 | 0.1 | 0.1 | 0.1 | 0.1 | 0.1 | 0.1 | 0.1 | 0.1 | 0.1 | 0.1 | 0.1 | 0.1 | 0.1 | 0.1 | 0.1 | 0.1 | 0.1 | 0.1 | 0.1 | 0.1 | 0.1 | 0.1 | 0.1 | 0.1 | 0.1 | 0.1
0 | 0 | Worthington Plant:GT4 | [6 empty] | 0.1 | 0.1 | 0.1 | 0.1 | 0.1 | 0.1 | 0.1 | 0.1 | 0.1 | 0.1 | 0.1 | 0.1 | 0.1 | 0.1 | 0.1 | 0.1 | 0.1 | 0.1 | 0.1 | 0.1 | 0.1 | 0.1 | 0.1 | 0.1 | 0.1 | 0.1 | 0.1 | 0.1 | 0.1 | 0.1 | 0.1 | 0.1 | 0.1 | 0.1 | 0.1 | 0.1 | 0.1 | 0.1 | 0.1 | 0.1 | 0.1 | 0.1 | 0.1 | 0.1 | 0.1 | 0.1 | 0.1 | 0.1
|  | Ontelaunee Energy Center:CC | [6 empty] | 0.05 | 0.05 | 0.05 | 0.05 | 0.05 | 0.05 | 0.05 | 0.05 | 0.05 | 0.05 | 0.05 | 0.05 | 0.05 | 0.05 | 0.05 | 0.05 | 0.05 | 0.05 | 0.05 | 0.05 | 0.05 | 0.05 | 0.05 | 0.05 | 0.05 | 0.05 | 0.05 | 0.05 | 0.05 | 0.05 | 0.05 | 0.05 | 0.05 | 0.05 | 0.05 | 0.05 | 0.05 | 0.05 | 0.05 | 0.05 | 0.05 | 0.05 | 0.05 | 0.05 | 0.05 | 0.05 | 0.05 | 0.05
|  | RI Hope Energy:CC1 | [6 empty] | 0.05 | 0.05 | 0.05 | 0.05 | 0.05 | 0.05 | 0.05 | 0.05 | 0.05 | 0.05 | 0.05 | 0.05 | 0.05 | 0.05 | 0.05 | 0.05 | 0.05 | 0.05 | 0.05 | 0.05 | 0.05 | 0.05 | 0.05 | 0.05 | 0.05 | 0.05 | 0.05 | 0.05 | 0.05 | 0.05 | 0.05 | 0.05 | 0.05 | 0.05 | 0.05 | 0.05 | 0.05 | 0.05 | 0.05 | 0.05 | 0.05 | 0.05 | 0.05 | 0.05 | 0.05 | 0.05 | 0.05 | 0.05
0 | 0 | Lee County (MSCG):GT1 | [6 empty] | 0.525 | 0.525 | 0.525 | 0.525 | 0.525 | 0.525 | 0.525 | 0.525 | 0.525 | 0.525 | 0.525 | 0.525 | 0.525 | 0.525 | 0.525 | 0.525 | 0.525 | 0.525 | 0.525 | 0.525 | 0.525 | 0.525 | 0.525 | 0.525 | 0.525 | 0.525 | 0.525 | 0.525 | 0.525 | 0.525 | 0.525 | 0.525 | 0.525 | 0.525 | 0.525 | 0.525 | 0.525 | 0.525 | 0.525 | 0.525 | 0.525 | 0.525 | 0.525 | 0.525 | 0.525 | 0.525 | 0.525 | 0.525
0 | 0 | Lee County (MSCG):GT2 | [6 empty] | 0.638 | 0.638 | 0.638 | 0.638 | 0.638 | 0.638 | 0.638 | 0.638 | 0.638 | 0.638 | 0.638 | 0.638 | 0.638 | 0.638 | 0.638 | 0.638 | 0.638 | 0.638 | 0.638 | 0.638 | 0.638 | 0.638 | 0.638 | 0.638 | 0.638 | 0.638 | 0.638 | 0.638 | 0.638 | 0.638 | 0.638 | 0.638 | 0.638 | 0.638 | 0.638 | 0.638 | 0.638 | 0.638 | 0.638 | 0.638 | 0.638 | 0.638 | 0.638 | 0.638 | 0.638 | 0.638 | 0.638 | 0.638
|  | Southaven (COGENT):CC1 | [6 empty] | 0.032 | 0.032 | 0.032 | 0.032 | 0.032 | 0.032 | 0.032 | 0.032 | 0.032 | 0.032 | 0.032 | 0.032 | 0.032 | 0.032 | 0.032 | 0.032 | 0.032 | 0.032 | 0.032 | 0.032 | 0.032 | 0.032 | 0.032 | 0.032 | 0.032 | 0.032 | 0.032 | 0.032 | 0.032 | 0.032 | 0.032 | 0.032 | 0.032 | 0.032 | 0.032 | 0.032 | 0.032 | 0.032 | 0.032 | 0.032 | 0.032 | 0.032 | 0.032 | 0.032 | 0.032 | 0.032 | 0.032 | 0.032
|  | Southaven (COGENT):CC2 | [6 empty] | 0.059 | 0.059 | 0.059 | 0.059 | 0.059 | 0.059 | 0.059 | 0.059 | 0.059 | 0.059 | 0.059 | 0.059 | 0.059 | 0.059 | 0.059 | 0.059 | 0.059 | 0.059 | 0.059 | 0.059 | 0.059 | 0.059 | 0.059 | 0.059 | 0.059 | 0.059 | 0.059 | 0.059 | 0.059 | 0.059 | 0.059 | 0.059 | 0.059 | 0.059 | 0.059 | 0.059 | 0.059 | 0.059 | 0.059 | 0.059 | 0.059 | 0.059 | 0.059 | 0.059 | 0.059 | 0.059 | 0.059 | 0.059
|  | Southaven (COGENT):CC3 | [6 empty] | 0.032 | 0.032 | 0.032 | 0.032 | 0.032 | 0.032 | 0.032 | 0.032 | 0.032 | 0.032 | 0.032 | 0.032 | 0.032 | 0.032 | 0.032 | 0.032 | 0.032 | 0.032 | 0.032 | 0.032 | 0.032 | 0.032 | 0.032 | 0.032 | 0.032 | 0.032 | 0.032 | 0.032 | 0.032 | 0.032 | 0.032 | 0.032 | 0.032 | 0.032 | 0.032 | 0.032 | 0.032 | 0.032 | 0.032 | 0.032 | 0.032 | 0.032 | 0.032 | 0.032 | 0.032 | 0.032 | 0.032 | 0.032
|  | John S Rainey Generating Station:CC | [6 empty] | 0.008 | 0.008 | 0.008 | 0.008 | 0.008 | 0.008 | 0.008 | 0.008 | 0.008 | 0.008 | 0.008 | 0.008 | 0.008 | 0.008 | 0.008 | 0.008 | 0.008 | 0.008 | 0.008 | 0.008 | 0.008 | 0.008 | 0.008 | 0.008 | 0.008 | 0.008 | 0.008 | 0.008 | 0.008 | 0.008 | 0.008 | 0.008 | 0.008 | 0.008 | 0.008 | 0.008 | 0.008 | 0.008 | 0.008 | 0.008 | 0.008 | 0.008 | 0.008 | 0.008 | 0.008 | 0.008 | 0.008 | 0.008
|  | Elwood:GT1 | [6 empty] | 0.05 | 0.05 | 0.05 | 0.05 | 0.05 | 0.05 | 0.05 | 0.05 | 0.05 | 0.05 | 0.05 | 0.05 | 0.05 | 0.05 | 0.05 | 0.05 | 0.05 | 0.05 | 0.05 | 0.05 | 0.05 | 0.05 | 0.05 | 0.05 | 0.05 | 0.05 | 0.05 | 0.05 | 0.05 | 0.05 | 0.05 | 0.05 | 0.05 | 0.05 | 0.05 | 0.05 | 0.05 | 0.05 | 0.05 | 0.05 | 0.05 | 0.05 | 0.05 | 0.05 | 0.05 | 0.05 | 0.05 | 0.05
|  | Elwood:GT2 | [6 empty] | 0.05 | 0.05 | 0.05 | 0.05 | 0.05 | 0.05 | 0.05 | 0.05 | 0.05 | 0.05 | 0.05 | 0.05 | 0.05 | 0.05 | 0.05 | 0.05 | 0.05 | 0.05 | 0.05 | 0.05 | 0.05 | 0.05 | 0.05 | 0.05 | 0.05 | 0.05 | 0.05 | 0.05 | 0.05 | 0.05 | 0.05 | 0.05 | 0.05 | 0.05 | 0.05 | 0.05 | 0.05 | 0.05 | 0.05 | 0.05 | 0.05 | 0.05 | 0.05 | 0.05 | 0.05 | 0.05 | 0.05 | 0.05
|  | Elwood:GT3 | [6 empty] | 0.05 | 0.05 | 0.05 | 0.05 | 0.05 | 0.05 | 0.05 | 0.05 | 0.05 | 0.05 | 0.05 | 0.05 | 0.05 | 0.05 | 0.05 | 0.05 | 0.05 | 0.05 | 0.05 | 0.05 | 0.05 | 0.05 | 0.05 | 0.05 | 0.05 | 0.05 | 0.05 | 0.05 | 0.05 | 0.05 | 0.05 | 0.05 | 0.05 | 0.05 | 0.05 | 0.05 | 0.05 | 0.05 | 0.05 | 0.05 | 0.05 | 0.05 | 0.05 | 0.05 | 0.05 | 0.05 | 0.05 | 0.05
|  | Elwood:GT4 | [6 empty] | 0.06 | 0.06 | 0.06 | 0.06 | 0.06 | 0.06 | 0.06 | 0.06 | 0.06 | 0.06 | 0.06 | 0.06 | 0.06 | 0.06 | 0.06 | 0.06 | 0.06 | 0.06 | 0.06 | 0.06 | 0.06 | 0.06 | 0.06 | 0.06 | 0.06 | 0.06 | 0.06 | 0.06 | 0.06 | 0.06 | 0.06 | 0.06 | 0.06 | 0.06 | 0.06 | 0.06 | 0.06 | 0.06 | 0.06 | 0.06 | 0.06 | 0.06 | 0.06 | 0.06 | 0.06 | 0.06 | 0.06 | 0.06
|  | Elwood:GT5 | [6 empty] | 0.08 | 0.08 | 0.08 | 0.08 | 0.08 | 0.08 | 0.08 | 0.08 | 0.08 | 0.08 | 0.08 | 0.08 | 0.08 | 0.08 | 0.08 | 0.08 | 0.08 | 0.08 | 0.08 | 0.08 | 0.08 | 0.08 | 0.08 | 0.08 | 0.08 | 0.08 | 0.08 | 0.08 | 0.08 | 0.08 | 0.08 | 0.08 | 0.08 | 0.08 | 0.08 | 0.08 | 0.08 | 0.08 | 0.08 | 0.08 | 0.08 | 0.08 | 0.08 | 0.08 | 0.08 | 0.08 | 0.08 | 0.08
|  | Elwood:GT6 | [6 empty] | 0.08 | 0.08 | 0.08 | 0.08 | 0.08 | 0.08 | 0.08 | 0.08 | 0.08 | 0.08 | 0.08 | 0.08 | 0.08 | 0.08 | 0.08 | 0.08 | 0.08 | 0.08 | 0.08 | 0.08 | 0.08 | 0.08 | 0.08 | 0.08 | 0.08 | 0.08 | 0.08 | 0.08 | 0.08 | 0.08 | 0.08 | 0.08 | 0.08 | 0.08 | 0.08 | 0.08 | 0.08 | 0.08 | 0.08 | 0.08 | 0.08 | 0.08 | 0.08 | 0.08 | 0.08 | 0.08 | 0.08 | 0.08
|  | Elwood:GT7 | [6 empty] | 0.08 | 0.08 | 0.08 | 0.08 | 0.08 | 0.08 | 0.08 | 0.08 | 0.08 | 0.08 | 0.08 | 0.08 | 0.08 | 0.08 | 0.08 | 0.08 | 0.08 | 0.08 | 0.08 | 0.08 | 0.08 | 0.08 | 0.08 | 0.08 | 0.08 | 0.08 | 0.08 | 0.08 | 0.08 | 0.08 | 0.08 | 0.08 | 0.08 | 0.08 | 0.08 | 0.08 | 0.08 | 0.08 | 0.08 | 0.08 | 0.08 | 0.08 | 0.08 | 0.08 | 0.08 | 0.08 | 0.08 | 0.08
|  | Elwood:GT8 | [6 empty] | 0.08 | 0.08 | 0.08 | 0.08 | 0.08 | 0.08 | 0.08 | 0.08 | 0.08 | 0.08 | 0.08 | 0.08 | 0.08 | 0.08 | 0.08 | 0.08 | 0.08 | 0.08 | 0.08 | 0.08 | 0.08 | 0.08 | 0.08 | 0.08 | 0.08 | 0.08 | 0.08 | 0.08 | 0.08 | 0.08 | 0.08 | 0.08 | 0.08 | 0.08 | 0.08 | 0.08 | 0.08 | 0.08 | 0.08 | 0.08 | 0.08 | 0.08 | 0.08 | 0.08 | 0.08 | 0.08 | 0.08 | 0.08
|  | Elwood:GT9 | [6 empty] | 0.08 | 0.08 | 0.08 | 0.08 | 0.08 | 0.08 | 0.08 | 0.08 | 0.08 | 0.08 | 0.08 | 0.08 | 0.08 | 0.08 | 0.08 | 0.08 | 0.08 | 0.08 | 0.08 | 0.08 | 0.08 | 0.08 | 0.08 | 0.08 | 0.08 | 0.08 | 0.08 | 0.08 | 0.08 | 0.08 | 0.08 | 0.08 | 0.08 | 0.08 | 0.08 | 0.08 | 0.08 | 0.08 | 0.08 | 0.08 | 0.08 | 0.08 | 0.08 | 0.08 | 0.08 | 0.08 | 0.08 | 0.08
|  | Kendall County Project:CC1 | [6 empty] | 0.05 | 0.05 | 0.05 | 0.05 | 0.05 | 0.05 | 0.05 | 0.05 | 0.05 | 0.05 | 0.05 | 0.05 | 0.05 | 0.05 | 0.05 | 0.05 | 0.05 | 0.05 | 0.05 | 0.05 | 0.05 | 0.05 | 0.05 | 0.05 | 0.05 | 0.05 | 0.05 | 0.05 | 0.05 | 0.05 | 0.05 | 0.05 | 0.05 | 0.05 | 0.05 | 0.05 | 0.05 | 0.05 | 0.05 | 0.05 | 0.05 | 0.05 | 0.05 | 0.05 | 0.05 | 0.05 | 0.05 | 0.05
|  | Kendall County Project:CC2 | [6 empty] | 0.05 | 0.05 | 0.05 | 0.05 | 0.05 | 0.05 | 0.05 | 0.05 | 0.05 | 0.05 | 0.05 | 0.05 | 0.05 | 0.05 | 0.05 | 0.05 | 0.05 | 0.05 | 0.05 | 0.05 | 0.05 | 0.05 | 0.05 | 0.05 | 0.05 | 0.05 | 0.05 | 0.05 | 0.05 | 0.05 | 0.05 | 0.05 | 0.05 | 0.05 | 0.05 | 0.05 | 0.05 | 0.05 | 0.05 | 0.05 | 0.05 | 0.05 | 0.05 | 0.05 | 0.05 | 0.05 | 0.05 | 0.05
|  | Kendall County Project:CC3 | [6 empty] | 0.05 | 0.05 | 0.05 | 0.05 | 0.05 | 0.05 | 0.05 | 0.05 | 0.05 | 0.05 | 0.05 | 0.05 | 0.05 | 0.05 | 0.05 | 0.05 | 0.05 | 0.05 | 0.05 | 0.05 | 0.05 | 0.05 | 0.05 | 0.05 | 0.05 | 0.05 | 0.05 | 0.05 | 0.05 | 0.05 | 0.05 | 0.05 | 0.05 | 0.05 | 0.05 | 0.05 | 0.05 | 0.05 | 0.05 | 0.05 | 0.05 | 0.05 | 0.05 | 0.05 | 0.05 | 0.05 | 0.05 | 0.05
|  | Kendall County Project:CC4 | [6 empty] | 0.05 | 0.05 | 0.05 | 0.05 | 0.05 | 0.05 | 0.05 | 0.05 | 0.05 | 0.05 | 0.05 | 0.05 | 0.05 | 0.05 | 0.05 | 0.05 | 0.05 | 0.05 | 0.05 | 0.05 | 0.05 | 0.05 | 0.05 | 0.05 | 0.05 | 0.05 | 0.05 | 0.05 | 0.05 | 0.05 | 0.05 | 0.05 | 0.05 | 0.05 | 0.05 | 0.05 | 0.05 | 0.05 | 0.05 | 0.05 | 0.05 | 0.05 | 0.05 | 0.05 | 0.05 | 0.05 | 0.05 | 0.05
|  | Caledonia:CC1 | [6 empty] | 0.033 | 0.033 | 0.033 | 0.033 | 0.033 | 0.033 | 0.033 | 0.033 | 0.033 | 0.033 | 0.033 | 0.033 | 0.033 | 0.033 | 0.033 | 0.033 | 0.033 | 0.033 | 0.033 | 0.033 | 0.033 | 0.033 | 0.033 | 0.033 | 0.033 | 0.033 | 0.033 | 0.033 | 0.033 | 0.033 | 0.033 | 0.033 | 0.033 | 0.033 | 0.033 | 0.033 | 0.033 | 0.033 | 0.033 | 0.033 | 0.033 | 0.033 | 0.033 | 0.033 | 0.033 | 0.033 | 0.033 | 0.033
|  | Caledonia:CC2 | [6 empty] | 0.027 | 0.027 | 0.027 | 0.027 | 0.027 | 0.027 | 0.027 | 0.027 | 0.027 | 0.027 | 0.027 | 0.027 | 0.027 | 0.027 | 0.027 | 0.027 | 0.027 | 0.027 | 0.027 | 0.027 | 0.027 | 0.027 | 0.027 | 0.027 | 0.027 | 0.027 | 0.027 | 0.027 | 0.027 | 0.027 | 0.027 | 0.027 | 0.027 | 0.027 | 0.027 | 0.027 | 0.027 | 0.027 | 0.027 | 0.027 | 0.027 | 0.027 | 0.027 | 0.027 | 0.027 | 0.027 | 0.027 | 0.027
|  | Caledonia:CC3 | [6 empty] | 0.027 | 0.027 | 0.027 | 0.027 | 0.027 | 0.027 | 0.027 | 0.027 | 0.027 | 0.027 | 0.027 | 0.027 | 0.027 | 0.027 | 0.027 | 0.027 | 0.027 | 0.027 | 0.027 | 0.027 | 0.027 | 0.027 | 0.027 | 0.027 | 0.027 | 0.027 | 0.027 | 0.027 | 0.027 | 0.027 | 0.027 | 0.027 | 0.027 | 0.027 | 0.027 | 0.027 | 0.027 | 0.027 | 0.027 | 0.027 | 0.027 | 0.027 | 0.027 | 0.027 | 0.027 | 0.027 | 0.027 | 0.027
|  | Astoria Generating Station (ORION):GT1 | [6 empty] | 0.1 | 0.1 | 0.1 | 0.1 | 0.1 | 0.1 | 0.1 | 0.1 | 0.1 | 0.1 | 0.1 | 0.1 | 0.1 | 0.1 | 0.1 | 0.1 | 0.1 | 0.1 | 0.1 | 0.1 | 0.1 | 0.1 | 0.1 | 0.1 | 0.1 | 0.1 | 0.1 | 0.1 | 0.1 | 0.1 | 0.1 | 0.1 | 0.1 | 0.1 | 0.1 | 0.1 | 0.1 | 0.1 | 0.1 | 0.1 | 0.1 | 0.1 | 0.1 | 0.1 | 0.1 | 0.1 | 0.1 | 0.1
|  | Astoria Generating Station (ORION):3 | [6 empty] | 0.315 | 0.315 | 0.315 | 0.315 | 0.315 | 0.315 | 0.315 | 0.315 | 0.315 | 0.315 | 0.315 | 0.315 | 0.315 | 0.315 | 0.315 | 0.315 | 0.315 | 0.315 | 0.315 | 0.315 | 0.315 | 0.315 | 0.315 | 0.315 | 0.315 | 0.315 | 0.315 | 0.315 | 0.315 | 0.315 | 0.315 | 0.315 | 0.315 | 0.315 | 0.315 | 0.315 | 0.315 | 0.315 | 0.315 | 0.315 | 0.315 | 0.315 | 0.315 | 0.315 | 0.315 | 0.315 | 0.315 | 0.315
|  | Astoria Generating Station (ORION):4 | [6 empty] | 0.126 | 0.126 | 0.126 | 0.126 | 0.126 | 0.126 | 0.126 | 0.126 | 0.126 | 0.126 | 0.126 | 0.126 | 0.126 | 0.126 | 0.126 | 0.126 | 0.126 | 0.126 | 0.126 | 0.126 | 0.126 | 0.126 | 0.126 | 0.126 | 0.126 | 0.126 | 0.126 | 0.126 | 0.126 | 0.126 | 0.126 | 0.126 | 0.126 | 0.126 | 0.126 | 0.126 | 0.126 | 0.126 | 0.126 | 0.126 | 0.126 | 0.126 | 0.126 | 0.126 | 0.126 | 0.126 | 0.126 | 0.126
|  | Astoria Generating Station (ORION):5 | [6 empty] | 0.126 | 0.126 | 0.126 | 0.126 | 0.126 | 0.126 | 0.126 | 0.126 | 0.126 | 0.126 | 0.126 | 0.126 | 0.126 | 0.126 | 0.126 | 0.126 | 0.126 | 0.126 | 0.126 | 0.126 | 0.126 | 0.126 | 0.126 | 0.126 | 0.126 | 0.126 | 0.126 | 0.126 | 0.126 | 0.126 | 0.126 | 0.126 | 0.126 | 0.126 | 0.126 | 0.126 | 0.126 | 0.126 | 0.126 | 0.126 | 0.126 | 0.126 | 0.126 | 0.126 | 0.126 | 0.126 | 0.126 | 0.126
0 | 0 | Indiana Harbor Works (Ltv Steel):GT | [6 empty] | 0.1 | 0.1 | 0.1 | 0.1 | 0.1 | 0.1 | 0.1 | 0.1 | 0.1 | 0.1 | 0.1 | 0.1 | 0.1 | 0.1 | 0.1 | 0.1 | 0.1 | 0.1 | 0.1 | 0.1 | 0.1 | 0.1 | 0.1 | 0.1 | 0.1 | 0.1 | 0.1 | 0.1 | 0.1 | 0.1 | 0.1 | 0.1 | 0.1 | 0.1 | 0.1 | 0.1 | 0.1 | 0.1 | 0.1 | 0.1 | 0.1 | 0.1 | 0.1 | 0.1 | 0.1 | 0.1 | 0.1 | 0.1
|  | Patoka:GT1 | [6 empty] | 0.065 | 0.065 | 0.065 | 0.065 | 0.065 | 0.065 | 0.065 | 0.065 | 0.065 | 0.065 | 0.065 | 0.065 | 0.065 | 0.065 | 0.065 | 0.065 | 0.065 | 0.065 | 0.065 | 0.065 | 0.065 | 0.065 | 0.065 | 0.065 | 0.065 | 0.065 | 0.065 | 0.065 | 0.065 | 0.065 | 0.065 | 0.065 | 0.065 | 0.065 | 0.065 | 0.065 | 0.065 | 0.065 | 0.065 | 0.065 | 0.065 | 0.065 | 0.065 | 0.065 | 0.065 | 0.065 | 0.065 | 0.065
|  | Patoka:GT2 | [6 empty] | 0.069 | 0.069 | 0.069 | 0.069 | 0.069 | 0.069 | 0.069 | 0.069 | 0.069 | 0.069 | 0.069 | 0.069 | 0.069 | 0.069 | 0.069 | 0.069 | 0.069 | 0.069 | 0.069 | 0.069 | 0.069 | 0.069 | 0.069 | 0.069 | 0.069 | 0.069 | 0.069 | 0.069 | 0.069 | 0.069 | 0.069 | 0.069 | 0.069 | 0.069 | 0.069 | 0.069 | 0.069 | 0.069 | 0.069 | 0.069 | 0.069 | 0.069 | 0.069 | 0.069 | 0.069 | 0.069 | 0.069 | 0.069
|  | Hog Bayou Energy Center:CC | [6 empty] | 0.021 | 0.021 | 0.021 | 0.021 | 0.021 | 0.021 | 0.021 | 0.021 | 0.021 | 0.021 | 0.021 | 0.021 | 0.021 | 0.021 | 0.021 | 0.021 | 0.021 | 0.021 | 0.021 | 0.021 | 0.021 | 0.021 | 0.021 | 0.021 | 0.021 | 0.021 | 0.021 | 0.021 | 0.021 | 0.021 | 0.021 | 0.021 | 0.021 | 0.021 | 0.021 | 0.021 | 0.021 | 0.021 | 0.021 | 0.021 | 0.021 | 0.021 | 0.021 | 0.021 | 0.021 | 0.021 | 0.021 | 0.021
0 | 0 | Henry:GT1 | [6 empty] | 0.1 | 0.1 | 0.1 | 0.1 | 0.1 | 0.1 | 0.1 | 0.1 | 0.1 | 0.1 | 0.1 | 0.1 | 0.1 | 0.1 | 0.1 | 0.1 | 0.1 | 0.1 | 0.1 | 0.1 | 0.1 | 0.1 | 0.1 | 0.1 | 0.1 | 0.1 | 0.1 | 0.1 | 0.1 | 0.1 | 0.1 | 0.1 | 0.1 | 0.1 | 0.1 | 0.1 | 0.1 | 0.1 | 0.1 | 0.1 | 0.1 | 0.1 | 0.1 | 0.1 | 0.1 | 0.1 | 0.1 | 0.1
0 | 0 | Henry:GT2 | [6 empty] | 0.1 | 0.1 | 0.1 | 0.1 | 0.1 | 0.1 | 0.1 | 0.1 | 0.1 | 0.1 | 0.1 | 0.1 | 0.1 | 0.1 | 0.1 | 0.1 | 0.1 | 0.1 | 0.1 | 0.1 | 0.1 | 0.1 | 0.1 | 0.1 | 0.1 | 0.1 | 0.1 | 0.1 | 0.1 | 0.1 | 0.1 | 0.1 | 0.1 | 0.1 | 0.1 | 0.1 | 0.1 | 0.1 | 0.1 | 0.1 | 0.1 | 0.1 | 0.1 | 0.1 | 0.1 | 0.1 | 0.1 | 0.1
0 | 0 | Henry:GT3 | [6 empty] | 0.1 | 0.1 | 0.1 | 0.1 | 0.1 | 0.1 | 0.1 | 0.1 | 0.1 | 0.1 | 0.1 | 0.1 | 0.1 | 0.1 | 0.1 | 0.1 | 0.1 | 0.1 | 0.1 | 0.1 | 0.1 | 0.1 | 0.1 | 0.1 | 0.1 | 0.1 | 0.1 | 0.1 | 0.1 | 0.1 | 0.1 | 0.1 | 0.1 | 0.1 | 0.1 | 0.1 | 0.1 | 0.1 | 0.1 | 0.1 | 0.1 | 0.1 | 0.1 | 0.1 | 0.1 | 0.1 | 0.1 | 0.1
|  | Acadia:CC | [6 empty] | 0.033 | 0.033 | 0.033 | 0.033 | 0.033 | 0.033 | 0.033 | 0.033 | 0.033 | 0.033 | 0.033 | 0.033 | 0.033 | 0.033 | 0.033 | 0.033 | 0.033 | 0.033 | 0.033 | 0.033 | 0.033 | 0.033 | 0.033 | 0.033 | 0.033 | 0.033 | 0.033 | 0.033 | 0.033 | 0.033 | 0.033 | 0.033 | 0.033 | 0.033 | 0.033 | 0.033 | 0.033 | 0.033 | 0.033 | 0.033 | 0.033 | 0.033 | 0.033 | 0.033 | 0.033 | 0.033 | 0.033 | 0.033
0 | 0 | Chester Township:GT1 | [6 empty] | 0.124 | 0.124 | 0.124 | 0.124 | 0.124 | 0.124 | 0.124 | 0.124 | 0.124 | 0.124 | 0.124 | 0.124 | 0.124 | 0.124 | 0.124 | 0.124 | 0.124 | 0.124 | 0.124 | 0.124 | 0.124 | 0.124 | 0.124 | 0.124 | 0.124 | 0.124 | 0.124 | 0.124 | 0.124 | 0.124 | 0.124 | 0.124 | 0.124 | 0.124 | 0.124 | 0.124 | 0.124 | 0.124 | 0.124 | 0.124 | 0.124 | 0.124 | 0.124 | 0.124 | 0.124 | 0.124 | 0.124 | 0.124
0 | 0 | Chester Township:GT2 | [6 empty] | 0.088 | 0.088 | 0.088 | 0.088 | 0.088 | 0.088 | 0.088 | 0.088 | 0.088 | 0.088 | 0.088 | 0.088 | 0.088 | 0.088 | 0.088 | 0.088 | 0.088 | 0.088 | 0.088 | 0.088 | 0.088 | 0.088 | 0.088 | 0.088 | 0.088 | 0.088 | 0.088 | 0.088 | 0.088 | 0.088 | 0.088 | 0.088 | 0.088 | 0.088 | 0.088 | 0.088 | 0.088 | 0.088 | 0.088 | 0.088 | 0.088 | 0.088 | 0.088 | 0.088 | 0.088 | 0.088 | 0.088 | 0.088
0 | 0 | Chester Township:GT3 | [6 empty] | 0.087 | 0.087 | 0.087 | 0.087 | 0.087 | 0.087 | 0.087 | 0.087 | 0.087 | 0.087 | 0.087 | 0.087 | 0.087 | 0.087 | 0.087 | 0.087 | 0.087 | 0.087 | 0.087 | 0.087 | 0.087 | 0.087 | 0.087 | 0.087 | 0.087 | 0.087 | 0.087 | 0.087 | 0.087 | 0.087 | 0.087 | 0.087 | 0.087 | 0.087 | 0.087 | 0.087 | 0.087 | 0.087 | 0.087 | 0.087 | 0.087 | 0.087 | 0.087 | 0.087 | 0.087 | 0.087 | 0.087 | 0.087
0 | 0 | Chester Township:GT4 | [6 empty] | 0.086 | 0.086 | 0.086 | 0.086 | 0.086 | 0.086 | 0.086 | 0.086 | 0.086 | 0.086 | 0.086 | 0.086 | 0.086 | 0.086 | 0.086 | 0.086 | 0.086 | 0.086 | 0.086 | 0.086 | 0.086 | 0.086 | 0.086 | 0.086 | 0.086 | 0.086 | 0.086 | 0.086 | 0.086 | 0.086 | 0.086 | 0.086 | 0.086 | 0.086 | 0.086 | 0.086 | 0.086 | 0.086 | 0.086 | 0.086 | 0.086 | 0.086 | 0.086 | 0.086 | 0.086 | 0.086 | 0.086 | 0.086
0 | 0 | Lagoon Creek:GT1 | [6 empty] | 0.1 | 0.1 | 0.1 | 0.1 | 0.1 | 0.1 | 0.1 | 0.1 | 0.1 | 0.1 | 0.1 | 0.1 | 0.1 | 0.1 | 0.1 | 0.1 | 0.1 | 0.1 | 0.1 | 0.1 | 0.1 | 0.1 | 0.1 | 0.1 | 0.1 | 0.1 | 0.1 | 0.1 | 0.1 | 0.1 | 0.1 | 0.1 | 0.1 | 0.1 | 0.1 | 0.1 | 0.1 | 0.1 | 0.1 | 0.1 | 0.1 | 0.1 | 0.1 | 0.1 | 0.1 | 0.1 | 0.1 | 0.1
0 | 0 | Lagoon Creek:GT10 | [6 empty] | 0.1 | 0.1 | 0.1 | 0.1 | 0.1 | 0.1 | 0.1 | 0.1 | 0.1 | 0.1 | 0.1 | 0.1 | 0.1 | 0.1 | 0.1 | 0.1 | 0.1 | 0.1 | 0.1 | 0.1 | 0.1 | 0.1 | 0.1 | 0.1 | 0.1 | 0.1 | 0.1 | 0.1 | 0.1 | 0.1 | 0.1 | 0.1 | 0.1 | 0.1 | 0.1 | 0.1 | 0.1 | 0.1 | 0.1 | 0.1 | 0.1 | 0.1 | 0.1 | 0.1 | 0.1 | 0.1 | 0.1 | 0.1
0 | 0 | Lagoon Creek:GT11 | [6 empty] | 0.1 | 0.1 | 0.1 | 0.1 | 0.1 | 0.1 | 0.1 | 0.1 | 0.1 | 0.1 | 0.1 | 0.1 | 0.1 | 0.1 | 0.1 | 0.1 | 0.1 | 0.1 | 0.1 | 0.1 | 0.1 | 0.1 | 0.1 | 0.1 | 0.1 | 0.1 | 0.1 | 0.1 | 0.1 | 0.1 | 0.1 | 0.1 | 0.1 | 0.1 | 0.1 | 0.1 | 0.1 | 0.1 | 0.1 | 0.1 | 0.1 | 0.1 | 0.1 | 0.1 | 0.1 | 0.1 | 0.1 | 0.1
0 | 0 | Lagoon Creek:GT12 | [6 empty] | 0.1 | 0.1 | 0.1 | 0.1 | 0.1 | 0.1 | 0.1 | 0.1 | 0.1 | 0.1 | 0.1 | 0.1 | 0.1 | 0.1 | 0.1 | 0.1 | 0.1 | 0.1 | 0.1 | 0.1 | 0.1 | 0.1 | 0.1 | 0.1 | 0.1 | 0.1 | 0.1 | 0.1 | 0.1 | 0.1 | 0.1 | 0.1 | 0.1 | 0.1 | 0.1 | 0.1 | 0.1 | 0.1 | 0.1 | 0.1 | 0.1 | 0.1 | 0.1 | 0.1 | 0.1 | 0.1 | 0.1 | 0.1
|  | Lagoon Creek:GT2 | [6 empty] | 0.08 | 0.08 | 0.08 | 0.08 | 0.08 | 0.08 | 0.08 | 0.08 | 0.08 | 0.08 | 0.08 | 0.08 | 0.08 | 0.08 | 0.08 | 0.08 | 0.08 | 0.08 | 0.08 | 0.08 | 0.08 | 0.08 | 0.08 | 0.08 | 0.08 | 0.08 | 0.08 | 0.08 | 0.08 | 0.08 | 0.08 | 0.08 | 0.08 | 0.08 | 0.08 | 0.08 | 0.08 | 0.08 | 0.08 | 0.08 | 0.08 | 0.08 | 0.08 | 0.08 | 0.08 | 0.08 | 0.08 | 0.08
0 | 0 | Lagoon Creek:GT3 | [6 empty] | 0.17 | 0.17 | 0.17 | 0.17 | 0.17 | 0.17 | 0.17 | 0.17 | 0.17 | 0.17 | 0.17 | 0.17 | 0.17 | 0.17 | 0.17 | 0.17 | 0.17 | 0.17 | 0.17 | 0.17 | 0.17 | 0.17 | 0.17 | 0.17 | 0.17 | 0.17 | 0.17 | 0.17 | 0.17 | 0.17 | 0.17 | 0.17 | 0.17 | 0.17 | 0.17 | 0.17 | 0.17 | 0.17 | 0.17 | 0.17 | 0.17 | 0.17 | 0.17 | 0.17 | 0.17 | 0.17 | 0.17 | 0.17
|  | Lagoon Creek:GT4 | [6 empty] | 0.07 | 0.07 | 0.07 | 0.07 | 0.07 | 0.07 | 0.07 | 0.07 | 0.07 | 0.07 | 0.07 | 0.07 | 0.07 | 0.07 | 0.07 | 0.07 | 0.07 | 0.07 | 0.07 | 0.07 | 0.07 | 0.07 | 0.07 | 0.07 | 0.07 | 0.07 | 0.07 | 0.07 | 0.07 | 0.07 | 0.07 | 0.07 | 0.07 | 0.07 | 0.07 | 0.07 | 0.07 | 0.07 | 0.07 | 0.07 | 0.07 | 0.07 | 0.07 | 0.07 | 0.07 | 0.07 | 0.07 | 0.07
|  | Lagoon Creek:GT5 | [6 empty] | 0.08 | 0.08 | 0.08 | 0.08 | 0.08 | 0.08 | 0.08 | 0.08 | 0.08 | 0.08 | 0.08 | 0.08 | 0.08 | 0.08 | 0.08 | 0.08 | 0.08 | 0.08 | 0.08 | 0.08 | 0.08 | 0.08 | 0.08 | 0.08 | 0.08 | 0.08 | 0.08 | 0.08 | 0.08 | 0.08 | 0.08 | 0.08 | 0.08 | 0.08 | 0.08 | 0.08 | 0.08 | 0.08 | 0.08 | 0.08 | 0.08 | 0.08 | 0.08 | 0.08 | 0.08 | 0.08 | 0.08 | 0.08
|  | Lagoon Creek:GT6 | [6 empty] | 0.08 | 0.08 | 0.08 | 0.08 | 0.08 | 0.08 | 0.08 | 0.08 | 0.08 | 0.08 | 0.08 | 0.08 | 0.08 | 0.08 | 0.08 | 0.08 | 0.08 | 0.08 | 0.08 | 0.08 | 0.08 | 0.08 | 0.08 | 0.08 | 0.08 | 0.08 | 0.08 | 0.08 | 0.08 | 0.08 | 0.08 | 0.08 | 0.08 | 0.08 | 0.08 | 0.08 | 0.08 | 0.08 | 0.08 | 0.08 | 0.08 | 0.08 | 0.08 | 0.08 | 0.08 | 0.08 | 0.08 | 0.08
|  | Lagoon Creek:GT7 | [6 empty] | 0.08 | 0.08 | 0.08 | 0.08 | 0.08 | 0.08 | 0.08 | 0.08 | 0.08 | 0.08 | 0.08 | 0.08 | 0.08 | 0.08 | 0.08 | 0.08 | 0.08 | 0.08 | 0.08 | 0.08 | 0.08 | 0.08 | 0.08 | 0.08 | 0.08 | 0.08 | 0.08 | 0.08 | 0.08 | 0.08 | 0.08 | 0.08 | 0.08 | 0.08 | 0.08 | 0.08 | 0.08 | 0.08 | 0.08 | 0.08 | 0.08 | 0.08 | 0.08 | 0.08 | 0.08 | 0.08 | 0.08 | 0.08
|  | Lagoon Creek:GT8 | [6 empty] | 0.08 | 0.08 | 0.08 | 0.08 | 0.08 | 0.08 | 0.08 | 0.08 | 0.08 | 0.08 | 0.08 | 0.08 | 0.08 | 0.08 | 0.08 | 0.08 | 0.08 | 0.08 | 0.08 | 0.08 | 0.08 | 0.08 | 0.08 | 0.08 | 0.08 | 0.08 | 0.08 | 0.08 | 0.08 | 0.08 | 0.08 | 0.08 | 0.08 | 0.08 | 0.08 | 0.08 | 0.08 | 0.08 | 0.08 | 0.08 | 0.08 | 0.08 | 0.08 | 0.08 | 0.08 | 0.08 | 0.08 | 0.08
0 | 0 | Lagoon Creek:GT9 | [6 empty] | 0.1 | 0.1 | 0.1 | 0.1 | 0.1 | 0.1 | 0.1 | 0.1 | 0.1 | 0.1 | 0.1 | 0.1 | 0.1 | 0.1 | 0.1 | 0.1 | 0.1 | 0.1 | 0.1 | 0.1 | 0.1 | 0.1 | 0.1 | 0.1 | 0.1 | 0.1 | 0.1 | 0.1 | 0.1 | 0.1 | 0.1 | 0.1 | 0.1 | 0.1 | 0.1 | 0.1 | 0.1 | 0.1 | 0.1 | 0.1 | 0.1 | 0.1 | 0.1 | 0.1 | 0.1 | 0.1 | 0.1 | 0.1
|  | AES Greystone CTG1 | [6 empty] | 0.011 | 0.011 | 0.011 | 0.011 | 0.011 | 0.011 | 0.011 | 0.011 | 0.011 | 0.011 | 0.011 | 0.011 | 0.011 | 0.011 | 0.011 | 0.011 | 0.011 | 0.011 | 0.011 | 0.011 | 0.011 | 0.011 | 0.011 | 0.011 | 0.011 | 0.011 | 0.011 | 0.011 | 0.011 | 0.011 | 0.011 | 0.011 | 0.011 | 0.011 | 0.011 | 0.011 | 0.011 | 0.011 | 0.011 | 0.011 | 0.011 | 0.011 | 0.011 | 0.011 | 0.011 | 0.011 | 0.011 | 0.011
|  | AES Greystone CTG2 | [6 empty] | 0.011 | 0.011 | 0.011 | 0.011 | 0.011 | 0.011 | 0.011 | 0.011 | 0.011 | 0.011 | 0.011 | 0.011 | 0.011 | 0.011 | 0.011 | 0.011 | 0.011 | 0.011 | 0.011 | 0.011 | 0.011 | 0.011 | 0.011 | 0.011 | 0.011 | 0.011 | 0.011 | 0.011 | 0.011 | 0.011 | 0.011 | 0.011 | 0.011 | 0.011 | 0.011 | 0.011 | 0.011 | 0.011 | 0.011 | 0.011 | 0.011 | 0.011 | 0.011 | 0.011 | 0.011 | 0.011 | 0.011 | 0.011
|  | AES Greystone CTG3 | [6 empty] | 0.011 | 0.011 | 0.011 | 0.011 | 0.011 | 0.011 | 0.011 | 0.011 | 0.011 | 0.011 | 0.011 | 0.011 | 0.011 | 0.011 | 0.011 | 0.011 | 0.011 | 0.011 | 0.011 | 0.011 | 0.011 | 0.011 | 0.011 | 0.011 | 0.011 | 0.011 | 0.011 | 0.011 | 0.011 | 0.011 | 0.011 | 0.011 | 0.011 | 0.011 | 0.011 | 0.011 | 0.011 | 0.011 | 0.011 | 0.011 | 0.011 | 0.011 | 0.011 | 0.011 | 0.011 | 0.011 | 0.011 | 0.011
|  | Allegheny Energy Units 3, 4 & 5 | [6 empty] | 0.011 | 0.011 | 0.019 | 0.019 | 0.019 | 0.019 | 0.019 | 0.019 | 0.019 | 0.019 | 0.019 | 0.019 | 0.019 | 0.019 | 0.019 | 0.019 | 0.019 | 0.019 | 0.019 | 0.019 | 0.019 | 0.019 | 0.019 | 0.019 | 0.019 | 0.019 | 0.019 | 0.019 | 0.019 | 0.019 | 0.019 | 0.019 | 0.019 | 0.019 | 0.019 | 0.019 | 0.019 | 0.019 | 0.019 | 0.019 | 0.019 | 0.019 | 0.019 | 0.019 | 0.019 | 0.019 | 0.019 | 0.019
|  | Allegheny Energy Units 3, 4 & 5 | [6 empty] | 0.011 | 0.011 | 0.029 | 0.029 | 0.029 | 0.029 | 0.029 | 0.029 | 0.029 | 0.029 | 0.029 | 0.029 | 0.029 | 0.029 | 0.029 | 0.029 | 0.029 | 0.029 | 0.029 | 0.029 | 0.029 | 0.029 | 0.029 | 0.029 | 0.029 | 0.029 | 0.029 | 0.029 | 0.029 | 0.029 | 0.029 | 0.029 | 0.029 | 0.029 | 0.029 | 0.029 | 0.029 | 0.029 | 0.029 | 0.029 | 0.029 | 0.029 | 0.029 | 0.029 | 0.029 | 0.029 | 0.029 | 0.029
|  | Allegheny Energy Units 3, 4 & 5 | [6 empty] | 0.011 | 0.011 | 0.029 | 0.029 | 0.029 | 0.029 | 0.029 | 0.029 | 0.029 | 0.029 | 0.029 | 0.029 | 0.029 | 0.029 | 0.029 | 0.029 | 0.029 | 0.029 | 0.029 | 0.029 | 0.029 | 0.029 | 0.029 | 0.029 | 0.029 | 0.029 | 0.029 | 0.029 | 0.029 | 0.029 | 0.029 | 0.029 | 0.029 | 0.029 | 0.029 | 0.029 | 0.029 | 0.029 | 0.029 | 0.029 | 0.029 | 0.029 | 0.029 | 0.029 | 0.029 | 0.029 | 0.029 | 0.029
|  | Amoco Whiting | [6 empty] | 0.05 | 0.05 | 0.05 | 0.05 | 0.05 | 0.05 | 0.05 | 0.05 | 0.05 | 0.05 | 0.05 | 0.05 | 0.05 | 0.05 | 0.05 | 0.05 | 0.05 | 0.05 | 0.05 | 0.05 | 0.05 | 0.05 | 0.05 | 0.05 | 0.05 | 0.05 | 0.05 | 0.05 | 0.05 | 0.05 | 0.05 | 0.05 | 0.05 | 0.05 | 0.05 | 0.05 | 0.05 | 0.05 | 0.05 | 0.05 | 0.05 | 0.05 | 0.05 | 0.05 | 0.05 | 0.05 | 0.05 | 0.05
|  | AMP1-Ohio | [6 empty] | 0.1 | 0.1 | 0.1 | 0.1 | 0.1 | 0.1 | 0.1 | 0.1 | 0.1 | 0.1 | 0.1 | 0.1 | 0.1 | 0.1 | 0.1 | 0.1 | 0.1 | 0.1 | 0.1 | 0.1 | 0.1 | 0.1 | 0.1 | 0.1 | 0.1 | 0.1 | 0.1 | 0.1 | 0.1 | 0.1 | 0.1 | 0.1 | 0.1 | 0.1 | 0.1 | 0.1 | 0.1 | 0.1 | 0.1 | 0.1 | 0.1 | 0.1 | 0.1 | 0.1 | 0.1 | 0.1 | 0.1 | 0.1
|  | AMP2-Ohio | [6 empty] | 0.1 | 0.1 | 0.1 | 0.1 | 0.1 | 0.1 | 0.1 | 0.1 | 0.1 | 0.1 | 0.1 | 0.1 | 0.1 | 0.1 | 0.1 | 0.1 | 0.1 | 0.1 | 0.1 | 0.1 | 0.1 | 0.1 | 0.1 | 0.1 | 0.1 | 0.1 | 0.1 | 0.1 | 0.1 | 0.1 | 0.1 | 0.1 | 0.1 | 0.1 | 0.1 | 0.1 | 0.1 | 0.1 | 0.1 | 0.1 | 0.1 | 0.1 | 0.1 | 0.1 | 0.1 | 0.1 | 0.1 | 0.1
|  | Audubon County | [6 empty] | 0.011 | 0.011 | 0.011 | 0.011 | 0.011 | 0.011 | 0.011 | 0.011 | 0.011 | 0.011 | 0.011 | 0.011 | 0.011 | 0.011 | 0.011 | 0.011 | 0.011 | 0.011 | 0.011 | 0.011 | 0.011 | 0.011 | 0.011 | 0.011 | 0.011 | 0.011 | 0.011 | 0.011 | 0.011 | 0.011 | 0.011 | 0.011 | 0.011 | 0.011 | 0.011 | 0.011 | 0.011 | 0.011 | 0.011 | 0.011 | 0.011 | 0.011 | 0.011 | 0.011 | 0.011 | 0.011 | 0.011 | 0.011
|  | Bayside Power Plant Unit 2 | [6 empty] | 0.016 | 0.016 | 0.017 | 0.017 | 0.017 | 0.017 | 0.017 | 0.017 | 0.017 | 0.017 | 0.017 | 0.017 | 0.017 | 0.017 | 0.017 | 0.017 | 0.017 | 0.017 | 0.017 | 0.017 | 0.017 | 0.017 | 0.017 | 0.017 | 0.017 | 0.017 | 0.017 | 0.017 | 0.017 | 0.017 | 0.017 | 0.017 | 0.017 | 0.017 | 0.017 | 0.017 | 0.017 | 0.017 | 0.017 | 0.017 | 0.017 | 0.017 | 0.017 | 0.017 | 0.017 | 0.017 | 0.017 | 0.017
|  | Bayside Power | [6 empty] | 0.016 | 0.016 | 0.017 | 0.017 | 0.017 | 0.017 | 0.017 | 0.017 | 0.017 | 0.017 | 0.017 | 0.017 | 0.017 | 0.017 | 0.017 | 0.017 | 0.017 | 0.017 | 0.017 | 0.017 | 0.017 | 0.017 | 0.017 | 0.017 | 0.017 | 0.017 | 0.017 | 0.017 | 0.017 | 0.017 | 0.017 | 0.017 | 0.017 | 0.017 | 0.017 | 0.017 | 0.017 | 0.017 | 0.017 | 0.017 | 0.017 | 0.017 | 0.017 | 0.017 | 0.017 | 0.017 | 0.017 | 0.017
|  | Bethlehem Energy Center (Albany) | [6 empty] | 0.011 | 0.011 | 0.011 | 0.011 | 0.011 | 0.011 | 0.011 | 0.011 | 0.011 | 0.011 | 0.011 | 0.011 | 0.011 | 0.011 | 0.011 | 0.011 | 0.011 | 0.011 | 0.011 | 0.011 | 0.011 | 0.011 | 0.011 | 0.011 | 0.011 | 0.011 | 0.011 | 0.011 | 0.011 | 0.011 | 0.011 | 0.011 | 0.011 | 0.011 | 0.011 | 0.011 | 0.011 | 0.011 | 0.011 | 0.011 | 0.011 | 0.011 | 0.011 | 0.011 | 0.011 | 0.011 | 0.011 | 0.011
|  | Brandy Branch Generating Station | [6 empty] | 0.011 | 0.011 | 0.011 | 0.011 | 0.011 | 0.011 | 0.011 | 0.011 | 0.011 | 0.011 | 0.011 | 0.011 | 0.011 | 0.011 | 0.011 | 0.011 | 0.011 | 0.011 | 0.011 | 0.011 | 0.011 | 0.011 | 0.011 | 0.011 | 0.011 | 0.011 | 0.011 | 0.011 | 0.011 | 0.011 | 0.011 | 0.011 | 0.011 | 0.011 | 0.011 | 0.011 | 0.011 | 0.011 | 0.011 | 0.011 | 0.011 | 0.011 | 0.011 | 0.011 | 0.011 | 0.011 | 0.011 | 0.011
|  | Brentwood | [6 empty] | 0.08 | 0.08 | 0.019 | 0.019 | 0.019 | 0.019 | 0.019 | 0.019 | 0.019 | 0.019 | 0.019 | 0.019 | 0.019 | 0.019 | 0.019 | 0.019 | 0.019 | 0.019 | 0.019 | 0.019 | 0.019 | 0.019 | 0.019 | 0.019 | 0.019 | 0.019 | 0.019 | 0.019 | 0.019 | 0.019 | 0.019 | 0.019 | 0.019 | 0.019 | 0.019 | 0.019 | 0.019 | 0.019 | 0.019 | 0.019 | 0.019 | 0.019 | 0.019 | 0.019 | 0.019 | 0.019 | 0.019 | 0.019
0 | 0 | Buchanan Generating Unit 1 | [6 empty] | 0.091 | 0.091 | 0.09 | 0.09 | 0.09 | 0.09 | 0.09 | 0.09 | 0.09 | 0.09 | 0.09 | 0.09 | 0.09 | 0.09 | 0.09 | 0.09 | 0.09 | 0.09 | 0.09 | 0.09 | 0.09 | 0.09 | 0.09 | 0.09 | 0.09 | 0.09 | 0.09 | 0.09 | 0.09 | 0.09 | 0.09 | 0.09 | 0.09 | 0.09 | 0.09 | 0.09 | 0.09 | 0.09 | 0.09 | 0.09 | 0.09 | 0.09 | 0.09 | 0.09 | 0.09 | 0.09 | 0.09 | 0.09
0 | 0 | Buchanan Generating Unit 2 | [6 empty] | 0.087 | 0.087 | 0.086 | 0.086 | 0.086 | 0.086 | 0.086 | 0.086 | 0.086 | 0.086 | 0.086 | 0.086 | 0.086 | 0.086 | 0.086 | 0.086 | 0.086 | 0.086 | 0.086 | 0.086 | 0.086 | 0.086 | 0.086 | 0.086 | 0.086 | 0.086 | 0.086 | 0.086 | 0.086 | 0.086 | 0.086 | 0.086 | 0.086 | 0.086 | 0.086 | 0.086 | 0.086 | 0.086 | 0.086 | 0.086 | 0.086 | 0.086 | 0.086 | 0.086 | 0.086 | 0.086 | 0.086 | 0.086
|  | Settlers Hill Gas Recovery:ALL | [6 empty] | 0.1 | 0.1 | 0.1 | 0.1 | 0.1 | 0.1 | 0.1 | 0.1 | 0.1 | 0.1 | 0.1 | 0.1 | 0.1 | 0.1 | 0.1 | 0.1 | 0.1 | 0.1 | 0.1 | 0.1 | 0.1 | 0.1 | 0.1 | 0.1 | 0.1 | 0.1 | 0.1 | 0.1 | 0.1 | 0.1 | 0.1 | 0.1 | 0.1 | 0.1 | 0.1 | 0.1 | 0.1 | 0.1 | 0.1 | 0.1 | 0.1 | 0.1 | 0.1 | 0.1 | 0.1 | 0.1 | 0.1 | 0.1
|  | Milam Gas Recovery:ALL | [6 empty] | 0.1 | 0.1 | 0.1 | 0.1 | 0.1 | 0.1 | 0.1 | 0.1 | 0.1 | 0.1 | 0.1 | 0.1 | 0.1 | 0.1 | 0.1 | 0.1 | 0.1 | 0.1 | 0.1 | 0.1 | 0.1 | 0.1 | 0.1 | 0.1 | 0.1 | 0.1 | 0.1 | 0.1 | 0.1 | 0.1 | 0.1 | 0.1 | 0.1 | 0.1 | 0.1 | 0.1 | 0.1 | 0.1 | 0.1 | 0.1 | 0.1 | 0.1 | 0.1 | 0.1 | 0.1 | 0.1 | 0.1 | 0.1
|  | Chestnut Ridge Gas Recovery:ALL | [6 empty] | 0.1 | 0.1 | 0.1 | 0.1 | 0.1 | 0.1 | 0.1 | 0.1 | 0.1 | 0.1 | 0.1 | 0.1 | 0.1 | 0.1 | 0.1 | 0.1 | 0.1 | 0.1 | 0.1 | 0.1 | 0.1 | 0.1 | 0.1 | 0.1 | 0.1 | 0.1 | 0.1 | 0.1 | 0.1 | 0.1 | 0.1 | 0.1 | 0.1 | 0.1 | 0.1 | 0.1 | 0.1 | 0.1 | 0.1 | 0.1 | 0.1 | 0.1 | 0.1 | 0.1 | 0.1 | 0.1 | 0.1 | 0.1
|  | GROWS Gas Recovery Pennsb:ALL | [6 empty] | 0.126 | 0.126 | 0.126 | 0.126 | 0.126 | 0.126 | 0.126 | 0.126 | 0.126 | 0.126 | 0.126 | 0.126 | 0.126 | 0.126 | 0.126 | 0.126 | 0.126 | 0.126 | 0.126 | 0.126 | 0.126 | 0.126 | 0.126 | 0.126 | 0.126 | 0.126 | 0.126 | 0.126 | 0.126 | 0.126 | 0.126 | 0.126 | 0.126 | 0.126 | 0.126 | 0.126 | 0.126 | 0.126 | 0.126 | 0.126 | 0.126 | 0.126 | 0.126 | 0.126 | 0.126 | 0.126 | 0.126 | 0.126
|  | Stowe Power Production Plant:ALL | [6 empty] | 0.1 | 0.1 | 0.1 | 0.1 | 0.1 | 0.1 | 0.1 | 0.1 | 0.1 | 0.1 | 0.1 | 0.1 | 0.1 | 0.1 | 0.1 | 0.1 | 0.1 | 0.1 | 0.1 | 0.1 | 0.1 | 0.1 | 0.1 | 0.1 | 0.1 | 0.1 | 0.1 | 0.1 | 0.1 | 0.1 | 0.1 | 0.1 | 0.1 | 0.1 | 0.1 | 0.1 | 0.1 | 0.1 | 0.1 | 0.1 | 0.1 | 0.1 | 0.1 | 0.1 | 0.1 | 0.1 | 0.1 | 0.1
|  | Kanakee County Landfill Gas Re:ALL | [6 empty] | 0.1 | 0.1 | 0.1 | 0.1 | 0.1 | 0.1 | 0.1 | 0.1 | 0.1 | 0.1 | 0.1 | 0.1 | 0.1 | 0.1 | 0.1 | 0.1 | 0.1 | 0.1 | 0.1 | 0.1 | 0.1 | 0.1 | 0.1 | 0.1 | 0.1 | 0.1 | 0.1 | 0.1 | 0.1 | 0.1 | 0.1 | 0.1 | 0.1 | 0.1 | 0.1 | 0.1 | 0.1 | 0.1 | 0.1 | 0.1 | 0.1 | 0.1 | 0.1 | 0.1 | 0.1 | 0.1 | 0.1 | 0.1
|  | Woodland Landfill Gas Recovery:ALL | [6 empty] | 0.1 | 0.1 | 0.1 | 0.1 | 0.1 | 0.1 | 0.1 | 0.1 | 0.1 | 0.1 | 0.1 | 0.1 | 0.1 | 0.1 | 0.1 | 0.1 | 0.1 | 0.1 | 0.1 | 0.1 | 0.1 | 0.1 | 0.1 | 0.1 | 0.1 | 0.1 | 0.1 | 0.1 | 0.1 | 0.1 | 0.1 | 0.1 | 0.1 | 0.1 | 0.1 | 0.1 | 0.1 | 0.1 | 0.1 | 0.1 | 0.1 | 0.1 | 0.1 | 0.1 | 0.1 | 0.1 | 0.1 | 0.1
0 | 0 | Evanston Township High School:ALL | [6 empty] | 0.1 | 0.1 | 0.1 | 0.1 | 0.1 | 0.1 | 0.1 | 0.1 | 0.1 | 0.1 | 0.1 | 0.1 | 0.1 | 0.1 | 0.1 | 0.1 | 0.1 | 0.1 | 0.1 | 0.1 | 0.1 | 0.1 | 0.1 | 0.1 | 0.1 | 0.1 | 0.1 | 0.1 | 0.1 | 0.1 | 0.1 | 0.1 | 0.1 | 0.1 | 0.1 | 0.1 | 0.1 | 0.1 | 0.1 | 0.1 | 0.1 | 0.1 | 0.1 | 0.1 | 0.1 | 0.1 | 0.1 | 0.1
|  | Waukegan Generating Facility:ALL | [6 empty] | 0.1 | 0.1 | 0.1 | 0.1 | 0.1 | 0.1 | 0.1 | 0.1 | 0.1 | 0.1 | 0.1 | 0.1 | 0.1 | 0.1 | 0.1 | 0.1 | 0.1 | 0.1 | 0.1 | 0.1 | 0.1 | 0.1 | 0.1 | 0.1 | 0.1 | 0.1 | 0.1 | 0.1 | 0.1 | 0.1 | 0.1 | 0.1 | 0.1 | 0.1 | 0.1 | 0.1 | 0.1 | 0.1 | 0.1 | 0.1 | 0.1 | 0.1 | 0.1 | 0.1 | 0.1 | 0.1 | 0.1 | 0.1
|  | Modern L/F Generating Facility:ALL | [6 empty] | 0.1 | 0.1 | 0.1 | 0.1 | 0.1 | 0.1 | 0.1 | 0.1 | 0.1 | 0.1 | 0.1 | 0.1 | 0.1 | 0.1 | 0.1 | 0.1 | 0.1 | 0.1 | 0.1 | 0.1 | 0.1 | 0.1 | 0.1 | 0.1 | 0.1 | 0.1 | 0.1 | 0.1 | 0.1 | 0.1 | 0.1 | 0.1 | 0.1 | 0.1 | 0.1 | 0.1 | 0.1 | 0.1 | 0.1 | 0.1 | 0.1 | 0.1 | 0.1 | 0.1 | 0.1 | 0.1 | 0.1 | 0.1
0 | 0 | Erie Coke Corporation:1 | [6 empty] | 0.315 | 0.315 | 0.315 | 0.315 | 0.315 | 0.315 | 0.315 | 0.315 | 0.315 | 0.315 | 0.315 | 0.315 | 0.315 | 0.315 | 0.315 | 0.315 | 0.315 | 0.315 | 0.315 | 0.315 | 0.315 | 0.315 | 0.315 | 0.315 | 0.315 | 0.315 | 0.315 | 0.315 | 0.315 | 0.315 | 0.315 | 0.315 | 0.315 | 0.315 | 0.315 | 0.315 | 0.315 | 0.315 | 0.315 | 0.315 | 0.315 | 0.315 | 0.315 | 0.315 | 0.315 | 0.315 | 0.315 | 0.315
0 | 0 | Charles Poletti | [6 empty] | 0.144 | 0.144 | 0.144 | 0.144 | 0.144 | 0.144 | 0.144 | 0.144 | 0.144 | 0.144 | 0.144 | 0.144 | 0.144 | 0.144 | 0.144 | 0.144 | 0.144 | 0.144 | 0.144 | 0.144 | 0.144 | 0.144 | 0.144 | 0.144 | 0.144 | 0.144 | 0.144 | 0.144 | 0.144 | 0.144 | 0.144 | 0.144 | 0.144 | 0.144 | 0.144 | 0.144 | 0.144 | 0.144 | 0.144 | 0.144 | 0.144 | 0.144 | 0.144 | 0.144 | 0.144 | 0.144 | 0.144 | 0.144
|  | Columbia Energy Center | [6 empty] | 0.011 | 0.011 | 0.011 | 0.011 | 0.011 | 0.011 | 0.011 | 0.011 | 0.011 | 0.011 | 0.011 | 0.011 | 0.011 | 0.011 | 0.011 | 0.011 | 0.011 | 0.011 | 0.011 | 0.011 | 0.011 | 0.011 | 0.011 | 0.011 | 0.011 | 0.011 | 0.011 | 0.011 | 0.011 | 0.011 | 0.011 | 0.011 | 0.011 | 0.011 | 0.011 | 0.011 | 0.011 | 0.011 | 0.011 | 0.011 | 0.011 | 0.011 | 0.011 | 0.011 | 0.011 | 0.011 | 0.011 | 0.011
|  | Community College | [6 empty] | 0.011 | 0.011 | 0.011 | 0.011 | 0.011 | 0.011 | 0.011 | 0.011 | 0.011 | 0.011 | 0.011 | 0.011 | 0.011 | 0.011 | 0.011 | 0.011 | 0.011 | 0.011 | 0.011 | 0.011 | 0.011 | 0.011 | 0.011 | 0.011 | 0.011 | 0.011 | 0.011 | 0.011 | 0.011 | 0.011 | 0.011 | 0.011 | 0.011 | 0.011 | 0.011 | 0.011 | 0.011 | 0.011 | 0.011 | 0.011 | 0.011 | 0.011 | 0.011 | 0.011 | 0.011 | 0.011 | 0.011 | 0.011
|  | Continental Energy Assoc GEN2 | [6 empty] | 0.011 | 0.011 | 0.011 | 0.011 | 0.011 | 0.011 | 0.011 | 0.011 | 0.011 | 0.011 | 0.011 | 0.011 | 0.011 | 0.011 | 0.011 | 0.011 | 0.011 | 0.011 | 0.011 | 0.011 | 0.011 | 0.011 | 0.011 | 0.011 | 0.011 | 0.011 | 0.011 | 0.011 | 0.011 | 0.011 | 0.011 | 0.011 | 0.011 | 0.011 | 0.011 | 0.011 | 0.011 | 0.011 | 0.011 | 0.011 | 0.011 | 0.011 | 0.011 | 0.011 | 0.011 | 0.011 | 0.011 | 0.011
|  | Continental Energy Assoc GEN3 | [6 empty] | 0.011 | 0.011 | 0.011 | 0.011 | 0.011 | 0.011 | 0.011 | 0.011 | 0.011 | 0.011 | 0.011 | 0.011 | 0.011 | 0.011 | 0.011 | 0.011 | 0.011 | 0.011 | 0.011 | 0.011 | 0.011 | 0.011 | 0.011 | 0.011 | 0.011 | 0.011 | 0.011 | 0.011 | 0.011 | 0.011 | 0.011 | 0.011 | 0.011 | 0.011 | 0.011 | 0.011 | 0.011 | 0.011 | 0.011 | 0.011 | 0.011 | 0.011 | 0.011 | 0.011 | 0.011 | 0.011 | 0.011 | 0.011
|  | Continental Energy Assoc GEN4 | [6 empty] | 0.011 | 0.011 | 0.011 | 0.011 | 0.011 | 0.011 | 0.011 | 0.011 | 0.011 | 0.011 | 0.011 | 0.011 | 0.011 | 0.011 | 0.011 | 0.011 | 0.011 | 0.011 | 0.011 | 0.011 | 0.011 | 0.011 | 0.011 | 0.011 | 0.011 | 0.011 | 0.011 | 0.011 | 0.011 | 0.011 | 0.011 | 0.011 | 0.011 | 0.011 | 0.011 | 0.011 | 0.011 | 0.011 | 0.011 | 0.011 | 0.011 | 0.011 | 0.011 | 0.011 | 0.011 | 0.011 | 0.011 | 0.011
|  | Covert | [6 empty] | 0.01 | 0.01 | 0.01 | 0.01 | 0.01 | 0.01 | 0.01 | 0.01 | 0.01 | 0.01 | 0.01 | 0.01 | 0.01 | 0.01 | 0.01 | 0.01 | 0.01 | 0.01 | 0.01 | 0.01 | 0.01 | 0.01 | 0.01 | 0.01 | 0.01 | 0.01 | 0.01 | 0.01 | 0.01 | 0.01 | 0.01 | 0.01 | 0.01 | 0.01 | 0.01 | 0.01 | 0.01 | 0.01 | 0.01 | 0.01 | 0.01 | 0.01 | 0.01 | 0.01 | 0.01 | 0.01 | 0.01 | 0.01
|  | Covert Generating Project:1 | [6 empty] | 0.009 | 0.009 | 0.009 | 0.009 | 0.009 | 0.009 | 0.009 | 0.009 | 0.009 | 0.009 | 0.009 | 0.009 | 0.009 | 0.009 | 0.009 | 0.009 | 0.009 | 0.009 | 0.009 | 0.009 | 0.009 | 0.009 | 0.009 | 0.009 | 0.009 | 0.009 | 0.009 | 0.009 | 0.009 | 0.009 | 0.009 | 0.009 | 0.009 | 0.009 | 0.009 | 0.009 | 0.009 | 0.009 | 0.009 | 0.009 | 0.009 | 0.009 | 0.009 | 0.009 | 0.009 | 0.009 | 0.009 | 0.009
|  | Covert Generating Project:2 | [6 empty] | 0.009 | 0.009 | 0.009 | 0.009 | 0.009 | 0.009 | 0.009 | 0.009 | 0.009 | 0.009 | 0.009 | 0.009 | 0.009 | 0.009 | 0.009 | 0.009 | 0.009 | 0.009 | 0.009 | 0.009 | 0.009 | 0.009 | 0.009 | 0.009 | 0.009 | 0.009 | 0.009 | 0.009 | 0.009 | 0.009 | 0.009 | 0.009 | 0.009 | 0.009 | 0.009 | 0.009 | 0.009 | 0.009 | 0.009 | 0.009 | 0.009 | 0.009 | 0.009 | 0.009 | 0.009 | 0.009 | 0.009 | 0.009
|  | Crystal River Generating Station | [6 empty] | 0.39 | 0.39 | 0.39 | 0.39 | 0.39 | 0.39 | 0.39 | 0.39 | 0.39 | 0.39 | 0.39 | 0.39 | 0.39 | 0.39 | 0.39 | 0.39 | 0.39 | 0.39 | 0.39 | 0.39 | 0.39 | 0.39 | 0.39 | 0.39 | 0.39 | 0.39 | 0.39 | 0.39 | 0.39 | 0.39 | 0.39 | 0.39 | 0.39 | 0.39 | 0.39 | 0.39 | 0.39 | 0.39 | 0.39 | 0.39 | 0.39 | 0.39 | 0.39 | 0.39 | 0.39 | 0.39 | 0.39 | 0.39
|  | DearbornCC | [6 empty] | 0.05 | 0.05 | 0.05 | 0.05 | 0.05 | 0.05 | 0.05 | 0.05 | 0.05 | 0.05 | 0.05 | 0.05 | 0.05 | 0.05 | 0.05 | 0.05 | 0.05 | 0.05 | 0.05 | 0.05 | 0.05 | 0.05 | 0.05 | 0.05 | 0.05 | 0.05 | 0.05 | 0.05 | 0.05 | 0.05 | 0.05 | 0.05 | 0.05 | 0.05 | 0.05 | 0.05 | 0.05 | 0.05 | 0.05 | 0.05 | 0.05 | 0.05 | 0.05 | 0.05 | 0.05 | 0.05 | 0.05 | 0.05
|  | Dickerson Generating Station | [6 empty] | 0.011 | 0.011 | 0.011 | 0.011 | 0.011 | 0.011 | 0.011 | 0.011 | 0.011 | 0.011 | 0.011 | 0.011 | 0.011 | 0.011 | 0.011 | 0.011 | 0.011 | 0.011 | 0.011 | 0.011 | 0.011 | 0.011 | 0.011 | 0.011 | 0.011 | 0.011 | 0.011 | 0.011 | 0.011 | 0.011 | 0.011 | 0.011 | 0.011 | 0.011 | 0.011 | 0.011 | 0.011 | 0.011 | 0.011 | 0.011 | 0.011 | 0.011 | 0.011 | 0.011 | 0.011 | 0.011 | 0.011 | 0.011
|  | DTE Holland | [6 empty] | 0.01 | 0.01 | 0.01 | 0.01 | 0.01 | 0.01 | 0.01 | 0.01 | 0.01 | 0.01 | 0.01 | 0.01 | 0.01 | 0.01 | 0.01 | 0.01 | 0.01 | 0.01 | 0.01 | 0.01 | 0.01 | 0.01 | 0.01 | 0.01 | 0.01 | 0.01 | 0.01 | 0.01 | 0.01 | 0.01 | 0.01 | 0.01 | 0.01 | 0.01 | 0.01 | 0.01 | 0.01 | 0.01 | 0.01 | 0.01 | 0.01 | 0.01 | 0.01 | 0.01 | 0.01 | 0.01 | 0.01 | 0.01
|  | Eli Lilly and Co. - Tippec:T121 | [6 empty] | 0.305 | 0.305 | 0.305 | 0.305 | 0.305 | 0.305 | 0.305 | 0.305 | 0.305 | 0.305 | 0.305 | 0.305 | 0.305 | 0.305 | 0.305 | 0.305 | 0.305 | 0.305 | 0.305 | 0.305 | 0.305 | 0.305 | 0.305 | 0.305 | 0.305 | 0.305 | 0.305 | 0.305 | 0.305 | 0.305 | 0.305 | 0.305 | 0.305 | 0.305 | 0.305 | 0.305 | 0.305 | 0.305 | 0.305 | 0.305 | 0.305 | 0.305 | 0.305 | 0.305 | 0.305 | 0.305 | 0.305 | 0.305
2021 | 0 | S. D. Warren Co. #1 Muskeg:ALL | [6 empty] | 0.396 | 0.396 | 0.396 | 0.396 | 0.396 | 0.396 | 0.396 | 0.396 | 0.396 | 0.396 | 0.396 | 0.396 | 0.396 | 0.396 | 0.396 | 0.0594 | 0.0594 | 0.0594 | 0.0594 | 0.0594 | 0.0594 | 0.0594 | 0.0594 | 0.0594 | 0.0594 | 0.0594 | 0.0594 | 0.0594 | 0.0594 | 0.0594 | 0.0594 | 0.0594 | 0.0594 | 0.0594 | 0.0594 | 0.0594 | 0.0594 | 0.0594 | 0.0594 | 0.0594 | 0.0594 | 0.0594 | 0.0594 | 0.0594 | 0.0594 | 0.0594 | 0.0594 | 0.0594
|  | Fletcher Facility:2 | [6 empty] | 0.396 | 0.396 | 0.396 | 0.396 | 0.396 | 0.396 | 0.396 | 0.396 | 0.396 | 0.396 | 0.396 | 0.396 | 0.396 | 0.396 | 0.396 | 0.396 | 0.396 | 0.396 | 0.396 | 0.396 | 0.396 | 0.396 | 0.396 | 0.396 | 0.396 | 0.396 | 0.396 | 0.396 | 0.396 | 0.396 | 0.396 | 0.396 | 0.396 | 0.396 | 0.396 | 0.396 | 0.396 | 0.396 | 0.396 | 0.396 | 0.396 | 0.396 | 0.396 | 0.396 | 0.396 | 0.396 | 0.396 | 0.396
2017 | 0 | Roanoke Valley Project:1 | [6 empty] | 0.396 | 0.396 | 0.396 | 0.396 | 0.396 | 0.396 | 0.396 | 0.396 | 0.396 | 0.396 | 0.396 | 0.0594 | 0.0594 | 0.0594 | 0.0594 | 0.0594 | 0.0594 | 0.0594 | 0.0594 | 0.0594 | 0.0594 | 0.0594 | 0.0594 | 0.0594 | 0.0594 | 0.0594 | 0.0594 | 0.0594 | 0.0594 | 0.0594 | 0.0594 | 0.0594 | 0.0594 | 0.0594 | 0.0594 | 0.0594 | 0.0594 | 0.0594 | 0.0594 | 0.0594 | 0.0594 | 0.0594 | 0.0594 | 0.0594 | 0.0594 | 0.0594 | 0.0594 | 0.0594
|  | Tenaska Lindsay Hill Generating Station:CC | [6 empty] | 0.05 | 0.05 | 0.05 | 0.05 | 0.05 | 0.05 | 0.05 | 0.05 | 0.05 | 0.05 | 0.05 | 0.05 | 0.05 | 0.05 | 0.05 | 0.05 | 0.05 | 0.05 | 0.05 | 0.05 | 0.05 | 0.05 | 0.05 | 0.05 | 0.05 | 0.05 | 0.05 | 0.05 | 0.05 | 0.05 | 0.05 | 0.05 | 0.05 | 0.05 | 0.05 | 0.05 | 0.05 | 0.05 | 0.05 | 0.05 | 0.05 | 0.05 | 0.05 | 0.05 | 0.05 | 0.05 | 0.05 | 0.05
0 | 0 | Marshall County (DUENMC):GT1 | [6 empty] | 0.1 | 0.1 | 0.1 | 0.1 | 0.1 | 0.1 | 0.1 | 0.1 | 0.1 | 0.1 | 0.1 | 0.1 | 0.1 | 0.1 | 0.1 | 0.1 | 0.1 | 0.1 | 0.1 | 0.1 | 0.1 | 0.1 | 0.1 | 0.1 | 0.1 | 0.1 | 0.1 | 0.1 | 0.1 | 0.1 | 0.1 | 0.1 | 0.1 | 0.1 | 0.1 | 0.1 | 0.1 | 0.1 | 0.1 | 0.1 | 0.1 | 0.1 | 0.1 | 0.1 | 0.1 | 0.1 | 0.1 | 0.1
0 | 0 | Marshall County (DUENMC):GT2 | [6 empty] | 0.1 | 0.1 | 0.1 | 0.1 | 0.1 | 0.1 | 0.1 | 0.1 | 0.1 | 0.1 | 0.1 | 0.1 | 0.1 | 0.1 | 0.1 | 0.1 | 0.1 | 0.1 | 0.1 | 0.1 | 0.1 | 0.1 | 0.1 | 0.1 | 0.1 | 0.1 | 0.1 | 0.1 | 0.1 | 0.1 | 0.1 | 0.1 | 0.1 | 0.1 | 0.1 | 0.1 | 0.1 | 0.1 | 0.1 | 0.1 | 0.1 | 0.1 | 0.1 | 0.1 | 0.1 | 0.1 | 0.1 | 0.1
0 | 0 | Marshall County (DUENMC):GT3 | [6 empty] | 0.1 | 0.1 | 0.1 | 0.1 | 0.1 | 0.1 | 0.1 | 0.1 | 0.1 | 0.1 | 0.1 | 0.1 | 0.1 | 0.1 | 0.1 | 0.1 | 0.1 | 0.1 | 0.1 | 0.1 | 0.1 | 0.1 | 0.1 | 0.1 | 0.1 | 0.1 | 0.1 | 0.1 | 0.1 | 0.1 | 0.1 | 0.1 | 0.1 | 0.1 | 0.1 | 0.1 | 0.1 | 0.1 | 0.1 | 0.1 | 0.1 | 0.1 | 0.1 | 0.1 | 0.1 | 0.1 | 0.1 | 0.1
0 | 0 | Marshall County (DUENMC):GT4 | [6 empty] | 0.1 | 0.1 | 0.1 | 0.1 | 0.1 | 0.1 | 0.1 | 0.1 | 0.1 | 0.1 | 0.1 | 0.1 | 0.1 | 0.1 | 0.1 | 0.1 | 0.1 | 0.1 | 0.1 | 0.1 | 0.1 | 0.1 | 0.1 | 0.1 | 0.1 | 0.1 | 0.1 | 0.1 | 0.1 | 0.1 | 0.1 | 0.1 | 0.1 | 0.1 | 0.1 | 0.1 | 0.1 | 0.1 | 0.1 | 0.1 | 0.1 | 0.1 | 0.1 | 0.1 | 0.1 | 0.1 | 0.1 | 0.1
0 | 0 | Marshall County (DUENMC):GT5 | [6 empty] | 0.1 | 0.1 | 0.1 | 0.1 | 0.1 | 0.1 | 0.1 | 0.1 | 0.1 | 0.1 | 0.1 | 0.1 | 0.1 | 0.1 | 0.1 | 0.1 | 0.1 | 0.1 | 0.1 | 0.1 | 0.1 | 0.1 | 0.1 | 0.1 | 0.1 | 0.1 | 0.1 | 0.1 | 0.1 | 0.1 | 0.1 | 0.1 | 0.1 | 0.1 | 0.1 | 0.1 | 0.1 | 0.1 | 0.1 | 0.1 | 0.1 | 0.1 | 0.1 | 0.1 | 0.1 | 0.1 | 0.1 | 0.1
0 | 0 | Marshall County (DUENMC):GT6 | [6 empty] | 0.1 | 0.1 | 0.1 | 0.1 | 0.1 | 0.1 | 0.1 | 0.1 | 0.1 | 0.1 | 0.1 | 0.1 | 0.1 | 0.1 | 0.1 | 0.1 | 0.1 | 0.1 | 0.1 | 0.1 | 0.1 | 0.1 | 0.1 | 0.1 | 0.1 | 0.1 | 0.1 | 0.1 | 0.1 | 0.1 | 0.1 | 0.1 | 0.1 | 0.1 | 0.1 | 0.1 | 0.1 | 0.1 | 0.1 | 0.1 | 0.1 | 0.1 | 0.1 | 0.1 | 0.1 | 0.1 | 0.1 | 0.1
0 | 0 | Marshall County (DUENMC):GT7 | [6 empty] | 0.1 | 0.1 | 0.1 | 0.1 | 0.1 | 0.1 | 0.1 | 0.1 | 0.1 | 0.1 | 0.1 | 0.1 | 0.1 | 0.1 | 0.1 | 0.1 | 0.1 | 0.1 | 0.1 | 0.1 | 0.1 | 0.1 | 0.1 | 0.1 | 0.1 | 0.1 | 0.1 | 0.1 | 0.1 | 0.1 | 0.1 | 0.1 | 0.1 | 0.1 | 0.1 | 0.1 | 0.1 | 0.1 | 0.1 | 0.1 | 0.1 | 0.1 | 0.1 | 0.1 | 0.1 | 0.1 | 0.1 | 0.1
0 | 0 | Marshall County (DUENMC):GT8 | [6 empty] | 0.1 | 0.1 | 0.1 | 0.1 | 0.1 | 0.1 | 0.1 | 0.1 | 0.1 | 0.1 | 0.1 | 0.1 | 0.1 | 0.1 | 0.1 | 0.1 | 0.1 | 0.1 | 0.1 | 0.1 | 0.1 | 0.1 | 0.1 | 0.1 | 0.1 | 0.1 | 0.1 | 0.1 | 0.1 | 0.1 | 0.1 | 0.1 | 0.1 | 0.1 | 0.1 | 0.1 | 0.1 | 0.1 | 0.1 | 0.1 | 0.1 | 0.1 | 0.1 | 0.1 | 0.1 | 0.1 | 0.1 | 0.1
|  | Reliant Energy Aurora LP:GT1 | [6 empty] | 0.08 | 0.08 | 0.08 | 0.08 | 0.08 | 0.08 | 0.08 | 0.08 | 0.08 | 0.08 | 0.08 | 0.08 | 0.08 | 0.08 | 0.08 | 0.08 | 0.08 | 0.08 | 0.08 | 0.08 | 0.08 | 0.08 | 0.08 | 0.08 | 0.08 | 0.08 | 0.08 | 0.08 | 0.08 | 0.08 | 0.08 | 0.08 | 0.08 | 0.08 | 0.08 | 0.08 | 0.08 | 0.08 | 0.08 | 0.08 | 0.08 | 0.08 | 0.08 | 0.08 | 0.08 | 0.08 | 0.08 | 0.08
0 | 0 | Reliant Energy Aurora LP:GT10 | [6 empty] | 0.1 | 0.1 | 0.1 | 0.1 | 0.1 | 0.1 | 0.1 | 0.1 | 0.1 | 0.1 | 0.1 | 0.1 | 0.1 | 0.1 | 0.1 | 0.1 | 0.1 | 0.1 | 0.1 | 0.1 | 0.1 | 0.1 | 0.1 | 0.1 | 0.1 | 0.1 | 0.1 | 0.1 | 0.1 | 0.1 | 0.1 | 0.1 | 0.1 | 0.1 | 0.1 | 0.1 | 0.1 | 0.1 | 0.1 | 0.1 | 0.1 | 0.1 | 0.1 | 0.1 | 0.1 | 0.1 | 0.1 | 0.1
|  | Reliant Energy Aurora LP:GT2 | [6 empty] | 0.08 | 0.08 | 0.08 | 0.08 | 0.08 | 0.08 | 0.08 | 0.08 | 0.08 | 0.08 | 0.08 | 0.08 | 0.08 | 0.08 | 0.08 | 0.08 | 0.08 | 0.08 | 0.08 | 0.08 | 0.08 | 0.08 | 0.08 | 0.08 | 0.08 | 0.08 | 0.08 | 0.08 | 0.08 | 0.08 | 0.08 | 0.08 | 0.08 | 0.08 | 0.08 | 0.08 | 0.08 | 0.08 | 0.08 | 0.08 | 0.08 | 0.08 | 0.08 | 0.08 | 0.08 | 0.08 | 0.08 | 0.08
|  | Reliant Energy Aurora LP:GT3 | [6 empty] | 0.08 | 0.08 | 0.08 | 0.08 | 0.08 | 0.08 | 0.08 | 0.08 | 0.08 | 0.08 | 0.08 | 0.08 | 0.08 | 0.08 | 0.08 | 0.08 | 0.08 | 0.08 | 0.08 | 0.08 | 0.08 | 0.08 | 0.08 | 0.08 | 0.08 | 0.08 | 0.08 | 0.08 | 0.08 | 0.08 | 0.08 | 0.08 | 0.08 | 0.08 | 0.08 | 0.08 | 0.08 | 0.08 | 0.08 | 0.08 | 0.08 | 0.08 | 0.08 | 0.08 | 0.08 | 0.08 | 0.08 | 0.08
0 | 0 | Reliant Energy Aurora LP:GT4 | [6 empty] | 0.1 | 0.1 | 0.1 | 0.1 | 0.1 | 0.1 | 0.1 | 0.1 | 0.1 | 0.1 | 0.1 | 0.1 | 0.1 | 0.1 | 0.1 | 0.1 | 0.1 | 0.1 | 0.1 | 0.1 | 0.1 | 0.1 | 0.1 | 0.1 | 0.1 | 0.1 | 0.1 | 0.1 | 0.1 | 0.1 | 0.1 | 0.1 | 0.1 | 0.1 | 0.1 | 0.1 | 0.1 | 0.1 | 0.1 | 0.1 | 0.1 | 0.1 | 0.1 | 0.1 | 0.1 | 0.1 | 0.1 | 0.1
|  | Reliant Energy Aurora LP:GT5 | [6 empty] | 0.085 | 0.085 | 0.085 | 0.085 | 0.085 | 0.085 | 0.085 | 0.085 | 0.085 | 0.085 | 0.085 | 0.085 | 0.085 | 0.085 | 0.085 | 0.085 | 0.085 | 0.085 | 0.085 | 0.085 | 0.085 | 0.085 | 0.085 | 0.085 | 0.085 | 0.085 | 0.085 | 0.085 | 0.085 | 0.085 | 0.085 | 0.085 | 0.085 | 0.085 | 0.085 | 0.085 | 0.085 | 0.085 | 0.085 | 0.085 | 0.085 | 0.085 | 0.085 | 0.085 | 0.085 | 0.085 | 0.085 | 0.085
0 | 0 | Reliant Energy Aurora LP:GT6 | [6 empty] | 0.092 | 0.092 | 0.092 | 0.092 | 0.092 | 0.092 | 0.092 | 0.092 | 0.092 | 0.092 | 0.092 | 0.092 | 0.092 | 0.092 | 0.092 | 0.092 | 0.092 | 0.092 | 0.092 | 0.092 | 0.092 | 0.092 | 0.092 | 0.092 | 0.092 | 0.092 | 0.092 | 0.092 | 0.092 | 0.092 | 0.092 | 0.092 | 0.092 | 0.092 | 0.092 | 0.092 | 0.092 | 0.092 | 0.092 | 0.092 | 0.092 | 0.092 | 0.092 | 0.092 | 0.092 | 0.092 | 0.092 | 0.092
|  | Reliant Energy Aurora LP:GT7 | [6 empty] | 0.081 | 0.081 | 0.081 | 0.081 | 0.081 | 0.081 | 0.081 | 0.081 | 0.081 | 0.081 | 0.081 | 0.081 | 0.081 | 0.081 | 0.081 | 0.081 | 0.081 | 0.081 | 0.081 | 0.081 | 0.081 | 0.081 | 0.081 | 0.081 | 0.081 | 0.081 | 0.081 | 0.081 | 0.081 | 0.081 | 0.081 | 0.081 | 0.081 | 0.081 | 0.081 | 0.081 | 0.081 | 0.081 | 0.081 | 0.081 | 0.081 | 0.081 | 0.081 | 0.081 | 0.081 | 0.081 | 0.081 | 0.081
0 | 0 | Ceredo:GT1 | [6 empty] | 0.1 | 0.1 | 0.1 | 0.1 | 0.1 | 0.1 | 0.1 | 0.1 | 0.1 | 0.1 | 0.1 | 0.1 | 0.1 | 0.1 | 0.1 | 0.1 | 0.1 | 0.1 | 0.1 | 0.1 | 0.1 | 0.1 | 0.1 | 0.1 | 0.1 | 0.1 | 0.1 | 0.1 | 0.1 | 0.1 | 0.1 | 0.1 | 0.1 | 0.1 | 0.1 | 0.1 | 0.1 | 0.1 | 0.1 | 0.1 | 0.1 | 0.1 | 0.1 | 0.1 | 0.1 | 0.1 | 0.1 | 0.1
0 | 0 | Ceredo:GT2 | [6 empty] | 0.1 | 0.1 | 0.1 | 0.1 | 0.1 | 0.1 | 0.1 | 0.1 | 0.1 | 0.1 | 0.1 | 0.1 | 0.1 | 0.1 | 0.1 | 0.1 | 0.1 | 0.1 | 0.1 | 0.1 | 0.1 | 0.1 | 0.1 | 0.1 | 0.1 | 0.1 | 0.1 | 0.1 | 0.1 | 0.1 | 0.1 | 0.1 | 0.1 | 0.1 | 0.1 | 0.1 | 0.1 | 0.1 | 0.1 | 0.1 | 0.1 | 0.1 | 0.1 | 0.1 | 0.1 | 0.1 | 0.1 | 0.1
0 | 0 | Ceredo:GT3 | [6 empty] | 0.1 | 0.1 | 0.1 | 0.1 | 0.1 | 0.1 | 0.1 | 0.1 | 0.1 | 0.1 | 0.1 | 0.1 | 0.1 | 0.1 | 0.1 | 0.1 | 0.1 | 0.1 | 0.1 | 0.1 | 0.1 | 0.1 | 0.1 | 0.1 | 0.1 | 0.1 | 0.1 | 0.1 | 0.1 | 0.1 | 0.1 | 0.1 | 0.1 | 0.1 | 0.1 | 0.1 | 0.1 | 0.1 | 0.1 | 0.1 | 0.1 | 0.1 | 0.1 | 0.1 | 0.1 | 0.1 | 0.1 | 0.1
0 | 0 | Ceredo:GT4 | [6 empty] | 0.1 | 0.1 | 0.1 | 0.1 | 0.1 | 0.1 | 0.1 | 0.1 | 0.1 | 0.1 | 0.1 | 0.1 | 0.1 | 0.1 | 0.1 | 0.1 | 0.1 | 0.1 | 0.1 | 0.1 | 0.1 | 0.1 | 0.1 | 0.1 | 0.1 | 0.1 | 0.1 | 0.1 | 0.1 | 0.1 | 0.1 | 0.1 | 0.1 | 0.1 | 0.1 | 0.1 | 0.1 | 0.1 | 0.1 | 0.1 | 0.1 | 0.1 | 0.1 | 0.1 | 0.1 | 0.1 | 0.1 | 0.1
0 | 0 | Ceredo:GT5 | [6 empty] | 0.1 | 0.1 | 0.1 | 0.1 | 0.1 | 0.1 | 0.1 | 0.1 | 0.1 | 0.1 | 0.1 | 0.1 | 0.1 | 0.1 | 0.1 | 0.1 | 0.1 | 0.1 | 0.1 | 0.1 | 0.1 | 0.1 | 0.1 | 0.1 | 0.1 | 0.1 | 0.1 | 0.1 | 0.1 | 0.1 | 0.1 | 0.1 | 0.1 | 0.1 | 0.1 | 0.1 | 0.1 | 0.1 | 0.1 | 0.1 | 0.1 | 0.1 | 0.1 | 0.1 | 0.1 | 0.1 | 0.1 | 0.1
0 | 0 | Ceredo:GT6 | [6 empty] | 0.1 | 0.1 | 0.1 | 0.1 | 0.1 | 0.1 | 0.1 | 0.1 | 0.1 | 0.1 | 0.1 | 0.1 | 0.1 | 0.1 | 0.1 | 0.1 | 0.1 | 0.1 | 0.1 | 0.1 | 0.1 | 0.1 | 0.1 | 0.1 | 0.1 | 0.1 | 0.1 | 0.1 | 0.1 | 0.1 | 0.1 | 0.1 | 0.1 | 0.1 | 0.1 | 0.1 | 0.1 | 0.1 | 0.1 | 0.1 | 0.1 | 0.1 | 0.1 | 0.1 | 0.1 | 0.1 | 0.1 | 0.1
0 | 0 | Robert P Mone Plant 1 (Van Wert County) | [6 empty] | 0.295 | 0.295 | 0.295 | 0.295 | 0.295 | 0.295 | 0.295 | 0.295 | 0.295 | 0.295 | 0.295 | 0.295 | 0.295 | 0.295 | 0.295 | 0.295 | 0.295 | 0.295 | 0.295 | 0.295 | 0.295 | 0.295 | 0.295 | 0.295 | 0.295 | 0.295 | 0.295 | 0.295 | 0.295 | 0.295 | 0.295 | 0.295 | 0.295 | 0.295 | 0.295 | 0.295 | 0.295 | 0.295 | 0.295 | 0.295 | 0.295 | 0.295 | 0.295 | 0.295 | 0.295 | 0.295 | 0.295 | 0.295
0 | 0 | Robert P Mone Plant 2 (Van Wert County) | [6 empty] | 0.295 | 0.295 | 0.295 | 0.295 | 0.295 | 0.295 | 0.295 | 0.295 | 0.295 | 0.295 | 0.295 | 0.295 | 0.295 | 0.295 | 0.295 | 0.295 | 0.295 | 0.295 | 0.295 | 0.295 | 0.295 | 0.295 | 0.295 | 0.295 | 0.295 | 0.295 | 0.295 | 0.295 | 0.295 | 0.295 | 0.295 | 0.295 | 0.295 | 0.295 | 0.295 | 0.295 | 0.295 | 0.295 | 0.295 | 0.295 | 0.295 | 0.295 | 0.295 | 0.295 | 0.295 | 0.295 | 0.295 | 0.295
0 | 0 | Robert P Mone Plant 3 (Van Wert County) | [6 empty] | 0.295 | 0.295 | 0.295 | 0.295 | 0.295 | 0.295 | 0.295 | 0.295 | 0.295 | 0.295 | 0.295 | 0.295 | 0.295 | 0.295 | 0.295 | 0.295 | 0.295 | 0.295 | 0.295 | 0.295 | 0.295 | 0.295 | 0.295 | 0.295 | 0.295 | 0.295 | 0.295 | 0.295 | 0.295 | 0.295 | 0.295 | 0.295 | 0.295 | 0.295 | 0.295 | 0.295 | 0.295 | 0.295 | 0.295 | 0.295 | 0.295 | 0.295 | 0.295 | 0.295 | 0.295 | 0.295 | 0.295 | 0.295
|  | Decatur Energy Center:CC | [6 empty] | 0.05 | 0.05 | 0.05 | 0.05 | 0.05 | 0.05 | 0.05 | 0.05 | 0.05 | 0.05 | 0.05 | 0.05 | 0.05 | 0.05 | 0.05 | 0.05 | 0.05 | 0.05 | 0.05 | 0.05 | 0.05 | 0.05 | 0.05 | 0.05 | 0.05 | 0.05 | 0.05 | 0.05 | 0.05 | 0.05 | 0.05 | 0.05 | 0.05 | 0.05 | 0.05 | 0.05 | 0.05 | 0.05 | 0.05 | 0.05 | 0.05 | 0.05 | 0.05 | 0.05 | 0.05 | 0.05 | 0.05 | 0.05
|  | Decatur Energy Center:CC | [6 empty] | 0.05 | 0.05 | 0.05 | 0.05 | 0.05 | 0.05 | 0.05 | 0.05 | 0.05 | 0.05 | 0.05 | 0.05 | 0.05 | 0.05 | 0.05 | 0.05 | 0.05 | 0.05 | 0.05 | 0.05 | 0.05 | 0.05 | 0.05 | 0.05 | 0.05 | 0.05 | 0.05 | 0.05 | 0.05 | 0.05 | 0.05 | 0.05 | 0.05 | 0.05 | 0.05 | 0.05 | 0.05 | 0.05 | 0.05 | 0.05 | 0.05 | 0.05 | 0.05 | 0.05 | 0.05 | 0.05 | 0.05 | 0.05
|  | Holland Energy:CC | [6 empty] | 0.05 | 0.05 | 0.05 | 0.05 | 0.05 | 0.05 | 0.05 | 0.05 | 0.05 | 0.05 | 0.05 | 0.05 | 0.05 | 0.05 | 0.05 | 0.05 | 0.05 | 0.05 | 0.05 | 0.05 | 0.05 | 0.05 | 0.05 | 0.05 | 0.05 | 0.05 | 0.05 | 0.05 | 0.05 | 0.05 | 0.05 | 0.05 | 0.05 | 0.05 | 0.05 | 0.05 | 0.05 | 0.05 | 0.05 | 0.05 | 0.05 | 0.05 | 0.05 | 0.05 | 0.05 | 0.05 | 0.05 | 0.05
|  | Bowling Green (USGECO):GT1 | [6 empty] | 0.08 | 0.08 | 0.08 | 0.08 | 0.08 | 0.08 | 0.08 | 0.08 | 0.08 | 0.08 | 0.08 | 0.08 | 0.08 | 0.08 | 0.08 | 0.08 | 0.08 | 0.08 | 0.08 | 0.08 | 0.08 | 0.08 | 0.08 | 0.08 | 0.08 | 0.08 | 0.08 | 0.08 | 0.08 | 0.08 | 0.08 | 0.08 | 0.08 | 0.08 | 0.08 | 0.08 | 0.08 | 0.08 | 0.08 | 0.08 | 0.08 | 0.08 | 0.08 | 0.08 | 0.08 | 0.08 | 0.08 | 0.08
|  | Bowling Green (USGECO):GT2 | [6 empty] | 0.1 | 0.1 | 0.1 | 0.1 | 0.1 | 0.1 | 0.1 | 0.1 | 0.1 | 0.1 | 0.1 | 0.1 | 0.1 | 0.1 | 0.1 | 0.1 | 0.1 | 0.1 | 0.1 | 0.1 | 0.1 | 0.1 | 0.1 | 0.1 | 0.1 | 0.1 | 0.1 | 0.1 | 0.1 | 0.1 | 0.1 | 0.1 | 0.1 | 0.1 | 0.1 | 0.1 | 0.1 | 0.1 | 0.1 | 0.1 | 0.1 | 0.1 | 0.1 | 0.1 | 0.1 | 0.1 | 0.1 | 0.1
|  | Bowling Green (USGECO):GT3 | [6 empty] | 0.1 | 0.1 | 0.1 | 0.1 | 0.1 | 0.1 | 0.1 | 0.1 | 0.1 | 0.1 | 0.1 | 0.1 | 0.1 | 0.1 | 0.1 | 0.1 | 0.1 | 0.1 | 0.1 | 0.1 | 0.1 | 0.1 | 0.1 | 0.1 | 0.1 | 0.1 | 0.1 | 0.1 | 0.1 | 0.1 | 0.1 | 0.1 | 0.1 | 0.1 | 0.1 | 0.1 | 0.1 | 0.1 | 0.1 | 0.1 | 0.1 | 0.1 | 0.1 | 0.1 | 0.1 | 0.1 | 0.1 | 0.1
|  | Bowling Green (USGECO):GT4 | [6 empty] | 0.1 | 0.1 | 0.1 | 0.1 | 0.1 | 0.1 | 0.1 | 0.1 | 0.1 | 0.1 | 0.1 | 0.1 | 0.1 | 0.1 | 0.1 | 0.1 | 0.1 | 0.1 | 0.1 | 0.1 | 0.1 | 0.1 | 0.1 | 0.1 | 0.1 | 0.1 | 0.1 | 0.1 | 0.1 | 0.1 | 0.1 | 0.1 | 0.1 | 0.1 | 0.1 | 0.1 | 0.1 | 0.1 | 0.1 | 0.1 | 0.1 | 0.1 | 0.1 | 0.1 | 0.1 | 0.1 | 0.1 | 0.1
|  | Cook County:GT1 | [6 empty] | 0.1 | 0.1 | 0.1 | 0.1 | 0.1 | 0.1 | 0.1 | 0.1 | 0.1 | 0.1 | 0.1 | 0.1 | 0.1 | 0.1 | 0.1 | 0.1 | 0.1 | 0.1 | 0.1 | 0.1 | 0.1 | 0.1 | 0.1 | 0.1 | 0.1 | 0.1 | 0.1 | 0.1 | 0.1 | 0.1 | 0.1 | 0.1 | 0.1 | 0.1 | 0.1 | 0.1 | 0.1 | 0.1 | 0.1 | 0.1 | 0.1 | 0.1 | 0.1 | 0.1 | 0.1 | 0.1 | 0.1 | 0.1
|  | Cook County:GT2 | [6 empty] | 0.1 | 0.1 | 0.1 | 0.1 | 0.1 | 0.1 | 0.1 | 0.1 | 0.1 | 0.1 | 0.1 | 0.1 | 0.1 | 0.1 | 0.1 | 0.1 | 0.1 | 0.1 | 0.1 | 0.1 | 0.1 | 0.1 | 0.1 | 0.1 | 0.1 | 0.1 | 0.1 | 0.1 | 0.1 | 0.1 | 0.1 | 0.1 | 0.1 | 0.1 | 0.1 | 0.1 | 0.1 | 0.1 | 0.1 | 0.1 | 0.1 | 0.1 | 0.1 | 0.1 | 0.1 | 0.1 | 0.1 | 0.1
|  | Lee Generating Station:GT1 | [6 empty] | 0.08 | 0.08 | 0.08 | 0.08 | 0.08 | 0.08 | 0.08 | 0.08 | 0.08 | 0.08 | 0.08 | 0.08 | 0.08 | 0.08 | 0.08 | 0.08 | 0.08 | 0.08 | 0.08 | 0.08 | 0.08 | 0.08 | 0.08 | 0.08 | 0.08 | 0.08 | 0.08 | 0.08 | 0.08 | 0.08 | 0.08 | 0.08 | 0.08 | 0.08 | 0.08 | 0.08 | 0.08 | 0.08 | 0.08 | 0.08 | 0.08 | 0.08 | 0.08 | 0.08 | 0.08 | 0.08 | 0.08 | 0.08
|  | Lee Generating Station:GT2 | [6 empty] | 0.08 | 0.08 | 0.08 | 0.08 | 0.08 | 0.08 | 0.08 | 0.08 | 0.08 | 0.08 | 0.08 | 0.08 | 0.08 | 0.08 | 0.08 | 0.08 | 0.08 | 0.08 | 0.08 | 0.08 | 0.08 | 0.08 | 0.08 | 0.08 | 0.08 | 0.08 | 0.08 | 0.08 | 0.08 | 0.08 | 0.08 | 0.08 | 0.08 | 0.08 | 0.08 | 0.08 | 0.08 | 0.08 | 0.08 | 0.08 | 0.08 | 0.08 | 0.08 | 0.08 | 0.08 | 0.08 | 0.08 | 0.08
|  | Lee Generating Station:GT3 | [6 empty] | 0.08 | 0.08 | 0.08 | 0.08 | 0.08 | 0.08 | 0.08 | 0.08 | 0.08 | 0.08 | 0.08 | 0.08 | 0.08 | 0.08 | 0.08 | 0.08 | 0.08 | 0.08 | 0.08 | 0.08 | 0.08 | 0.08 | 0.08 | 0.08 | 0.08 | 0.08 | 0.08 | 0.08 | 0.08 | 0.08 | 0.08 | 0.08 | 0.08 | 0.08 | 0.08 | 0.08 | 0.08 | 0.08 | 0.08 | 0.08 | 0.08 | 0.08 | 0.08 | 0.08 | 0.08 | 0.08 | 0.08 | 0.08
|  | Lee Generating Station:GT4 | [6 empty] | 0.08 | 0.08 | 0.08 | 0.08 | 0.08 | 0.08 | 0.08 | 0.08 | 0.08 | 0.08 | 0.08 | 0.08 | 0.08 | 0.08 | 0.08 | 0.08 | 0.08 | 0.08 | 0.08 | 0.08 | 0.08 | 0.08 | 0.08 | 0.08 | 0.08 | 0.08 | 0.08 | 0.08 | 0.08 | 0.08 | 0.08 | 0.08 | 0.08 | 0.08 | 0.08 | 0.08 | 0.08 | 0.08 | 0.08 | 0.08 | 0.08 | 0.08 | 0.08 | 0.08 | 0.08 | 0.08 | 0.08 | 0.08
|  | Lee Generating Station:GT5 | [6 empty] | 0.08 | 0.08 | 0.08 | 0.08 | 0.08 | 0.08 | 0.08 | 0.08 | 0.08 | 0.08 | 0.08 | 0.08 | 0.08 | 0.08 | 0.08 | 0.08 | 0.08 | 0.08 | 0.08 | 0.08 | 0.08 | 0.08 | 0.08 | 0.08 | 0.08 | 0.08 | 0.08 | 0.08 | 0.08 | 0.08 | 0.08 | 0.08 | 0.08 | 0.08 | 0.08 | 0.08 | 0.08 | 0.08 | 0.08 | 0.08 | 0.08 | 0.08 | 0.08 | 0.08 | 0.08 | 0.08 | 0.08 | 0.08
|  | Lee Generating Station:GT6 | [6 empty] | 0.08 | 0.08 | 0.08 | 0.08 | 0.08 | 0.08 | 0.08 | 0.08 | 0.08 | 0.08 | 0.08 | 0.08 | 0.08 | 0.08 | 0.08 | 0.08 | 0.08 | 0.08 | 0.08 | 0.08 | 0.08 | 0.08 | 0.08 | 0.08 | 0.08 | 0.08 | 0.08 | 0.08 | 0.08 | 0.08 | 0.08 | 0.08 | 0.08 | 0.08 | 0.08 | 0.08 | 0.08 | 0.08 | 0.08 | 0.08 | 0.08 | 0.08 | 0.08 | 0.08 | 0.08 | 0.08 | 0.08 | 0.08
|  | Lee Generating Station:GT7 | [6 empty] | 0.055 | 0.055 | 0.055 | 0.055 | 0.055 | 0.055 | 0.055 | 0.055 | 0.055 | 0.055 | 0.055 | 0.055 | 0.055 | 0.055 | 0.055 | 0.055 | 0.055 | 0.055 | 0.055 | 0.055 | 0.055 | 0.055 | 0.055 | 0.055 | 0.055 | 0.055 | 0.055 | 0.055 | 0.055 | 0.055 | 0.055 | 0.055 | 0.055 | 0.055 | 0.055 | 0.055 | 0.055 | 0.055 | 0.055 | 0.055 | 0.055 | 0.055 | 0.055 | 0.055 | 0.055 | 0.055 | 0.055 | 0.055
0 | 0 | Lee Generating Station:GT8 | [6 empty] | 0.095 | 0.095 | 0.095 | 0.095 | 0.095 | 0.095 | 0.095 | 0.095 | 0.095 | 0.095 | 0.095 | 0.095 | 0.095 | 0.095 | 0.095 | 0.095 | 0.095 | 0.095 | 0.095 | 0.095 | 0.095 | 0.095 | 0.095 | 0.095 | 0.095 | 0.095 | 0.095 | 0.095 | 0.095 | 0.095 | 0.095 | 0.095 | 0.095 | 0.095 | 0.095 | 0.095 | 0.095 | 0.095 | 0.095 | 0.095 | 0.095 | 0.095 | 0.095 | 0.095 | 0.095 | 0.095 | 0.095 | 0.095
|  | Warren Power Project (ENWHOP):GT1 | [6 empty] | 0.03 | 0.03 | 0.03 | 0.03 | 0.03 | 0.03 | 0.03 | 0.03 | 0.03 | 0.03 | 0.03 | 0.03 | 0.03 | 0.03 | 0.03 | 0.03 | 0.03 | 0.03 | 0.03 | 0.03 | 0.03 | 0.03 | 0.03 | 0.03 | 0.03 | 0.03 | 0.03 | 0.03 | 0.03 | 0.03 | 0.03 | 0.03 | 0.03 | 0.03 | 0.03 | 0.03 | 0.03 | 0.03 | 0.03 | 0.03 | 0.03 | 0.03 | 0.03 | 0.03 | 0.03 | 0.03 | 0.03 | 0.03
|  | Warren Power Project (ENWHOP):GT2 | [6 empty] | 0.053 | 0.053 | 0.053 | 0.053 | 0.053 | 0.053 | 0.053 | 0.053 | 0.053 | 0.053 | 0.053 | 0.053 | 0.053 | 0.053 | 0.053 | 0.053 | 0.053 | 0.053 | 0.053 | 0.053 | 0.053 | 0.053 | 0.053 | 0.053 | 0.053 | 0.053 | 0.053 | 0.053 | 0.053 | 0.053 | 0.053 | 0.053 | 0.053 | 0.053 | 0.053 | 0.053 | 0.053 | 0.053 | 0.053 | 0.053 | 0.053 | 0.053 | 0.053 | 0.053 | 0.053 | 0.053 | 0.053 | 0.053
|  | Warren Power Project (ENWHOP):GT3 | [6 empty] | 0.053 | 0.053 | 0.053 | 0.053 | 0.053 | 0.053 | 0.053 | 0.053 | 0.053 | 0.053 | 0.053 | 0.053 | 0.053 | 0.053 | 0.053 | 0.053 | 0.053 | 0.053 | 0.053 | 0.053 | 0.053 | 0.053 | 0.053 | 0.053 | 0.053 | 0.053 | 0.053 | 0.053 | 0.053 | 0.053 | 0.053 | 0.053 | 0.053 | 0.053 | 0.053 | 0.053 | 0.053 | 0.053 | 0.053 | 0.053 | 0.053 | 0.053 | 0.053 | 0.053 | 0.053 | 0.053 | 0.053 | 0.053
|  | Warren Power Project (ENWHOP):GT4 | [6 empty] | 0.053 | 0.053 | 0.053 | 0.053 | 0.053 | 0.053 | 0.053 | 0.053 | 0.053 | 0.053 | 0.053 | 0.053 | 0.053 | 0.053 | 0.053 | 0.053 | 0.053 | 0.053 | 0.053 | 0.053 | 0.053 | 0.053 | 0.053 | 0.053 | 0.053 | 0.053 | 0.053 | 0.053 | 0.053 | 0.053 | 0.053 | 0.053 | 0.053 | 0.053 | 0.053 | 0.053 | 0.053 | 0.053 | 0.053 | 0.053 | 0.053 | 0.053 | 0.053 | 0.053 | 0.053 | 0.053 | 0.053 | 0.053
|  | Caroline County II (DOMGEN):GT1 | [6 empty] | 0.1 | 0.1 | 0.1 | 0.1 | 0.1 | 0.1 | 0.1 | 0.1 | 0.1 | 0.1 | 0.1 | 0.1 | 0.1 | 0.1 | 0.1 | 0.1 | 0.1 | 0.1 | 0.1 | 0.1 | 0.1 | 0.1 | 0.1 | 0.1 | 0.1 | 0.1 | 0.1 | 0.1 | 0.1 | 0.1 | 0.1 | 0.1 | 0.1 | 0.1 | 0.1 | 0.1 | 0.1 | 0.1 | 0.1 | 0.1 | 0.1 | 0.1 | 0.1 | 0.1 | 0.1 | 0.1 | 0.1 | 0.1
|  | Caroline County II (DOMGEN):GT2 | [6 empty] | 0.1 | 0.1 | 0.1 | 0.1 | 0.1 | 0.1 | 0.1 | 0.1 | 0.1 | 0.1 | 0.1 | 0.1 | 0.1 | 0.1 | 0.1 | 0.1 | 0.1 | 0.1 | 0.1 | 0.1 | 0.1 | 0.1 | 0.1 | 0.1 | 0.1 | 0.1 | 0.1 | 0.1 | 0.1 | 0.1 | 0.1 | 0.1 | 0.1 | 0.1 | 0.1 | 0.1 | 0.1 | 0.1 | 0.1 | 0.1 | 0.1 | 0.1 | 0.1 | 0.1 | 0.1 | 0.1 | 0.1 | 0.1
0 | 0 | Wolf Hills:GT1 | [6 empty] | 0.1 | 0.1 | 0.1 | 0.1 | 0.1 | 0.1 | 0.1 | 0.1 | 0.1 | 0.1 | 0.1 | 0.1 | 0.1 | 0.1 | 0.1 | 0.1 | 0.1 | 0.1 | 0.1 | 0.1 | 0.1 | 0.1 | 0.1 | 0.1 | 0.1 | 0.1 | 0.1 | 0.1 | 0.1 | 0.1 | 0.1 | 0.1 | 0.1 | 0.1 | 0.1 | 0.1 | 0.1 | 0.1 | 0.1 | 0.1 | 0.1 | 0.1 | 0.1 | 0.1 | 0.1 | 0.1 | 0.1 | 0.1
0 | 0 | Wolf Hills:GT2 | [6 empty] | 0.1 | 0.1 | 0.1 | 0.1 | 0.1 | 0.1 | 0.1 | 0.1 | 0.1 | 0.1 | 0.1 | 0.1 | 0.1 | 0.1 | 0.1 | 0.1 | 0.1 | 0.1 | 0.1 | 0.1 | 0.1 | 0.1 | 0.1 | 0.1 | 0.1 | 0.1 | 0.1 | 0.1 | 0.1 | 0.1 | 0.1 | 0.1 | 0.1 | 0.1 | 0.1 | 0.1 | 0.1 | 0.1 | 0.1 | 0.1 | 0.1 | 0.1 | 0.1 | 0.1 | 0.1 | 0.1 | 0.1 | 0.1
0 | 0 | Wolf Hills:GT3 | [6 empty] | 0.1 | 0.1 | 0.1 | 0.1 | 0.1 | 0.1 | 0.1 | 0.1 | 0.1 | 0.1 | 0.1 | 0.1 | 0.1 | 0.1 | 0.1 | 0.1 | 0.1 | 0.1 | 0.1 | 0.1 | 0.1 | 0.1 | 0.1 | 0.1 | 0.1 | 0.1 | 0.1 | 0.1 | 0.1 | 0.1 | 0.1 | 0.1 | 0.1 | 0.1 | 0.1 | 0.1 | 0.1 | 0.1 | 0.1 | 0.1 | 0.1 | 0.1 | 0.1 | 0.1 | 0.1 | 0.1 | 0.1 | 0.1
0 | 0 | Wolf Hills:GT4 | [6 empty] | 0.1 | 0.1 | 0.1 | 0.1 | 0.1 | 0.1 | 0.1 | 0.1 | 0.1 | 0.1 | 0.1 | 0.1 | 0.1 | 0.1 | 0.1 | 0.1 | 0.1 | 0.1 | 0.1 | 0.1 | 0.1 | 0.1 | 0.1 | 0.1 | 0.1 | 0.1 | 0.1 | 0.1 | 0.1 | 0.1 | 0.1 | 0.1 | 0.1 | 0.1 | 0.1 | 0.1 | 0.1 | 0.1 | 0.1 | 0.1 | 0.1 | 0.1 | 0.1 | 0.1 | 0.1 | 0.1 | 0.1 | 0.1
0 | 0 | Wolf Hills:GT5 | [6 empty] | 0.1 | 0.1 | 0.1 | 0.1 | 0.1 | 0.1 | 0.1 | 0.1 | 0.1 | 0.1 | 0.1 | 0.1 | 0.1 | 0.1 | 0.1 | 0.1 | 0.1 | 0.1 | 0.1 | 0.1 | 0.1 | 0.1 | 0.1 | 0.1 | 0.1 | 0.1 | 0.1 | 0.1 | 0.1 | 0.1 | 0.1 | 0.1 | 0.1 | 0.1 | 0.1 | 0.1 | 0.1 | 0.1 | 0.1 | 0.1 | 0.1 | 0.1 | 0.1 | 0.1 | 0.1 | 0.1 | 0.1 | 0.1
|  | AESMedina Valley:CC | [6 empty] | 0.05 | 0.05 | 0.05 | 0.05 | 0.05 | 0.05 | 0.05 | 0.05 | 0.05 | 0.05 | 0.05 | 0.05 | 0.05 | 0.05 | 0.05 | 0.05 | 0.05 | 0.05 | 0.05 | 0.05 | 0.05 | 0.05 | 0.05 | 0.05 | 0.05 | 0.05 | 0.05 | 0.05 | 0.05 | 0.05 | 0.05 | 0.05 | 0.05 | 0.05 | 0.05 | 0.05 | 0.05 | 0.05 | 0.05 | 0.05 | 0.05 | 0.05 | 0.05 | 0.05 | 0.05 | 0.05 | 0.05 | 0.05
|  | Napoleon:GT1 | [6 empty] | 0.08 | 0.08 | 0.08 | 0.08 | 0.08 | 0.08 | 0.08 | 0.08 | 0.08 | 0.08 | 0.08 | 0.08 | 0.08 | 0.08 | 0.08 | 0.08 | 0.08 | 0.08 | 0.08 | 0.08 | 0.08 | 0.08 | 0.08 | 0.08 | 0.08 | 0.08 | 0.08 | 0.08 | 0.08 | 0.08 | 0.08 | 0.08 | 0.08 | 0.08 | 0.08 | 0.08 | 0.08 | 0.08 | 0.08 | 0.08 | 0.08 | 0.08 | 0.08 | 0.08 | 0.08 | 0.08 | 0.08 | 0.08
0 | 0 | Napoleon:GT2 | [6 empty] | 0.1 | 0.1 | 0.1 | 0.1 | 0.1 | 0.1 | 0.1 | 0.1 | 0.1 | 0.1 | 0.1 | 0.1 | 0.1 | 0.1 | 0.1 | 0.1 | 0.1 | 0.1 | 0.1 | 0.1 | 0.1 | 0.1 | 0.1 | 0.1 | 0.1 | 0.1 | 0.1 | 0.1 | 0.1 | 0.1 | 0.1 | 0.1 | 0.1 | 0.1 | 0.1 | 0.1 | 0.1 | 0.1 | 0.1 | 0.1 | 0.1 | 0.1 | 0.1 | 0.1 | 0.1 | 0.1 | 0.1 | 0.1
0 | 0 | Galion:GT1 | [6 empty] | 0.1 | 0.1 | 0.1 | 0.1 | 0.1 | 0.1 | 0.1 | 0.1 | 0.1 | 0.1 | 0.1 | 0.1 | 0.1 | 0.1 | 0.1 | 0.1 | 0.1 | 0.1 | 0.1 | 0.1 | 0.1 | 0.1 | 0.1 | 0.1 | 0.1 | 0.1 | 0.1 | 0.1 | 0.1 | 0.1 | 0.1 | 0.1 | 0.1 | 0.1 | 0.1 | 0.1 | 0.1 | 0.1 | 0.1 | 0.1 | 0.1 | 0.1 | 0.1 | 0.1 | 0.1 | 0.1 | 0.1 | 0.1
0 | 0 | Galion:GT2 | [6 empty] | 0.1 | 0.1 | 0.1 | 0.1 | 0.1 | 0.1 | 0.1 | 0.1 | 0.1 | 0.1 | 0.1 | 0.1 | 0.1 | 0.1 | 0.1 | 0.1 | 0.1 | 0.1 | 0.1 | 0.1 | 0.1 | 0.1 | 0.1 | 0.1 | 0.1 | 0.1 | 0.1 | 0.1 | 0.1 | 0.1 | 0.1 | 0.1 | 0.1 | 0.1 | 0.1 | 0.1 | 0.1 | 0.1 | 0.1 | 0.1 | 0.1 | 0.1 | 0.1 | 0.1 | 0.1 | 0.1 | 0.1 | 0.1
|  | Lawrenceburg:CC1 | [6 empty] | 0.024 | 0.024 | 0.024 | 0.024 | 0.024 | 0.024 | 0.024 | 0.024 | 0.024 | 0.024 | 0.024 | 0.024 | 0.024 | 0.024 | 0.024 | 0.024 | 0.024 | 0.024 | 0.024 | 0.024 | 0.024 | 0.024 | 0.024 | 0.024 | 0.024 | 0.024 | 0.024 | 0.024 | 0.024 | 0.024 | 0.024 | 0.024 | 0.024 | 0.024 | 0.024 | 0.024 | 0.024 | 0.024 | 0.024 | 0.024 | 0.024 | 0.024 | 0.024 | 0.024 | 0.024 | 0.024 | 0.024 | 0.024
|  | Lawrenceburg:CC2 | [6 empty] | 0.024 | 0.024 | 0.024 | 0.024 | 0.024 | 0.024 | 0.024 | 0.024 | 0.024 | 0.024 | 0.024 | 0.024 | 0.024 | 0.024 | 0.024 | 0.024 | 0.024 | 0.024 | 0.024 | 0.024 | 0.024 | 0.024 | 0.024 | 0.024 | 0.024 | 0.024 | 0.024 | 0.024 | 0.024 | 0.024 | 0.024 | 0.024 | 0.024 | 0.024 | 0.024 | 0.024 | 0.024 | 0.024 | 0.024 | 0.024 | 0.024 | 0.024 | 0.024 | 0.024 | 0.024 | 0.024 | 0.024 | 0.024
|  | Southaven (DUENNO):GT1 | [6 empty] | 0.04 | 0.04 | 0.04 | 0.04 | 0.04 | 0.04 | 0.04 | 0.04 | 0.04 | 0.04 | 0.04 | 0.04 | 0.04 | 0.04 | 0.04 | 0.04 | 0.04 | 0.04 | 0.04 | 0.04 | 0.04 | 0.04 | 0.04 | 0.04 | 0.04 | 0.04 | 0.04 | 0.04 | 0.04 | 0.04 | 0.04 | 0.04 | 0.04 | 0.04 | 0.04 | 0.04 | 0.04 | 0.04 | 0.04 | 0.04 | 0.04 | 0.04 | 0.04 | 0.04 | 0.04 | 0.04 | 0.04 | 0.04
|  | Southaven (DUENNO):GT2 | [6 empty] | 0.04 | 0.04 | 0.04 | 0.04 | 0.04 | 0.04 | 0.04 | 0.04 | 0.04 | 0.04 | 0.04 | 0.04 | 0.04 | 0.04 | 0.04 | 0.04 | 0.04 | 0.04 | 0.04 | 0.04 | 0.04 | 0.04 | 0.04 | 0.04 | 0.04 | 0.04 | 0.04 | 0.04 | 0.04 | 0.04 | 0.04 | 0.04 | 0.04 | 0.04 | 0.04 | 0.04 | 0.04 | 0.04 | 0.04 | 0.04 | 0.04 | 0.04 | 0.04 | 0.04 | 0.04 | 0.04 | 0.04 | 0.04
|  | Southaven (DUENNO):GT3 | [6 empty] | 0.067 | 0.067 | 0.067 | 0.067 | 0.067 | 0.067 | 0.067 | 0.067 | 0.067 | 0.067 | 0.067 | 0.067 | 0.067 | 0.067 | 0.067 | 0.067 | 0.067 | 0.067 | 0.067 | 0.067 | 0.067 | 0.067 | 0.067 | 0.067 | 0.067 | 0.067 | 0.067 | 0.067 | 0.067 | 0.067 | 0.067 | 0.067 | 0.067 | 0.067 | 0.067 | 0.067 | 0.067 | 0.067 | 0.067 | 0.067 | 0.067 | 0.067 | 0.067 | 0.067 | 0.067 | 0.067 | 0.067 | 0.067
|  | Southaven (DUENNO):GT4 | [6 empty] | 0.098 | 0.098 | 0.098 | 0.098 | 0.098 | 0.098 | 0.098 | 0.098 | 0.098 | 0.098 | 0.098 | 0.098 | 0.098 | 0.098 | 0.098 | 0.098 | 0.098 | 0.098 | 0.098 | 0.098 | 0.098 | 0.098 | 0.098 | 0.098 | 0.098 | 0.098 | 0.098 | 0.098 | 0.098 | 0.098 | 0.098 | 0.098 | 0.098 | 0.098 | 0.098 | 0.098 | 0.098 | 0.098 | 0.098 | 0.098 | 0.098 | 0.098 | 0.098 | 0.098 | 0.098 | 0.098 | 0.098 | 0.098
|  | Southaven (DUENNO):GT5 | [6 empty] | 0.063 | 0.063 | 0.063 | 0.063 | 0.063 | 0.063 | 0.063 | 0.063 | 0.063 | 0.063 | 0.063 | 0.063 | 0.063 | 0.063 | 0.063 | 0.063 | 0.063 | 0.063 | 0.063 | 0.063 | 0.063 | 0.063 | 0.063 | 0.063 | 0.063 | 0.063 | 0.063 | 0.063 | 0.063 | 0.063 | 0.063 | 0.063 | 0.063 | 0.063 | 0.063 | 0.063 | 0.063 | 0.063 | 0.063 | 0.063 | 0.063 | 0.063 | 0.063 | 0.063 | 0.063 | 0.063 | 0.063 | 0.063
|  | Southaven (DUENNO):GT6 | [6 empty] | 0.347 | 0.347 | 0.347 | 0.347 | 0.347 | 0.347 | 0.347 | 0.347 | 0.347 | 0.347 | 0.347 | 0.347 | 0.347 | 0.347 | 0.347 | 0.347 | 0.347 | 0.347 | 0.347 | 0.347 | 0.347 | 0.347 | 0.347 | 0.347 | 0.347 | 0.347 | 0.347 | 0.347 | 0.347 | 0.347 | 0.347 | 0.347 | 0.347 | 0.347 | 0.347 | 0.347 | 0.347 | 0.347 | 0.347 | 0.347 | 0.347 | 0.347 | 0.347 | 0.347 | 0.347 | 0.347 | 0.347 | 0.347
|  | Southaven (DUENNO):GT7 | [6 empty] | 0.347 | 0.347 | 0.347 | 0.347 | 0.347 | 0.347 | 0.347 | 0.347 | 0.347 | 0.347 | 0.347 | 0.347 | 0.347 | 0.347 | 0.347 | 0.347 | 0.347 | 0.347 | 0.347 | 0.347 | 0.347 | 0.347 | 0.347 | 0.347 | 0.347 | 0.347 | 0.347 | 0.347 | 0.347 | 0.347 | 0.347 | 0.347 | 0.347 | 0.347 | 0.347 | 0.347 | 0.347 | 0.347 | 0.347 | 0.347 | 0.347 | 0.347 | 0.347 | 0.347 | 0.347 | 0.347 | 0.347 | 0.347
|  | Southaven (DUENNO):GT8 | [6 empty] | 0.347 | 0.347 | 0.347 | 0.347 | 0.347 | 0.347 | 0.347 | 0.347 | 0.347 | 0.347 | 0.347 | 0.347 | 0.347 | 0.347 | 0.347 | 0.347 | 0.347 | 0.347 | 0.347 | 0.347 | 0.347 | 0.347 | 0.347 | 0.347 | 0.347 | 0.347 | 0.347 | 0.347 | 0.347 | 0.347 | 0.347 | 0.347 | 0.347 | 0.347 | 0.347 | 0.347 | 0.347 | 0.347 | 0.347 | 0.347 | 0.347 | 0.347 | 0.347 | 0.347 | 0.347 | 0.347 | 0.347 | 0.347
|  | Riverside:GT1 | [6 empty] | 0.072 | 0.072 | 0.072 | 0.072 | 0.072 | 0.072 | 0.072 | 0.072 | 0.072 | 0.072 | 0.072 | 0.072 | 0.072 | 0.072 | 0.072 | 0.072 | 0.072 | 0.072 | 0.072 | 0.072 | 0.072 | 0.072 | 0.072 | 0.072 | 0.072 | 0.072 | 0.072 | 0.072 | 0.072 | 0.072 | 0.072 | 0.072 | 0.072 | 0.072 | 0.072 | 0.072 | 0.072 | 0.072 | 0.072 | 0.072 | 0.072 | 0.072 | 0.072 | 0.072 | 0.072 | 0.072 | 0.072 | 0.072
|  | Riverside:GT2 | [6 empty] | 0.068 | 0.068 | 0.068 | 0.068 | 0.068 | 0.068 | 0.068 | 0.068 | 0.068 | 0.068 | 0.068 | 0.068 | 0.068 | 0.068 | 0.068 | 0.068 | 0.068 | 0.068 | 0.068 | 0.068 | 0.068 | 0.068 | 0.068 | 0.068 | 0.068 | 0.068 | 0.068 | 0.068 | 0.068 | 0.068 | 0.068 | 0.068 | 0.068 | 0.068 | 0.068 | 0.068 | 0.068 | 0.068 | 0.068 | 0.068 | 0.068 | 0.068 | 0.068 | 0.068 | 0.068 | 0.068 | 0.068 | 0.068
|  | Riverside:GT3 | [6 empty] | 0.072 | 0.072 | 0.072 | 0.072 | 0.072 | 0.072 | 0.072 | 0.072 | 0.072 | 0.072 | 0.072 | 0.072 | 0.072 | 0.072 | 0.072 | 0.072 | 0.072 | 0.072 | 0.072 | 0.072 | 0.072 | 0.072 | 0.072 | 0.072 | 0.072 | 0.072 | 0.072 | 0.072 | 0.072 | 0.072 | 0.072 | 0.072 | 0.072 | 0.072 | 0.072 | 0.072 | 0.072 | 0.072 | 0.072 | 0.072 | 0.072 | 0.072 | 0.072 | 0.072 | 0.072 | 0.072 | 0.072 | 0.072
|  | Wayne County (CONPOW):GT1 | [6 empty] | 0.1 | 0.1 | 0.1 | 0.1 | 0.1 | 0.1 | 0.1 | 0.1 | 0.1 | 0.1 | 0.1 | 0.1 | 0.1 | 0.1 | 0.1 | 0.1 | 0.1 | 0.1 | 0.1 | 0.1 | 0.1 | 0.1 | 0.1 | 0.1 | 0.1 | 0.1 | 0.1 | 0.1 | 0.1 | 0.1 | 0.1 | 0.1 | 0.1 | 0.1 | 0.1 | 0.1 | 0.1 | 0.1 | 0.1 | 0.1 | 0.1 | 0.1 | 0.1 | 0.1 | 0.1 | 0.1 | 0.1 | 0.1
|  | Wayne County (CONPOW):GT2 | [6 empty] | 0.1 | 0.1 | 0.1 | 0.1 | 0.1 | 0.1 | 0.1 | 0.1 | 0.1 | 0.1 | 0.1 | 0.1 | 0.1 | 0.1 | 0.1 | 0.1 | 0.1 | 0.1 | 0.1 | 0.1 | 0.1 | 0.1 | 0.1 | 0.1 | 0.1 | 0.1 | 0.1 | 0.1 | 0.1 | 0.1 | 0.1 | 0.1 | 0.1 | 0.1 | 0.1 | 0.1 | 0.1 | 0.1 | 0.1 | 0.1 | 0.1 | 0.1 | 0.1 | 0.1 | 0.1 | 0.1 | 0.1 | 0.1
|  | Wayne County (CONPOW):GT3 | [6 empty] | 0.1 | 0.1 | 0.1 | 0.1 | 0.1 | 0.1 | 0.1 | 0.1 | 0.1 | 0.1 | 0.1 | 0.1 | 0.1 | 0.1 | 0.1 | 0.1 | 0.1 | 0.1 | 0.1 | 0.1 | 0.1 | 0.1 | 0.1 | 0.1 | 0.1 | 0.1 | 0.1 | 0.1 | 0.1 | 0.1 | 0.1 | 0.1 | 0.1 | 0.1 | 0.1 | 0.1 | 0.1 | 0.1 | 0.1 | 0.1 | 0.1 | 0.1 | 0.1 | 0.1 | 0.1 | 0.1 | 0.1 | 0.1
|  | Wayne County (CONPOW):GT4 | [6 empty] | 0.1 | 0.1 | 0.1 | 0.1 | 0.1 | 0.1 | 0.1 | 0.1 | 0.1 | 0.1 | 0.1 | 0.1 | 0.1 | 0.1 | 0.1 | 0.1 | 0.1 | 0.1 | 0.1 | 0.1 | 0.1 | 0.1 | 0.1 | 0.1 | 0.1 | 0.1 | 0.1 | 0.1 | 0.1 | 0.1 | 0.1 | 0.1 | 0.1 | 0.1 | 0.1 | 0.1 | 0.1 | 0.1 | 0.1 | 0.1 | 0.1 | 0.1 | 0.1 | 0.1 | 0.1 | 0.1 | 0.1 | 0.1
|  | Wayne County (CONPOW):GT5 | [6 empty] | 0.1 | 0.1 | 0.1 | 0.1 | 0.1 | 0.1 | 0.1 | 0.1 | 0.1 | 0.1 | 0.1 | 0.1 | 0.1 | 0.1 | 0.1 | 0.1 | 0.1 | 0.1 | 0.1 | 0.1 | 0.1 | 0.1 | 0.1 | 0.1 | 0.1 | 0.1 | 0.1 | 0.1 | 0.1 | 0.1 | 0.1 | 0.1 | 0.1 | 0.1 | 0.1 | 0.1 | 0.1 | 0.1 | 0.1 | 0.1 | 0.1 | 0.1 | 0.1 | 0.1 | 0.1 | 0.1 | 0.1 | 0.1
|  | Wayne County (CONPOW):GT6 | [6 empty] | 0.1 | 0.1 | 0.1 | 0.1 | 0.1 | 0.1 | 0.1 | 0.1 | 0.1 | 0.1 | 0.1 | 0.1 | 0.1 | 0.1 | 0.1 | 0.1 | 0.1 | 0.1 | 0.1 | 0.1 | 0.1 | 0.1 | 0.1 | 0.1 | 0.1 | 0.1 | 0.1 | 0.1 | 0.1 | 0.1 | 0.1 | 0.1 | 0.1 | 0.1 | 0.1 | 0.1 | 0.1 | 0.1 | 0.1 | 0.1 | 0.1 | 0.1 | 0.1 | 0.1 | 0.1 | 0.1 | 0.1 | 0.1
|  | Washington Parish Energy Center:CC | [6 empty] | 0.028 | 0.028 | 0.028 | 0.028 | 0.028 | 0.028 | 0.028 | 0.028 | 0.028 | 0.028 | 0.028 | 0.028 | 0.028 | 0.028 | 0.028 | 0.028 | 0.028 | 0.028 | 0.028 | 0.028 | 0.028 | 0.028 | 0.028 | 0.028 | 0.028 | 0.028 | 0.028 | 0.028 | 0.028 | 0.028 | 0.028 | 0.028 | 0.028 | 0.028 | 0.028 | 0.028 | 0.028 | 0.028 | 0.028 | 0.028 | 0.028 | 0.028 | 0.028 | 0.028 | 0.028 | 0.028 | 0.028 | 0.028
|  | RS Cogen:CC | [6 empty] | 0.058 | 0.058 | 0.058 | 0.058 | 0.058 | 0.058 | 0.058 | 0.058 | 0.058 | 0.058 | 0.058 | 0.058 | 0.058 | 0.058 | 0.058 | 0.058 | 0.058 | 0.058 | 0.058 | 0.058 | 0.058 | 0.058 | 0.058 | 0.058 | 0.058 | 0.058 | 0.058 | 0.058 | 0.058 | 0.058 | 0.058 | 0.058 | 0.058 | 0.058 | 0.058 | 0.058 | 0.058 | 0.058 | 0.058 | 0.058 | 0.058 | 0.058 | 0.058 | 0.058 | 0.058 | 0.058 | 0.058 | 0.058
|  | Jackson:CCA | [6 empty] | 0.05 | 0.05 | 0.05 | 0.05 | 0.05 | 0.05 | 0.05 | 0.05 | 0.05 | 0.05 | 0.05 | 0.05 | 0.05 | 0.05 | 0.05 | 0.05 | 0.05 | 0.05 | 0.05 | 0.05 | 0.05 | 0.05 | 0.05 | 0.05 | 0.05 | 0.05 | 0.05 | 0.05 | 0.05 | 0.05 | 0.05 | 0.05 | 0.05 | 0.05 | 0.05 | 0.05 | 0.05 | 0.05 | 0.05 | 0.05 | 0.05 | 0.05 | 0.05 | 0.05 | 0.05 | 0.05 | 0.05 | 0.05
|  | Jackson:CCB | [6 empty] | 0.05 | 0.05 | 0.05 | 0.05 | 0.05 | 0.05 | 0.05 | 0.05 | 0.05 | 0.05 | 0.05 | 0.05 | 0.05 | 0.05 | 0.05 | 0.05 | 0.05 | 0.05 | 0.05 | 0.05 | 0.05 | 0.05 | 0.05 | 0.05 | 0.05 | 0.05 | 0.05 | 0.05 | 0.05 | 0.05 | 0.05 | 0.05 | 0.05 | 0.05 | 0.05 | 0.05 | 0.05 | 0.05 | 0.05 | 0.05 | 0.05 | 0.05 | 0.05 | 0.05 | 0.05 | 0.05 | 0.05 | 0.05
|  | Bowling Green (Amp):GT1 | [6 empty] | 0.146 | 0.146 | 0.044 | 0.044 | 0.044 | 0.044 | 0.044 | 0.044 | 0.044 | 0.044 | 0.044 | 0.044 | 0.044 | 0.044 | 0.044 | 0.044 | 0.044 | 0.044 | 0.044 | 0.044 | 0.044 | 0.044 | 0.044 | 0.044 | 0.044 | 0.044 | 0.044 | 0.044 | 0.044 | 0.044 | 0.044 | 0.044 | 0.044 | 0.044 | 0.044 | 0.044 | 0.044 | 0.044 | 0.044 | 0.044 | 0.044 | 0.044 | 0.044 | 0.044 | 0.044 | 0.044 | 0.044 | 0.044
0 | 0 | Alsey:1 | [6 empty] | 0.1 | 0.1 | 0.228 | 0.228 | 0.228 | 0.228 | 0.228 | 0.228 | 0.228 | 0.228 | 0.228 | 0.228 | 0.228 | 0.228 | 0.228 | 0.228 | 0.228 | 0.228 | 0.228 | 0.228 | 0.228 | 0.228 | 0.228 | 0.228 | 0.228 | 0.228 | 0.228 | 0.228 | 0.228 | 0.228 | 0.228 | 0.228 | 0.228 | 0.228 | 0.228 | 0.228 | 0.228 | 0.228 | 0.228 | 0.228 | 0.228 | 0.228 | 0.228 | 0.228 | 0.228 | 0.228 | 0.228 | 0.228
0 | 0 | Alsey:2 | [6 empty] | 0.1 | 0.1 | 0.217 | 0.217 | 0.217 | 0.217 | 0.217 | 0.217 | 0.217 | 0.217 | 0.217 | 0.217 | 0.217 | 0.217 | 0.217 | 0.217 | 0.217 | 0.217 | 0.217 | 0.217 | 0.217 | 0.217 | 0.217 | 0.217 | 0.217 | 0.217 | 0.217 | 0.217 | 0.217 | 0.217 | 0.217 | 0.217 | 0.217 | 0.217 | 0.217 | 0.217 | 0.217 | 0.217 | 0.217 | 0.217 | 0.217 | 0.217 | 0.217 | 0.217 | 0.217 | 0.217 | 0.217 | 0.217
0 | 0 | Alsey:34 | [6 empty] | 0.1 | 0.1 | 0.1 | 0.1 | 0.1 | 0.1 | 0.1 | 0.1 | 0.1 | 0.1 | 0.1 | 0.1 | 0.1 | 0.1 | 0.1 | 0.1 | 0.1 | 0.1 | 0.1 | 0.1 | 0.1 | 0.1 | 0.1 | 0.1 | 0.1 | 0.1 | 0.1 | 0.1 | 0.1 | 0.1 | 0.1 | 0.1 | 0.1 | 0.1 | 0.1 | 0.1 | 0.1 | 0.1 | 0.1 | 0.1 | 0.1 | 0.1 | 0.1 | 0.1 | 0.1 | 0.1 | 0.1 | 0.1
0 | 0 | Alsey:5 | [6 empty] | 0.1 | 0.1 | 0.297 | 0.297 | 0.297 | 0.297 | 0.297 | 0.297 | 0.297 | 0.297 | 0.297 | 0.297 | 0.297 | 0.297 | 0.297 | 0.297 | 0.297 | 0.297 | 0.297 | 0.297 | 0.297 | 0.297 | 0.297 | 0.297 | 0.297 | 0.297 | 0.297 | 0.297 | 0.297 | 0.297 | 0.297 | 0.297 | 0.297 | 0.297 | 0.297 | 0.297 | 0.297 | 0.297 | 0.297 | 0.297 | 0.297 | 0.297 | 0.297 | 0.297 | 0.297 | 0.297 | 0.297 | 0.297
|  | Vandolah Power Project:GT1 | [6 empty] | 0.054 | 0.054 | 0.054 | 0.054 | 0.054 | 0.054 | 0.054 | 0.054 | 0.054 | 0.054 | 0.054 | 0.054 | 0.054 | 0.054 | 0.054 | 0.054 | 0.054 | 0.054 | 0.054 | 0.054 | 0.054 | 0.054 | 0.054 | 0.054 | 0.054 | 0.054 | 0.054 | 0.054 | 0.054 | 0.054 | 0.054 | 0.054 | 0.054 | 0.054 | 0.054 | 0.054 | 0.054 | 0.054 | 0.054 | 0.054 | 0.054 | 0.054 | 0.054 | 0.054 | 0.054 | 0.054 | 0.054 | 0.054
0 | 0 | Vandolah Power Project:GT2 | [6 empty] | 0.15 | 0.15 | 0.15 | 0.15 | 0.15 | 0.15 | 0.15 | 0.15 | 0.15 | 0.15 | 0.15 | 0.15 | 0.15 | 0.15 | 0.15 | 0.15 | 0.15 | 0.15 | 0.15 | 0.15 | 0.15 | 0.15 | 0.15 | 0.15 | 0.15 | 0.15 | 0.15 | 0.15 | 0.15 | 0.15 | 0.15 | 0.15 | 0.15 | 0.15 | 0.15 | 0.15 | 0.15 | 0.15 | 0.15 | 0.15 | 0.15 | 0.15 | 0.15 | 0.15 | 0.15 | 0.15 | 0.15 | 0.15
0 | 0 | Vandolah Power Project:GT3 | [6 empty] | 0.188 | 0.188 | 0.188 | 0.188 | 0.188 | 0.188 | 0.188 | 0.188 | 0.188 | 0.188 | 0.188 | 0.188 | 0.188 | 0.188 | 0.188 | 0.188 | 0.188 | 0.188 | 0.188 | 0.188 | 0.188 | 0.188 | 0.188 | 0.188 | 0.188 | 0.188 | 0.188 | 0.188 | 0.188 | 0.188 | 0.188 | 0.188 | 0.188 | 0.188 | 0.188 | 0.188 | 0.188 | 0.188 | 0.188 | 0.188 | 0.188 | 0.188 | 0.188 | 0.188 | 0.188 | 0.188 | 0.188 | 0.188
0 | 0 | Vandolah Power Project:GT4 | [6 empty] | 0.148 | 0.148 | 0.148 | 0.148 | 0.148 | 0.148 | 0.148 | 0.148 | 0.148 | 0.148 | 0.148 | 0.148 | 0.148 | 0.148 | 0.148 | 0.148 | 0.148 | 0.148 | 0.148 | 0.148 | 0.148 | 0.148 | 0.148 | 0.148 | 0.148 | 0.148 | 0.148 | 0.148 | 0.148 | 0.148 | 0.148 | 0.148 | 0.148 | 0.148 | 0.148 | 0.148 | 0.148 | 0.148 | 0.148 | 0.148 | 0.148 | 0.148 | 0.148 | 0.148 | 0.148 | 0.148 | 0.148 | 0.148
|  | Pasco Power Project:GT1 | [6 empty] | 0.15 | 0.15 | 0.15 | 0.15 | 0.15 | 0.15 | 0.15 | 0.15 | 0.15 | 0.15 | 0.15 | 0.15 | 0.15 | 0.15 | 0.15 | 0.15 | 0.15 | 0.15 | 0.15 | 0.15 | 0.15 | 0.15 | 0.15 | 0.15 | 0.15 | 0.15 | 0.15 | 0.15 | 0.15 | 0.15 | 0.15 | 0.15 | 0.15 | 0.15 | 0.15 | 0.15 | 0.15 | 0.15 | 0.15 | 0.15 | 0.15 | 0.15 | 0.15 | 0.15 | 0.15 | 0.15 | 0.15 | 0.15
|  | Pasco Power Project:GT2 | [6 empty] | 0.15 | 0.15 | 0.15 | 0.15 | 0.15 | 0.15 | 0.15 | 0.15 | 0.15 | 0.15 | 0.15 | 0.15 | 0.15 | 0.15 | 0.15 | 0.15 | 0.15 | 0.15 | 0.15 | 0.15 | 0.15 | 0.15 | 0.15 | 0.15 | 0.15 | 0.15 | 0.15 | 0.15 | 0.15 | 0.15 | 0.15 | 0.15 | 0.15 | 0.15 | 0.15 | 0.15 | 0.15 | 0.15 | 0.15 | 0.15 | 0.15 | 0.15 | 0.15 | 0.15 | 0.15 | 0.15 | 0.15 | 0.15
|  | Pasco Power Project:GT3 | [6 empty] | 0.15 | 0.15 | 0.15 | 0.15 | 0.15 | 0.15 | 0.15 | 0.15 | 0.15 | 0.15 | 0.15 | 0.15 | 0.15 | 0.15 | 0.15 | 0.15 | 0.15 | 0.15 | 0.15 | 0.15 | 0.15 | 0.15 | 0.15 | 0.15 | 0.15 | 0.15 | 0.15 | 0.15 | 0.15 | 0.15 | 0.15 | 0.15 | 0.15 | 0.15 | 0.15 | 0.15 | 0.15 | 0.15 | 0.15 | 0.15 | 0.15 | 0.15 | 0.15 | 0.15 | 0.15 | 0.15 | 0.15 | 0.15
|  | Desoto Generating Co. (PRENCO):GT1 | [6 empty] | 0.057 | 0.057 | 0.057 | 0.057 | 0.057 | 0.057 | 0.057 | 0.057 | 0.057 | 0.057 | 0.057 | 0.057 | 0.057 | 0.057 | 0.057 | 0.057 | 0.057 | 0.057 | 0.057 | 0.057 | 0.057 | 0.057 | 0.057 | 0.057 | 0.057 | 0.057 | 0.057 | 0.057 | 0.057 | 0.057 | 0.057 | 0.057 | 0.057 | 0.057 | 0.057 | 0.057 | 0.057 | 0.057 | 0.057 | 0.057 | 0.057 | 0.057 | 0.057 | 0.057 | 0.057 | 0.057 | 0.057 | 0.057
|  | Desoto Generating Co. (PRENCO):GT2 | [6 empty] | 0.046 | 0.046 | 0.046 | 0.046 | 0.046 | 0.046 | 0.046 | 0.046 | 0.046 | 0.046 | 0.046 | 0.046 | 0.046 | 0.046 | 0.046 | 0.046 | 0.046 | 0.046 | 0.046 | 0.046 | 0.046 | 0.046 | 0.046 | 0.046 | 0.046 | 0.046 | 0.046 | 0.046 | 0.046 | 0.046 | 0.046 | 0.046 | 0.046 | 0.046 | 0.046 | 0.046 | 0.046 | 0.046 | 0.046 | 0.046 | 0.046 | 0.046 | 0.046 | 0.046 | 0.046 | 0.046 | 0.046 | 0.046
|  | Brandy Branch Generating Station:GT1 | [6 empty] | 0.035 | 0.035 | 0.044 | 0.044 | 0.044 | 0.044 | 0.044 | 0.044 | 0.044 | 0.044 | 0.044 | 0.044 | 0.044 | 0.044 | 0.044 | 0.044 | 0.044 | 0.044 | 0.044 | 0.044 | 0.044 | 0.044 | 0.044 | 0.044 | 0.044 | 0.044 | 0.044 | 0.044 | 0.044 | 0.044 | 0.044 | 0.044 | 0.044 | 0.044 | 0.044 | 0.044 | 0.044 | 0.044 | 0.044 | 0.044 | 0.044 | 0.044 | 0.044 | 0.044 | 0.044 | 0.044 | 0.044 | 0.044
|  | Brandy Branch Generating Station:GT2 | [6 empty] | 0.036 | 0.036 | 0.022 | 0.022 | 0.022 | 0.022 | 0.022 | 0.022 | 0.022 | 0.022 | 0.022 | 0.022 | 0.022 | 0.022 | 0.022 | 0.022 | 0.022 | 0.022 | 0.022 | 0.022 | 0.022 | 0.022 | 0.022 | 0.022 | 0.022 | 0.022 | 0.022 | 0.022 | 0.022 | 0.022 | 0.022 | 0.022 | 0.022 | 0.022 | 0.022 | 0.022 | 0.022 | 0.022 | 0.022 | 0.022 | 0.022 | 0.022 | 0.022 | 0.022 | 0.022 | 0.022 | 0.022 | 0.022
|  | Brandy Branch Generating Station:GT3 | [6 empty] | 0.027 | 0.027 | 0.021 | 0.021 | 0.021 | 0.021 | 0.021 | 0.021 | 0.021 | 0.021 | 0.021 | 0.021 | 0.021 | 0.021 | 0.021 | 0.021 | 0.021 | 0.021 | 0.021 | 0.021 | 0.021 | 0.021 | 0.021 | 0.021 | 0.021 | 0.021 | 0.021 | 0.021 | 0.021 | 0.021 | 0.021 | 0.021 | 0.021 | 0.021 | 0.021 | 0.021 | 0.021 | 0.021 | 0.021 | 0.021 | 0.021 | 0.021 | 0.021 | 0.021 | 0.021 | 0.021 | 0.021 | 0.021
|  | Morgan Energy Center:CC | [6 empty] | 0.5 | 0.5 | 0.05 | 0.05 | 0.05 | 0.05 | 0.05 | 0.05 | 0.05 | 0.05 | 0.05 | 0.05 | 0.05 | 0.05 | 0.05 | 0.05 | 0.05 | 0.05 | 0.05 | 0.05 | 0.05 | 0.05 | 0.05 | 0.05 | 0.05 | 0.05 | 0.05 | 0.05 | 0.05 | 0.05 | 0.05 | 0.05 | 0.05 | 0.05 | 0.05 | 0.05 | 0.05 | 0.05 | 0.05 | 0.05 | 0.05 | 0.05 | 0.05 | 0.05 | 0.05 | 0.05 | 0.05 | 0.05
|  | Perryville Power Station:CC1 | [6 empty] | 0.018 | 0.018 | 0.018 | 0.018 | 0.018 | 0.018 | 0.018 | 0.018 | 0.018 | 0.018 | 0.018 | 0.018 | 0.018 | 0.018 | 0.018 | 0.018 | 0.018 | 0.018 | 0.018 | 0.018 | 0.018 | 0.018 | 0.018 | 0.018 | 0.018 | 0.018 | 0.018 | 0.018 | 0.018 | 0.018 | 0.018 | 0.018 | 0.018 | 0.018 | 0.018 | 0.018 | 0.018 | 0.018 | 0.018 | 0.018 | 0.018 | 0.018 | 0.018 | 0.018 | 0.018 | 0.018 | 0.018 | 0.018
|  | Perryville Power Station:GT1 | [6 empty] | 0.017 | 0.017 | 0.017 | 0.017 | 0.017 | 0.017 | 0.017 | 0.017 | 0.017 | 0.017 | 0.017 | 0.017 | 0.017 | 0.017 | 0.017 | 0.017 | 0.017 | 0.017 | 0.017 | 0.017 | 0.017 | 0.017 | 0.017 | 0.017 | 0.017 | 0.017 | 0.017 | 0.017 | 0.017 | 0.017 | 0.017 | 0.017 | 0.017 | 0.017 | 0.017 | 0.017 | 0.017 | 0.017 | 0.017 | 0.017 | 0.017 | 0.017 | 0.017 | 0.017 | 0.017 | 0.017 | 0.017 | 0.017
|  | Washington (Dupc):CC | [6 empty] | 0.05 | 0.05 | 0.05 | 0.05 | 0.05 | 0.05 | 0.05 | 0.05 | 0.05 | 0.05 | 0.05 | 0.05 | 0.05 | 0.05 | 0.05 | 0.05 | 0.05 | 0.05 | 0.05 | 0.05 | 0.05 | 0.05 | 0.05 | 0.05 | 0.05 | 0.05 | 0.05 | 0.05 | 0.05 | 0.05 | 0.05 | 0.05 | 0.05 | 0.05 | 0.05 | 0.05 | 0.05 | 0.05 | 0.05 | 0.05 | 0.05 | 0.05 | 0.05 | 0.05 | 0.05 | 0.05 | 0.05 | 0.05
|  | Darby Generating Station:GT1 | [6 empty] | 0.08 | 0.08 | 0.08 | 0.08 | 0.08 | 0.08 | 0.08 | 0.08 | 0.08 | 0.08 | 0.08 | 0.08 | 0.08 | 0.08 | 0.08 | 0.08 | 0.08 | 0.08 | 0.08 | 0.08 | 0.08 | 0.08 | 0.08 | 0.08 | 0.08 | 0.08 | 0.08 | 0.08 | 0.08 | 0.08 | 0.08 | 0.08 | 0.08 | 0.08 | 0.08 | 0.08 | 0.08 | 0.08 | 0.08 | 0.08 | 0.08 | 0.08 | 0.08 | 0.08 | 0.08 | 0.08 | 0.08 | 0.08
|  | Darby Generating Station:GT2 | [6 empty] | 0.08 | 0.08 | 0.08 | 0.08 | 0.08 | 0.08 | 0.08 | 0.08 | 0.08 | 0.08 | 0.08 | 0.08 | 0.08 | 0.08 | 0.08 | 0.08 | 0.08 | 0.08 | 0.08 | 0.08 | 0.08 | 0.08 | 0.08 | 0.08 | 0.08 | 0.08 | 0.08 | 0.08 | 0.08 | 0.08 | 0.08 | 0.08 | 0.08 | 0.08 | 0.08 | 0.08 | 0.08 | 0.08 | 0.08 | 0.08 | 0.08 | 0.08 | 0.08 | 0.08 | 0.08 | 0.08 | 0.08 | 0.08
|  | Darby Generating Station:GT3 | [6 empty] | 0.08 | 0.08 | 0.08 | 0.08 | 0.08 | 0.08 | 0.08 | 0.08 | 0.08 | 0.08 | 0.08 | 0.08 | 0.08 | 0.08 | 0.08 | 0.08 | 0.08 | 0.08 | 0.08 | 0.08 | 0.08 | 0.08 | 0.08 | 0.08 | 0.08 | 0.08 | 0.08 | 0.08 | 0.08 | 0.08 | 0.08 | 0.08 | 0.08 | 0.08 | 0.08 | 0.08 | 0.08 | 0.08 | 0.08 | 0.08 | 0.08 | 0.08 | 0.08 | 0.08 | 0.08 | 0.08 | 0.08 | 0.08
|  | Darby Generating Station:GT4 | [6 empty] | 0.08 | 0.08 | 0.08 | 0.08 | 0.08 | 0.08 | 0.08 | 0.08 | 0.08 | 0.08 | 0.08 | 0.08 | 0.08 | 0.08 | 0.08 | 0.08 | 0.08 | 0.08 | 0.08 | 0.08 | 0.08 | 0.08 | 0.08 | 0.08 | 0.08 | 0.08 | 0.08 | 0.08 | 0.08 | 0.08 | 0.08 | 0.08 | 0.08 | 0.08 | 0.08 | 0.08 | 0.08 | 0.08 | 0.08 | 0.08 | 0.08 | 0.08 | 0.08 | 0.08 | 0.08 | 0.08 | 0.08 | 0.08
0 | 0 | Darby Generating Station:GT5 | [6 empty] | 0.1 | 0.1 | 0.1 | 0.1 | 0.1 | 0.1 | 0.1 | 0.1 | 0.1 | 0.1 | 0.1 | 0.1 | 0.1 | 0.1 | 0.1 | 0.1 | 0.1 | 0.1 | 0.1 | 0.1 | 0.1 | 0.1 | 0.1 | 0.1 | 0.1 | 0.1 | 0.1 | 0.1 | 0.1 | 0.1 | 0.1 | 0.1 | 0.1 | 0.1 | 0.1 | 0.1 | 0.1 | 0.1 | 0.1 | 0.1 | 0.1 | 0.1 | 0.1 | 0.1 | 0.1 | 0.1 | 0.1 | 0.1
0 | 0 | Darby Generating Station:GT6 | [6 empty] | 0.1 | 0.1 | 0.1 | 0.1 | 0.1 | 0.1 | 0.1 | 0.1 | 0.1 | 0.1 | 0.1 | 0.1 | 0.1 | 0.1 | 0.1 | 0.1 | 0.1 | 0.1 | 0.1 | 0.1 | 0.1 | 0.1 | 0.1 | 0.1 | 0.1 | 0.1 | 0.1 | 0.1 | 0.1 | 0.1 | 0.1 | 0.1 | 0.1 | 0.1 | 0.1 | 0.1 | 0.1 | 0.1 | 0.1 | 0.1 | 0.1 | 0.1 | 0.1 | 0.1 | 0.1 | 0.1 | 0.1 | 0.1
0 | 0 | Chicago (Conpow):GT1 | [6 empty] | 0.1 | 0.1 | 0.1 | 0.1 | 0.1 | 0.1 | 0.1 | 0.1 | 0.1 | 0.1 | 0.1 | 0.1 | 0.1 | 0.1 | 0.1 | 0.1 | 0.1 | 0.1 | 0.1 | 0.1 | 0.1 | 0.1 | 0.1 | 0.1 | 0.1 | 0.1 | 0.1 | 0.1 | 0.1 | 0.1 | 0.1 | 0.1 | 0.1 | 0.1 | 0.1 | 0.1 | 0.1 | 0.1 | 0.1 | 0.1 | 0.1 | 0.1 | 0.1 | 0.1 | 0.1 | 0.1 | 0.1 | 0.1
0 | 0 | Chicago (Conpow):GT2 | [6 empty] | 0.1 | 0.1 | 0.1 | 0.1 | 0.1 | 0.1 | 0.1 | 0.1 | 0.1 | 0.1 | 0.1 | 0.1 | 0.1 | 0.1 | 0.1 | 0.1 | 0.1 | 0.1 | 0.1 | 0.1 | 0.1 | 0.1 | 0.1 | 0.1 | 0.1 | 0.1 | 0.1 | 0.1 | 0.1 | 0.1 | 0.1 | 0.1 | 0.1 | 0.1 | 0.1 | 0.1 | 0.1 | 0.1 | 0.1 | 0.1 | 0.1 | 0.1 | 0.1 | 0.1 | 0.1 | 0.1 | 0.1 | 0.1
0 | 0 | Chicago (Conpow):GT3 | [6 empty] | 0.1 | 0.1 | 0.1 | 0.1 | 0.1 | 0.1 | 0.1 | 0.1 | 0.1 | 0.1 | 0.1 | 0.1 | 0.1 | 0.1 | 0.1 | 0.1 | 0.1 | 0.1 | 0.1 | 0.1 | 0.1 | 0.1 | 0.1 | 0.1 | 0.1 | 0.1 | 0.1 | 0.1 | 0.1 | 0.1 | 0.1 | 0.1 | 0.1 | 0.1 | 0.1 | 0.1 | 0.1 | 0.1 | 0.1 | 0.1 | 0.1 | 0.1 | 0.1 | 0.1 | 0.1 | 0.1 | 0.1 | 0.1
0 | 0 | Chicago (Conpow):GT4 | [6 empty] | 0.1 | 0.1 | 0.1 | 0.1 | 0.1 | 0.1 | 0.1 | 0.1 | 0.1 | 0.1 | 0.1 | 0.1 | 0.1 | 0.1 | 0.1 | 0.1 | 0.1 | 0.1 | 0.1 | 0.1 | 0.1 | 0.1 | 0.1 | 0.1 | 0.1 | 0.1 | 0.1 | 0.1 | 0.1 | 0.1 | 0.1 | 0.1 | 0.1 | 0.1 | 0.1 | 0.1 | 0.1 | 0.1 | 0.1 | 0.1 | 0.1 | 0.1 | 0.1 | 0.1 | 0.1 | 0.1 | 0.1 | 0.1
0 | 0 | Chicago (Conpow):GT5 | [6 empty] | 0.1 | 0.1 | 0.1 | 0.1 | 0.1 | 0.1 | 0.1 | 0.1 | 0.1 | 0.1 | 0.1 | 0.1 | 0.1 | 0.1 | 0.1 | 0.1 | 0.1 | 0.1 | 0.1 | 0.1 | 0.1 | 0.1 | 0.1 | 0.1 | 0.1 | 0.1 | 0.1 | 0.1 | 0.1 | 0.1 | 0.1 | 0.1 | 0.1 | 0.1 | 0.1 | 0.1 | 0.1 | 0.1 | 0.1 | 0.1 | 0.1 | 0.1 | 0.1 | 0.1 | 0.1 | 0.1 | 0.1 | 0.1
0 | 0 | Chicago (Conpow):GT6 | [6 empty] | 0.1 | 0.1 | 0.1 | 0.1 | 0.1 | 0.1 | 0.1 | 0.1 | 0.1 | 0.1 | 0.1 | 0.1 | 0.1 | 0.1 | 0.1 | 0.1 | 0.1 | 0.1 | 0.1 | 0.1 | 0.1 | 0.1 | 0.1 | 0.1 | 0.1 | 0.1 | 0.1 | 0.1 | 0.1 | 0.1 | 0.1 | 0.1 | 0.1 | 0.1 | 0.1 | 0.1 | 0.1 | 0.1 | 0.1 | 0.1 | 0.1 | 0.1 | 0.1 | 0.1 | 0.1 | 0.1 | 0.1 | 0.1
0 | 0 | ALLEGHENY ENERGY 8 & 9:GT1 | [6 empty] | 0.1 | 0.1 | 0.088 | 0.088 | 0.088 | 0.088 | 0.088 | 0.088 | 0.088 | 0.088 | 0.088 | 0.088 | 0.088 | 0.088 | 0.088 | 0.088 | 0.088 | 0.088 | 0.088 | 0.088 | 0.088 | 0.088 | 0.088 | 0.088 | 0.088 | 0.088 | 0.088 | 0.088 | 0.088 | 0.088 | 0.088 | 0.088 | 0.088 | 0.088 | 0.088 | 0.088 | 0.088 | 0.088 | 0.088 | 0.088 | 0.088 | 0.088 | 0.088 | 0.088 | 0.088 | 0.088 | 0.088 | 0.088
|  | ALLEGHENY ENERGY 8 & 9:GT2 | [6 empty] | 0.1 | 0.1 | 0.083 | 0.083 | 0.083 | 0.083 | 0.083 | 0.083 | 0.083 | 0.083 | 0.083 | 0.083 | 0.083 | 0.083 | 0.083 | 0.083 | 0.083 | 0.083 | 0.083 | 0.083 | 0.083 | 0.083 | 0.083 | 0.083 | 0.083 | 0.083 | 0.083 | 0.083 | 0.083 | 0.083 | 0.083 | 0.083 | 0.083 | 0.083 | 0.083 | 0.083 | 0.083 | 0.083 | 0.083 | 0.083 | 0.083 | 0.083 | 0.083 | 0.083 | 0.083 | 0.083 | 0.083 | 0.083
0 | 0 | Zion Energy Center:GT1 | [6 empty] | 0.1 | 0.1 | 0.1 | 0.1 | 0.1 | 0.1 | 0.1 | 0.1 | 0.1 | 0.1 | 0.1 | 0.1 | 0.1 | 0.1 | 0.1 | 0.1 | 0.1 | 0.1 | 0.1 | 0.1 | 0.1 | 0.1 | 0.1 | 0.1 | 0.1 | 0.1 | 0.1 | 0.1 | 0.1 | 0.1 | 0.1 | 0.1 | 0.1 | 0.1 | 0.1 | 0.1 | 0.1 | 0.1 | 0.1 | 0.1 | 0.1 | 0.1 | 0.1 | 0.1 | 0.1 | 0.1 | 0.1 | 0.1
0 | 0 | Zion Energy Center:GT2 | [6 empty] | 0.1 | 0.1 | 0.1 | 0.1 | 0.1 | 0.1 | 0.1 | 0.1 | 0.1 | 0.1 | 0.1 | 0.1 | 0.1 | 0.1 | 0.1 | 0.1 | 0.1 | 0.1 | 0.1 | 0.1 | 0.1 | 0.1 | 0.1 | 0.1 | 0.1 | 0.1 | 0.1 | 0.1 | 0.1 | 0.1 | 0.1 | 0.1 | 0.1 | 0.1 | 0.1 | 0.1 | 0.1 | 0.1 | 0.1 | 0.1 | 0.1 | 0.1 | 0.1 | 0.1 | 0.1 | 0.1 | 0.1 | 0.1
0 | 0 | Zion Energy Center:GT3 | [6 empty] | 0.1 | 0.1 | 0.1 | 0.1 | 0.1 | 0.1 | 0.1 | 0.1 | 0.1 | 0.1 | 0.1 | 0.1 | 0.1 | 0.1 | 0.1 | 0.1 | 0.1 | 0.1 | 0.1 | 0.1 | 0.1 | 0.1 | 0.1 | 0.1 | 0.1 | 0.1 | 0.1 | 0.1 | 0.1 | 0.1 | 0.1 | 0.1 | 0.1 | 0.1 | 0.1 | 0.1 | 0.1 | 0.1 | 0.1 | 0.1 | 0.1 | 0.1 | 0.1 | 0.1 | 0.1 | 0.1 | 0.1 | 0.1
|  | Dearborn Dist Gen Facility:1-26 | [6 empty] | 0.305 | 0.305 | 0.305 | 0.305 | 0.305 | 0.305 | 0.305 | 0.305 | 0.305 | 0.305 | 0.305 | 0.305 | 0.305 | 0.305 | 0.305 | 0.305 | 0.305 | 0.305 | 0.305 | 0.305 | 0.305 | 0.305 | 0.305 | 0.305 | 0.305 | 0.305 | 0.305 | 0.305 | 0.305 | 0.305 | 0.305 | 0.305 | 0.305 | 0.305 | 0.305 | 0.305 | 0.305 | 0.305 | 0.305 | 0.305 | 0.305 | 0.305 | 0.305 | 0.305 | 0.305 | 0.305 | 0.305 | 0.305
0 | 0 | Crete Energy Park:GT1 | [6 empty] | 0.1 | 0.1 | 0.1 | 0.1 | 0.1 | 0.1 | 0.1 | 0.1 | 0.1 | 0.1 | 0.1 | 0.1 | 0.1 | 0.1 | 0.1 | 0.1 | 0.1 | 0.1 | 0.1 | 0.1 | 0.1 | 0.1 | 0.1 | 0.1 | 0.1 | 0.1 | 0.1 | 0.1 | 0.1 | 0.1 | 0.1 | 0.1 | 0.1 | 0.1 | 0.1 | 0.1 | 0.1 | 0.1 | 0.1 | 0.1 | 0.1 | 0.1 | 0.1 | 0.1 | 0.1 | 0.1 | 0.1 | 0.1
0 | 0 | Crete Energy Park:GT2 | [6 empty] | 0.1 | 0.1 | 0.1 | 0.1 | 0.1 | 0.1 | 0.1 | 0.1 | 0.1 | 0.1 | 0.1 | 0.1 | 0.1 | 0.1 | 0.1 | 0.1 | 0.1 | 0.1 | 0.1 | 0.1 | 0.1 | 0.1 | 0.1 | 0.1 | 0.1 | 0.1 | 0.1 | 0.1 | 0.1 | 0.1 | 0.1 | 0.1 | 0.1 | 0.1 | 0.1 | 0.1 | 0.1 | 0.1 | 0.1 | 0.1 | 0.1 | 0.1 | 0.1 | 0.1 | 0.1 | 0.1 | 0.1 | 0.1
0 | 0 | Crete Energy Park:GT3 | [6 empty] | 0.1 | 0.1 | 0.1 | 0.1 | 0.1 | 0.1 | 0.1 | 0.1 | 0.1 | 0.1 | 0.1 | 0.1 | 0.1 | 0.1 | 0.1 | 0.1 | 0.1 | 0.1 | 0.1 | 0.1 | 0.1 | 0.1 | 0.1 | 0.1 | 0.1 | 0.1 | 0.1 | 0.1 | 0.1 | 0.1 | 0.1 | 0.1 | 0.1 | 0.1 | 0.1 | 0.1 | 0.1 | 0.1 | 0.1 | 0.1 | 0.1 | 0.1 | 0.1 | 0.1 | 0.1 | 0.1 | 0.1 | 0.1
0 | 0 | Crete Energy Park:GT4 | [6 empty] | 0.1 | 0.1 | 0.1 | 0.1 | 0.1 | 0.1 | 0.1 | 0.1 | 0.1 | 0.1 | 0.1 | 0.1 | 0.1 | 0.1 | 0.1 | 0.1 | 0.1 | 0.1 | 0.1 | 0.1 | 0.1 | 0.1 | 0.1 | 0.1 | 0.1 | 0.1 | 0.1 | 0.1 | 0.1 | 0.1 | 0.1 | 0.1 | 0.1 | 0.1 | 0.1 | 0.1 | 0.1 | 0.1 | 0.1 | 0.1 | 0.1 | 0.1 | 0.1 | 0.1 | 0.1 | 0.1 | 0.1 | 0.1
|  | McAdams Power Station (Sallis):CC | [6 empty] | 0.01 | 0.01 | 0.01 | 0.01 | 0.01 | 0.01 | 0.01 | 0.01 | 0.01 | 0.01 | 0.01 | 0.01 | 0.01 | 0.01 | 0.01 | 0.01 | 0.01 | 0.01 | 0.01 | 0.01 | 0.01 | 0.01 | 0.01 | 0.01 | 0.01 | 0.01 | 0.01 | 0.01 | 0.01 | 0.01 | 0.01 | 0.01 | 0.01 | 0.01 | 0.01 | 0.01 | 0.01 | 0.01 | 0.01 | 0.01 | 0.01 | 0.01 | 0.01 | 0.01 | 0.01 | 0.01 | 0.01 | 0.01
|  | Calhoun Power Co (FPL):GT1 | [6 empty] | 0.037 | 0.037 | 0.037 | 0.037 | 0.037 | 0.037 | 0.037 | 0.037 | 0.037 | 0.037 | 0.037 | 0.037 | 0.037 | 0.037 | 0.037 | 0.037 | 0.037 | 0.037 | 0.037 | 0.037 | 0.037 | 0.037 | 0.037 | 0.037 | 0.037 | 0.037 | 0.037 | 0.037 | 0.037 | 0.037 | 0.037 | 0.037 | 0.037 | 0.037 | 0.037 | 0.037 | 0.037 | 0.037 | 0.037 | 0.037 | 0.037 | 0.037 | 0.037 | 0.037 | 0.037 | 0.037 | 0.037 | 0.037
|  | Calhoun Power Co (FPL):GT2 | [6 empty] | 0.034 | 0.034 | 0.034 | 0.034 | 0.034 | 0.034 | 0.034 | 0.034 | 0.034 | 0.034 | 0.034 | 0.034 | 0.034 | 0.034 | 0.034 | 0.034 | 0.034 | 0.034 | 0.034 | 0.034 | 0.034 | 0.034 | 0.034 | 0.034 | 0.034 | 0.034 | 0.034 | 0.034 | 0.034 | 0.034 | 0.034 | 0.034 | 0.034 | 0.034 | 0.034 | 0.034 | 0.034 | 0.034 | 0.034 | 0.034 | 0.034 | 0.034 | 0.034 | 0.034 | 0.034 | 0.034 | 0.034 | 0.034
|  | Calhoun Power Co (FPL):GT3 | [6 empty] | 0.065 | 0.065 | 0.065 | 0.065 | 0.065 | 0.065 | 0.065 | 0.065 | 0.065 | 0.065 | 0.065 | 0.065 | 0.065 | 0.065 | 0.065 | 0.065 | 0.065 | 0.065 | 0.065 | 0.065 | 0.065 | 0.065 | 0.065 | 0.065 | 0.065 | 0.065 | 0.065 | 0.065 | 0.065 | 0.065 | 0.065 | 0.065 | 0.065 | 0.065 | 0.065 | 0.065 | 0.065 | 0.065 | 0.065 | 0.065 | 0.065 | 0.065 | 0.065 | 0.065 | 0.065 | 0.065 | 0.065 | 0.065
|  | Calhoun Power Co (FPL):GT4 | [6 empty] | 0.054 | 0.054 | 0.054 | 0.054 | 0.054 | 0.054 | 0.054 | 0.054 | 0.054 | 0.054 | 0.054 | 0.054 | 0.054 | 0.054 | 0.054 | 0.054 | 0.054 | 0.054 | 0.054 | 0.054 | 0.054 | 0.054 | 0.054 | 0.054 | 0.054 | 0.054 | 0.054 | 0.054 | 0.054 | 0.054 | 0.054 | 0.054 | 0.054 | 0.054 | 0.054 | 0.054 | 0.054 | 0.054 | 0.054 | 0.054 | 0.054 | 0.054 | 0.054 | 0.054 | 0.054 | 0.054 | 0.054 | 0.054
0 | 0 | Elgin:GT1 | [6 empty] | 0.1 | 0.1 | 0.1 | 0.1 | 0.1 | 0.1 | 0.1 | 0.1 | 0.1 | 0.1 | 0.1 | 0.1 | 0.1 | 0.1 | 0.1 | 0.1 | 0.1 | 0.1 | 0.1 | 0.1 | 0.1 | 0.1 | 0.1 | 0.1 | 0.1 | 0.1 | 0.1 | 0.1 | 0.1 | 0.1 | 0.1 | 0.1 | 0.1 | 0.1 | 0.1 | 0.1 | 0.1 | 0.1 | 0.1 | 0.1 | 0.1 | 0.1 | 0.1 | 0.1 | 0.1 | 0.1 | 0.1 | 0.1
0 | 0 | Elgin:GT2 | [6 empty] | 0.1 | 0.1 | 0.1 | 0.1 | 0.1 | 0.1 | 0.1 | 0.1 | 0.1 | 0.1 | 0.1 | 0.1 | 0.1 | 0.1 | 0.1 | 0.1 | 0.1 | 0.1 | 0.1 | 0.1 | 0.1 | 0.1 | 0.1 | 0.1 | 0.1 | 0.1 | 0.1 | 0.1 | 0.1 | 0.1 | 0.1 | 0.1 | 0.1 | 0.1 | 0.1 | 0.1 | 0.1 | 0.1 | 0.1 | 0.1 | 0.1 | 0.1 | 0.1 | 0.1 | 0.1 | 0.1 | 0.1 | 0.1
0 | 0 | Elgin:GT3 | [6 empty] | 0.1 | 0.1 | 0.1 | 0.1 | 0.1 | 0.1 | 0.1 | 0.1 | 0.1 | 0.1 | 0.1 | 0.1 | 0.1 | 0.1 | 0.1 | 0.1 | 0.1 | 0.1 | 0.1 | 0.1 | 0.1 | 0.1 | 0.1 | 0.1 | 0.1 | 0.1 | 0.1 | 0.1 | 0.1 | 0.1 | 0.1 | 0.1 | 0.1 | 0.1 | 0.1 | 0.1 | 0.1 | 0.1 | 0.1 | 0.1 | 0.1 | 0.1 | 0.1 | 0.1 | 0.1 | 0.1 | 0.1 | 0.1
0 | 0 | Elgin:GT4 | [6 empty] | 0.1 | 0.1 | 0.1 | 0.1 | 0.1 | 0.1 | 0.1 | 0.1 | 0.1 | 0.1 | 0.1 | 0.1 | 0.1 | 0.1 | 0.1 | 0.1 | 0.1 | 0.1 | 0.1 | 0.1 | 0.1 | 0.1 | 0.1 | 0.1 | 0.1 | 0.1 | 0.1 | 0.1 | 0.1 | 0.1 | 0.1 | 0.1 | 0.1 | 0.1 | 0.1 | 0.1 | 0.1 | 0.1 | 0.1 | 0.1 | 0.1 | 0.1 | 0.1 | 0.1 | 0.1 | 0.1 | 0.1 | 0.1
0 | 0 | Mt. Clinton:1 | [6 empty] | 0.1 | 0.1 | 0.1 | 0.1 | 0.1 | 0.1 | 0.1 | 0.1 | 0.1 | 0.1 | 0.1 | 0.1 | 0.1 | 0.1 | 0.1 | 0.1 | 0.1 | 0.1 | 0.1 | 0.1 | 0.1 | 0.1 | 0.1 | 0.1 | 0.1 | 0.1 | 0.1 | 0.1 | 0.1 | 0.1 | 0.1 | 0.1 | 0.1 | 0.1 | 0.1 | 0.1 | 0.1 | 0.1 | 0.1 | 0.1 | 0.1 | 0.1 | 0.1 | 0.1 | 0.1 | 0.1 | 0.1 | 0.1
0 | 0 | Pleasant Valley (HARRI):1 | [6 empty] | 0.1 | 0.1 | 0.1 | 0.1 | 0.1 | 0.1 | 0.1 | 0.1 | 0.1 | 0.1 | 0.1 | 0.1 | 0.1 | 0.1 | 0.1 | 0.1 | 0.1 | 0.1 | 0.1 | 0.1 | 0.1 | 0.1 | 0.1 | 0.1 | 0.1 | 0.1 | 0.1 | 0.1 | 0.1 | 0.1 | 0.1 | 0.1 | 0.1 | 0.1 | 0.1 | 0.1 | 0.1 | 0.1 | 0.1 | 0.1 | 0.1 | 0.1 | 0.1 | 0.1 | 0.1 | 0.1 | 0.1 | 0.1
0 | 0 | Renaissance Power Project:GT1 | [6 empty] | 0.1 | 0.1 | 0.1 | 0.1 | 0.1 | 0.1 | 0.1 | 0.1 | 0.1 | 0.1 | 0.1 | 0.1 | 0.1 | 0.1 | 0.1 | 0.1 | 0.1 | 0.1 | 0.1 | 0.1 | 0.1 | 0.1 | 0.1 | 0.1 | 0.1 | 0.1 | 0.1 | 0.1 | 0.1 | 0.1 | 0.1 | 0.1 | 0.1 | 0.1 | 0.1 | 0.1 | 0.1 | 0.1 | 0.1 | 0.1 | 0.1 | 0.1 | 0.1 | 0.1 | 0.1 | 0.1 | 0.1 | 0.1
0 | 0 | Renaissance Power Project:GT2 | [6 empty] | 0.1 | 0.1 | 0.1 | 0.1 | 0.1 | 0.1 | 0.1 | 0.1 | 0.1 | 0.1 | 0.1 | 0.1 | 0.1 | 0.1 | 0.1 | 0.1 | 0.1 | 0.1 | 0.1 | 0.1 | 0.1 | 0.1 | 0.1 | 0.1 | 0.1 | 0.1 | 0.1 | 0.1 | 0.1 | 0.1 | 0.1 | 0.1 | 0.1 | 0.1 | 0.1 | 0.1 | 0.1 | 0.1 | 0.1 | 0.1 | 0.1 | 0.1 | 0.1 | 0.1 | 0.1 | 0.1 | 0.1 | 0.1
0 | 0 | Renaissance Power Project:GT3 | [6 empty] | 0.1 | 0.1 | 0.1 | 0.1 | 0.1 | 0.1 | 0.1 | 0.1 | 0.1 | 0.1 | 0.1 | 0.1 | 0.1 | 0.1 | 0.1 | 0.1 | 0.1 | 0.1 | 0.1 | 0.1 | 0.1 | 0.1 | 0.1 | 0.1 | 0.1 | 0.1 | 0.1 | 0.1 | 0.1 | 0.1 | 0.1 | 0.1 | 0.1 | 0.1 | 0.1 | 0.1 | 0.1 | 0.1 | 0.1 | 0.1 | 0.1 | 0.1 | 0.1 | 0.1 | 0.1 | 0.1 | 0.1 | 0.1
0 | 0 | Renaissance Power Project:GT4 | [6 empty] | 0.1 | 0.1 | 0.1 | 0.1 | 0.1 | 0.1 | 0.1 | 0.1 | 0.1 | 0.1 | 0.1 | 0.1 | 0.1 | 0.1 | 0.1 | 0.1 | 0.1 | 0.1 | 0.1 | 0.1 | 0.1 | 0.1 | 0.1 | 0.1 | 0.1 | 0.1 | 0.1 | 0.1 | 0.1 | 0.1 | 0.1 | 0.1 | 0.1 | 0.1 | 0.1 | 0.1 | 0.1 | 0.1 | 0.1 | 0.1 | 0.1 | 0.1 | 0.1 | 0.1 | 0.1 | 0.1 | 0.1 | 0.1
0 | 0 | Rolling Hills:GT1 | [6 empty] | 0.1 | 0.1 | 0.1 | 0.1 | 0.1 | 0.1 | 0.1 | 0.1 | 0.1 | 0.1 | 0.1 | 0.1 | 0.1 | 0.1 | 0.1 | 0.1 | 0.1 | 0.1 | 0.1 | 0.1 | 0.1 | 0.1 | 0.1 | 0.1 | 0.1 | 0.1 | 0.1 | 0.1 | 0.1 | 0.1 | 0.1 | 0.1 | 0.1 | 0.1 | 0.1 | 0.1 | 0.1 | 0.1 | 0.1 | 0.1 | 0.1 | 0.1 | 0.1 | 0.1 | 0.1 | 0.1 | 0.1 | 0.1
0 | 0 | Rolling Hills:GT2 | [6 empty] | 0.1 | 0.1 | 0.1 | 0.1 | 0.1 | 0.1 | 0.1 | 0.1 | 0.1 | 0.1 | 0.1 | 0.1 | 0.1 | 0.1 | 0.1 | 0.1 | 0.1 | 0.1 | 0.1 | 0.1 | 0.1 | 0.1 | 0.1 | 0.1 | 0.1 | 0.1 | 0.1 | 0.1 | 0.1 | 0.1 | 0.1 | 0.1 | 0.1 | 0.1 | 0.1 | 0.1 | 0.1 | 0.1 | 0.1 | 0.1 | 0.1 | 0.1 | 0.1 | 0.1 | 0.1 | 0.1 | 0.1 | 0.1
0 | 0 | Rolling Hills:GT3 | [6 empty] | 0.1 | 0.1 | 0.1 | 0.1 | 0.1 | 0.1 | 0.1 | 0.1 | 0.1 | 0.1 | 0.1 | 0.1 | 0.1 | 0.1 | 0.1 | 0.1 | 0.1 | 0.1 | 0.1 | 0.1 | 0.1 | 0.1 | 0.1 | 0.1 | 0.1 | 0.1 | 0.1 | 0.1 | 0.1 | 0.1 | 0.1 | 0.1 | 0.1 | 0.1 | 0.1 | 0.1 | 0.1 | 0.1 | 0.1 | 0.1 | 0.1 | 0.1 | 0.1 | 0.1 | 0.1 | 0.1 | 0.1 | 0.1
0 | 0 | Rolling Hills:GT4 | [6 empty] | 0.1 | 0.1 | 0.1 | 0.1 | 0.1 | 0.1 | 0.1 | 0.1 | 0.1 | 0.1 | 0.1 | 0.1 | 0.1 | 0.1 | 0.1 | 0.1 | 0.1 | 0.1 | 0.1 | 0.1 | 0.1 | 0.1 | 0.1 | 0.1 | 0.1 | 0.1 | 0.1 | 0.1 | 0.1 | 0.1 | 0.1 | 0.1 | 0.1 | 0.1 | 0.1 | 0.1 | 0.1 | 0.1 | 0.1 | 0.1 | 0.1 | 0.1 | 0.1 | 0.1 | 0.1 | 0.1 | 0.1 | 0.1
0 | 0 | Rolling Hills:GT5 | [6 empty] | 0.1 | 0.1 | 0.1 | 0.1 | 0.1 | 0.1 | 0.1 | 0.1 | 0.1 | 0.1 | 0.1 | 0.1 | 0.1 | 0.1 | 0.1 | 0.1 | 0.1 | 0.1 | 0.1 | 0.1 | 0.1 | 0.1 | 0.1 | 0.1 | 0.1 | 0.1 | 0.1 | 0.1 | 0.1 | 0.1 | 0.1 | 0.1 | 0.1 | 0.1 | 0.1 | 0.1 | 0.1 | 0.1 | 0.1 | 0.1 | 0.1 | 0.1 | 0.1 | 0.1 | 0.1 | 0.1 | 0.1 | 0.1
|  | Sugar Creek:GT1 | [6 empty] | 0.1 | 0.1 | 0.1 | 0.1 | 0.1 | 0.1 | 0.1 | 0.1 | 0.1 | 0.1 | 0.1 | 0.1 | 0.1 | 0.1 | 0.1 | 0.1 | 0.1 | 0.1 | 0.1 | 0.1 | 0.1 | 0.1 | 0.1 | 0.1 | 0.1 | 0.1 | 0.1 | 0.1 | 0.1 | 0.1 | 0.1 | 0.1 | 0.1 | 0.1 | 0.1 | 0.1 | 0.1 | 0.1 | 0.1 | 0.1 | 0.1 | 0.1 | 0.1 | 0.1 | 0.1 | 0.1 | 0.1 | 0.1
|  | Sugar Creek:GT2 | [6 empty] | 0.1 | 0.1 | 0.1 | 0.1 | 0.1 | 0.1 | 0.1 | 0.1 | 0.1 | 0.1 | 0.1 | 0.1 | 0.1 | 0.1 | 0.1 | 0.1 | 0.1 | 0.1 | 0.1 | 0.1 | 0.1 | 0.1 | 0.1 | 0.1 | 0.1 | 0.1 | 0.1 | 0.1 | 0.1 | 0.1 | 0.1 | 0.1 | 0.1 | 0.1 | 0.1 | 0.1 | 0.1 | 0.1 | 0.1 | 0.1 | 0.1 | 0.1 | 0.1 | 0.1 | 0.1 | 0.1 | 0.1 | 0.1
|  | Sugar Creek:GT3 | [6 empty] | 0.1 | 0.1 | 0.1 | 0.1 | 0.1 | 0.1 | 0.1 | 0.1 | 0.1 | 0.1 | 0.1 | 0.1 | 0.1 | 0.1 | 0.1 | 0.1 | 0.1 | 0.1 | 0.1 | 0.1 | 0.1 | 0.1 | 0.1 | 0.1 | 0.1 | 0.1 | 0.1 | 0.1 | 0.1 | 0.1 | 0.1 | 0.1 | 0.1 | 0.1 | 0.1 | 0.1 | 0.1 | 0.1 | 0.1 | 0.1 | 0.1 | 0.1 | 0.1 | 0.1 | 0.1 | 0.1 | 0.1 | 0.1
|  | Sugar Creek:GT4 | [6 empty] | 0.1 | 0.1 | 0.1 | 0.1 | 0.1 | 0.1 | 0.1 | 0.1 | 0.1 | 0.1 | 0.1 | 0.1 | 0.1 | 0.1 | 0.1 | 0.1 | 0.1 | 0.1 | 0.1 | 0.1 | 0.1 | 0.1 | 0.1 | 0.1 | 0.1 | 0.1 | 0.1 | 0.1 | 0.1 | 0.1 | 0.1 | 0.1 | 0.1 | 0.1 | 0.1 | 0.1 | 0.1 | 0.1 | 0.1 | 0.1 | 0.1 | 0.1 | 0.1 | 0.1 | 0.1 | 0.1 | 0.1 | 0.1
|  | Philadelphia Water Project:ALL | [6 empty] | 0.1 | 0.1 | 0.1 | 0.1 | 0.1 | 0.1 | 0.1 | 0.1 | 0.1 | 0.1 | 0.1 | 0.1 | 0.1 | 0.1 | 0.1 | 0.1 | 0.1 | 0.1 | 0.1 | 0.1 | 0.1 | 0.1 | 0.1 | 0.1 | 0.1 | 0.1 | 0.1 | 0.1 | 0.1 | 0.1 | 0.1 | 0.1 | 0.1 | 0.1 | 0.1 | 0.1 | 0.1 | 0.1 | 0.1 | 0.1 | 0.1 | 0.1 | 0.1 | 0.1 | 0.1 | 0.1 | 0.1 | 0.1
|  | Cuyahoga Regional Sanitary Landfill:1 | [6 empty] | 0.1 | 0.1 | 0.1 | 0.1 | 0.1 | 0.1 | 0.1 | 0.1 | 0.1 | 0.1 | 0.1 | 0.1 | 0.1 | 0.1 | 0.1 | 0.1 | 0.1 | 0.1 | 0.1 | 0.1 | 0.1 | 0.1 | 0.1 | 0.1 | 0.1 | 0.1 | 0.1 | 0.1 | 0.1 | 0.1 | 0.1 | 0.1 | 0.1 | 0.1 | 0.1 | 0.1 | 0.1 | 0.1 | 0.1 | 0.1 | 0.1 | 0.1 | 0.1 | 0.1 | 0.1 | 0.1 | 0.1 | 0.1
|  | Bradford County Landfill #2:1 | [6 empty] | 0.1 | 0.1 | 0.1 | 0.1 | 0.1 | 0.1 | 0.1 | 0.1 | 0.1 | 0.1 | 0.1 | 0.1 | 0.1 | 0.1 | 0.1 | 0.1 | 0.1 | 0.1 | 0.1 | 0.1 | 0.1 | 0.1 | 0.1 | 0.1 | 0.1 | 0.1 | 0.1 | 0.1 | 0.1 | 0.1 | 0.1 | 0.1 | 0.1 | 0.1 | 0.1 | 0.1 | 0.1 | 0.1 | 0.1 | 0.1 | 0.1 | 0.1 | 0.1 | 0.1 | 0.1 | 0.1 | 0.1 | 0.1
|  | Montgomery County:1 | [6 empty] | 0.1 | 0.1 | 0.1 | 0.1 | 0.1 | 0.1 | 0.1 | 0.1 | 0.1 | 0.1 | 0.1 | 0.1 | 0.1 | 0.1 | 0.1 | 0.1 | 0.1 | 0.1 | 0.1 | 0.1 | 0.1 | 0.1 | 0.1 | 0.1 | 0.1 | 0.1 | 0.1 | 0.1 | 0.1 | 0.1 | 0.1 | 0.1 | 0.1 | 0.1 | 0.1 | 0.1 | 0.1 | 0.1 | 0.1 | 0.1 | 0.1 | 0.1 | 0.1 | 0.1 | 0.1 | 0.1 | 0.1 | 0.1
|  | Bordeaux Landfill:1 | [6 empty] | 0.1 | 0.1 | 0.1 | 0.1 | 0.1 | 0.1 | 0.1 | 0.1 | 0.1 | 0.1 | 0.1 | 0.1 | 0.1 | 0.1 | 0.1 | 0.1 | 0.1 | 0.1 | 0.1 | 0.1 | 0.1 | 0.1 | 0.1 | 0.1 | 0.1 | 0.1 | 0.1 | 0.1 | 0.1 | 0.1 | 0.1 | 0.1 | 0.1 | 0.1 | 0.1 | 0.1 | 0.1 | 0.1 | 0.1 | 0.1 | 0.1 | 0.1 | 0.1 | 0.1 | 0.1 | 0.1 | 0.1 | 0.1
|  | South Barrington Landfill:1 | [6 empty] | 0.1 | 0.1 | 0.1 | 0.1 | 0.1 | 0.1 | 0.1 | 0.1 | 0.1 | 0.1 | 0.1 | 0.1 | 0.1 | 0.1 | 0.1 | 0.1 | 0.1 | 0.1 | 0.1 | 0.1 | 0.1 | 0.1 | 0.1 | 0.1 | 0.1 | 0.1 | 0.1 | 0.1 | 0.1 | 0.1 | 0.1 | 0.1 | 0.1 | 0.1 | 0.1 | 0.1 | 0.1 | 0.1 | 0.1 | 0.1 | 0.1 | 0.1 | 0.1 | 0.1 | 0.1 | 0.1 | 0.1 | 0.1
|  | Hell Gate:GT1 | [6 empty] | 0.08 | 0.08 | 0.08 | 0.08 | 0.08 | 0.08 | 0.08 | 0.08 | 0.08 | 0.08 | 0.08 | 0.08 | 0.08 | 0.08 | 0.08 | 0.08 | 0.08 | 0.08 | 0.08 | 0.08 | 0.08 | 0.08 | 0.08 | 0.08 | 0.08 | 0.08 | 0.08 | 0.08 | 0.08 | 0.08 | 0.08 | 0.08 | 0.08 | 0.08 | 0.08 | 0.08 | 0.08 | 0.08 | 0.08 | 0.08 | 0.08 | 0.08 | 0.08 | 0.08 | 0.08 | 0.08 | 0.08 | 0.08
|  | Hell Gate:GT2 | [6 empty] | 0.08 | 0.08 | 0.08 | 0.08 | 0.08 | 0.08 | 0.08 | 0.08 | 0.08 | 0.08 | 0.08 | 0.08 | 0.08 | 0.08 | 0.08 | 0.08 | 0.08 | 0.08 | 0.08 | 0.08 | 0.08 | 0.08 | 0.08 | 0.08 | 0.08 | 0.08 | 0.08 | 0.08 | 0.08 | 0.08 | 0.08 | 0.08 | 0.08 | 0.08 | 0.08 | 0.08 | 0.08 | 0.08 | 0.08 | 0.08 | 0.08 | 0.08 | 0.08 | 0.08 | 0.08 | 0.08 | 0.08 | 0.08
0 | 0 | Harlem Rail:GT1 | [6 empty] | 0.1 | 0.1 | 0.1 | 0.1 | 0.1 | 0.1 | 0.1 | 0.1 | 0.1 | 0.1 | 0.1 | 0.1 | 0.1 | 0.1 | 0.1 | 0.1 | 0.1 | 0.1 | 0.1 | 0.1 | 0.1 | 0.1 | 0.1 | 0.1 | 0.1 | 0.1 | 0.1 | 0.1 | 0.1 | 0.1 | 0.1 | 0.1 | 0.1 | 0.1 | 0.1 | 0.1 | 0.1 | 0.1 | 0.1 | 0.1 | 0.1 | 0.1 | 0.1 | 0.1 | 0.1 | 0.1 | 0.1 | 0.1
0 | 0 | Harlem Rail:GT2 | [6 empty] | 0.1 | 0.1 | 0.1 | 0.1 | 0.1 | 0.1 | 0.1 | 0.1 | 0.1 | 0.1 | 0.1 | 0.1 | 0.1 | 0.1 | 0.1 | 0.1 | 0.1 | 0.1 | 0.1 | 0.1 | 0.1 | 0.1 | 0.1 | 0.1 | 0.1 | 0.1 | 0.1 | 0.1 | 0.1 | 0.1 | 0.1 | 0.1 | 0.1 | 0.1 | 0.1 | 0.1 | 0.1 | 0.1 | 0.1 | 0.1 | 0.1 | 0.1 | 0.1 | 0.1 | 0.1 | 0.1 | 0.1 | 0.1
0 | 0 | Vernon Boulevard:GT1 | [6 empty] | 0.1 | 0.1 | 0.1 | 0.1 | 0.1 | 0.1 | 0.1 | 0.1 | 0.1 | 0.1 | 0.1 | 0.1 | 0.1 | 0.1 | 0.1 | 0.1 | 0.1 | 0.1 | 0.1 | 0.1 | 0.1 | 0.1 | 0.1 | 0.1 | 0.1 | 0.1 | 0.1 | 0.1 | 0.1 | 0.1 | 0.1 | 0.1 | 0.1 | 0.1 | 0.1 | 0.1 | 0.1 | 0.1 | 0.1 | 0.1 | 0.1 | 0.1 | 0.1 | 0.1 | 0.1 | 0.1 | 0.1 | 0.1
0 | 0 | Vernon Boulevard:GT2 | [6 empty] | 0.1 | 0.1 | 0.1 | 0.1 | 0.1 | 0.1 | 0.1 | 0.1 | 0.1 | 0.1 | 0.1 | 0.1 | 0.1 | 0.1 | 0.1 | 0.1 | 0.1 | 0.1 | 0.1 | 0.1 | 0.1 | 0.1 | 0.1 | 0.1 | 0.1 | 0.1 | 0.1 | 0.1 | 0.1 | 0.1 | 0.1 | 0.1 | 0.1 | 0.1 | 0.1 | 0.1 | 0.1 | 0.1 | 0.1 | 0.1 | 0.1 | 0.1 | 0.1 | 0.1 | 0.1 | 0.1 | 0.1 | 0.1
|  | 23rd Street:GT1 | [6 empty] | 0.08 | 0.08 | 0.08 | 0.08 | 0.08 | 0.08 | 0.08 | 0.08 | 0.08 | 0.08 | 0.08 | 0.08 | 0.08 | 0.08 | 0.08 | 0.08 | 0.08 | 0.08 | 0.08 | 0.08 | 0.08 | 0.08 | 0.08 | 0.08 | 0.08 | 0.08 | 0.08 | 0.08 | 0.08 | 0.08 | 0.08 | 0.08 | 0.08 | 0.08 | 0.08 | 0.08 | 0.08 | 0.08 | 0.08 | 0.08 | 0.08 | 0.08 | 0.08 | 0.08 | 0.08 | 0.08 | 0.08 | 0.08
0 | 0 | 23rd Street:GT2 | [6 empty] | 0.1 | 0.1 | 0.1 | 0.1 | 0.1 | 0.1 | 0.1 | 0.1 | 0.1 | 0.1 | 0.1 | 0.1 | 0.1 | 0.1 | 0.1 | 0.1 | 0.1 | 0.1 | 0.1 | 0.1 | 0.1 | 0.1 | 0.1 | 0.1 | 0.1 | 0.1 | 0.1 | 0.1 | 0.1 | 0.1 | 0.1 | 0.1 | 0.1 | 0.1 | 0.1 | 0.1 | 0.1 | 0.1 | 0.1 | 0.1 | 0.1 | 0.1 | 0.1 | 0.1 | 0.1 | 0.1 | 0.1 | 0.1
0 | 0 | Virginia Avenue:GT1 | [6 empty] | 0.1 | 0.1 | 0.1 | 0.1 | 0.1 | 0.1 | 0.1 | 0.1 | 0.1 | 0.1 | 0.1 | 0.1 | 0.1 | 0.1 | 0.1 | 0.1 | 0.1 | 0.1 | 0.1 | 0.1 | 0.1 | 0.1 | 0.1 | 0.1 | 0.1 | 0.1 | 0.1 | 0.1 | 0.1 | 0.1 | 0.1 | 0.1 | 0.1 | 0.1 | 0.1 | 0.1 | 0.1 | 0.1 | 0.1 | 0.1 | 0.1 | 0.1 | 0.1 | 0.1 | 0.1 | 0.1 | 0.1 | 0.1
0 | 0 | Pilgrim State Hospital:GT1 | [6 empty] | 0.1 | 0.1 | 0.1 | 0.1 | 0.1 | 0.1 | 0.1 | 0.1 | 0.1 | 0.1 | 0.1 | 0.1 | 0.1 | 0.1 | 0.1 | 0.1 | 0.1 | 0.1 | 0.1 | 0.1 | 0.1 | 0.1 | 0.1 | 0.1 | 0.1 | 0.1 | 0.1 | 0.1 | 0.1 | 0.1 | 0.1 | 0.1 | 0.1 | 0.1 | 0.1 | 0.1 | 0.1 | 0.1 | 0.1 | 0.1 | 0.1 | 0.1 | 0.1 | 0.1 | 0.1 | 0.1 | 0.1 | 0.1
|  | Elk Mound Station:GT1 | [6 empty] | 0.056 | 0.056 | 0.056 | 0.056 | 0.056 | 0.056 | 0.056 | 0.056 | 0.056 | 0.056 | 0.056 | 0.056 | 0.056 | 0.056 | 0.056 | 0.056 | 0.056 | 0.056 | 0.056 | 0.056 | 0.056 | 0.056 | 0.056 | 0.056 | 0.056 | 0.056 | 0.056 | 0.056 | 0.056 | 0.056 | 0.056 | 0.056 | 0.056 | 0.056 | 0.056 | 0.056 | 0.056 | 0.056 | 0.056 | 0.056 | 0.056 | 0.056 | 0.056 | 0.056 | 0.056 | 0.056 | 0.056 | 0.056
|  | Elk Mound Station:GT2 | [6 empty] | 0.05 | 0.05 | 0.05 | 0.05 | 0.05 | 0.05 | 0.05 | 0.05 | 0.05 | 0.05 | 0.05 | 0.05 | 0.05 | 0.05 | 0.05 | 0.05 | 0.05 | 0.05 | 0.05 | 0.05 | 0.05 | 0.05 | 0.05 | 0.05 | 0.05 | 0.05 | 0.05 | 0.05 | 0.05 | 0.05 | 0.05 | 0.05 | 0.05 | 0.05 | 0.05 | 0.05 | 0.05 | 0.05 | 0.05 | 0.05 | 0.05 | 0.05 | 0.05 | 0.05 | 0.05 | 0.05 | 0.05 | 0.05
|  | Crossroads Energy Center:MULTI | [6 empty] | 0.01 | 0.01 | 0.01 | 0.01 | 0.01 | 0.01 | 0.01 | 0.01 | 0.01 | 0.01 | 0.01 | 0.01 | 0.01 | 0.01 | 0.01 | 0.01 | 0.01 | 0.01 | 0.01 | 0.01 | 0.01 | 0.01 | 0.01 | 0.01 | 0.01 | 0.01 | 0.01 | 0.01 | 0.01 | 0.01 | 0.01 | 0.01 | 0.01 | 0.01 | 0.01 | 0.01 | 0.01 | 0.01 | 0.01 | 0.01 | 0.01 | 0.01 | 0.01 | 0.01 | 0.01 | 0.01 | 0.01 | 0.01
|  | Sangamon Valley Landfill:1 | [6 empty] | 0.1 | 0.1 | 0.1 | 0.1 | 0.1 | 0.1 | 0.1 | 0.1 | 0.1 | 0.1 | 0.1 | 0.1 | 0.1 | 0.1 | 0.1 | 0.1 | 0.1 | 0.1 | 0.1 | 0.1 | 0.1 | 0.1 | 0.1 | 0.1 | 0.1 | 0.1 | 0.1 | 0.1 | 0.1 | 0.1 | 0.1 | 0.1 | 0.1 | 0.1 | 0.1 | 0.1 | 0.1 | 0.1 | 0.1 | 0.1 | 0.1 | 0.1 | 0.1 | 0.1 | 0.1 | 0.1 | 0.1 | 0.1
|  | Bayswater Clean Energy Center:GT1 | [6 empty] | 0.1 | 0.1 | 0.017 | 0.017 | 0.017 | 0.017 | 0.017 | 0.017 | 0.017 | 0.017 | 0.017 | 0.017 | 0.017 | 0.017 | 0.017 | 0.017 | 0.017 | 0.017 | 0.017 | 0.017 | 0.017 | 0.017 | 0.017 | 0.017 | 0.017 | 0.017 | 0.017 | 0.017 | 0.017 | 0.017 | 0.017 | 0.017 | 0.017 | 0.017 | 0.017 | 0.017 | 0.017 | 0.017 | 0.017 | 0.017 | 0.017 | 0.017 | 0.017 | 0.017 | 0.017 | 0.017 | 0.017 | 0.017
|  | Bayswater Clean Energy Center:GT2 | [6 empty] | 0.1 | 0.1 | 0.041 | 0.041 | 0.041 | 0.041 | 0.041 | 0.041 | 0.041 | 0.041 | 0.041 | 0.041 | 0.041 | 0.041 | 0.041 | 0.041 | 0.041 | 0.041 | 0.041 | 0.041 | 0.041 | 0.041 | 0.041 | 0.041 | 0.041 | 0.041 | 0.041 | 0.041 | 0.041 | 0.041 | 0.041 | 0.041 | 0.041 | 0.041 | 0.041 | 0.041 | 0.041 | 0.041 | 0.041 | 0.041 | 0.041 | 0.041 | 0.041 | 0.041 | 0.041 | 0.041 | 0.041 | 0.041
0 | 0 | Goose Creek Energy Center:GT1 | [6 empty] | 0.1 | 0.1 | 0.1 | 0.1 | 0.1 | 0.1 | 0.1 | 0.1 | 0.1 | 0.1 | 0.1 | 0.1 | 0.1 | 0.1 | 0.1 | 0.1 | 0.1 | 0.1 | 0.1 | 0.1 | 0.1 | 0.1 | 0.1 | 0.1 | 0.1 | 0.1 | 0.1 | 0.1 | 0.1 | 0.1 | 0.1 | 0.1 | 0.1 | 0.1 | 0.1 | 0.1 | 0.1 | 0.1 | 0.1 | 0.1 | 0.1 | 0.1 | 0.1 | 0.1 | 0.1 | 0.1 | 0.1 | 0.1
0 | 0 | Goose Creek Energy Center:GT2 | [6 empty] | 0.1 | 0.1 | 0.1 | 0.1 | 0.1 | 0.1 | 0.1 | 0.1 | 0.1 | 0.1 | 0.1 | 0.1 | 0.1 | 0.1 | 0.1 | 0.1 | 0.1 | 0.1 | 0.1 | 0.1 | 0.1 | 0.1 | 0.1 | 0.1 | 0.1 | 0.1 | 0.1 | 0.1 | 0.1 | 0.1 | 0.1 | 0.1 | 0.1 | 0.1 | 0.1 | 0.1 | 0.1 | 0.1 | 0.1 | 0.1 | 0.1 | 0.1 | 0.1 | 0.1 | 0.1 | 0.1 | 0.1 | 0.1
0 | 0 | Goose Creek Energy Center:GT3 | [6 empty] | 0.1 | 0.1 | 0.1 | 0.1 | 0.1 | 0.1 | 0.1 | 0.1 | 0.1 | 0.1 | 0.1 | 0.1 | 0.1 | 0.1 | 0.1 | 0.1 | 0.1 | 0.1 | 0.1 | 0.1 | 0.1 | 0.1 | 0.1 | 0.1 | 0.1 | 0.1 | 0.1 | 0.1 | 0.1 | 0.1 | 0.1 | 0.1 | 0.1 | 0.1 | 0.1 | 0.1 | 0.1 | 0.1 | 0.1 | 0.1 | 0.1 | 0.1 | 0.1 | 0.1 | 0.1 | 0.1 | 0.1 | 0.1
0 | 0 | Goose Creek Energy Center:GT4 | [6 empty] | 0.1 | 0.1 | 0.1 | 0.1 | 0.1 | 0.1 | 0.1 | 0.1 | 0.1 | 0.1 | 0.1 | 0.1 | 0.1 | 0.1 | 0.1 | 0.1 | 0.1 | 0.1 | 0.1 | 0.1 | 0.1 | 0.1 | 0.1 | 0.1 | 0.1 | 0.1 | 0.1 | 0.1 | 0.1 | 0.1 | 0.1 | 0.1 | 0.1 | 0.1 | 0.1 | 0.1 | 0.1 | 0.1 | 0.1 | 0.1 | 0.1 | 0.1 | 0.1 | 0.1 | 0.1 | 0.1 | 0.1 | 0.1
0 | 0 | Goose Creek Energy Center:GT5 | [6 empty] | 0.1 | 0.1 | 0.1 | 0.1 | 0.1 | 0.1 | 0.1 | 0.1 | 0.1 | 0.1 | 0.1 | 0.1 | 0.1 | 0.1 | 0.1 | 0.1 | 0.1 | 0.1 | 0.1 | 0.1 | 0.1 | 0.1 | 0.1 | 0.1 | 0.1 | 0.1 | 0.1 | 0.1 | 0.1 | 0.1 | 0.1 | 0.1 | 0.1 | 0.1 | 0.1 | 0.1 | 0.1 | 0.1 | 0.1 | 0.1 | 0.1 | 0.1 | 0.1 | 0.1 | 0.1 | 0.1 | 0.1 | 0.1
0 | 0 | Goose Creek Energy Center:GT6 | [6 empty] | 0.1 | 0.1 | 0.1 | 0.1 | 0.1 | 0.1 | 0.1 | 0.1 | 0.1 | 0.1 | 0.1 | 0.1 | 0.1 | 0.1 | 0.1 | 0.1 | 0.1 | 0.1 | 0.1 | 0.1 | 0.1 | 0.1 | 0.1 | 0.1 | 0.1 | 0.1 | 0.1 | 0.1 | 0.1 | 0.1 | 0.1 | 0.1 | 0.1 | 0.1 | 0.1 | 0.1 | 0.1 | 0.1 | 0.1 | 0.1 | 0.1 | 0.1 | 0.1 | 0.1 | 0.1 | 0.1 | 0.1 | 0.1
0 | 0 | Raccoon Creek Energy Center:GT1 | [6 empty] | 0.1 | 0.1 | 0.1 | 0.1 | 0.1 | 0.1 | 0.1 | 0.1 | 0.1 | 0.1 | 0.1 | 0.1 | 0.1 | 0.1 | 0.1 | 0.1 | 0.1 | 0.1 | 0.1 | 0.1 | 0.1 | 0.1 | 0.1 | 0.1 | 0.1 | 0.1 | 0.1 | 0.1 | 0.1 | 0.1 | 0.1 | 0.1 | 0.1 | 0.1 | 0.1 | 0.1 | 0.1 | 0.1 | 0.1 | 0.1 | 0.1 | 0.1 | 0.1 | 0.1 | 0.1 | 0.1 | 0.1 | 0.1
0 | 0 | Raccoon Creek Energy Center:GT2 | [6 empty] | 0.1 | 0.1 | 0.1 | 0.1 | 0.1 | 0.1 | 0.1 | 0.1 | 0.1 | 0.1 | 0.1 | 0.1 | 0.1 | 0.1 | 0.1 | 0.1 | 0.1 | 0.1 | 0.1 | 0.1 | 0.1 | 0.1 | 0.1 | 0.1 | 0.1 | 0.1 | 0.1 | 0.1 | 0.1 | 0.1 | 0.1 | 0.1 | 0.1 | 0.1 | 0.1 | 0.1 | 0.1 | 0.1 | 0.1 | 0.1 | 0.1 | 0.1 | 0.1 | 0.1 | 0.1 | 0.1 | 0.1 | 0.1
0 | 0 | Raccoon Creek Energy Center:GT3 | [6 empty] | 0.1 | 0.1 | 0.1 | 0.1 | 0.1 | 0.1 | 0.1 | 0.1 | 0.1 | 0.1 | 0.1 | 0.1 | 0.1 | 0.1 | 0.1 | 0.1 | 0.1 | 0.1 | 0.1 | 0.1 | 0.1 | 0.1 | 0.1 | 0.1 | 0.1 | 0.1 | 0.1 | 0.1 | 0.1 | 0.1 | 0.1 | 0.1 | 0.1 | 0.1 | 0.1 | 0.1 | 0.1 | 0.1 | 0.1 | 0.1 | 0.1 | 0.1 | 0.1 | 0.1 | 0.1 | 0.1 | 0.1 | 0.1
0 | 0 | Raccoon Creek Energy Center:GT4 | [6 empty] | 0.1 | 0.1 | 0.1 | 0.1 | 0.1 | 0.1 | 0.1 | 0.1 | 0.1 | 0.1 | 0.1 | 0.1 | 0.1 | 0.1 | 0.1 | 0.1 | 0.1 | 0.1 | 0.1 | 0.1 | 0.1 | 0.1 | 0.1 | 0.1 | 0.1 | 0.1 | 0.1 | 0.1 | 0.1 | 0.1 | 0.1 | 0.1 | 0.1 | 0.1 | 0.1 | 0.1 | 0.1 | 0.1 | 0.1 | 0.1 | 0.1 | 0.1 | 0.1 | 0.1 | 0.1 | 0.1 | 0.1 | 0.1
|  | Northville Landfill Gas Project:1 | [6 empty] | 0.1 | 0.1 | 0.1 | 0.1 | 0.1 | 0.1 | 0.1 | 0.1 | 0.1 | 0.1 | 0.1 | 0.1 | 0.1 | 0.1 | 0.1 | 0.1 | 0.1 | 0.1 | 0.1 | 0.1 | 0.1 | 0.1 | 0.1 | 0.1 | 0.1 | 0.1 | 0.1 | 0.1 | 0.1 | 0.1 | 0.1 | 0.1 | 0.1 | 0.1 | 0.1 | 0.1 | 0.1 | 0.1 | 0.1 | 0.1 | 0.1 | 0.1 | 0.1 | 0.1 | 0.1 | 0.1 | 0.1 | 0.1
|  | East River plant | [6 empty] | 0.01 | 0.01 | 0.01 | 0.01 | 0.01 | 0.01 | 0.01 | 0.01 | 0.01 | 0.01 | 0.01 | 0.01 | 0.01 | 0.01 | 0.01 | 0.01 | 0.01 | 0.01 | 0.01 | 0.01 | 0.01 | 0.01 | 0.01 | 0.01 | 0.01 | 0.01 | 0.01 | 0.01 | 0.01 | 0.01 | 0.01 | 0.01 | 0.01 | 0.01 | 0.01 | 0.01 | 0.01 | 0.01 | 0.01 | 0.01 | 0.01 | 0.01 | 0.01 | 0.01 | 0.01 | 0.01 | 0.01 | 0.01
|  | Emery Generating Station | [6 empty] | 0.028 | 0.028 | 0.028 | 0.028 | 0.028 | 0.028 | 0.028 | 0.028 | 0.028 | 0.028 | 0.028 | 0.028 | 0.028 | 0.028 | 0.028 | 0.028 | 0.028 | 0.028 | 0.028 | 0.028 | 0.028 | 0.028 | 0.028 | 0.028 | 0.028 | 0.028 | 0.028 | 0.028 | 0.028 | 0.028 | 0.028 | 0.028 | 0.028 | 0.028 | 0.028 | 0.028 | 0.028 | 0.028 | 0.028 | 0.028 | 0.028 | 0.028 | 0.028 | 0.028 | 0.028 | 0.028 | 0.028 | 0.028
|  | Empire Energy Center:3 | [6 empty] | 0.074 | 0.074 | 0.074 | 0.074 | 0.074 | 0.074 | 0.074 | 0.074 | 0.074 | 0.074 | 0.074 | 0.074 | 0.074 | 0.074 | 0.074 | 0.074 | 0.074 | 0.074 | 0.074 | 0.074 | 0.074 | 0.074 | 0.074 | 0.074 | 0.074 | 0.074 | 0.074 | 0.074 | 0.074 | 0.074 | 0.074 | 0.074 | 0.074 | 0.074 | 0.074 | 0.074 | 0.074 | 0.074 | 0.074 | 0.074 | 0.074 | 0.074 | 0.074 | 0.074 | 0.074 | 0.074 | 0.074 | 0.074
|  | Empire Energy Center:4 | [6 empty] | 0.078 | 0.078 | 0.078 | 0.078 | 0.078 | 0.078 | 0.078 | 0.078 | 0.078 | 0.078 | 0.078 | 0.078 | 0.078 | 0.078 | 0.078 | 0.078 | 0.078 | 0.078 | 0.078 | 0.078 | 0.078 | 0.078 | 0.078 | 0.078 | 0.078 | 0.078 | 0.078 | 0.078 | 0.078 | 0.078 | 0.078 | 0.078 | 0.078 | 0.078 | 0.078 | 0.078 | 0.078 | 0.078 | 0.078 | 0.078 | 0.078 | 0.078 | 0.078 | 0.078 | 0.078 | 0.078 | 0.078 | 0.078
0 | 0 | Exira Peaker Station | [6 empty] | 0.1 | 0.1 | 0.1 | 0.1 | 0.1 | 0.1 | 0.1 | 0.1 | 0.1 | 0.1 | 0.1 | 0.1 | 0.1 | 0.1 | 0.1 | 0.1 | 0.1 | 0.1 | 0.1 | 0.1 | 0.1 | 0.1 | 0.1 | 0.1 | 0.1 | 0.1 | 0.1 | 0.1 | 0.1 | 0.1 | 0.1 | 0.1 | 0.1 | 0.1 | 0.1 | 0.1 | 0.1 | 0.1 | 0.1 | 0.1 | 0.1 | 0.1 | 0.1 | 0.1 | 0.1 | 0.1 | 0.1 | 0.1
|  | Fairless Works II | [6 empty] | 0.034 | 0.034 | 0.034 | 0.034 | 0.034 | 0.034 | 0.034 | 0.034 | 0.034 | 0.034 | 0.034 | 0.034 | 0.034 | 0.034 | 0.034 | 0.034 | 0.034 | 0.034 | 0.034 | 0.034 | 0.034 | 0.034 | 0.034 | 0.034 | 0.034 | 0.034 | 0.034 | 0.034 | 0.034 | 0.034 | 0.034 | 0.034 | 0.034 | 0.034 | 0.034 | 0.034 | 0.034 | 0.034 | 0.034 | 0.034 | 0.034 | 0.034 | 0.034 | 0.034 | 0.034 | 0.034 | 0.034 | 0.034
|  | Fayette Energy Center | [6 empty] | 0.05 | 0.05 | 0.05 | 0.05 | 0.05 | 0.05 | 0.05 | 0.05 | 0.05 | 0.05 | 0.05 | 0.05 | 0.05 | 0.05 | 0.05 | 0.05 | 0.05 | 0.05 | 0.05 | 0.05 | 0.05 | 0.05 | 0.05 | 0.05 | 0.05 | 0.05 | 0.05 | 0.05 | 0.05 | 0.05 | 0.05 | 0.05 | 0.05 | 0.05 | 0.05 | 0.05 | 0.05 | 0.05 | 0.05 | 0.05 | 0.05 | 0.05 | 0.05 | 0.05 | 0.05 | 0.05 | 0.05 | 0.05
|  | Fort Myers CT1&2 | [6 empty] | 0.04 | 0.04 | 0.04 | 0.04 | 0.04 | 0.04 | 0.04 | 0.04 | 0.04 | 0.04 | 0.04 | 0.04 | 0.04 | 0.04 | 0.04 | 0.04 | 0.04 | 0.04 | 0.04 | 0.04 | 0.04 | 0.04 | 0.04 | 0.04 | 0.04 | 0.04 | 0.04 | 0.04 | 0.04 | 0.04 | 0.04 | 0.04 | 0.04 | 0.04 | 0.04 | 0.04 | 0.04 | 0.04 | 0.04 | 0.04 | 0.04 | 0.04 | 0.04 | 0.04 | 0.04 | 0.04 | 0.04 | 0.04
|  | Fort Myers CT1&2 | [6 empty] | 0.04 | 0.04 | 0.04 | 0.04 | 0.04 | 0.04 | 0.04 | 0.04 | 0.04 | 0.04 | 0.04 | 0.04 | 0.04 | 0.04 | 0.04 | 0.04 | 0.04 | 0.04 | 0.04 | 0.04 | 0.04 | 0.04 | 0.04 | 0.04 | 0.04 | 0.04 | 0.04 | 0.04 | 0.04 | 0.04 | 0.04 | 0.04 | 0.04 | 0.04 | 0.04 | 0.04 | 0.04 | 0.04 | 0.04 | 0.04 | 0.04 | 0.04 | 0.04 | 0.04 | 0.04 | 0.04 | 0.04 | 0.04
|  | Cogent Little Falls GP (COLIFA):CC | [6 empty] | 0.05 | 0.05 | 0.05 | 0.05 | 0.05 | 0.05 | 0.05 | 0.05 | 0.05 | 0.05 | 0.05 | 0.05 | 0.05 | 0.05 | 0.05 | 0.05 | 0.05 | 0.05 | 0.05 | 0.05 | 0.05 | 0.05 | 0.05 | 0.05 | 0.05 | 0.05 | 0.05 | 0.05 | 0.05 | 0.05 | 0.05 | 0.05 | 0.05 | 0.05 | 0.05 | 0.05 | 0.05 | 0.05 | 0.05 | 0.05 | 0.05 | 0.05 | 0.05 | 0.05 | 0.05 | 0.05 | 0.05 | 0.05
|  | Onondaga Energy Partners LP:ALL | [6 empty] | 0.1 | 0.1 | 0.1 | 0.1 | 0.1 | 0.1 | 0.1 | 0.1 | 0.1 | 0.1 | 0.1 | 0.1 | 0.1 | 0.1 | 0.1 | 0.1 | 0.1 | 0.1 | 0.1 | 0.1 | 0.1 | 0.1 | 0.1 | 0.1 | 0.1 | 0.1 | 0.1 | 0.1 | 0.1 | 0.1 | 0.1 | 0.1 | 0.1 | 0.1 | 0.1 | 0.1 | 0.1 | 0.1 | 0.1 | 0.1 | 0.1 | 0.1 | 0.1 | 0.1 | 0.1 | 0.1 | 0.1 | 0.1
|  | I-95 Energy/Resource Recovery:1 | [6 empty] | 0.126 | 0.126 | 0.126 | 0.126 | 0.126 | 0.126 | 0.126 | 0.126 | 0.126 | 0.126 | 0.126 | 0.126 | 0.126 | 0.126 | 0.126 | 0.126 | 0.126 | 0.126 | 0.126 | 0.126 | 0.126 | 0.126 | 0.126 | 0.126 | 0.126 | 0.126 | 0.126 | 0.126 | 0.126 | 0.126 | 0.126 | 0.126 | 0.126 | 0.126 | 0.126 | 0.126 | 0.126 | 0.126 | 0.126 | 0.126 | 0.126 | 0.126 | 0.126 | 0.126 | 0.126 | 0.126 | 0.126 | 0.126
|  | Tonawanda Generating Facility:ALL | [6 empty] | 0.1 | 0.1 | 0.1 | 0.1 | 0.1 | 0.1 | 0.1 | 0.1 | 0.1 | 0.1 | 0.1 | 0.1 | 0.1 | 0.1 | 0.1 | 0.1 | 0.1 | 0.1 | 0.1 | 0.1 | 0.1 | 0.1 | 0.1 | 0.1 | 0.1 | 0.1 | 0.1 | 0.1 | 0.1 | 0.1 | 0.1 | 0.1 | 0.1 | 0.1 | 0.1 | 0.1 | 0.1 | 0.1 | 0.1 | 0.1 | 0.1 | 0.1 | 0.1 | 0.1 | 0.1 | 0.1 | 0.1 | 0.1
|  | C & C Generating Facility:ALL | [6 empty] | 0.1 | 0.1 | 0.1 | 0.1 | 0.1 | 0.1 | 0.1 | 0.1 | 0.1 | 0.1 | 0.1 | 0.1 | 0.1 | 0.1 | 0.1 | 0.1 | 0.1 | 0.1 | 0.1 | 0.1 | 0.1 | 0.1 | 0.1 | 0.1 | 0.1 | 0.1 | 0.1 | 0.1 | 0.1 | 0.1 | 0.1 | 0.1 | 0.1 | 0.1 | 0.1 | 0.1 | 0.1 | 0.1 | 0.1 | 0.1 | 0.1 | 0.1 | 0.1 | 0.1 | 0.1 | 0.1 | 0.1 | 0.1
|  | Lyon Generating Facility:ALL | [6 empty] | 0.1 | 0.1 | 0.1 | 0.1 | 0.1 | 0.1 | 0.1 | 0.1 | 0.1 | 0.1 | 0.1 | 0.1 | 0.1 | 0.1 | 0.1 | 0.1 | 0.1 | 0.1 | 0.1 | 0.1 | 0.1 | 0.1 | 0.1 | 0.1 | 0.1 | 0.1 | 0.1 | 0.1 | 0.1 | 0.1 | 0.1 | 0.1 | 0.1 | 0.1 | 0.1 | 0.1 | 0.1 | 0.1 | 0.1 | 0.1 | 0.1 | 0.1 | 0.1 | 0.1 | 0.1 | 0.1 | 0.1 | 0.1
|  | Chicago (Adm):ALL | [6 empty] | 0.1 | 0.1 | 0.1 | 0.1 | 0.1 | 0.1 | 0.1 | 0.1 | 0.1 | 0.1 | 0.1 | 0.1 | 0.1 | 0.1 | 0.1 | 0.1 | 0.1 | 0.1 | 0.1 | 0.1 | 0.1 | 0.1 | 0.1 | 0.1 | 0.1 | 0.1 | 0.1 | 0.1 | 0.1 | 0.1 | 0.1 | 0.1 | 0.1 | 0.1 | 0.1 | 0.1 | 0.1 | 0.1 | 0.1 | 0.1 | 0.1 | 0.1 | 0.1 | 0.1 | 0.1 | 0.1 | 0.1 | 0.1
0 | 0 | Sparrows Point:IPP | [6 empty] | 0.126 | 0.126 | 0.126 | 0.126 | 0.126 | 0.126 | 0.126 | 0.126 | 0.126 | 0.126 | 0.126 | 0.126 | 0.126 | 0.126 | 0.126 | 0.126 | 0.126 | 0.126 | 0.126 | 0.126 | 0.126 | 0.126 | 0.126 | 0.126 | 0.126 | 0.126 | 0.126 | 0.126 | 0.126 | 0.126 | 0.126 | 0.126 | 0.126 | 0.126 | 0.126 | 0.126 | 0.126 | 0.126 | 0.126 | 0.126 | 0.126 | 0.126 | 0.126 | 0.126 | 0.126 | 0.126 | 0.126 | 0.126
|  | CID Gas Recovery:ALL | [6 empty] | 0.1 | 0.1 | 0.1 | 0.1 | 0.1 | 0.1 | 0.1 | 0.1 | 0.1 | 0.1 | 0.1 | 0.1 | 0.1 | 0.1 | 0.1 | 0.1 | 0.1 | 0.1 | 0.1 | 0.1 | 0.1 | 0.1 | 0.1 | 0.1 | 0.1 | 0.1 | 0.1 | 0.1 | 0.1 | 0.1 | 0.1 | 0.1 | 0.1 | 0.1 | 0.1 | 0.1 | 0.1 | 0.1 | 0.1 | 0.1 | 0.1 | 0.1 | 0.1 | 0.1 | 0.1 | 0.1 | 0.1 | 0.1
|  | Lake Gas Recovery:ALL | [6 empty] | 0.1 | 0.1 | 0.1 | 0.1 | 0.1 | 0.1 | 0.1 | 0.1 | 0.1 | 0.1 | 0.1 | 0.1 | 0.1 | 0.1 | 0.1 | 0.1 | 0.1 | 0.1 | 0.1 | 0.1 | 0.1 | 0.1 | 0.1 | 0.1 | 0.1 | 0.1 | 0.1 | 0.1 | 0.1 | 0.1 | 0.1 | 0.1 | 0.1 | 0.1 | 0.1 | 0.1 | 0.1 | 0.1 | 0.1 | 0.1 | 0.1 | 0.1 | 0.1 | 0.1 | 0.1 | 0.1 | 0.1 | 0.1
|  | Borden Chemicals & Plastics:GEN1 | [6 empty] | 0.14 | 0.14 | 0.14 | 0.14 | 0.14 | 0.14 | 0.14 | 0.14 | 0.14 | 0.14 | 0.14 | 0.14 | 0.14 | 0.14 | 0.14 | 0.14 | 0.14 | 0.14 | 0.14 | 0.14 | 0.14 | 0.14 | 0.14 | 0.14 | 0.14 | 0.14 | 0.14 | 0.14 | 0.14 | 0.14 | 0.14 | 0.14 | 0.14 | 0.14 | 0.14 | 0.14 | 0.14 | 0.14 | 0.14 | 0.14 | 0.14 | 0.14 | 0.14 | 0.14 | 0.14 | 0.14 | 0.14 | 0.14
|  | Borden Chemicals & Plastics:GEN2 | [6 empty] | 0.14 | 0.14 | 0.14 | 0.14 | 0.14 | 0.14 | 0.14 | 0.14 | 0.14 | 0.14 | 0.14 | 0.14 | 0.14 | 0.14 | 0.14 | 0.14 | 0.14 | 0.14 | 0.14 | 0.14 | 0.14 | 0.14 | 0.14 | 0.14 | 0.14 | 0.14 | 0.14 | 0.14 | 0.14 | 0.14 | 0.14 | 0.14 | 0.14 | 0.14 | 0.14 | 0.14 | 0.14 | 0.14 | 0.14 | 0.14 | 0.14 | 0.14 | 0.14 | 0.14 | 0.14 | 0.14 | 0.14 | 0.14
|  | Borden Chemicals & Plastics:GEN3 | [6 empty] | 0.14 | 0.14 | 0.14 | 0.14 | 0.14 | 0.14 | 0.14 | 0.14 | 0.14 | 0.14 | 0.14 | 0.14 | 0.14 | 0.14 | 0.14 | 0.14 | 0.14 | 0.14 | 0.14 | 0.14 | 0.14 | 0.14 | 0.14 | 0.14 | 0.14 | 0.14 | 0.14 | 0.14 | 0.14 | 0.14 | 0.14 | 0.14 | 0.14 | 0.14 | 0.14 | 0.14 | 0.14 | 0.14 | 0.14 | 0.14 | 0.14 | 0.14 | 0.14 | 0.14 | 0.14 | 0.14 | 0.14 | 0.14
|  | Rockford Generating Facility:ALL | [6 empty] | 0.1 | 0.1 | 0.1 | 0.1 | 0.1 | 0.1 | 0.1 | 0.1 | 0.1 | 0.1 | 0.1 | 0.1 | 0.1 | 0.1 | 0.1 | 0.1 | 0.1 | 0.1 | 0.1 | 0.1 | 0.1 | 0.1 | 0.1 | 0.1 | 0.1 | 0.1 | 0.1 | 0.1 | 0.1 | 0.1 | 0.1 | 0.1 | 0.1 | 0.1 | 0.1 | 0.1 | 0.1 | 0.1 | 0.1 | 0.1 | 0.1 | 0.1 | 0.1 | 0.1 | 0.1 | 0.1 | 0.1 | 0.1
2017 | 0 | Cedar Bay Generating Co. L.P.:GEN1 | [6 empty] | 0.4 | 0.4 | 0.4 | 0.4 | 0.4 | 0.4 | 0.4 | 0.4 | 0.4 | 0.4 | 0.4 | 0.06 | 0.06 | 0.06 | 0.06 | 0.06 | 0.06 | 0.06 | 0.06 | 0.06 | 0.06 | 0.06 | 0.06 | 0.06 | 0.06 | 0.06 | 0.06 | 0.06 | 0.06 | 0.06 | 0.06 | 0.06 | 0.06 | 0.06 | 0.06 | 0.06 | 0.06 | 0.06 | 0.06 | 0.06 | 0.06 | 0.06 | 0.06 | 0.06 | 0.06 | 0.06 | 0.06 | 0.06
|  | Ringgold:1 | [6 empty] | 0.1 | 0.1 | 0.1 | 0.1 | 0.1 | 0.1 | 0.1 | 0.1 | 0.1 | 0.1 | 0.1 | 0.1 | 0.1 | 0.1 | 0.1 | 0.1 | 0.1 | 0.1 | 0.1 | 0.1 | 0.1 | 0.1 | 0.1 | 0.1 | 0.1 | 0.1 | 0.1 | 0.1 | 0.1 | 0.1 | 0.1 | 0.1 | 0.1 | 0.1 | 0.1 | 0.1 | 0.1 | 0.1 | 0.1 | 0.1 | 0.1 | 0.1 | 0.1 | 0.1 | 0.1 | 0.1 | 0.1 | 0.1
0 | 0 | Power and Utilities:CC | [6 empty] | 0.1 | 0.1 | 0.1 | 0.1 | 0.1 | 0.1 | 0.1 | 0.1 | 0.1 | 0.1 | 0.1 | 0.1 | 0.1 | 0.1 | 0.1 | 0.1 | 0.1 | 0.1 | 0.1 | 0.1 | 0.1 | 0.1 | 0.1 | 0.1 | 0.1 | 0.1 | 0.1 | 0.1 | 0.1 | 0.1 | 0.1 | 0.1 | 0.1 | 0.1 | 0.1 | 0.1 | 0.1 | 0.1 | 0.1 | 0.1 | 0.1 | 0.1 | 0.1 | 0.1 | 0.1 | 0.1 | 0.1 | 0.1
0 | 0 | Duraco Products Inc.:ALL | [6 empty] | 0.1 | 0.1 | 0.1 | 0.1 | 0.1 | 0.1 | 0.1 | 0.1 | 0.1 | 0.1 | 0.1 | 0.1 | 0.1 | 0.1 | 0.1 | 0.1 | 0.1 | 0.1 | 0.1 | 0.1 | 0.1 | 0.1 | 0.1 | 0.1 | 0.1 | 0.1 | 0.1 | 0.1 | 0.1 | 0.1 | 0.1 | 0.1 | 0.1 | 0.1 | 0.1 | 0.1 | 0.1 | 0.1 | 0.1 | 0.1 | 0.1 | 0.1 | 0.1 | 0.1 | 0.1 | 0.1 | 0.1 | 0.1
|  | Encogen Four Partners LP:CC | [6 empty] | 0.05 | 0.05 | 0.05 | 0.05 | 0.05 | 0.05 | 0.05 | 0.05 | 0.05 | 0.05 | 0.05 | 0.05 | 0.05 | 0.05 | 0.05 | 0.05 | 0.05 | 0.05 | 0.05 | 0.05 | 0.05 | 0.05 | 0.05 | 0.05 | 0.05 | 0.05 | 0.05 | 0.05 | 0.05 | 0.05 | 0.05 | 0.05 | 0.05 | 0.05 | 0.05 | 0.05 | 0.05 | 0.05 | 0.05 | 0.05 | 0.05 | 0.05 | 0.05 | 0.05 | 0.05 | 0.05 | 0.05 | 0.05
|  | EQ - Waste Energy Services Inc:ALL | [6 empty] | 0.1 | 0.1 | 0.1 | 0.1 | 0.1 | 0.1 | 0.1 | 0.1 | 0.1 | 0.1 | 0.1 | 0.1 | 0.1 | 0.1 | 0.1 | 0.1 | 0.1 | 0.1 | 0.1 | 0.1 | 0.1 | 0.1 | 0.1 | 0.1 | 0.1 | 0.1 | 0.1 | 0.1 | 0.1 | 0.1 | 0.1 | 0.1 | 0.1 | 0.1 | 0.1 | 0.1 | 0.1 | 0.1 | 0.1 | 0.1 | 0.1 | 0.1 | 0.1 | 0.1 | 0.1 | 0.1 | 0.1 | 0.1
0 | 0 | General Electric Co.:REGN | [6 empty] | 0.315 | 0.315 | 0.315 | 0.315 | 0.315 | 0.315 | 0.315 | 0.315 | 0.315 | 0.315 | 0.315 | 0.315 | 0.315 | 0.315 | 0.315 | 0.315 | 0.315 | 0.315 | 0.315 | 0.315 | 0.315 | 0.315 | 0.315 | 0.315 | 0.315 | 0.315 | 0.315 | 0.315 | 0.315 | 0.315 | 0.315 | 0.315 | 0.315 | 0.315 | 0.315 | 0.315 | 0.315 | 0.315 | 0.315 | 0.315 | 0.315 | 0.315 | 0.315 | 0.315 | 0.315 | 0.315 | 0.315 | 0.315
|  | Granger Electric Generating Station I:ALL | [6 empty] | 0.1 | 0.1 | 0.1 | 0.1 | 0.1 | 0.1 | 0.1 | 0.1 | 0.1 | 0.1 | 0.1 | 0.1 | 0.1 | 0.1 | 0.1 | 0.1 | 0.1 | 0.1 | 0.1 | 0.1 | 0.1 | 0.1 | 0.1 | 0.1 | 0.1 | 0.1 | 0.1 | 0.1 | 0.1 | 0.1 | 0.1 | 0.1 | 0.1 | 0.1 | 0.1 | 0.1 | 0.1 | 0.1 | 0.1 | 0.1 | 0.1 | 0.1 | 0.1 | 0.1 | 0.1 | 0.1 | 0.1 | 0.1
|  | Brent Run Generating Station:ALL | [6 empty] | 0.1 | 0.1 | 0.1 | 0.1 | 0.1 | 0.1 | 0.1 | 0.1 | 0.1 | 0.1 | 0.1 | 0.1 | 0.1 | 0.1 | 0.1 | 0.1 | 0.1 | 0.1 | 0.1 | 0.1 | 0.1 | 0.1 | 0.1 | 0.1 | 0.1 | 0.1 | 0.1 | 0.1 | 0.1 | 0.1 | 0.1 | 0.1 | 0.1 | 0.1 | 0.1 | 0.1 | 0.1 | 0.1 | 0.1 | 0.1 | 0.1 | 0.1 | 0.1 | 0.1 | 0.1 | 0.1 | 0.1 | 0.1
|  | Seymour Road Generating Statio:ALL | [6 empty] | 0.1 | 0.1 | 0.1 | 0.1 | 0.1 | 0.1 | 0.1 | 0.1 | 0.1 | 0.1 | 0.1 | 0.1 | 0.1 | 0.1 | 0.1 | 0.1 | 0.1 | 0.1 | 0.1 | 0.1 | 0.1 | 0.1 | 0.1 | 0.1 | 0.1 | 0.1 | 0.1 | 0.1 | 0.1 | 0.1 | 0.1 | 0.1 | 0.1 | 0.1 | 0.1 | 0.1 | 0.1 | 0.1 | 0.1 | 0.1 | 0.1 | 0.1 | 0.1 | 0.1 | 0.1 | 0.1 | 0.1 | 0.1
|  | Granger Electric Generating Station II:ALL | [6 empty] | 0.1 | 0.1 | 0.1 | 0.1 | 0.1 | 0.1 | 0.1 | 0.1 | 0.1 | 0.1 | 0.1 | 0.1 | 0.1 | 0.1 | 0.1 | 0.1 | 0.1 | 0.1 | 0.1 | 0.1 | 0.1 | 0.1 | 0.1 | 0.1 | 0.1 | 0.1 | 0.1 | 0.1 | 0.1 | 0.1 | 0.1 | 0.1 | 0.1 | 0.1 | 0.1 | 0.1 | 0.1 | 0.1 | 0.1 | 0.1 | 0.1 | 0.1 | 0.1 | 0.1 | 0.1 | 0.1 | 0.1 | 0.1
0 | 0 | 2 AC Station:1 | [6 empty] | 0.126 | 0.126 | 0.126 | 0.126 | 0.126 | 0.126 | 0.126 | 0.126 | 0.126 | 0.126 | 0.126 | 0.126 | 0.126 | 0.126 | 0.126 | 0.126 | 0.126 | 0.126 | 0.126 | 0.126 | 0.126 | 0.126 | 0.126 | 0.126 | 0.126 | 0.126 | 0.126 | 0.126 | 0.126 | 0.126 | 0.126 | 0.126 | 0.126 | 0.126 | 0.126 | 0.126 | 0.126 | 0.126 | 0.126 | 0.126 | 0.126 | 0.126 | 0.126 | 0.126 | 0.126 | 0.126 | 0.126 | 0.126
|  | 4 AC Station:14TG | [6 empty] | 0.396 | 0.396 | 0.396 | 0.396 | 0.396 | 0.396 | 0.396 | 0.396 | 0.396 | 0.396 | 0.396 | 0.396 | 0.396 | 0.396 | 0.396 | 0.396 | 0.396 | 0.396 | 0.396 | 0.396 | 0.396 | 0.396 | 0.396 | 0.396 | 0.396 | 0.396 | 0.396 | 0.396 | 0.396 | 0.396 | 0.396 | 0.396 | 0.396 | 0.396 | 0.396 | 0.396 | 0.396 | 0.396 | 0.396 | 0.396 | 0.396 | 0.396 | 0.396 | 0.396 | 0.396 | 0.396 | 0.396 | 0.396
0 | 0 | Expander Turbine:1 | [6 empty] | 0.1 | 0.1 | 0.1 | 0.1 | 0.1 | 0.1 | 0.1 | 0.1 | 0.1 | 0.1 | 0.1 | 0.1 | 0.1 | 0.1 | 0.1 | 0.1 | 0.1 | 0.1 | 0.1 | 0.1 | 0.1 | 0.1 | 0.1 | 0.1 | 0.1 | 0.1 | 0.1 | 0.1 | 0.1 | 0.1 | 0.1 | 0.1 | 0.1 | 0.1 | 0.1 | 0.1 | 0.1 | 0.1 | 0.1 | 0.1 | 0.1 | 0.1 | 0.1 | 0.1 | 0.1 | 0.1 | 0.1 | 0.1
|  | Recycled Board Division:ALL | [6 empty] | 0.305 | 0.305 | 0.305 | 0.305 | 0.305 | 0.305 | 0.305 | 0.305 | 0.305 | 0.305 | 0.305 | 0.305 | 0.305 | 0.305 | 0.305 | 0.305 | 0.305 | 0.305 | 0.305 | 0.305 | 0.305 | 0.305 | 0.305 | 0.305 | 0.305 | 0.305 | 0.305 | 0.305 | 0.305 | 0.305 | 0.305 | 0.305 | 0.305 | 0.305 | 0.305 | 0.305 | 0.305 | 0.305 | 0.305 | 0.305 | 0.305 | 0.305 | 0.305 | 0.305 | 0.305 | 0.305 | 0.305 | 0.305
|  | Climax Energy Facility:CC | [6 empty] | 0.05 | 0.05 | 0.05 | 0.05 | 0.05 | 0.05 | 0.05 | 0.05 | 0.05 | 0.05 | 0.05 | 0.05 | 0.05 | 0.05 | 0.05 | 0.05 | 0.05 | 0.05 | 0.05 | 0.05 | 0.05 | 0.05 | 0.05 | 0.05 | 0.05 | 0.05 | 0.05 | 0.05 | 0.05 | 0.05 | 0.05 | 0.05 | 0.05 | 0.05 | 0.05 | 0.05 | 0.05 | 0.05 | 0.05 | 0.05 | 0.05 | 0.05 | 0.05 | 0.05 | 0.05 | 0.05 | 0.05 | 0.05
0 | 0 | Allegany Cogen:CC | [6 empty] | 0.12 | 0.12 | 0.12 | 0.12 | 0.12 | 0.12 | 0.12 | 0.12 | 0.12 | 0.12 | 0.12 | 0.12 | 0.12 | 0.12 | 0.12 | 0.12 | 0.12 | 0.12 | 0.12 | 0.12 | 0.12 | 0.12 | 0.12 | 0.12 | 0.12 | 0.12 | 0.12 | 0.12 | 0.12 | 0.12 | 0.12 | 0.12 | 0.12 | 0.12 | 0.12 | 0.12 | 0.12 | 0.12 | 0.12 | 0.12 | 0.12 | 0.12 | 0.12 | 0.12 | 0.12 | 0.12 | 0.12 | 0.12
|  | South Glens Falls Cayuga:CC | [6 empty] | 0.106 | 0.106 | 0.106 | 0.106 | 0.106 | 0.106 | 0.106 | 0.106 | 0.106 | 0.106 | 0.106 | 0.106 | 0.106 | 0.106 | 0.106 | 0.106 | 0.106 | 0.106 | 0.106 | 0.106 | 0.106 | 0.106 | 0.106 | 0.106 | 0.106 | 0.106 | 0.106 | 0.106 | 0.106 | 0.106 | 0.106 | 0.106 | 0.106 | 0.106 | 0.106 | 0.106 | 0.106 | 0.106 | 0.106 | 0.106 | 0.106 | 0.106 | 0.106 | 0.106 | 0.106 | 0.106 | 0.106 | 0.106
|  | Gude:ALL | [6 empty] | 0.1 | 0.1 | 0.1 | 0.1 | 0.1 | 0.1 | 0.1 | 0.1 | 0.1 | 0.1 | 0.1 | 0.1 | 0.1 | 0.1 | 0.1 | 0.1 | 0.1 | 0.1 | 0.1 | 0.1 | 0.1 | 0.1 | 0.1 | 0.1 | 0.1 | 0.1 | 0.1 | 0.1 | 0.1 | 0.1 | 0.1 | 0.1 | 0.1 | 0.1 | 0.1 | 0.1 | 0.1 | 0.1 | 0.1 | 0.1 | 0.1 | 0.1 | 0.1 | 0.1 | 0.1 | 0.1 | 0.1 | 0.1
0 | 0 | Little Co. of Mary Hospital:1 | [6 empty] | 0.1 | 0.1 | 0.1 | 0.1 | 0.1 | 0.1 | 0.1 | 0.1 | 0.1 | 0.1 | 0.1 | 0.1 | 0.1 | 0.1 | 0.1 | 0.1 | 0.1 | 0.1 | 0.1 | 0.1 | 0.1 | 0.1 | 0.1 | 0.1 | 0.1 | 0.1 | 0.1 | 0.1 | 0.1 | 0.1 | 0.1 | 0.1 | 0.1 | 0.1 | 0.1 | 0.1 | 0.1 | 0.1 | 0.1 | 0.1 | 0.1 | 0.1 | 0.1 | 0.1 | 0.1 | 0.1 | 0.1 | 0.1
0 | 0 | M&M/Mars - Chicago:1 | [6 empty] | 0.1 | 0.1 | 0.1 | 0.1 | 0.1 | 0.1 | 0.1 | 0.1 | 0.1 | 0.1 | 0.1 | 0.1 | 0.1 | 0.1 | 0.1 | 0.1 | 0.1 | 0.1 | 0.1 | 0.1 | 0.1 | 0.1 | 0.1 | 0.1 | 0.1 | 0.1 | 0.1 | 0.1 | 0.1 | 0.1 | 0.1 | 0.1 | 0.1 | 0.1 | 0.1 | 0.1 | 0.1 | 0.1 | 0.1 | 0.1 | 0.1 | 0.1 | 0.1 | 0.1 | 0.1 | 0.1 | 0.1 | 0.1
|  | Michigan Automotive Research:1-8 | [6 empty] | 0.305 | 0.305 | 0.305 | 0.305 | 0.305 | 0.305 | 0.305 | 0.305 | 0.305 | 0.305 | 0.305 | 0.305 | 0.305 | 0.305 | 0.305 | 0.305 | 0.305 | 0.305 | 0.305 | 0.305 | 0.305 | 0.305 | 0.305 | 0.305 | 0.305 | 0.305 | 0.305 | 0.305 | 0.305 | 0.305 | 0.305 | 0.305 | 0.305 | 0.305 | 0.305 | 0.305 | 0.305 | 0.305 | 0.305 | 0.305 | 0.305 | 0.305 | 0.305 | 0.305 | 0.305 | 0.305 | 0.305 | 0.305
|  | Middletown LFG LTD Conversion Site 2 3:ALL | [6 empty] | 0.1 | 0.1 | 0.1 | 0.1 | 0.1 | 0.1 | 0.1 | 0.1 | 0.1 | 0.1 | 0.1 | 0.1 | 0.1 | 0.1 | 0.1 | 0.1 | 0.1 | 0.1 | 0.1 | 0.1 | 0.1 | 0.1 | 0.1 | 0.1 | 0.1 | 0.1 | 0.1 | 0.1 | 0.1 | 0.1 | 0.1 | 0.1 | 0.1 | 0.1 | 0.1 | 0.1 | 0.1 | 0.1 | 0.1 | 0.1 | 0.1 | 0.1 | 0.1 | 0.1 | 0.1 | 0.1 | 0.1 | 0.1
2017 | 0 | Morgantown Energy Facility:GEN1 | [6 empty] | 0.126 | 0.126 | 0.126 | 0.126 | 0.126 | 0.126 | 0.126 | 0.126 | 0.126 | 0.126 | 0.126 | 0.0189 | 0.0189 | 0.0189 | 0.0189 | 0.0189 | 0.0189 | 0.0189 | 0.0189 | 0.0189 | 0.0189 | 0.0189 | 0.0189 | 0.0189 | 0.0189 | 0.0189 | 0.0189 | 0.0189 | 0.0189 | 0.0189 | 0.0189 | 0.0189 | 0.0189 | 0.0189 | 0.0189 | 0.0189 | 0.0189 | 0.0189 | 0.0189 | 0.0189 | 0.0189 | 0.0189 | 0.0189 | 0.0189 | 0.0189 | 0.0189 | 0.0189 | 0.0189
2017 | 0 | Morton Salt Rittman Facility:GEN1 | [6 empty] | 0.396 | 0.396 | 0.396 | 0.396 | 0.396 | 0.396 | 0.396 | 0.396 | 0.396 | 0.396 | 0.396 | 0.0594 | 0.0594 | 0.0594 | 0.0594 | 0.0594 | 0.0594 | 0.0594 | 0.0594 | 0.0594 | 0.0594 | 0.0594 | 0.0594 | 0.0594 | 0.0594 | 0.0594 | 0.0594 | 0.0594 | 0.0594 | 0.0594 | 0.0594 | 0.0594 | 0.0594 | 0.0594 | 0.0594 | 0.0594 | 0.0594 | 0.0594 | 0.0594 | 0.0594 | 0.0594 | 0.0594 | 0.0594 | 0.0594 | 0.0594 | 0.0594 | 0.0594 | 0.0594
|  | NALCO Chemical Co.:CC | [6 empty] | 0.05 | 0.05 | 0.05 | 0.05 | 0.05 | 0.05 | 0.05 | 0.05 | 0.05 | 0.05 | 0.05 | 0.05 | 0.05 | 0.05 | 0.05 | 0.05 | 0.05 | 0.05 | 0.05 | 0.05 | 0.05 | 0.05 | 0.05 | 0.05 | 0.05 | 0.05 | 0.05 | 0.05 | 0.05 | 0.05 | 0.05 | 0.05 | 0.05 | 0.05 | 0.05 | 0.05 | 0.05 | 0.05 | 0.05 | 0.05 | 0.05 | 0.05 | 0.05 | 0.05 | 0.05 | 0.05 | 0.05 | 0.05
2017 | 0 | Nelson Industrial Steam Co.:1 | [6 empty] | 0.57 | 0.57 | 0.57 | 0.57 | 0.57 | 0.57 | 0.57 | 0.57 | 0.57 | 0.57 | 0.57 | 0.0855 | 0.0855 | 0.0855 | 0.0855 | 0.0855 | 0.0855 | 0.0855 | 0.0855 | 0.0855 | 0.0855 | 0.0855 | 0.0855 | 0.0855 | 0.0855 | 0.0855 | 0.0855 | 0.0855 | 0.0855 | 0.0855 | 0.0855 | 0.0855 | 0.0855 | 0.0855 | 0.0855 | 0.0855 | 0.0855 | 0.0855 | 0.0855 | 0.0855 | 0.0855 | 0.0855 | 0.0855 | 0.0855 | 0.0855 | 0.0855 | 0.0855 | 0.0855
2017 | 0 | Nelson Industrial Steam Co.:2 | [6 empty] | 0.57 | 0.57 | 0.57 | 0.57 | 0.57 | 0.57 | 0.57 | 0.57 | 0.57 | 0.57 | 0.57 | 0.0855 | 0.0855 | 0.0855 | 0.0855 | 0.0855 | 0.0855 | 0.0855 | 0.0855 | 0.0855 | 0.0855 | 0.0855 | 0.0855 | 0.0855 | 0.0855 | 0.0855 | 0.0855 | 0.0855 | 0.0855 | 0.0855 | 0.0855 | 0.0855 | 0.0855 | 0.0855 | 0.0855 | 0.0855 | 0.0855 | 0.0855 | 0.0855 | 0.0855 | 0.0855 | 0.0855 | 0.0855 | 0.0855 | 0.0855 | 0.0855 | 0.0855 | 0.0855
0 | 0 | Newman & Co. Inc.:1 | [6 empty] | 0.126 | 0.126 | 0.126 | 0.126 | 0.126 | 0.126 | 0.126 | 0.126 | 0.126 | 0.126 | 0.126 | 0.126 | 0.126 | 0.126 | 0.126 | 0.126 | 0.126 | 0.126 | 0.126 | 0.126 | 0.126 | 0.126 | 0.126 | 0.126 | 0.126 | 0.126 | 0.126 | 0.126 | 0.126 | 0.126 | 0.126 | 0.126 | 0.126 | 0.126 | 0.126 | 0.126 | 0.126 | 0.126 | 0.126 | 0.126 | 0.126 | 0.126 | 0.126 | 0.126 | 0.126 | 0.126 | 0.126 | 0.126
|  | Peoples Generating Station:1 | [6 empty] | 0.1 | 0.1 | 0.1 | 0.1 | 0.1 | 0.1 | 0.1 | 0.1 | 0.1 | 0.1 | 0.1 | 0.1 | 0.1 | 0.1 | 0.1 | 0.1 | 0.1 | 0.1 | 0.1 | 0.1 | 0.1 | 0.1 | 0.1 | 0.1 | 0.1 | 0.1 | 0.1 | 0.1 | 0.1 | 0.1 | 0.1 | 0.1 | 0.1 | 0.1 | 0.1 | 0.1 | 0.1 | 0.1 | 0.1 | 0.1 | 0.1 | 0.1 | 0.1 | 0.1 | 0.1 | 0.1 | 0.1 | 0.1
|  | SKB Landfill:UNT1 | [6 empty] | 0.1 | 0.1 | 0.1 | 0.1 | 0.1 | 0.1 | 0.1 | 0.1 | 0.1 | 0.1 | 0.1 | 0.1 | 0.1 | 0.1 | 0.1 | 0.1 | 0.1 | 0.1 | 0.1 | 0.1 | 0.1 | 0.1 | 0.1 | 0.1 | 0.1 | 0.1 | 0.1 | 0.1 | 0.1 | 0.1 | 0.1 | 0.1 | 0.1 | 0.1 | 0.1 | 0.1 | 0.1 | 0.1 | 0.1 | 0.1 | 0.1 | 0.1 | 0.1 | 0.1 | 0.1 | 0.1 | 0.1 | 0.1
|  | Phoenix Chemical Co.:ALL | [6 empty] | 0.126 | 0.126 | 0.126 | 0.126 | 0.126 | 0.126 | 0.126 | 0.126 | 0.126 | 0.126 | 0.126 | 0.126 | 0.126 | 0.126 | 0.126 | 0.126 | 0.126 | 0.126 | 0.126 | 0.126 | 0.126 | 0.126 | 0.126 | 0.126 | 0.126 | 0.126 | 0.126 | 0.126 | 0.126 | 0.126 | 0.126 | 0.126 | 0.126 | 0.126 | 0.126 | 0.126 | 0.126 | 0.126 | 0.126 | 0.126 | 0.126 | 0.126 | 0.126 | 0.126 | 0.126 | 0.126 | 0.126 | 0.126
|  | PPG - Riverside:GEN2 | [6 empty] | 0.14 | 0.14 | 0.14 | 0.14 | 0.14 | 0.14 | 0.14 | 0.14 | 0.14 | 0.14 | 0.14 | 0.14 | 0.14 | 0.14 | 0.14 | 0.14 | 0.14 | 0.14 | 0.14 | 0.14 | 0.14 | 0.14 | 0.14 | 0.14 | 0.14 | 0.14 | 0.14 | 0.14 | 0.14 | 0.14 | 0.14 | 0.14 | 0.14 | 0.14 | 0.14 | 0.14 | 0.14 | 0.14 | 0.14 | 0.14 | 0.14 | 0.14 | 0.14 | 0.14 | 0.14 | 0.14 | 0.14 | 0.14
|  | PPG - Riverside:GEN3 | [6 empty] | 0.14 | 0.14 | 0.14 | 0.14 | 0.14 | 0.14 | 0.14 | 0.14 | 0.14 | 0.14 | 0.14 | 0.14 | 0.14 | 0.14 | 0.14 | 0.14 | 0.14 | 0.14 | 0.14 | 0.14 | 0.14 | 0.14 | 0.14 | 0.14 | 0.14 | 0.14 | 0.14 | 0.14 | 0.14 | 0.14 | 0.14 | 0.14 | 0.14 | 0.14 | 0.14 | 0.14 | 0.14 | 0.14 | 0.14 | 0.14 | 0.14 | 0.14 | 0.14 | 0.14 | 0.14 | 0.14 | 0.14 | 0.14
0 | 0 | PPG- Powerhouse C:CC | [6 empty] | 0.14 | 0.14 | 0.14 | 0.14 | 0.14 | 0.14 | 0.14 | 0.14 | 0.14 | 0.14 | 0.14 | 0.14 | 0.14 | 0.14 | 0.14 | 0.14 | 0.14 | 0.14 | 0.14 | 0.14 | 0.14 | 0.14 | 0.14 | 0.14 | 0.14 | 0.14 | 0.14 | 0.14 | 0.14 | 0.14 | 0.14 | 0.14 | 0.14 | 0.14 | 0.14 | 0.14 | 0.14 | 0.14 | 0.14 | 0.14 | 0.14 | 0.14 | 0.14 | 0.14 | 0.14 | 0.14 | 0.14 | 0.14
0 | 0 | PPG Industries Incorporated Works 14:ALL | [6 empty] | 0.1 | 0.1 | 0.1 | 0.1 | 0.1 | 0.1 | 0.1 | 0.1 | 0.1 | 0.1 | 0.1 | 0.1 | 0.1 | 0.1 | 0.1 | 0.1 | 0.1 | 0.1 | 0.1 | 0.1 | 0.1 | 0.1 | 0.1 | 0.1 | 0.1 | 0.1 | 0.1 | 0.1 | 0.1 | 0.1 | 0.1 | 0.1 | 0.1 | 0.1 | 0.1 | 0.1 | 0.1 | 0.1 | 0.1 | 0.1 | 0.1 | 0.1 | 0.1 | 0.1 | 0.1 | 0.1 | 0.1 | 0.1
|  | Prince Georges County Brown S:ALL | [6 empty] | 0.1 | 0.1 | 0.1 | 0.1 | 0.1 | 0.1 | 0.1 | 0.1 | 0.1 | 0.1 | 0.1 | 0.1 | 0.1 | 0.1 | 0.1 | 0.1 | 0.1 | 0.1 | 0.1 | 0.1 | 0.1 | 0.1 | 0.1 | 0.1 | 0.1 | 0.1 | 0.1 | 0.1 | 0.1 | 0.1 | 0.1 | 0.1 | 0.1 | 0.1 | 0.1 | 0.1 | 0.1 | 0.1 | 0.1 | 0.1 | 0.1 | 0.1 | 0.1 | 0.1 | 0.1 | 0.1 | 0.1 | 0.1
|  | Energy Conversions Inc:ALL | [6 empty] | 0.1 | 0.1 | 0.1 | 0.1 | 0.1 | 0.1 | 0.1 | 0.1 | 0.1 | 0.1 | 0.1 | 0.1 | 0.1 | 0.1 | 0.1 | 0.1 | 0.1 | 0.1 | 0.1 | 0.1 | 0.1 | 0.1 | 0.1 | 0.1 | 0.1 | 0.1 | 0.1 | 0.1 | 0.1 | 0.1 | 0.1 | 0.1 | 0.1 | 0.1 | 0.1 | 0.1 | 0.1 | 0.1 | 0.1 | 0.1 | 0.1 | 0.1 | 0.1 | 0.1 | 0.1 | 0.1 | 0.1 | 0.1
|  | Riverview Energy Systems:ALL | [6 empty] | 0.1 | 0.1 | 0.1 | 0.1 | 0.1 | 0.1 | 0.1 | 0.1 | 0.1 | 0.1 | 0.1 | 0.1 | 0.1 | 0.1 | 0.1 | 0.1 | 0.1 | 0.1 | 0.1 | 0.1 | 0.1 | 0.1 | 0.1 | 0.1 | 0.1 | 0.1 | 0.1 | 0.1 | 0.1 | 0.1 | 0.1 | 0.1 | 0.1 | 0.1 | 0.1 | 0.1 | 0.1 | 0.1 | 0.1 | 0.1 | 0.1 | 0.1 | 0.1 | 0.1 | 0.1 | 0.1 | 0.1 | 0.1
|  | Rock-Tenn Co.:1 | [6 empty] | 0.396 | 0.396 | 0.396 | 0.396 | 0.396 | 0.396 | 0.396 | 0.396 | 0.396 | 0.396 | 0.396 | 0.396 | 0.396 | 0.396 | 0.396 | 0.396 | 0.396 | 0.396 | 0.396 | 0.396 | 0.396 | 0.396 | 0.396 | 0.396 | 0.396 | 0.396 | 0.396 | 0.396 | 0.396 | 0.396 | 0.396 | 0.396 | 0.396 | 0.396 | 0.396 | 0.396 | 0.396 | 0.396 | 0.396 | 0.396 | 0.396 | 0.396 | 0.396 | 0.396 | 0.396 | 0.396 | 0.396 | 0.396
2017 | 0 | Chester Operations:T5 | [6 empty] | 0.405 | 0.405 | 0.405 | 0.405 | 0.405 | 0.405 | 0.405 | 0.405 | 0.405 | 0.405 | 0.405 | 0.06075 | 0.06075 | 0.06075 | 0.06075 | 0.06075 | 0.06075 | 0.06075 | 0.06075 | 0.06075 | 0.06075 | 0.06075 | 0.06075 | 0.06075 | 0.06075 | 0.06075 | 0.06075 | 0.06075 | 0.06075 | 0.06075 | 0.06075 | 0.06075 | 0.06075 | 0.06075 | 0.06075 | 0.06075 | 0.06075 | 0.06075 | 0.06075 | 0.06075 | 0.06075 | 0.06075 | 0.06075 | 0.06075 | 0.06075 | 0.06075 | 0.06075 | 0.06075
|  | Midland Cogeneration Venture (MCV):CC | [6 empty] | 0.05 | 0.05 | 0.05 | 0.05 | 0.05 | 0.05 | 0.05 | 0.05 | 0.05 | 0.05 | 0.05 | 0.05 | 0.05 | 0.05 | 0.05 | 0.05 | 0.05 | 0.05 | 0.05 | 0.05 | 0.05 | 0.05 | 0.05 | 0.05 | 0.05 | 0.05 | 0.05 | 0.05 | 0.05 | 0.05 | 0.05 | 0.05 | 0.05 | 0.05 | 0.05 | 0.05 | 0.05 | 0.05 | 0.05 | 0.05 | 0.05 | 0.05 | 0.05 | 0.05 | 0.05 | 0.05 | 0.05 | 0.05
|  | Delaware County Resource Recovery:1 | [6 empty] | 0.126 | 0.126 | 0.126 | 0.126 | 0.126 | 0.126 | 0.126 | 0.126 | 0.126 | 0.126 | 0.126 | 0.126 | 0.126 | 0.126 | 0.126 | 0.126 | 0.126 | 0.126 | 0.126 | 0.126 | 0.126 | 0.126 | 0.126 | 0.126 | 0.126 | 0.126 | 0.126 | 0.126 | 0.126 | 0.126 | 0.126 | 0.126 | 0.126 | 0.126 | 0.126 | 0.126 | 0.126 | 0.126 | 0.126 | 0.126 | 0.126 | 0.126 | 0.126 | 0.126 | 0.126 | 0.126 | 0.126 | 0.126
|  | Shoosmith Brothers Incorporat:ALL | [6 empty] | 0.1 | 0.1 | 0.1 | 0.1 | 0.1 | 0.1 | 0.1 | 0.1 | 0.1 | 0.1 | 0.1 | 0.1 | 0.1 | 0.1 | 0.1 | 0.1 | 0.1 | 0.1 | 0.1 | 0.1 | 0.1 | 0.1 | 0.1 | 0.1 | 0.1 | 0.1 | 0.1 | 0.1 | 0.1 | 0.1 | 0.1 | 0.1 | 0.1 | 0.1 | 0.1 | 0.1 | 0.1 | 0.1 | 0.1 | 0.1 | 0.1 | 0.1 | 0.1 | 0.1 | 0.1 | 0.1 | 0.1 | 0.1
|  | St Anthony Medical Center In:CC | [6 empty] | 0.05 | 0.05 | 0.05 | 0.05 | 0.05 | 0.05 | 0.05 | 0.05 | 0.05 | 0.05 | 0.05 | 0.05 | 0.05 | 0.05 | 0.05 | 0.05 | 0.05 | 0.05 | 0.05 | 0.05 | 0.05 | 0.05 | 0.05 | 0.05 | 0.05 | 0.05 | 0.05 | 0.05 | 0.05 | 0.05 | 0.05 | 0.05 | 0.05 | 0.05 | 0.05 | 0.05 | 0.05 | 0.05 | 0.05 | 0.05 | 0.05 | 0.05 | 0.05 | 0.05 | 0.05 | 0.05 | 0.05 | 0.05
|  | Central Power Plant of Rhode Island:ALL | [6 empty] | 0.01 | 0.01 | 0.01 | 0.01 | 0.01 | 0.01 | 0.01 | 0.01 | 0.01 | 0.01 | 0.01 | 0.01 | 0.01 | 0.01 | 0.01 | 0.01 | 0.01 | 0.01 | 0.01 | 0.01 | 0.01 | 0.01 | 0.01 | 0.01 | 0.01 | 0.01 | 0.01 | 0.01 | 0.01 | 0.01 | 0.01 | 0.01 | 0.01 | 0.01 | 0.01 | 0.01 | 0.01 | 0.01 | 0.01 | 0.01 | 0.01 | 0.01 | 0.01 | 0.01 | 0.01 | 0.01 | 0.01 | 0.01
|  | Stone Container Corp (PA):1 | [6 empty] | 0.126 | 0.126 | 0.126 | 0.126 | 0.126 | 0.126 | 0.126 | 0.126 | 0.126 | 0.126 | 0.126 | 0.126 | 0.126 | 0.126 | 0.126 | 0.126 | 0.126 | 0.126 | 0.126 | 0.126 | 0.126 | 0.126 | 0.126 | 0.126 | 0.126 | 0.126 | 0.126 | 0.126 | 0.126 | 0.126 | 0.126 | 0.126 | 0.126 | 0.126 | 0.126 | 0.126 | 0.126 | 0.126 | 0.126 | 0.126 | 0.126 | 0.126 | 0.126 | 0.126 | 0.126 | 0.126 | 0.126 | 0.126
|  | Stone Container Corp (SSCC):1-2 | [6 empty] | 0.396 | 0.396 | 0.396 | 0.396 | 0.396 | 0.396 | 0.396 | 0.396 | 0.396 | 0.396 | 0.396 | 0.396 | 0.396 | 0.396 | 0.396 | 0.396 | 0.396 | 0.396 | 0.396 | 0.396 | 0.396 | 0.396 | 0.396 | 0.396 | 0.396 | 0.396 | 0.396 | 0.396 | 0.396 | 0.396 | 0.396 | 0.396 | 0.396 | 0.396 | 0.396 | 0.396 | 0.396 | 0.396 | 0.396 | 0.396 | 0.396 | 0.396 | 0.396 | 0.396 | 0.396 | 0.396 | 0.396 | 0.396
2021 | 0 | Stone Container Corp (SSCC):3 | [6 empty] | 0.396 | 0.396 | 0.396 | 0.396 | 0.396 | 0.396 | 0.396 | 0.396 | 0.396 | 0.396 | 0.396 | 0.396 | 0.396 | 0.396 | 0.396 | 0.0594 | 0.0594 | 0.0594 | 0.0594 | 0.0594 | 0.0594 | 0.0594 | 0.0594 | 0.0594 | 0.0594 | 0.0594 | 0.0594 | 0.0594 | 0.0594 | 0.0594 | 0.0594 | 0.0594 | 0.0594 | 0.0594 | 0.0594 | 0.0594 | 0.0594 | 0.0594 | 0.0594 | 0.0594 | 0.0594 | 0.0594 | 0.0594 | 0.0594 | 0.0594 | 0.0594 | 0.0594 | 0.0594
|  | Sumpter Energy Assoc.:ALL | [6 empty] | 0.1 | 0.1 | 0.1 | 0.1 | 0.1 | 0.1 | 0.1 | 0.1 | 0.1 | 0.1 | 0.1 | 0.1 | 0.1 | 0.1 | 0.1 | 0.1 | 0.1 | 0.1 | 0.1 | 0.1 | 0.1 | 0.1 | 0.1 | 0.1 | 0.1 | 0.1 | 0.1 | 0.1 | 0.1 | 0.1 | 0.1 | 0.1 | 0.1 | 0.1 | 0.1 | 0.1 | 0.1 | 0.1 | 0.1 | 0.1 | 0.1 | 0.1 | 0.1 | 0.1 | 0.1 | 0.1 | 0.1 | 0.1
|  | Taylor Energy Partners L/P:ALL | [6 empty] | 0.1 | 0.1 | 0.1 | 0.1 | 0.1 | 0.1 | 0.1 | 0.1 | 0.1 | 0.1 | 0.1 | 0.1 | 0.1 | 0.1 | 0.1 | 0.1 | 0.1 | 0.1 | 0.1 | 0.1 | 0.1 | 0.1 | 0.1 | 0.1 | 0.1 | 0.1 | 0.1 | 0.1 | 0.1 | 0.1 | 0.1 | 0.1 | 0.1 | 0.1 | 0.1 | 0.1 | 0.1 | 0.1 | 0.1 | 0.1 | 0.1 | 0.1 | 0.1 | 0.1 | 0.1 | 0.1 | 0.1 | 0.1
|  | Arbor Hills Generating Facilit:CC | [6 empty] | 0.05 | 0.05 | 0.05 | 0.05 | 0.05 | 0.05 | 0.05 | 0.05 | 0.05 | 0.05 | 0.05 | 0.05 | 0.05 | 0.05 | 0.05 | 0.05 | 0.05 | 0.05 | 0.05 | 0.05 | 0.05 | 0.05 | 0.05 | 0.05 | 0.05 | 0.05 | 0.05 | 0.05 | 0.05 | 0.05 | 0.05 | 0.05 | 0.05 | 0.05 | 0.05 | 0.05 | 0.05 | 0.05 | 0.05 | 0.05 | 0.05 | 0.05 | 0.05 | 0.05 | 0.05 | 0.05 | 0.05 | 0.05
|  | Warbasse Cogen Facility:1 | [6 empty] | 0.1 | 0.1 | 0.1 | 0.1 | 0.1 | 0.1 | 0.1 | 0.1 | 0.1 | 0.1 | 0.1 | 0.1 | 0.1 | 0.1 | 0.1 | 0.1 | 0.1 | 0.1 | 0.1 | 0.1 | 0.1 | 0.1 | 0.1 | 0.1 | 0.1 | 0.1 | 0.1 | 0.1 | 0.1 | 0.1 | 0.1 | 0.1 | 0.1 | 0.1 | 0.1 | 0.1 | 0.1 | 0.1 | 0.1 | 0.1 | 0.1 | 0.1 | 0.1 | 0.1 | 0.1 | 0.1 | 0.1 | 0.1
|  | Warbasse Cogen Facility:CC1 | [6 empty] | 0.05 | 0.05 | 0.05 | 0.05 | 0.05 | 0.05 | 0.05 | 0.05 | 0.05 | 0.05 | 0.05 | 0.05 | 0.05 | 0.05 | 0.05 | 0.05 | 0.05 | 0.05 | 0.05 | 0.05 | 0.05 | 0.05 | 0.05 | 0.05 | 0.05 | 0.05 | 0.05 | 0.05 | 0.05 | 0.05 | 0.05 | 0.05 | 0.05 | 0.05 | 0.05 | 0.05 | 0.05 | 0.05 | 0.05 | 0.05 | 0.05 | 0.05 | 0.05 | 0.05 | 0.05 | 0.05 | 0.05 | 0.05
|  | Westchester Resco:GEN1 | [6 empty] | 0.405 | 0.405 | 0.405 | 0.405 | 0.405 | 0.405 | 0.405 | 0.405 | 0.405 | 0.405 | 0.405 | 0.405 | 0.405 | 0.405 | 0.405 | 0.405 | 0.405 | 0.405 | 0.405 | 0.405 | 0.405 | 0.405 | 0.405 | 0.405 | 0.405 | 0.405 | 0.405 | 0.405 | 0.405 | 0.405 | 0.405 | 0.405 | 0.405 | 0.405 | 0.405 | 0.405 | 0.405 | 0.405 | 0.405 | 0.405 | 0.405 | 0.405 | 0.405 | 0.405 | 0.405 | 0.405 | 0.405 | 0.405
2017 | 0 | Roanoke Valley II:1 | [6 empty] | 0.396 | 0.396 | 0.396 | 0.396 | 0.396 | 0.396 | 0.396 | 0.396 | 0.396 | 0.396 | 0.396 | 0.0594 | 0.0594 | 0.0594 | 0.0594 | 0.0594 | 0.0594 | 0.0594 | 0.0594 | 0.0594 | 0.0594 | 0.0594 | 0.0594 | 0.0594 | 0.0594 | 0.0594 | 0.0594 | 0.0594 | 0.0594 | 0.0594 | 0.0594 | 0.0594 | 0.0594 | 0.0594 | 0.0594 | 0.0594 | 0.0594 | 0.0594 | 0.0594 | 0.0594 | 0.0594 | 0.0594 | 0.0594 | 0.0594 | 0.0594 | 0.0594 | 0.0594 | 0.0594
|  | Gilbert | [6 empty] | 0.085 | 0.085 | 0.085 | 0.085 | 0.085 | 0.085 | 0.085 | 0.085 | 0.085 | 0.085 | 0.085 | 0.085 | 0.085 | 0.085 | 0.085 | 0.085 | 0.085 | 0.085 | 0.085 | 0.085 | 0.085 | 0.085 | 0.085 | 0.085 | 0.085 | 0.085 | 0.085 | 0.085 | 0.085 | 0.085 | 0.085 | 0.085 | 0.085 | 0.085 | 0.085 | 0.085 | 0.085 | 0.085 | 0.085 | 0.085 | 0.085 | 0.085 | 0.085 | 0.085 | 0.085 | 0.085 | 0.085 | 0.085
|  | Goat Rock | [6 empty] | 0.01 | 0.01 | 0.01 | 0.01 | 0.01 | 0.01 | 0.01 | 0.01 | 0.01 | 0.01 | 0.01 | 0.01 | 0.01 | 0.01 | 0.01 | 0.01 | 0.01 | 0.01 | 0.01 | 0.01 | 0.01 | 0.01 | 0.01 | 0.01 | 0.01 | 0.01 | 0.01 | 0.01 | 0.01 | 0.01 | 0.01 | 0.01 | 0.01 | 0.01 | 0.01 | 0.01 | 0.01 | 0.01 | 0.01 | 0.01 | 0.01 | 0.01 | 0.01 | 0.01 | 0.01 | 0.01 | 0.01 | 0.01
|  | Goat Rock | [6 empty] | 0.01 | 0.01 | 0.01 | 0.01 | 0.01 | 0.01 | 0.01 | 0.01 | 0.01 | 0.01 | 0.01 | 0.01 | 0.01 | 0.01 | 0.01 | 0.01 | 0.01 | 0.01 | 0.01 | 0.01 | 0.01 | 0.01 | 0.01 | 0.01 | 0.01 | 0.01 | 0.01 | 0.01 | 0.01 | 0.01 | 0.01 | 0.01 | 0.01 | 0.01 | 0.01 | 0.01 | 0.01 | 0.01 | 0.01 | 0.01 | 0.01 | 0.01 | 0.01 | 0.01 | 0.01 | 0.01 | 0.01 | 0.01
|  | Goat Rock | [6 empty] | 0.01 | 0.01 | 0.01 | 0.01 | 0.01 | 0.01 | 0.01 | 0.01 | 0.01 | 0.01 | 0.01 | 0.01 | 0.01 | 0.01 | 0.01 | 0.01 | 0.01 | 0.01 | 0.01 | 0.01 | 0.01 | 0.01 | 0.01 | 0.01 | 0.01 | 0.01 | 0.01 | 0.01 | 0.01 | 0.01 | 0.01 | 0.01 | 0.01 | 0.01 | 0.01 | 0.01 | 0.01 | 0.01 | 0.01 | 0.01 | 0.01 | 0.01 | 0.01 | 0.01 | 0.01 | 0.01 | 0.01 | 0.01
|  | Greater Des Moines Energy Center Phase 2 | [6 empty] | 0.06 | 0.06 | 0.06 | 0.06 | 0.06 | 0.06 | 0.06 | 0.06 | 0.06 | 0.06 | 0.06 | 0.06 | 0.06 | 0.06 | 0.06 | 0.06 | 0.06 | 0.06 | 0.06 | 0.06 | 0.06 | 0.06 | 0.06 | 0.06 | 0.06 | 0.06 | 0.06 | 0.06 | 0.06 | 0.06 | 0.06 | 0.06 | 0.06 | 0.06 | 0.06 | 0.06 | 0.06 | 0.06 | 0.06 | 0.06 | 0.06 | 0.06 | 0.06 | 0.06 | 0.06 | 0.06 | 0.06 | 0.06
|  | Greater Des Moines:1 | [6 empty] | 0.06 | 0.06 | 0.06 | 0.06 | 0.06 | 0.06 | 0.06 | 0.06 | 0.06 | 0.06 | 0.06 | 0.06 | 0.06 | 0.06 | 0.06 | 0.06 | 0.06 | 0.06 | 0.06 | 0.06 | 0.06 | 0.06 | 0.06 | 0.06 | 0.06 | 0.06 | 0.06 | 0.06 | 0.06 | 0.06 | 0.06 | 0.06 | 0.06 | 0.06 | 0.06 | 0.06 | 0.06 | 0.06 | 0.06 | 0.06 | 0.06 | 0.06 | 0.06 | 0.06 | 0.06 | 0.06 | 0.06 | 0.06
|  | Greater Des Moines:2 | [6 empty] | 0.067 | 0.067 | 0.067 | 0.067 | 0.067 | 0.067 | 0.067 | 0.067 | 0.067 | 0.067 | 0.067 | 0.067 | 0.067 | 0.067 | 0.067 | 0.067 | 0.067 | 0.067 | 0.067 | 0.067 | 0.067 | 0.067 | 0.067 | 0.067 | 0.067 | 0.067 | 0.067 | 0.067 | 0.067 | 0.067 | 0.067 | 0.067 | 0.067 | 0.067 | 0.067 | 0.067 | 0.067 | 0.067 | 0.067 | 0.067 | 0.067 | 0.067 | 0.067 | 0.067 | 0.067 | 0.067 | 0.067 | 0.067
|  | Hanging Rock:CCA | [6 empty] | 0.017 | 0.017 | 0.017 | 0.017 | 0.017 | 0.017 | 0.017 | 0.017 | 0.017 | 0.017 | 0.017 | 0.017 | 0.017 | 0.017 | 0.017 | 0.017 | 0.017 | 0.017 | 0.017 | 0.017 | 0.017 | 0.017 | 0.017 | 0.017 | 0.017 | 0.017 | 0.017 | 0.017 | 0.017 | 0.017 | 0.017 | 0.017 | 0.017 | 0.017 | 0.017 | 0.017 | 0.017 | 0.017 | 0.017 | 0.017 | 0.017 | 0.017 | 0.017 | 0.017 | 0.017 | 0.017 | 0.017 | 0.017
|  | Hanging Rock:CCB | [6 empty] | 0.017 | 0.017 | 0.017 | 0.017 | 0.017 | 0.017 | 0.017 | 0.017 | 0.017 | 0.017 | 0.017 | 0.017 | 0.017 | 0.017 | 0.017 | 0.017 | 0.017 | 0.017 | 0.017 | 0.017 | 0.017 | 0.017 | 0.017 | 0.017 | 0.017 | 0.017 | 0.017 | 0.017 | 0.017 | 0.017 | 0.017 | 0.017 | 0.017 | 0.017 | 0.017 | 0.017 | 0.017 | 0.017 | 0.017 | 0.017 | 0.017 | 0.017 | 0.017 | 0.017 | 0.017 | 0.017 | 0.017 | 0.017
0 | 0 | Sumpter Township:GT1 | [6 empty] | 0.1 | 0.1 | 0.1 | 0.1 | 0.1 | 0.1 | 0.1 | 0.1 | 0.1 | 0.1 | 0.1 | 0.1 | 0.1 | 0.1 | 0.1 | 0.1 | 0.1 | 0.1 | 0.1 | 0.1 | 0.1 | 0.1 | 0.1 | 0.1 | 0.1 | 0.1 | 0.1 | 0.1 | 0.1 | 0.1 | 0.1 | 0.1 | 0.1 | 0.1 | 0.1 | 0.1 | 0.1 | 0.1 | 0.1 | 0.1 | 0.1 | 0.1 | 0.1 | 0.1 | 0.1 | 0.1 | 0.1 | 0.1
0 | 0 | Sumpter Township:GT2 | [6 empty] | 0.1 | 0.1 | 0.1 | 0.1 | 0.1 | 0.1 | 0.1 | 0.1 | 0.1 | 0.1 | 0.1 | 0.1 | 0.1 | 0.1 | 0.1 | 0.1 | 0.1 | 0.1 | 0.1 | 0.1 | 0.1 | 0.1 | 0.1 | 0.1 | 0.1 | 0.1 | 0.1 | 0.1 | 0.1 | 0.1 | 0.1 | 0.1 | 0.1 | 0.1 | 0.1 | 0.1 | 0.1 | 0.1 | 0.1 | 0.1 | 0.1 | 0.1 | 0.1 | 0.1 | 0.1 | 0.1 | 0.1 | 0.1
0 | 0 | Sumpter Township:GT3 | [6 empty] | 0.1 | 0.1 | 0.1 | 0.1 | 0.1 | 0.1 | 0.1 | 0.1 | 0.1 | 0.1 | 0.1 | 0.1 | 0.1 | 0.1 | 0.1 | 0.1 | 0.1 | 0.1 | 0.1 | 0.1 | 0.1 | 0.1 | 0.1 | 0.1 | 0.1 | 0.1 | 0.1 | 0.1 | 0.1 | 0.1 | 0.1 | 0.1 | 0.1 | 0.1 | 0.1 | 0.1 | 0.1 | 0.1 | 0.1 | 0.1 | 0.1 | 0.1 | 0.1 | 0.1 | 0.1 | 0.1 | 0.1 | 0.1
0 | 0 | Sumpter Township:GT4 | [6 empty] | 0.1 | 0.1 | 0.1 | 0.1 | 0.1 | 0.1 | 0.1 | 0.1 | 0.1 | 0.1 | 0.1 | 0.1 | 0.1 | 0.1 | 0.1 | 0.1 | 0.1 | 0.1 | 0.1 | 0.1 | 0.1 | 0.1 | 0.1 | 0.1 | 0.1 | 0.1 | 0.1 | 0.1 | 0.1 | 0.1 | 0.1 | 0.1 | 0.1 | 0.1 | 0.1 | 0.1 | 0.1 | 0.1 | 0.1 | 0.1 | 0.1 | 0.1 | 0.1 | 0.1 | 0.1 | 0.1 | 0.1 | 0.1
|  | Bronx (1stroc):MULTI | [6 empty] | 0.1 | 0.1 | 0.1 | 0.1 | 0.1 | 0.1 | 0.1 | 0.1 | 0.1 | 0.1 | 0.1 | 0.1 | 0.1 | 0.1 | 0.1 | 0.1 | 0.1 | 0.1 | 0.1 | 0.1 | 0.1 | 0.1 | 0.1 | 0.1 | 0.1 | 0.1 | 0.1 | 0.1 | 0.1 | 0.1 | 0.1 | 0.1 | 0.1 | 0.1 | 0.1 | 0.1 | 0.1 | 0.1 | 0.1 | 0.1 | 0.1 | 0.1 | 0.1 | 0.1 | 0.1 | 0.1 | 0.1 | 0.1
|  | Bronx (1stroc):MULTI2 | [6 empty] | 0.1 | 0.1 | 0.1 | 0.1 | 0.1 | 0.1 | 0.1 | 0.1 | 0.1 | 0.1 | 0.1 | 0.1 | 0.1 | 0.1 | 0.1 | 0.1 | 0.1 | 0.1 | 0.1 | 0.1 | 0.1 | 0.1 | 0.1 | 0.1 | 0.1 | 0.1 | 0.1 | 0.1 | 0.1 | 0.1 | 0.1 | 0.1 | 0.1 | 0.1 | 0.1 | 0.1 | 0.1 | 0.1 | 0.1 | 0.1 | 0.1 | 0.1 | 0.1 | 0.1 | 0.1 | 0.1 | 0.1 | 0.1
|  | Foothills Generating Project:GT1 | [6 empty] | 0.1 | 0.1 | 0.1 | 0.1 | 0.1 | 0.1 | 0.1 | 0.1 | 0.1 | 0.1 | 0.1 | 0.1 | 0.1 | 0.1 | 0.1 | 0.1 | 0.1 | 0.1 | 0.1 | 0.1 | 0.1 | 0.1 | 0.1 | 0.1 | 0.1 | 0.1 | 0.1 | 0.1 | 0.1 | 0.1 | 0.1 | 0.1 | 0.1 | 0.1 | 0.1 | 0.1 | 0.1 | 0.1 | 0.1 | 0.1 | 0.1 | 0.1 | 0.1 | 0.1 | 0.1 | 0.1 | 0.1 | 0.1
|  | Foothills Generating Project:GT2 | [6 empty] | 0.1 | 0.1 | 0.1 | 0.1 | 0.1 | 0.1 | 0.1 | 0.1 | 0.1 | 0.1 | 0.1 | 0.1 | 0.1 | 0.1 | 0.1 | 0.1 | 0.1 | 0.1 | 0.1 | 0.1 | 0.1 | 0.1 | 0.1 | 0.1 | 0.1 | 0.1 | 0.1 | 0.1 | 0.1 | 0.1 | 0.1 | 0.1 | 0.1 | 0.1 | 0.1 | 0.1 | 0.1 | 0.1 | 0.1 | 0.1 | 0.1 | 0.1 | 0.1 | 0.1 | 0.1 | 0.1 | 0.1 | 0.1
0 | 0 | Rockland Township:GT1 | [6 empty] | 0.1 | 0.1 | 0.1 | 0.1 | 0.1 | 0.1 | 0.1 | 0.1 | 0.1 | 0.1 | 0.1 | 0.1 | 0.1 | 0.1 | 0.1 | 0.1 | 0.1 | 0.1 | 0.1 | 0.1 | 0.1 | 0.1 | 0.1 | 0.1 | 0.1 | 0.1 | 0.1 | 0.1 | 0.1 | 0.1 | 0.1 | 0.1 | 0.1 | 0.1 | 0.1 | 0.1 | 0.1 | 0.1 | 0.1 | 0.1 | 0.1 | 0.1 | 0.1 | 0.1 | 0.1 | 0.1 | 0.1 | 0.1
0 | 0 | Rockland Township:GT2 | [6 empty] | 0.1 | 0.1 | 0.1 | 0.1 | 0.1 | 0.1 | 0.1 | 0.1 | 0.1 | 0.1 | 0.1 | 0.1 | 0.1 | 0.1 | 0.1 | 0.1 | 0.1 | 0.1 | 0.1 | 0.1 | 0.1 | 0.1 | 0.1 | 0.1 | 0.1 | 0.1 | 0.1 | 0.1 | 0.1 | 0.1 | 0.1 | 0.1 | 0.1 | 0.1 | 0.1 | 0.1 | 0.1 | 0.1 | 0.1 | 0.1 | 0.1 | 0.1 | 0.1 | 0.1 | 0.1 | 0.1 | 0.1 | 0.1
0 | 0 | Rockland Township:GT3 | [6 empty] | 0.1 | 0.1 | 0.1 | 0.1 | 0.1 | 0.1 | 0.1 | 0.1 | 0.1 | 0.1 | 0.1 | 0.1 | 0.1 | 0.1 | 0.1 | 0.1 | 0.1 | 0.1 | 0.1 | 0.1 | 0.1 | 0.1 | 0.1 | 0.1 | 0.1 | 0.1 | 0.1 | 0.1 | 0.1 | 0.1 | 0.1 | 0.1 | 0.1 | 0.1 | 0.1 | 0.1 | 0.1 | 0.1 | 0.1 | 0.1 | 0.1 | 0.1 | 0.1 | 0.1 | 0.1 | 0.1 | 0.1 | 0.1
0 | 0 | Rockland Township:GT4 | [6 empty] | 0.1 | 0.1 | 0.1 | 0.1 | 0.1 | 0.1 | 0.1 | 0.1 | 0.1 | 0.1 | 0.1 | 0.1 | 0.1 | 0.1 | 0.1 | 0.1 | 0.1 | 0.1 | 0.1 | 0.1 | 0.1 | 0.1 | 0.1 | 0.1 | 0.1 | 0.1 | 0.1 | 0.1 | 0.1 | 0.1 | 0.1 | 0.1 | 0.1 | 0.1 | 0.1 | 0.1 | 0.1 | 0.1 | 0.1 | 0.1 | 0.1 | 0.1 | 0.1 | 0.1 | 0.1 | 0.1 | 0.1 | 0.1
0 | 0 | Rockland Township:GT5 | [6 empty] | 0.1 | 0.1 | 0.1 | 0.1 | 0.1 | 0.1 | 0.1 | 0.1 | 0.1 | 0.1 | 0.1 | 0.1 | 0.1 | 0.1 | 0.1 | 0.1 | 0.1 | 0.1 | 0.1 | 0.1 | 0.1 | 0.1 | 0.1 | 0.1 | 0.1 | 0.1 | 0.1 | 0.1 | 0.1 | 0.1 | 0.1 | 0.1 | 0.1 | 0.1 | 0.1 | 0.1 | 0.1 | 0.1 | 0.1 | 0.1 | 0.1 | 0.1 | 0.1 | 0.1 | 0.1 | 0.1 | 0.1 | 0.1
|  | Reliant Energy Choctaw County:CC | [6 empty] | 0 | 0 | 0 | 0 | 0 | 0 | 0 | 0 | 0 | 0 | 0 | 0 | 0 | 0 | 0 | 0 | 0 | 0 | 0 | 0 | 0 | 0 | 0 | 0 | 0 | 0 | 0 | 0 | 0 | 0 | 0 | 0 | 0 | 0 | 0 | 0 | 0 | 0 | 0 | 0 | 0 | 0 | 0 | 0 | 0 | 0 | 0 | 0
|  | Jasper County:CC | [6 empty] | 0.025 | 0.025 | 0.025 | 0.025 | 0.025 | 0.025 | 0.025 | 0.025 | 0.025 | 0.025 | 0.025 | 0.025 | 0.025 | 0.025 | 0.025 | 0.025 | 0.025 | 0.025 | 0.025 | 0.025 | 0.025 | 0.025 | 0.025 | 0.025 | 0.025 | 0.025 | 0.025 | 0.025 | 0.025 | 0.025 | 0.025 | 0.025 | 0.025 | 0.025 | 0.025 | 0.025 | 0.025 | 0.025 | 0.025 | 0.025 | 0.025 | 0.025 | 0.025 | 0.025 | 0.025 | 0.025 | 0.025 | 0.025
|  | Dowagiac (Inenpa):MULTI | [6 empty] | 0.1 | 0.1 | 0.1 | 0.1 | 0.1 | 0.1 | 0.1 | 0.1 | 0.1 | 0.1 | 0.1 | 0.1 | 0.1 | 0.1 | 0.1 | 0.1 | 0.1 | 0.1 | 0.1 | 0.1 | 0.1 | 0.1 | 0.1 | 0.1 | 0.1 | 0.1 | 0.1 | 0.1 | 0.1 | 0.1 | 0.1 | 0.1 | 0.1 | 0.1 | 0.1 | 0.1 | 0.1 | 0.1 | 0.1 | 0.1 | 0.1 | 0.1 | 0.1 | 0.1 | 0.1 | 0.1 | 0.1 | 0.1
0 | 0 | Shoreham:GT1 | [6 empty] | 0.315 | 0.315 | 0.315 | 0.315 | 0.315 | 0.315 | 0.315 | 0.315 | 0.315 | 0.315 | 0.315 | 0.315 | 0.315 | 0.315 | 0.315 | 0.315 | 0.315 | 0.315 | 0.315 | 0.315 | 0.315 | 0.315 | 0.315 | 0.315 | 0.315 | 0.315 | 0.315 | 0.315 | 0.315 | 0.315 | 0.315 | 0.315 | 0.315 | 0.315 | 0.315 | 0.315 | 0.315 | 0.315 | 0.315 | 0.315 | 0.315 | 0.315 | 0.315 | 0.315 | 0.315 | 0.315 | 0.315 | 0.315
0 | 0 | Shoreham:GT2 | [6 empty] | 0.315 | 0.315 | 0.315 | 0.315 | 0.315 | 0.315 | 0.315 | 0.315 | 0.315 | 0.315 | 0.315 | 0.315 | 0.315 | 0.315 | 0.315 | 0.315 | 0.315 | 0.315 | 0.315 | 0.315 | 0.315 | 0.315 | 0.315 | 0.315 | 0.315 | 0.315 | 0.315 | 0.315 | 0.315 | 0.315 | 0.315 | 0.315 | 0.315 | 0.315 | 0.315 | 0.315 | 0.315 | 0.315 | 0.315 | 0.315 | 0.315 | 0.315 | 0.315 | 0.315 | 0.315 | 0.315 | 0.315 | 0.315
0 | 0 | Rockford II:GT | [6 empty] | 0.1 | 0.1 | 0.1 | 0.1 | 0.1 | 0.1 | 0.1 | 0.1 | 0.1 | 0.1 | 0.1 | 0.1 | 0.1 | 0.1 | 0.1 | 0.1 | 0.1 | 0.1 | 0.1 | 0.1 | 0.1 | 0.1 | 0.1 | 0.1 | 0.1 | 0.1 | 0.1 | 0.1 | 0.1 | 0.1 | 0.1 | 0.1 | 0.1 | 0.1 | 0.1 | 0.1 | 0.1 | 0.1 | 0.1 | 0.1 | 0.1 | 0.1 | 0.1 | 0.1 | 0.1 | 0.1 | 0.1 | 0.1
|  | Enterprise Energy Facility:GT1 | [6 empty] | 0.069 | 0.069 | 0.069 | 0.069 | 0.069 | 0.069 | 0.069 | 0.069 | 0.069 | 0.069 | 0.069 | 0.069 | 0.069 | 0.069 | 0.069 | 0.069 | 0.069 | 0.069 | 0.069 | 0.069 | 0.069 | 0.069 | 0.069 | 0.069 | 0.069 | 0.069 | 0.069 | 0.069 | 0.069 | 0.069 | 0.069 | 0.069 | 0.069 | 0.069 | 0.069 | 0.069 | 0.069 | 0.069 | 0.069 | 0.069 | 0.069 | 0.069 | 0.069 | 0.069 | 0.069 | 0.069 | 0.069 | 0.069
|  | Enterprise Energy Facility:GT2 | [6 empty] | 0.067 | 0.067 | 0.067 | 0.067 | 0.067 | 0.067 | 0.067 | 0.067 | 0.067 | 0.067 | 0.067 | 0.067 | 0.067 | 0.067 | 0.067 | 0.067 | 0.067 | 0.067 | 0.067 | 0.067 | 0.067 | 0.067 | 0.067 | 0.067 | 0.067 | 0.067 | 0.067 | 0.067 | 0.067 | 0.067 | 0.067 | 0.067 | 0.067 | 0.067 | 0.067 | 0.067 | 0.067 | 0.067 | 0.067 | 0.067 | 0.067 | 0.067 | 0.067 | 0.067 | 0.067 | 0.067 | 0.067 | 0.067
|  | Enterprise Energy Facility:GT3 | [6 empty] | 0.046 | 0.046 | 0.046 | 0.046 | 0.046 | 0.046 | 0.046 | 0.046 | 0.046 | 0.046 | 0.046 | 0.046 | 0.046 | 0.046 | 0.046 | 0.046 | 0.046 | 0.046 | 0.046 | 0.046 | 0.046 | 0.046 | 0.046 | 0.046 | 0.046 | 0.046 | 0.046 | 0.046 | 0.046 | 0.046 | 0.046 | 0.046 | 0.046 | 0.046 | 0.046 | 0.046 | 0.046 | 0.046 | 0.046 | 0.046 | 0.046 | 0.046 | 0.046 | 0.046 | 0.046 | 0.046 | 0.046 | 0.046
|  | Enterprise Energy Facility:GT4 | [6 empty] | 0.051 | 0.051 | 0.051 | 0.051 | 0.051 | 0.051 | 0.051 | 0.051 | 0.051 | 0.051 | 0.051 | 0.051 | 0.051 | 0.051 | 0.051 | 0.051 | 0.051 | 0.051 | 0.051 | 0.051 | 0.051 | 0.051 | 0.051 | 0.051 | 0.051 | 0.051 | 0.051 | 0.051 | 0.051 | 0.051 | 0.051 | 0.051 | 0.051 | 0.051 | 0.051 | 0.051 | 0.051 | 0.051 | 0.051 | 0.051 | 0.051 | 0.051 | 0.051 | 0.051 | 0.051 | 0.051 | 0.051 | 0.051
|  | Enterprise Energy Facility:GT5 | [6 empty] | 0.064 | 0.064 | 0.064 | 0.064 | 0.064 | 0.064 | 0.064 | 0.064 | 0.064 | 0.064 | 0.064 | 0.064 | 0.064 | 0.064 | 0.064 | 0.064 | 0.064 | 0.064 | 0.064 | 0.064 | 0.064 | 0.064 | 0.064 | 0.064 | 0.064 | 0.064 | 0.064 | 0.064 | 0.064 | 0.064 | 0.064 | 0.064 | 0.064 | 0.064 | 0.064 | 0.064 | 0.064 | 0.064 | 0.064 | 0.064 | 0.064 | 0.064 | 0.064 | 0.064 | 0.064 | 0.064 | 0.064 | 0.064
|  | Enterprise Energy Facility:GT6 | [6 empty] | 0.048 | 0.048 | 0.048 | 0.048 | 0.048 | 0.048 | 0.048 | 0.048 | 0.048 | 0.048 | 0.048 | 0.048 | 0.048 | 0.048 | 0.048 | 0.048 | 0.048 | 0.048 | 0.048 | 0.048 | 0.048 | 0.048 | 0.048 | 0.048 | 0.048 | 0.048 | 0.048 | 0.048 | 0.048 | 0.048 | 0.048 | 0.048 | 0.048 | 0.048 | 0.048 | 0.048 | 0.048 | 0.048 | 0.048 | 0.048 | 0.048 | 0.048 | 0.048 | 0.048 | 0.048 | 0.048 | 0.048 | 0.048
|  | Enterprise Energy Facility:GT7 | [6 empty] | 0.035 | 0.035 | 0.035 | 0.035 | 0.035 | 0.035 | 0.035 | 0.035 | 0.035 | 0.035 | 0.035 | 0.035 | 0.035 | 0.035 | 0.035 | 0.035 | 0.035 | 0.035 | 0.035 | 0.035 | 0.035 | 0.035 | 0.035 | 0.035 | 0.035 | 0.035 | 0.035 | 0.035 | 0.035 | 0.035 | 0.035 | 0.035 | 0.035 | 0.035 | 0.035 | 0.035 | 0.035 | 0.035 | 0.035 | 0.035 | 0.035 | 0.035 | 0.035 | 0.035 | 0.035 | 0.035 | 0.035 | 0.035
|  | Enterprise Energy Facility:GT8 | [6 empty] | 0.056 | 0.056 | 0.056 | 0.056 | 0.056 | 0.056 | 0.056 | 0.056 | 0.056 | 0.056 | 0.056 | 0.056 | 0.056 | 0.056 | 0.056 | 0.056 | 0.056 | 0.056 | 0.056 | 0.056 | 0.056 | 0.056 | 0.056 | 0.056 | 0.056 | 0.056 | 0.056 | 0.056 | 0.056 | 0.056 | 0.056 | 0.056 | 0.056 | 0.056 | 0.056 | 0.056 | 0.056 | 0.056 | 0.056 | 0.056 | 0.056 | 0.056 | 0.056 | 0.056 | 0.056 | 0.056 | 0.056 | 0.056
|  | Guilford Township:GT1 | [6 empty] | 0.1 | 0.1 | 0.1 | 0.1 | 0.1 | 0.1 | 0.1 | 0.1 | 0.1 | 0.1 | 0.1 | 0.1 | 0.1 | 0.1 | 0.1 | 0.1 | 0.1 | 0.1 | 0.1 | 0.1 | 0.1 | 0.1 | 0.1 | 0.1 | 0.1 | 0.1 | 0.1 | 0.1 | 0.1 | 0.1 | 0.1 | 0.1 | 0.1 | 0.1 | 0.1 | 0.1 | 0.1 | 0.1 | 0.1 | 0.1 | 0.1 | 0.1 | 0.1 | 0.1 | 0.1 | 0.1 | 0.1 | 0.1
|  | Guilford Township:GT2 | [6 empty] | 0.1 | 0.1 | 0.1 | 0.1 | 0.1 | 0.1 | 0.1 | 0.1 | 0.1 | 0.1 | 0.1 | 0.1 | 0.1 | 0.1 | 0.1 | 0.1 | 0.1 | 0.1 | 0.1 | 0.1 | 0.1 | 0.1 | 0.1 | 0.1 | 0.1 | 0.1 | 0.1 | 0.1 | 0.1 | 0.1 | 0.1 | 0.1 | 0.1 | 0.1 | 0.1 | 0.1 | 0.1 | 0.1 | 0.1 | 0.1 | 0.1 | 0.1 | 0.1 | 0.1 | 0.1 | 0.1 | 0.1 | 0.1
|  | Horry County Landfill:ALL | [6 empty] | 0.1 | 0.1 | 0.1 | 0.1 | 0.1 | 0.1 | 0.1 | 0.1 | 0.1 | 0.1 | 0.1 | 0.1 | 0.1 | 0.1 | 0.1 | 0.1 | 0.1 | 0.1 | 0.1 | 0.1 | 0.1 | 0.1 | 0.1 | 0.1 | 0.1 | 0.1 | 0.1 | 0.1 | 0.1 | 0.1 | 0.1 | 0.1 | 0.1 | 0.1 | 0.1 | 0.1 | 0.1 | 0.1 | 0.1 | 0.1 | 0.1 | 0.1 | 0.1 | 0.1 | 0.1 | 0.1 | 0.1 | 0.1
0 | 0 | Wayne County Airport:ALL | [6 empty] | 0.1 | 0.1 | 0.1 | 0.1 | 0.1 | 0.1 | 0.1 | 0.1 | 0.1 | 0.1 | 0.1 | 0.1 | 0.1 | 0.1 | 0.1 | 0.1 | 0.1 | 0.1 | 0.1 | 0.1 | 0.1 | 0.1 | 0.1 | 0.1 | 0.1 | 0.1 | 0.1 | 0.1 | 0.1 | 0.1 | 0.1 | 0.1 | 0.1 | 0.1 | 0.1 | 0.1 | 0.1 | 0.1 | 0.1 | 0.1 | 0.1 | 0.1 | 0.1 | 0.1 | 0.1 | 0.1 | 0.1 | 0.1
|  | Bayou Cove:MULTI | [6 empty] | 0.025 | 0.025 | 0.025 | 0.025 | 0.025 | 0.025 | 0.025 | 0.025 | 0.025 | 0.025 | 0.025 | 0.025 | 0.025 | 0.025 | 0.025 | 0.025 | 0.025 | 0.025 | 0.025 | 0.025 | 0.025 | 0.025 | 0.025 | 0.025 | 0.025 | 0.025 | 0.025 | 0.025 | 0.025 | 0.025 | 0.025 | 0.025 | 0.025 | 0.025 | 0.025 | 0.025 | 0.025 | 0.025 | 0.025 | 0.025 | 0.025 | 0.025 | 0.025 | 0.025 | 0.025 | 0.025 | 0.025 | 0.025
0 | 0 | Edgewood Electric Generating Facility:GT1 | [6 empty] | 0.1 | 0.1 | 0.1 | 0.1 | 0.1 | 0.1 | 0.1 | 0.1 | 0.1 | 0.1 | 0.1 | 0.1 | 0.1 | 0.1 | 0.1 | 0.1 | 0.1 | 0.1 | 0.1 | 0.1 | 0.1 | 0.1 | 0.1 | 0.1 | 0.1 | 0.1 | 0.1 | 0.1 | 0.1 | 0.1 | 0.1 | 0.1 | 0.1 | 0.1 | 0.1 | 0.1 | 0.1 | 0.1 | 0.1 | 0.1 | 0.1 | 0.1 | 0.1 | 0.1 | 0.1 | 0.1 | 0.1 | 0.1
0 | 0 | Edgewood Electric Generating Facility:GT2 | [6 empty] | 0.1 | 0.1 | 0.1 | 0.1 | 0.1 | 0.1 | 0.1 | 0.1 | 0.1 | 0.1 | 0.1 | 0.1 | 0.1 | 0.1 | 0.1 | 0.1 | 0.1 | 0.1 | 0.1 | 0.1 | 0.1 | 0.1 | 0.1 | 0.1 | 0.1 | 0.1 | 0.1 | 0.1 | 0.1 | 0.1 | 0.1 | 0.1 | 0.1 | 0.1 | 0.1 | 0.1 | 0.1 | 0.1 | 0.1 | 0.1 | 0.1 | 0.1 | 0.1 | 0.1 | 0.1 | 0.1 | 0.1 | 0.1
0 | 0 | Holden Power Plant:GT1 | [6 empty] | 0.094 | 0.094 | 0.094 | 0.094 | 0.094 | 0.094 | 0.094 | 0.094 | 0.094 | 0.094 | 0.094 | 0.094 | 0.094 | 0.094 | 0.094 | 0.094 | 0.094 | 0.094 | 0.094 | 0.094 | 0.094 | 0.094 | 0.094 | 0.094 | 0.094 | 0.094 | 0.094 | 0.094 | 0.094 | 0.094 | 0.094 | 0.094 | 0.094 | 0.094 | 0.094 | 0.094 | 0.094 | 0.094 | 0.094 | 0.094 | 0.094 | 0.094 | 0.094 | 0.094 | 0.094 | 0.094 | 0.094 | 0.094
|  | Holden Power Plant:GT2 | [6 empty] | 0.079 | 0.079 | 0.079 | 0.079 | 0.079 | 0.079 | 0.079 | 0.079 | 0.079 | 0.079 | 0.079 | 0.079 | 0.079 | 0.079 | 0.079 | 0.079 | 0.079 | 0.079 | 0.079 | 0.079 | 0.079 | 0.079 | 0.079 | 0.079 | 0.079 | 0.079 | 0.079 | 0.079 | 0.079 | 0.079 | 0.079 | 0.079 | 0.079 | 0.079 | 0.079 | 0.079 | 0.079 | 0.079 | 0.079 | 0.079 | 0.079 | 0.079 | 0.079 | 0.079 | 0.079 | 0.079 | 0.079 | 0.079
|  | Holden Power Plant:GT3 | [6 empty] | 0.07 | 0.07 | 0.07 | 0.07 | 0.07 | 0.07 | 0.07 | 0.07 | 0.07 | 0.07 | 0.07 | 0.07 | 0.07 | 0.07 | 0.07 | 0.07 | 0.07 | 0.07 | 0.07 | 0.07 | 0.07 | 0.07 | 0.07 | 0.07 | 0.07 | 0.07 | 0.07 | 0.07 | 0.07 | 0.07 | 0.07 | 0.07 | 0.07 | 0.07 | 0.07 | 0.07 | 0.07 | 0.07 | 0.07 | 0.07 | 0.07 | 0.07 | 0.07 | 0.07 | 0.07 | 0.07 | 0.07 | 0.07
|  | Harris Generating Station | [6 empty] | 0.018 | 0.018 | 0.018 | 0.018 | 0.018 | 0.018 | 0.018 | 0.018 | 0.018 | 0.018 | 0.018 | 0.018 | 0.018 | 0.018 | 0.018 | 0.018 | 0.018 | 0.018 | 0.018 | 0.018 | 0.018 | 0.018 | 0.018 | 0.018 | 0.018 | 0.018 | 0.018 | 0.018 | 0.018 | 0.018 | 0.018 | 0.018 | 0.018 | 0.018 | 0.018 | 0.018 | 0.018 | 0.018 | 0.018 | 0.018 | 0.018 | 0.018 | 0.018 | 0.018 | 0.018 | 0.018 | 0.018 | 0.018
|  | Harris Generating Station | [6 empty] | 0.018 | 0.018 | 0.018 | 0.018 | 0.018 | 0.018 | 0.018 | 0.018 | 0.018 | 0.018 | 0.018 | 0.018 | 0.018 | 0.018 | 0.018 | 0.018 | 0.018 | 0.018 | 0.018 | 0.018 | 0.018 | 0.018 | 0.018 | 0.018 | 0.018 | 0.018 | 0.018 | 0.018 | 0.018 | 0.018 | 0.018 | 0.018 | 0.018 | 0.018 | 0.018 | 0.018 | 0.018 | 0.018 | 0.018 | 0.018 | 0.018 | 0.018 | 0.018 | 0.018 | 0.018 | 0.018 | 0.018 | 0.018
|  | Harris Generating Station | [6 empty] | 0.018 | 0.018 | 0.018 | 0.018 | 0.018 | 0.018 | 0.018 | 0.018 | 0.018 | 0.018 | 0.018 | 0.018 | 0.018 | 0.018 | 0.018 | 0.018 | 0.018 | 0.018 | 0.018 | 0.018 | 0.018 | 0.018 | 0.018 | 0.018 | 0.018 | 0.018 | 0.018 | 0.018 | 0.018 | 0.018 | 0.018 | 0.018 | 0.018 | 0.018 | 0.018 | 0.018 | 0.018 | 0.018 | 0.018 | 0.018 | 0.018 | 0.018 | 0.018 | 0.018 | 0.018 | 0.018 | 0.018 | 0.018
|  | Harris Generating Station | [6 empty] | 0.018 | 0.018 | 0.018 | 0.018 | 0.018 | 0.018 | 0.018 | 0.018 | 0.018 | 0.018 | 0.018 | 0.018 | 0.018 | 0.018 | 0.018 | 0.018 | 0.018 | 0.018 | 0.018 | 0.018 | 0.018 | 0.018 | 0.018 | 0.018 | 0.018 | 0.018 | 0.018 | 0.018 | 0.018 | 0.018 | 0.018 | 0.018 | 0.018 | 0.018 | 0.018 | 0.018 | 0.018 | 0.018 | 0.018 | 0.018 | 0.018 | 0.018 | 0.018 | 0.018 | 0.018 | 0.018 | 0.018 | 0.018
|  | Harris Generating Station | [6 empty] | 0.018 | 0.018 | 0.018 | 0.018 | 0.018 | 0.018 | 0.018 | 0.018 | 0.018 | 0.018 | 0.018 | 0.018 | 0.018 | 0.018 | 0.018 | 0.018 | 0.018 | 0.018 | 0.018 | 0.018 | 0.018 | 0.018 | 0.018 | 0.018 | 0.018 | 0.018 | 0.018 | 0.018 | 0.018 | 0.018 | 0.018 | 0.018 | 0.018 | 0.018 | 0.018 | 0.018 | 0.018 | 0.018 | 0.018 | 0.018 | 0.018 | 0.018 | 0.018 | 0.018 | 0.018 | 0.018 | 0.018 | 0.018
|  | Harris Generating Station | [6 empty] | 0.018 | 0.018 | 0.018 | 0.018 | 0.018 | 0.018 | 0.018 | 0.018 | 0.018 | 0.018 | 0.018 | 0.018 | 0.018 | 0.018 | 0.018 | 0.018 | 0.018 | 0.018 | 0.018 | 0.018 | 0.018 | 0.018 | 0.018 | 0.018 | 0.018 | 0.018 | 0.018 | 0.018 | 0.018 | 0.018 | 0.018 | 0.018 | 0.018 | 0.018 | 0.018 | 0.018 | 0.018 | 0.018 | 0.018 | 0.018 | 0.018 | 0.018 | 0.018 | 0.018 | 0.018 | 0.018 | 0.018 | 0.018
|  | Hines Energy Complex | [6 empty] | 0.037 | 0.037 | 0.037 | 0.037 | 0.037 | 0.037 | 0.037 | 0.037 | 0.037 | 0.037 | 0.037 | 0.037 | 0.037 | 0.037 | 0.037 | 0.037 | 0.037 | 0.037 | 0.037 | 0.037 | 0.037 | 0.037 | 0.037 | 0.037 | 0.037 | 0.037 | 0.037 | 0.037 | 0.037 | 0.037 | 0.037 | 0.037 | 0.037 | 0.037 | 0.037 | 0.037 | 0.037 | 0.037 | 0.037 | 0.037 | 0.037 | 0.037 | 0.037 | 0.037 | 0.037 | 0.037 | 0.037 | 0.037
|  | Hoosier Energy Bedford | [6 empty] | 0.04 | 0.04 | 0.04 | 0.04 | 0.04 | 0.04 | 0.04 | 0.04 | 0.04 | 0.04 | 0.04 | 0.04 | 0.04 | 0.04 | 0.04 | 0.04 | 0.04 | 0.04 | 0.04 | 0.04 | 0.04 | 0.04 | 0.04 | 0.04 | 0.04 | 0.04 | 0.04 | 0.04 | 0.04 | 0.04 | 0.04 | 0.04 | 0.04 | 0.04 | 0.04 | 0.04 | 0.04 | 0.04 | 0.04 | 0.04 | 0.04 | 0.04 | 0.04 | 0.04 | 0.04 | 0.04 | 0.04 | 0.04
0 | 0 | IPALCO Enterprises | [6 empty] | 0.1 | 0.1 | 0.1 | 0.1 | 0.1 | 0.1 | 0.1 | 0.1 | 0.1 | 0.1 | 0.1 | 0.1 | 0.1 | 0.1 | 0.1 | 0.1 | 0.1 | 0.1 | 0.1 | 0.1 | 0.1 | 0.1 | 0.1 | 0.1 | 0.1 | 0.1 | 0.1 | 0.1 | 0.1 | 0.1 | 0.1 | 0.1 | 0.1 | 0.1 | 0.1 | 0.1 | 0.1 | 0.1 | 0.1 | 0.1 | 0.1 | 0.1 | 0.1 | 0.1 | 0.1 | 0.1 | 0.1 | 0.1
|  | J.K. Smith | [6 empty] | 0.011 | 0.011 | 0.011 | 0.011 | 0.011 | 0.011 | 0.011 | 0.011 | 0.011 | 0.011 | 0.011 | 0.011 | 0.011 | 0.011 | 0.011 | 0.011 | 0.011 | 0.011 | 0.011 | 0.011 | 0.011 | 0.011 | 0.011 | 0.011 | 0.011 | 0.011 | 0.011 | 0.011 | 0.011 | 0.011 | 0.011 | 0.011 | 0.011 | 0.011 | 0.011 | 0.011 | 0.011 | 0.011 | 0.011 | 0.011 | 0.011 | 0.011 | 0.011 | 0.011 | 0.011 | 0.011 | 0.011 | 0.011
|  | James A Vann | [6 empty] | 0.01 | 0.01 | 0.01 | 0.01 | 0.01 | 0.01 | 0.01 | 0.01 | 0.01 | 0.01 | 0.01 | 0.01 | 0.01 | 0.01 | 0.01 | 0.01 | 0.01 | 0.01 | 0.01 | 0.01 | 0.01 | 0.01 | 0.01 | 0.01 | 0.01 | 0.01 | 0.01 | 0.01 | 0.01 | 0.01 | 0.01 | 0.01 | 0.01 | 0.01 | 0.01 | 0.01 | 0.01 | 0.01 | 0.01 | 0.01 | 0.01 | 0.01 | 0.01 | 0.01 | 0.01 | 0.01 | 0.01 | 0.01
|  | John S. Rainey Generating Station Phase 2 | [6 empty] | 0.018 | 0.018 | 0.018 | 0.018 | 0.018 | 0.018 | 0.018 | 0.018 | 0.018 | 0.018 | 0.018 | 0.018 | 0.018 | 0.018 | 0.018 | 0.018 | 0.018 | 0.018 | 0.018 | 0.018 | 0.018 | 0.018 | 0.018 | 0.018 | 0.018 | 0.018 | 0.018 | 0.018 | 0.018 | 0.018 | 0.018 | 0.018 | 0.018 | 0.018 | 0.018 | 0.018 | 0.018 | 0.018 | 0.018 | 0.018 | 0.018 | 0.018 | 0.018 | 0.018 | 0.018 | 0.018 | 0.018 | 0.018
2021 | 0 | Clinton (ADM):ALL | [6 empty] | 0.3 | 0.3 | 0.3 | 0.3 | 0.3 | 0.3 | 0.3 | 0.3 | 0.3 | 0.3 | 0.3 | 0.3 | 0.3 | 0.3 | 0.3 | 0.045 | 0.045 | 0.045 | 0.045 | 0.045 | 0.045 | 0.045 | 0.045 | 0.045 | 0.045 | 0.045 | 0.045 | 0.045 | 0.045 | 0.045 | 0.045 | 0.045 | 0.045 | 0.045 | 0.045 | 0.045 | 0.045 | 0.045 | 0.045 | 0.045 | 0.045 | 0.045 | 0.045 | 0.045 | 0.045 | 0.045 | 0.045 | 0.045
|  | Kannapolis Energy Partners:3 | [6 empty] | 0.126 | 0.126 | 0.126 | 0.126 | 0.126 | 0.126 | 0.126 | 0.126 | 0.126 | 0.126 | 0.126 | 0.126 | 0.126 | 0.126 | 0.126 | 0.126 | 0.126 | 0.126 | 0.126 | 0.126 | 0.126 | 0.126 | 0.126 | 0.126 | 0.126 | 0.126 | 0.126 | 0.126 | 0.126 | 0.126 | 0.126 | 0.126 | 0.126 | 0.126 | 0.126 | 0.126 | 0.126 | 0.126 | 0.126 | 0.126 | 0.126 | 0.126 | 0.126 | 0.126 | 0.126 | 0.126 | 0.126 | 0.126
|  | Elizabethton Plant:1-6 | [6 empty] | 0.396 | 0.396 | 0.396 | 0.396 | 0.396 | 0.396 | 0.396 | 0.396 | 0.396 | 0.396 | 0.396 | 0.396 | 0.396 | 0.396 | 0.396 | 0.396 | 0.396 | 0.396 | 0.396 | 0.396 | 0.396 | 0.396 | 0.396 | 0.396 | 0.396 | 0.396 | 0.396 | 0.396 | 0.396 | 0.396 | 0.396 | 0.396 | 0.396 | 0.396 | 0.396 | 0.396 | 0.396 | 0.396 | 0.396 | 0.396 | 0.396 | 0.396 | 0.396 | 0.396 | 0.396 | 0.396 | 0.396 | 0.396
2017 | 0 | Central Power and Lime Incorp (CEPOLI):1 | [6 empty] | 0.6 | 0.6 | 0.6 | 0.6 | 0.6 | 0.6 | 0.6 | 0.6 | 0.6 | 0.6 | 0.6 | 0.09 | 0.09 | 0.09 | 0.09 | 0.09 | 0.09 | 0.09 | 0.09 | 0.09 | 0.09 | 0.09 | 0.09 | 0.09 | 0.09 | 0.09 | 0.09 | 0.09 | 0.09 | 0.09 | 0.09 | 0.09 | 0.09 | 0.09 | 0.09 | 0.09 | 0.09 | 0.09 | 0.09 | 0.09 | 0.09 | 0.09 | 0.09 | 0.09 | 0.09 | 0.09 | 0.09 | 0.09
|  | Celco Plant:ALL | [6 empty] | 0.396 | 0.396 | 0.396 | 0.396 | 0.396 | 0.396 | 0.396 | 0.396 | 0.396 | 0.396 | 0.396 | 0.396 | 0.396 | 0.396 | 0.396 | 0.396 | 0.396 | 0.396 | 0.396 | 0.396 | 0.396 | 0.396 | 0.396 | 0.396 | 0.396 | 0.396 | 0.396 | 0.396 | 0.396 | 0.396 | 0.396 | 0.396 | 0.396 | 0.396 | 0.396 | 0.396 | 0.396 | 0.396 | 0.396 | 0.396 | 0.396 | 0.396 | 0.396 | 0.396 | 0.396 | 0.396 | 0.396 | 0.396
2017 | 0 | Cogentrix Roxboro:1 | [6 empty] | 0.396 | 0.396 | 0.396 | 0.396 | 0.396 | 0.396 | 0.396 | 0.396 | 0.396 | 0.396 | 0.396 | 0.0594 | 0.0594 | 0.0594 | 0.0594 | 0.0594 | 0.0594 | 0.0594 | 0.0594 | 0.0594 | 0.0594 | 0.0594 | 0.0594 | 0.0594 | 0.0594 | 0.0594 | 0.0594 | 0.0594 | 0.0594 | 0.0594 | 0.0594 | 0.0594 | 0.0594 | 0.0594 | 0.0594 | 0.0594 | 0.0594 | 0.0594 | 0.0594 | 0.0594 | 0.0594 | 0.0594 | 0.0594 | 0.0594 | 0.0594 | 0.0594 | 0.0594 | 0.0594
2021 | 0 | Portsmouth:1 | [6 empty] | 0.396 | 0.396 | 0.396 | 0.396 | 0.396 | 0.396 | 0.396 | 0.396 | 0.396 | 0.396 | 0.396 | 0.396 | 0.396 | 0.396 | 0.396 | 0.0594 | 0.0594 | 0.0594 | 0.0594 | 0.0594 | 0.0594 | 0.0594 | 0.0594 | 0.0594 | 0.0594 | 0.0594 | 0.0594 | 0.0594 | 0.0594 | 0.0594 | 0.0594 | 0.0594 | 0.0594 | 0.0594 | 0.0594 | 0.0594 | 0.0594 | 0.0594 | 0.0594 | 0.0594 | 0.0594 | 0.0594 | 0.0594 | 0.0594 | 0.0594 | 0.0594 | 0.0594 | 0.0594
2021 | 0 | Portsmouth:2 | [6 empty] | 0.396 | 0.396 | 0.396 | 0.396 | 0.396 | 0.396 | 0.396 | 0.396 | 0.396 | 0.396 | 0.396 | 0.396 | 0.396 | 0.396 | 0.396 | 0.0594 | 0.0594 | 0.0594 | 0.0594 | 0.0594 | 0.0594 | 0.0594 | 0.0594 | 0.0594 | 0.0594 | 0.0594 | 0.0594 | 0.0594 | 0.0594 | 0.0594 | 0.0594 | 0.0594 | 0.0594 | 0.0594 | 0.0594 | 0.0594 | 0.0594 | 0.0594 | 0.0594 | 0.0594 | 0.0594 | 0.0594 | 0.0594 | 0.0594 | 0.0594 | 0.0594 | 0.0594 | 0.0594
2017 | 0 | Cogentrix Elizabethtown:1 | [6 empty] | 0.396 | 0.396 | 0.396 | 0.396 | 0.396 | 0.396 | 0.396 | 0.396 | 0.396 | 0.396 | 0.396 | 0.0594 | 0.0594 | 0.0594 | 0.0594 | 0.0594 | 0.0594 | 0.0594 | 0.0594 | 0.0594 | 0.0594 | 0.0594 | 0.0594 | 0.0594 | 0.0594 | 0.0594 | 0.0594 | 0.0594 | 0.0594 | 0.0594 | 0.0594 | 0.0594 | 0.0594 | 0.0594 | 0.0594 | 0.0594 | 0.0594 | 0.0594 | 0.0594 | 0.0594 | 0.0594 | 0.0594 | 0.0594 | 0.0594 | 0.0594 | 0.0594 | 0.0594 | 0.0594
2017 | 0 | Cogentrix Lumberton:1 | [6 empty] | 0.396 | 0.396 | 0.396 | 0.396 | 0.396 | 0.396 | 0.396 | 0.396 | 0.396 | 0.396 | 0.396 | 0.0594 | 0.0594 | 0.0594 | 0.0594 | 0.0594 | 0.0594 | 0.0594 | 0.0594 | 0.0594 | 0.0594 | 0.0594 | 0.0594 | 0.0594 | 0.0594 | 0.0594 | 0.0594 | 0.0594 | 0.0594 | 0.0594 | 0.0594 | 0.0594 | 0.0594 | 0.0594 | 0.0594 | 0.0594 | 0.0594 | 0.0594 | 0.0594 | 0.0594 | 0.0594 | 0.0594 | 0.0594 | 0.0594 | 0.0594 | 0.0594 | 0.0594 | 0.0594
|  | Cogentrix Kenansville:1 | [6 empty] | 0.396 | 0.396 | 0.396 | 0.396 | 0.396 | 0.396 | 0.396 | 0.396 | 0.396 | 0.396 | 0.396 | 0.396 | 0.396 | 0.396 | 0.396 | 0.396 | 0.396 | 0.396 | 0.396 | 0.396 | 0.396 | 0.396 | 0.396 | 0.396 | 0.396 | 0.396 | 0.396 | 0.396 | 0.396 | 0.396 | 0.396 | 0.396 | 0.396 | 0.396 | 0.396 | 0.396 | 0.396 | 0.396 | 0.396 | 0.396 | 0.396 | 0.396 | 0.396 | 0.396 | 0.396 | 0.396 | 0.396 | 0.396
2017 | 0 | Cogentrix Southport:1 | [6 empty] | 0.396 | 0.396 | 0.396 | 0.396 | 0.396 | 0.396 | 0.396 | 0.396 | 0.396 | 0.396 | 0.396 | 0.0594 | 0.0594 | 0.0594 | 0.0594 | 0.0594 | 0.0594 | 0.0594 | 0.0594 | 0.0594 | 0.0594 | 0.0594 | 0.0594 | 0.0594 | 0.0594 | 0.0594 | 0.0594 | 0.0594 | 0.0594 | 0.0594 | 0.0594 | 0.0594 | 0.0594 | 0.0594 | 0.0594 | 0.0594 | 0.0594 | 0.0594 | 0.0594 | 0.0594 | 0.0594 | 0.0594 | 0.0594 | 0.0594 | 0.0594 | 0.0594 | 0.0594 | 0.0594
2017 | 0 | Cogentrix Southport:ST | [6 empty] | 0.396 | 0.396 | 0.396 | 0.396 | 0.396 | 0.396 | 0.396 | 0.396 | 0.396 | 0.396 | 0.396 | 0.0594 | 0.0594 | 0.0594 | 0.0594 | 0.0594 | 0.0594 | 0.0594 | 0.0594 | 0.0594 | 0.0594 | 0.0594 | 0.0594 | 0.0594 | 0.0594 | 0.0594 | 0.0594 | 0.0594 | 0.0594 | 0.0594 | 0.0594 | 0.0594 | 0.0594 | 0.0594 | 0.0594 | 0.0594 | 0.0594 | 0.0594 | 0.0594 | 0.0594 | 0.0594 | 0.0594 | 0.0594 | 0.0594 | 0.0594 | 0.0594 | 0.0594 | 0.0594
2017 | 0 | DC Battle Cogeneration:1 | [6 empty] | 0.396 | 0.396 | 0.396 | 0.396 | 0.396 | 0.396 | 0.396 | 0.396 | 0.396 | 0.396 | 0.396 | 0.0594 | 0.0594 | 0.0594 | 0.0594 | 0.0594 | 0.0594 | 0.0594 | 0.0594 | 0.0594 | 0.0594 | 0.0594 | 0.0594 | 0.0594 | 0.0594 | 0.0594 | 0.0594 | 0.0594 | 0.0594 | 0.0594 | 0.0594 | 0.0594 | 0.0594 | 0.0594 | 0.0594 | 0.0594 | 0.0594 | 0.0594 | 0.0594 | 0.0594 | 0.0594 | 0.0594 | 0.0594 | 0.0594 | 0.0594 | 0.0594 | 0.0594 | 0.0594
2017 | 0 | DC Battle Cogeneration:2 | [6 empty] | 0.396 | 0.396 | 0.396 | 0.396 | 0.396 | 0.396 | 0.396 | 0.396 | 0.396 | 0.396 | 0.396 | 0.0594 | 0.0594 | 0.0594 | 0.0594 | 0.0594 | 0.0594 | 0.0594 | 0.0594 | 0.0594 | 0.0594 | 0.0594 | 0.0594 | 0.0594 | 0.0594 | 0.0594 | 0.0594 | 0.0594 | 0.0594 | 0.0594 | 0.0594 | 0.0594 | 0.0594 | 0.0594 | 0.0594 | 0.0594 | 0.0594 | 0.0594 | 0.0594 | 0.0594 | 0.0594 | 0.0594 | 0.0594 | 0.0594 | 0.0594 | 0.0594 | 0.0594 | 0.0594
0 | 0 | Kinmundy | [6 empty] | 0.1 | 0.1 | 0.1 | 0.1 | 0.1 | 0.1 | 0.1 | 0.1 | 0.1 | 0.1 | 0.1 | 0.1 | 0.1 | 0.1 | 0.1 | 0.1 | 0.1 | 0.1 | 0.1 | 0.1 | 0.1 | 0.1 | 0.1 | 0.1 | 0.1 | 0.1 | 0.1 | 0.1 | 0.1 | 0.1 | 0.1 | 0.1 | 0.1 | 0.1 | 0.1 | 0.1 | 0.1 | 0.1 | 0.1 | 0.1 | 0.1 | 0.1 | 0.1 | 0.1 | 0.1 | 0.1 | 0.1 | 0.1
|  | Lena | [6 empty] | 0.1 | 0.1 | 0.1 | 0.1 | 0.1 | 0.1 | 0.1 | 0.1 | 0.1 | 0.1 | 0.1 | 0.1 | 0.1 | 0.1 | 0.1 | 0.1 | 0.1 | 0.1 | 0.1 | 0.1 | 0.1 | 0.1 | 0.1 | 0.1 | 0.1 | 0.1 | 0.1 | 0.1 | 0.1 | 0.1 | 0.1 | 0.1 | 0.1 | 0.1 | 0.1 | 0.1 | 0.1 | 0.1 | 0.1 | 0.1 | 0.1 | 0.1 | 0.1 | 0.1 | 0.1 | 0.1 | 0.1 | 0.1
|  | Liberty Electric CT | [6 empty] | 0.08 | 0.08 | 0.08 | 0.08 | 0.08 | 0.08 | 0.08 | 0.08 | 0.08 | 0.08 | 0.08 | 0.08 | 0.08 | 0.08 | 0.08 | 0.08 | 0.08 | 0.08 | 0.08 | 0.08 | 0.08 | 0.08 | 0.08 | 0.08 | 0.08 | 0.08 | 0.08 | 0.08 | 0.08 | 0.08 | 0.08 | 0.08 | 0.08 | 0.08 | 0.08 | 0.08 | 0.08 | 0.08 | 0.08 | 0.08 | 0.08 | 0.08 | 0.08 | 0.08 | 0.08 | 0.08 | 0.08 | 0.08
|  | Lincoln Energy Center | [6 empty] | 0.1 | 0.1 | 0.1 | 0.1 | 0.1 | 0.1 | 0.1 | 0.1 | 0.1 | 0.1 | 0.1 | 0.1 | 0.1 | 0.1 | 0.1 | 0.1 | 0.1 | 0.1 | 0.1 | 0.1 | 0.1 | 0.1 | 0.1 | 0.1 | 0.1 | 0.1 | 0.1 | 0.1 | 0.1 | 0.1 | 0.1 | 0.1 | 0.1 | 0.1 | 0.1 | 0.1 | 0.1 | 0.1 | 0.1 | 0.1 | 0.1 | 0.1 | 0.1 | 0.1 | 0.1 | 0.1 | 0.1 | 0.1
|  | Lindsay Hill Gen. Sta | [6 empty] | 0.013 | 0.013 | 0.013 | 0.013 | 0.013 | 0.013 | 0.013 | 0.013 | 0.013 | 0.013 | 0.013 | 0.013 | 0.013 | 0.013 | 0.013 | 0.013 | 0.013 | 0.013 | 0.013 | 0.013 | 0.013 | 0.013 | 0.013 | 0.013 | 0.013 | 0.013 | 0.013 | 0.013 | 0.013 | 0.013 | 0.013 | 0.013 | 0.013 | 0.013 | 0.013 | 0.013 | 0.013 | 0.013 | 0.013 | 0.013 | 0.013 | 0.013 | 0.013 | 0.013 | 0.013 | 0.013 | 0.013 | 0.013
0 | 0 | Louisa Boswells Tavern Peaking | [6 empty] | 0.143 | 0.143 | 0.143 | 0.143 | 0.143 | 0.143 | 0.143 | 0.143 | 0.143 | 0.143 | 0.143 | 0.143 | 0.143 | 0.143 | 0.143 | 0.143 | 0.143 | 0.143 | 0.143 | 0.143 | 0.143 | 0.143 | 0.143 | 0.143 | 0.143 | 0.143 | 0.143 | 0.143 | 0.143 | 0.143 | 0.143 | 0.143 | 0.143 | 0.143 | 0.143 | 0.143 | 0.143 | 0.143 | 0.143 | 0.143 | 0.143 | 0.143 | 0.143 | 0.143 | 0.143 | 0.143 | 0.143 | 0.143
0 | 0 | Louisa Boswells Tavern Peaking | [6 empty] | 0.143 | 0.143 | 0.143 | 0.143 | 0.143 | 0.143 | 0.143 | 0.143 | 0.143 | 0.143 | 0.143 | 0.143 | 0.143 | 0.143 | 0.143 | 0.143 | 0.143 | 0.143 | 0.143 | 0.143 | 0.143 | 0.143 | 0.143 | 0.143 | 0.143 | 0.143 | 0.143 | 0.143 | 0.143 | 0.143 | 0.143 | 0.143 | 0.143 | 0.143 | 0.143 | 0.143 | 0.143 | 0.143 | 0.143 | 0.143 | 0.143 | 0.143 | 0.143 | 0.143 | 0.143 | 0.143 | 0.143 | 0.143
0 | 0 | Louisa Boswells Tavern Peaking | [6 empty] | 0.143 | 0.143 | 0.143 | 0.143 | 0.143 | 0.143 | 0.143 | 0.143 | 0.143 | 0.143 | 0.143 | 0.143 | 0.143 | 0.143 | 0.143 | 0.143 | 0.143 | 0.143 | 0.143 | 0.143 | 0.143 | 0.143 | 0.143 | 0.143 | 0.143 | 0.143 | 0.143 | 0.143 | 0.143 | 0.143 | 0.143 | 0.143 | 0.143 | 0.143 | 0.143 | 0.143 | 0.143 | 0.143 | 0.143 | 0.143 | 0.143 | 0.143 | 0.143 | 0.143 | 0.143 | 0.143 | 0.143 | 0.143
0 | 0 | Louisa Boswells Tavern Peaking | [6 empty] | 0.143 | 0.143 | 0.143 | 0.143 | 0.143 | 0.143 | 0.143 | 0.143 | 0.143 | 0.143 | 0.143 | 0.143 | 0.143 | 0.143 | 0.143 | 0.143 | 0.143 | 0.143 | 0.143 | 0.143 | 0.143 | 0.143 | 0.143 | 0.143 | 0.143 | 0.143 | 0.143 | 0.143 | 0.143 | 0.143 | 0.143 | 0.143 | 0.143 | 0.143 | 0.143 | 0.143 | 0.143 | 0.143 | 0.143 | 0.143 | 0.143 | 0.143 | 0.143 | 0.143 | 0.143 | 0.143 | 0.143 | 0.143
0 | 0 | Louisa Boswells Tavern Peaking | [6 empty] | 0.143 | 0.143 | 0.143 | 0.143 | 0.143 | 0.143 | 0.143 | 0.143 | 0.143 | 0.143 | 0.143 | 0.143 | 0.143 | 0.143 | 0.143 | 0.143 | 0.143 | 0.143 | 0.143 | 0.143 | 0.143 | 0.143 | 0.143 | 0.143 | 0.143 | 0.143 | 0.143 | 0.143 | 0.143 | 0.143 | 0.143 | 0.143 | 0.143 | 0.143 | 0.143 | 0.143 | 0.143 | 0.143 | 0.143 | 0.143 | 0.143 | 0.143 | 0.143 | 0.143 | 0.143 | 0.143 | 0.143 | 0.143
|  | Manatee | [6 empty] | 0.011 | 0.011 | 0.011 | 0.011 | 0.011 | 0.011 | 0.011 | 0.011 | 0.011 | 0.011 | 0.011 | 0.011 | 0.011 | 0.011 | 0.011 | 0.011 | 0.011 | 0.011 | 0.011 | 0.011 | 0.011 | 0.011 | 0.011 | 0.011 | 0.011 | 0.011 | 0.011 | 0.011 | 0.011 | 0.011 | 0.011 | 0.011 | 0.011 | 0.011 | 0.011 | 0.011 | 0.011 | 0.011 | 0.011 | 0.011 | 0.011 | 0.011 | 0.011 | 0.011 | 0.011 | 0.011 | 0.011 | 0.011
|  | Marion:5 | [6 empty] | 0.011 | 0.011 | 0.011 | 0.011 | 0.011 | 0.011 | 0.011 | 0.011 | 0.011 | 0.011 | 0.011 | 0.011 | 0.011 | 0.011 | 0.011 | 0.011 | 0.011 | 0.011 | 0.011 | 0.011 | 0.011 | 0.011 | 0.011 | 0.011 | 0.011 | 0.011 | 0.011 | 0.011 | 0.011 | 0.011 | 0.011 | 0.011 | 0.011 | 0.011 | 0.011 | 0.011 | 0.011 | 0.011 | 0.011 | 0.011 | 0.011 | 0.011 | 0.011 | 0.011 | 0.011 | 0.011 | 0.011 | 0.011
|  | Marion:6 | [6 empty] | 0.011 | 0.011 | 0.011 | 0.011 | 0.011 | 0.011 | 0.011 | 0.011 | 0.011 | 0.011 | 0.011 | 0.011 | 0.011 | 0.011 | 0.011 | 0.011 | 0.011 | 0.011 | 0.011 | 0.011 | 0.011 | 0.011 | 0.011 | 0.011 | 0.011 | 0.011 | 0.011 | 0.011 | 0.011 | 0.011 | 0.011 | 0.011 | 0.011 | 0.011 | 0.011 | 0.011 | 0.011 | 0.011 | 0.011 | 0.011 | 0.011 | 0.011 | 0.011 | 0.011 | 0.011 | 0.011 | 0.011 | 0.011
|  | Martin | [6 empty] | 0.05 | 0.05 | 0.05 | 0.05 | 0.05 | 0.05 | 0.05 | 0.05 | 0.05 | 0.05 | 0.05 | 0.05 | 0.05 | 0.05 | 0.05 | 0.05 | 0.05 | 0.05 | 0.05 | 0.05 | 0.05 | 0.05 | 0.05 | 0.05 | 0.05 | 0.05 | 0.05 | 0.05 | 0.05 | 0.05 | 0.05 | 0.05 | 0.05 | 0.05 | 0.05 | 0.05 | 0.05 | 0.05 | 0.05 | 0.05 | 0.05 | 0.05 | 0.05 | 0.05 | 0.05 | 0.05 | 0.05 | 0.05
|  | Mill Creek 1 | [6 empty] | 0.011 | 0.011 | 0.011 | 0.011 | 0.011 | 0.011 | 0.011 | 0.011 | 0.011 | 0.011 | 0.011 | 0.011 | 0.011 | 0.011 | 0.011 | 0.011 | 0.011 | 0.011 | 0.011 | 0.011 | 0.011 | 0.011 | 0.011 | 0.011 | 0.011 | 0.011 | 0.011 | 0.011 | 0.011 | 0.011 | 0.011 | 0.011 | 0.011 | 0.011 | 0.011 | 0.011 | 0.011 | 0.011 | 0.011 | 0.011 | 0.011 | 0.011 | 0.011 | 0.011 | 0.011 | 0.011 | 0.011 | 0.011
|  | Mill Creek 2 | [6 empty] | 0.011 | 0.011 | 0.011 | 0.011 | 0.011 | 0.011 | 0.011 | 0.011 | 0.011 | 0.011 | 0.011 | 0.011 | 0.011 | 0.011 | 0.011 | 0.011 | 0.011 | 0.011 | 0.011 | 0.011 | 0.011 | 0.011 | 0.011 | 0.011 | 0.011 | 0.011 | 0.011 | 0.011 | 0.011 | 0.011 | 0.011 | 0.011 | 0.011 | 0.011 | 0.011 | 0.011 | 0.011 | 0.011 | 0.011 | 0.011 | 0.011 | 0.011 | 0.011 | 0.011 | 0.011 | 0.011 | 0.011 | 0.011
|  | Mill Creek 3 | [6 empty] | 0.011 | 0.011 | 0.011 | 0.011 | 0.011 | 0.011 | 0.011 | 0.011 | 0.011 | 0.011 | 0.011 | 0.011 | 0.011 | 0.011 | 0.011 | 0.011 | 0.011 | 0.011 | 0.011 | 0.011 | 0.011 | 0.011 | 0.011 | 0.011 | 0.011 | 0.011 | 0.011 | 0.011 | 0.011 | 0.011 | 0.011 | 0.011 | 0.011 | 0.011 | 0.011 | 0.011 | 0.011 | 0.011 | 0.011 | 0.011 | 0.011 | 0.011 | 0.011 | 0.011 | 0.011 | 0.011 | 0.011 | 0.011
|  | Mill Creek 4 | [6 empty] | 0.011 | 0.011 | 0.011 | 0.011 | 0.011 | 0.011 | 0.011 | 0.011 | 0.011 | 0.011 | 0.011 | 0.011 | 0.011 | 0.011 | 0.011 | 0.011 | 0.011 | 0.011 | 0.011 | 0.011 | 0.011 | 0.011 | 0.011 | 0.011 | 0.011 | 0.011 | 0.011 | 0.011 | 0.011 | 0.011 | 0.011 | 0.011 | 0.011 | 0.011 | 0.011 | 0.011 | 0.011 | 0.011 | 0.011 | 0.011 | 0.011 | 0.011 | 0.011 | 0.011 | 0.011 | 0.011 | 0.011 | 0.011
|  | Mill Creek 5 | [6 empty] | 0.011 | 0.011 | 0.011 | 0.011 | 0.011 | 0.011 | 0.011 | 0.011 | 0.011 | 0.011 | 0.011 | 0.011 | 0.011 | 0.011 | 0.011 | 0.011 | 0.011 | 0.011 | 0.011 | 0.011 | 0.011 | 0.011 | 0.011 | 0.011 | 0.011 | 0.011 | 0.011 | 0.011 | 0.011 | 0.011 | 0.011 | 0.011 | 0.011 | 0.011 | 0.011 | 0.011 | 0.011 | 0.011 | 0.011 | 0.011 | 0.011 | 0.011 | 0.011 | 0.011 | 0.011 | 0.011 | 0.011 | 0.011
|  | Mill Creek 6 | [6 empty] | 0.011 | 0.011 | 0.011 | 0.011 | 0.011 | 0.011 | 0.011 | 0.011 | 0.011 | 0.011 | 0.011 | 0.011 | 0.011 | 0.011 | 0.011 | 0.011 | 0.011 | 0.011 | 0.011 | 0.011 | 0.011 | 0.011 | 0.011 | 0.011 | 0.011 | 0.011 | 0.011 | 0.011 | 0.011 | 0.011 | 0.011 | 0.011 | 0.011 | 0.011 | 0.011 | 0.011 | 0.011 | 0.011 | 0.011 | 0.011 | 0.011 | 0.011 | 0.011 | 0.011 | 0.011 | 0.011 | 0.011 | 0.011
|  | Mill Creek 7 | [6 empty] | 0.011 | 0.011 | 0.011 | 0.011 | 0.011 | 0.011 | 0.011 | 0.011 | 0.011 | 0.011 | 0.011 | 0.011 | 0.011 | 0.011 | 0.011 | 0.011 | 0.011 | 0.011 | 0.011 | 0.011 | 0.011 | 0.011 | 0.011 | 0.011 | 0.011 | 0.011 | 0.011 | 0.011 | 0.011 | 0.011 | 0.011 | 0.011 | 0.011 | 0.011 | 0.011 | 0.011 | 0.011 | 0.011 | 0.011 | 0.011 | 0.011 | 0.011 | 0.011 | 0.011 | 0.011 | 0.011 | 0.011 | 0.011
|  | Mill Creek 8 | [6 empty] | 0.011 | 0.011 | 0.011 | 0.011 | 0.011 | 0.011 | 0.011 | 0.011 | 0.011 | 0.011 | 0.011 | 0.011 | 0.011 | 0.011 | 0.011 | 0.011 | 0.011 | 0.011 | 0.011 | 0.011 | 0.011 | 0.011 | 0.011 | 0.011 | 0.011 | 0.011 | 0.011 | 0.011 | 0.011 | 0.011 | 0.011 | 0.011 | 0.011 | 0.011 | 0.011 | 0.011 | 0.011 | 0.011 | 0.011 | 0.011 | 0.011 | 0.011 | 0.011 | 0.011 | 0.011 | 0.011 | 0.011 | 0.011
|  | Mirant Sugar Creek:CT01 | [6 empty] | 0.305 | 0.305 | 0.305 | 0.305 | 0.305 | 0.305 | 0.305 | 0.305 | 0.305 | 0.305 | 0.305 | 0.305 | 0.305 | 0.305 | 0.305 | 0.305 | 0.305 | 0.305 | 0.305 | 0.305 | 0.305 | 0.305 | 0.305 | 0.305 | 0.305 | 0.305 | 0.305 | 0.305 | 0.305 | 0.305 | 0.305 | 0.305 | 0.305 | 0.305 | 0.305 | 0.305 | 0.305 | 0.305 | 0.305 | 0.305 | 0.305 | 0.305 | 0.305 | 0.305 | 0.305 | 0.305 | 0.305 | 0.305
|  | Mirant Sugar Creek:CT02 | [6 empty] | 0.18 | 0.18 | 0.18 | 0.18 | 0.18 | 0.18 | 0.18 | 0.18 | 0.18 | 0.18 | 0.18 | 0.18 | 0.18 | 0.18 | 0.18 | 0.18 | 0.18 | 0.18 | 0.18 | 0.18 | 0.18 | 0.18 | 0.18 | 0.18 | 0.18 | 0.18 | 0.18 | 0.18 | 0.18 | 0.18 | 0.18 | 0.18 | 0.18 | 0.18 | 0.18 | 0.18 | 0.18 | 0.18 | 0.18 | 0.18 | 0.18 | 0.18 | 0.18 | 0.18 | 0.18 | 0.18 | 0.18 | 0.18
0 | 0 | Mirant Sugar Creek:ST1 | [6 empty] | 0.15 | 0.15 | 0.15 | 0.15 | 0.15 | 0.15 | 0.15 | 0.15 | 0.15 | 0.15 | 0.15 | 0.15 | 0.15 | 0.15 | 0.15 | 0.15 | 0.15 | 0.15 | 0.15 | 0.15 | 0.15 | 0.15 | 0.15 | 0.15 | 0.15 | 0.15 | 0.15 | 0.15 | 0.15 | 0.15 | 0.15 | 0.15 | 0.15 | 0.15 | 0.15 | 0.15 | 0.15 | 0.15 | 0.15 | 0.15 | 0.15 | 0.15 | 0.15 | 0.15 | 0.15 | 0.15 | 0.15 | 0.15
|  | Morgan Energy Center Phase I | [6 empty] | 0.5 | 0.5 | 0.05 | 0.05 | 0.05 | 0.05 | 0.05 | 0.05 | 0.05 | 0.05 | 0.05 | 0.05 | 0.05 | 0.05 | 0.05 | 0.05 | 0.05 | 0.05 | 0.05 | 0.05 | 0.05 | 0.05 | 0.05 | 0.05 | 0.05 | 0.05 | 0.05 | 0.05 | 0.05 | 0.05 | 0.05 | 0.05 | 0.05 | 0.05 | 0.05 | 0.05 | 0.05 | 0.05 | 0.05 | 0.05 | 0.05 | 0.05 | 0.05 | 0.05 | 0.05 | 0.05 | 0.05 | 0.05
|  | New Carlisle | [6 empty] | 0.015 | 0.015 | 0.015 | 0.015 | 0.015 | 0.015 | 0.015 | 0.015 | 0.015 | 0.015 | 0.015 | 0.015 | 0.015 | 0.015 | 0.015 | 0.015 | 0.015 | 0.015 | 0.015 | 0.015 | 0.015 | 0.015 | 0.015 | 0.015 | 0.015 | 0.015 | 0.015 | 0.015 | 0.015 | 0.015 | 0.015 | 0.015 | 0.015 | 0.015 | 0.015 | 0.015 | 0.015 | 0.015 | 0.015 | 0.015 | 0.015 | 0.015 | 0.015 | 0.015 | 0.015 | 0.015 | 0.015 | 0.015
|  | Northside Generating Station | [6 empty] | 0.295 | 0.295 | 0.295 | 0.295 | 0.295 | 0.295 | 0.295 | 0.295 | 0.295 | 0.295 | 0.295 | 0.295 | 0.295 | 0.295 | 0.295 | 0.295 | 0.295 | 0.295 | 0.295 | 0.295 | 0.295 | 0.295 | 0.295 | 0.295 | 0.295 | 0.295 | 0.295 | 0.295 | 0.295 | 0.295 | 0.295 | 0.295 | 0.295 | 0.295 | 0.295 | 0.295 | 0.295 | 0.295 | 0.295 | 0.295 | 0.295 | 0.295 | 0.295 | 0.295 | 0.295 | 0.295 | 0.295 | 0.295
|  | Osawatomie:1 | [6 empty] | 0.034 | 0.034 | 0.034 | 0.034 | 0.034 | 0.034 | 0.034 | 0.034 | 0.034 | 0.034 | 0.034 | 0.034 | 0.034 | 0.034 | 0.034 | 0.034 | 0.034 | 0.034 | 0.034 | 0.034 | 0.034 | 0.034 | 0.034 | 0.034 | 0.034 | 0.034 | 0.034 | 0.034 | 0.034 | 0.034 | 0.034 | 0.034 | 0.034 | 0.034 | 0.034 | 0.034 | 0.034 | 0.034 | 0.034 | 0.034 | 0.034 | 0.034 | 0.034 | 0.034 | 0.034 | 0.034 | 0.034 | 0.034
|  | Ouachita Power | [6 empty] | 0.041 | 0.041 | 0.041 | 0.041 | 0.041 | 0.041 | 0.041 | 0.041 | 0.041 | 0.041 | 0.041 | 0.041 | 0.041 | 0.041 | 0.041 | 0.041 | 0.041 | 0.041 | 0.041 | 0.041 | 0.041 | 0.041 | 0.041 | 0.041 | 0.041 | 0.041 | 0.041 | 0.041 | 0.041 | 0.041 | 0.041 | 0.041 | 0.041 | 0.041 | 0.041 | 0.041 | 0.041 | 0.041 | 0.041 | 0.041 | 0.041 | 0.041 | 0.041 | 0.041 | 0.041 | 0.041 | 0.041 | 0.041
0 | 0 | Thermal Kem:1 | [6 empty] | 0.305 | 0.305 | 0.305 | 0.305 | 0.305 | 0.305 | 0.305 | 0.305 | 0.305 | 0.305 | 0.305 | 0.305 | 0.305 | 0.305 | 0.305 | 0.305 | 0.305 | 0.305 | 0.305 | 0.305 | 0.305 | 0.305 | 0.305 | 0.305 | 0.305 | 0.305 | 0.305 | 0.305 | 0.305 | 0.305 | 0.305 | 0.305 | 0.305 | 0.305 | 0.305 | 0.305 | 0.305 | 0.305 | 0.305 | 0.305 | 0.305 | 0.305 | 0.305 | 0.305 | 0.305 | 0.305 | 0.305 | 0.305
0 | 0 | Sediver:1 | [6 empty] | 0.305 | 0.305 | 0.305 | 0.305 | 0.305 | 0.305 | 0.305 | 0.305 | 0.305 | 0.305 | 0.305 | 0.305 | 0.305 | 0.305 | 0.305 | 0.305 | 0.305 | 0.305 | 0.305 | 0.305 | 0.305 | 0.305 | 0.305 | 0.305 | 0.305 | 0.305 | 0.305 | 0.305 | 0.305 | 0.305 | 0.305 | 0.305 | 0.305 | 0.305 | 0.305 | 0.305 | 0.305 | 0.305 | 0.305 | 0.305 | 0.305 | 0.305 | 0.305 | 0.305 | 0.305 | 0.305 | 0.305 | 0.305
0 | 0 | Cornell Dub:1 | [6 empty] | 0.305 | 0.305 | 0.305 | 0.305 | 0.305 | 0.305 | 0.305 | 0.305 | 0.305 | 0.305 | 0.305 | 0.305 | 0.305 | 0.305 | 0.305 | 0.305 | 0.305 | 0.305 | 0.305 | 0.305 | 0.305 | 0.305 | 0.305 | 0.305 | 0.305 | 0.305 | 0.305 | 0.305 | 0.305 | 0.305 | 0.305 | 0.305 | 0.305 | 0.305 | 0.305 | 0.305 | 0.305 | 0.305 | 0.305 | 0.305 | 0.305 | 0.305 | 0.305 | 0.305 | 0.305 | 0.305 | 0.305 | 0.305
0 | 0 | Webb Forging:ALL | [6 empty] | 0.305 | 0.305 | 0.305 | 0.305 | 0.305 | 0.305 | 0.305 | 0.305 | 0.305 | 0.305 | 0.305 | 0.305 | 0.305 | 0.305 | 0.305 | 0.305 | 0.305 | 0.305 | 0.305 | 0.305 | 0.305 | 0.305 | 0.305 | 0.305 | 0.305 | 0.305 | 0.305 | 0.305 | 0.305 | 0.305 | 0.305 | 0.305 | 0.305 | 0.305 | 0.305 | 0.305 | 0.305 | 0.305 | 0.305 | 0.305 | 0.305 | 0.305 | 0.305 | 0.305 | 0.305 | 0.305 | 0.305 | 0.305
|  | Walnut Grove:ALL | [6 empty] | 0.305 | 0.305 | 0.305 | 0.305 | 0.305 | 0.305 | 0.305 | 0.305 | 0.305 | 0.305 | 0.305 | 0.305 | 0.305 | 0.305 | 0.305 | 0.305 | 0.305 | 0.305 | 0.305 | 0.305 | 0.305 | 0.305 | 0.305 | 0.305 | 0.305 | 0.305 | 0.305 | 0.305 | 0.305 | 0.305 | 0.305 | 0.305 | 0.305 | 0.305 | 0.305 | 0.305 | 0.305 | 0.305 | 0.305 | 0.305 | 0.305 | 0.305 | 0.305 | 0.305 | 0.305 | 0.305 | 0.305 | 0.305
|  | Ocracoke Peak Shaving Plant:IC1 | [6 empty] | 0.305 | 0.305 | 0.305 | 0.305 | 0.305 | 0.305 | 0.305 | 0.305 | 0.305 | 0.305 | 0.305 | 0.305 | 0.305 | 0.305 | 0.305 | 0.305 | 0.305 | 0.305 | 0.305 | 0.305 | 0.305 | 0.305 | 0.305 | 0.305 | 0.305 | 0.305 | 0.305 | 0.305 | 0.305 | 0.305 | 0.305 | 0.305 | 0.305 | 0.305 | 0.305 | 0.305 | 0.305 | 0.305 | 0.305 | 0.305 | 0.305 | 0.305 | 0.305 | 0.305 | 0.305 | 0.305 | 0.305 | 0.305
|  | Buxton Peak Shaving Plant:ALL | [6 empty] | 0.305 | 0.305 | 0.305 | 0.305 | 0.305 | 0.305 | 0.305 | 0.305 | 0.305 | 0.305 | 0.305 | 0.305 | 0.305 | 0.305 | 0.305 | 0.305 | 0.305 | 0.305 | 0.305 | 0.305 | 0.305 | 0.305 | 0.305 | 0.305 | 0.305 | 0.305 | 0.305 | 0.305 | 0.305 | 0.305 | 0.305 | 0.305 | 0.305 | 0.305 | 0.305 | 0.305 | 0.305 | 0.305 | 0.305 | 0.305 | 0.305 | 0.305 | 0.305 | 0.305 | 0.305 | 0.305 | 0.305 | 0.305
0 | 0 | Lake Cogen Limited:CC | [6 empty] | 0.15 | 0.15 | 0.15 | 0.15 | 0.15 | 0.15 | 0.15 | 0.15 | 0.15 | 0.15 | 0.15 | 0.15 | 0.15 | 0.15 | 0.15 | 0.15 | 0.15 | 0.15 | 0.15 | 0.15 | 0.15 | 0.15 | 0.15 | 0.15 | 0.15 | 0.15 | 0.15 | 0.15 | 0.15 | 0.15 | 0.15 | 0.15 | 0.15 | 0.15 | 0.15 | 0.15 | 0.15 | 0.15 | 0.15 | 0.15 | 0.15 | 0.15 | 0.15 | 0.15 | 0.15 | 0.15 | 0.15 | 0.15
2020 | 0 | Indiantown Cogeneration Facili:GEN1 | [6 empty] | 0.09 | 0.09 | 0.09 | 0.09 | 0.09 | 0.09 | 0.09 | 0.09 | 0.09 | 0.09 | 0.09 | 0.09 | 0.09 | 0.09 | 0.0135 | 0.0135 | 0.0135 | 0.0135 | 0.0135 | 0.0135 | 0.0135 | 0.0135 | 0.0135 | 0.0135 | 0.0135 | 0.0135 | 0.0135 | 0.0135 | 0.0135 | 0.0135 | 0.0135 | 0.0135 | 0.0135 | 0.0135 | 0.0135 | 0.0135 | 0.0135 | 0.0135 | 0.0135 | 0.0135 | 0.0135 | 0.0135 | 0.0135 | 0.0135 | 0.0135 | 0.0135 | 0.0135 | 0.0135
|  | Tazewell Gas Recovery:ALL | [6 empty] | 0.1 | 0.1 | 0.1 | 0.1 | 0.1 | 0.1 | 0.1 | 0.1 | 0.1 | 0.1 | 0.1 | 0.1 | 0.1 | 0.1 | 0.1 | 0.1 | 0.1 | 0.1 | 0.1 | 0.1 | 0.1 | 0.1 | 0.1 | 0.1 | 0.1 | 0.1 | 0.1 | 0.1 | 0.1 | 0.1 | 0.1 | 0.1 | 0.1 | 0.1 | 0.1 | 0.1 | 0.1 | 0.1 | 0.1 | 0.1 | 0.1 | 0.1 | 0.1 | 0.1 | 0.1 | 0.1 | 0.1 | 0.1
2017 | 0 | LG&E Westmoreland-Altavista:1 | [6 empty] | 0.396 | 0.396 | 0.396 | 0.396 | 0.396 | 0.396 | 0.396 | 0.396 | 0.396 | 0.396 | 0.396 | 0.0594 | 0.0594 | 0.0594 | 0.0594 | 0.0594 | 0.0594 | 0.0594 | 0.0594 | 0.0594 | 0.0594 | 0.0594 | 0.0594 | 0.0594 | 0.0594 | 0.0594 | 0.0594 | 0.0594 | 0.0594 | 0.0594 | 0.0594 | 0.0594 | 0.0594 | 0.0594 | 0.0594 | 0.0594 | 0.0594 | 0.0594 | 0.0594 | 0.0594 | 0.0594 | 0.0594 | 0.0594 | 0.0594 | 0.0594 | 0.0594 | 0.0594 | 0.0594
2021 | 0 | LG&E Westmoreland-Hopewell:ST1 | [6 empty] | 0.396 | 0.396 | 0.396 | 0.396 | 0.396 | 0.396 | 0.396 | 0.396 | 0.396 | 0.396 | 0.396 | 0.396 | 0.396 | 0.396 | 0.396 | 0.0594 | 0.0594 | 0.0594 | 0.0594 | 0.0594 | 0.0594 | 0.0594 | 0.0594 | 0.0594 | 0.0594 | 0.0594 | 0.0594 | 0.0594 | 0.0594 | 0.0594 | 0.0594 | 0.0594 | 0.0594 | 0.0594 | 0.0594 | 0.0594 | 0.0594 | 0.0594 | 0.0594 | 0.0594 | 0.0594 | 0.0594 | 0.0594 | 0.0594 | 0.0594 | 0.0594 | 0.0594 | 0.0594
2021 | 0 | LG&E Westmoreland-Southampton:1 | [6 empty] | 0.396 | 0.396 | 0.396 | 0.396 | 0.396 | 0.396 | 0.396 | 0.396 | 0.396 | 0.396 | 0.396 | 0.396 | 0.396 | 0.396 | 0.396 | 0.0594 | 0.0594 | 0.0594 | 0.0594 | 0.0594 | 0.0594 | 0.0594 | 0.0594 | 0.0594 | 0.0594 | 0.0594 | 0.0594 | 0.0594 | 0.0594 | 0.0594 | 0.0594 | 0.0594 | 0.0594 | 0.0594 | 0.0594 | 0.0594 | 0.0594 | 0.0594 | 0.0594 | 0.0594 | 0.0594 | 0.0594 | 0.0594 | 0.0594 | 0.0594 | 0.0594 | 0.0594 | 0.0594
|  | South Oaks Hospital:ALL | [6 empty] | 0.1 | 0.1 | 0.1 | 0.1 | 0.1 | 0.1 | 0.1 | 0.1 | 0.1 | 0.1 | 0.1 | 0.1 | 0.1 | 0.1 | 0.1 | 0.1 | 0.1 | 0.1 | 0.1 | 0.1 | 0.1 | 0.1 | 0.1 | 0.1 | 0.1 | 0.1 | 0.1 | 0.1 | 0.1 | 0.1 | 0.1 | 0.1 | 0.1 | 0.1 | 0.1 | 0.1 | 0.1 | 0.1 | 0.1 | 0.1 | 0.1 | 0.1 | 0.1 | 0.1 | 0.1 | 0.1 | 0.1 | 0.1
|  | Kamine Besicorp Carthage L P:CC | [6 empty] | 0.143 | 0.143 | 0.143 | 0.143 | 0.143 | 0.143 | 0.143 | 0.143 | 0.143 | 0.143 | 0.143 | 0.143 | 0.143 | 0.143 | 0.143 | 0.143 | 0.143 | 0.143 | 0.143 | 0.143 | 0.143 | 0.143 | 0.143 | 0.143 | 0.143 | 0.143 | 0.143 | 0.143 | 0.143 | 0.143 | 0.143 | 0.143 | 0.143 | 0.143 | 0.143 | 0.143 | 0.143 | 0.143 | 0.143 | 0.143 | 0.143 | 0.143 | 0.143 | 0.143 | 0.143 | 0.143 | 0.143 | 0.143
|  | Miller Brewing Co.-Fulton:1 | [6 empty] | 0.405 | 0.405 | 0.405 | 0.405 | 0.405 | 0.405 | 0.405 | 0.405 | 0.405 | 0.405 | 0.405 | 0.405 | 0.405 | 0.405 | 0.405 | 0.405 | 0.405 | 0.405 | 0.405 | 0.405 | 0.405 | 0.405 | 0.405 | 0.405 | 0.405 | 0.405 | 0.405 | 0.405 | 0.405 | 0.405 | 0.405 | 0.405 | 0.405 | 0.405 | 0.405 | 0.405 | 0.405 | 0.405 | 0.405 | 0.405 | 0.405 | 0.405 | 0.405 | 0.405 | 0.405 | 0.405 | 0.405 | 0.405
|  | Lederle Laboratories:CC | [6 empty] | 0.05 | 0.05 | 0.05 | 0.05 | 0.05 | 0.05 | 0.05 | 0.05 | 0.05 | 0.05 | 0.05 | 0.05 | 0.05 | 0.05 | 0.05 | 0.05 | 0.05 | 0.05 | 0.05 | 0.05 | 0.05 | 0.05 | 0.05 | 0.05 | 0.05 | 0.05 | 0.05 | 0.05 | 0.05 | 0.05 | 0.05 | 0.05 | 0.05 | 0.05 | 0.05 | 0.05 | 0.05 | 0.05 | 0.05 | 0.05 | 0.05 | 0.05 | 0.05 | 0.05 | 0.05 | 0.05 | 0.05 | 0.05
|  | Indeck-Corinth Energy Center:CC1 | [6 empty] | 0.08 | 0.08 | 0.08 | 0.08 | 0.08 | 0.08 | 0.08 | 0.08 | 0.08 | 0.08 | 0.08 | 0.08 | 0.08 | 0.08 | 0.08 | 0.08 | 0.08 | 0.08 | 0.08 | 0.08 | 0.08 | 0.08 | 0.08 | 0.08 | 0.08 | 0.08 | 0.08 | 0.08 | 0.08 | 0.08 | 0.08 | 0.08 | 0.08 | 0.08 | 0.08 | 0.08 | 0.08 | 0.08 | 0.08 | 0.08 | 0.08 | 0.08 | 0.08 | 0.08 | 0.08 | 0.08 | 0.08 | 0.08
0 | 0 | Hydrocarbon Generation Inc.:1 | [6 empty] | 0.1 | 0.1 | 0.1 | 0.1 | 0.1 | 0.1 | 0.1 | 0.1 | 0.1 | 0.1 | 0.1 | 0.1 | 0.1 | 0.1 | 0.1 | 0.1 | 0.1 | 0.1 | 0.1 | 0.1 | 0.1 | 0.1 | 0.1 | 0.1 | 0.1 | 0.1 | 0.1 | 0.1 | 0.1 | 0.1 | 0.1 | 0.1 | 0.1 | 0.1 | 0.1 | 0.1 | 0.1 | 0.1 | 0.1 | 0.1 | 0.1 | 0.1 | 0.1 | 0.1 | 0.1 | 0.1 | 0.1 | 0.1
|  | Ottawa Generating Station:ALL | [6 empty] | 0.1 | 0.1 | 0.1 | 0.1 | 0.1 | 0.1 | 0.1 | 0.1 | 0.1 | 0.1 | 0.1 | 0.1 | 0.1 | 0.1 | 0.1 | 0.1 | 0.1 | 0.1 | 0.1 | 0.1 | 0.1 | 0.1 | 0.1 | 0.1 | 0.1 | 0.1 | 0.1 | 0.1 | 0.1 | 0.1 | 0.1 | 0.1 | 0.1 | 0.1 | 0.1 | 0.1 | 0.1 | 0.1 | 0.1 | 0.1 | 0.1 | 0.1 | 0.1 | 0.1 | 0.1 | 0.1 | 0.1 | 0.1
|  | Grand Blanc Generating Station:ALL | [6 empty] | 0.1 | 0.1 | 0.1 | 0.1 | 0.1 | 0.1 | 0.1 | 0.1 | 0.1 | 0.1 | 0.1 | 0.1 | 0.1 | 0.1 | 0.1 | 0.1 | 0.1 | 0.1 | 0.1 | 0.1 | 0.1 | 0.1 | 0.1 | 0.1 | 0.1 | 0.1 | 0.1 | 0.1 | 0.1 | 0.1 | 0.1 | 0.1 | 0.1 | 0.1 | 0.1 | 0.1 | 0.1 | 0.1 | 0.1 | 0.1 | 0.1 | 0.1 | 0.1 | 0.1 | 0.1 | 0.1 | 0.1 | 0.1
|  | Lanier Road:1 | [6 empty] | 0.305 | 0.305 | 0.305 | 0.305 | 0.305 | 0.305 | 0.305 | 0.305 | 0.305 | 0.305 | 0.305 | 0.305 | 0.305 | 0.305 | 0.305 | 0.305 | 0.305 | 0.305 | 0.305 | 0.305 | 0.305 | 0.305 | 0.305 | 0.305 | 0.305 | 0.305 | 0.305 | 0.305 | 0.305 | 0.305 | 0.305 | 0.305 | 0.305 | 0.305 | 0.305 | 0.305 | 0.305 | 0.305 | 0.305 | 0.305 | 0.305 | 0.305 | 0.305 | 0.305 | 0.305 | 0.305 | 0.305 | 0.305
|  | Adrian Energy Assoc. LLC:ALL | [6 empty] | 0.1 | 0.1 | 0.1 | 0.1 | 0.1 | 0.1 | 0.1 | 0.1 | 0.1 | 0.1 | 0.1 | 0.1 | 0.1 | 0.1 | 0.1 | 0.1 | 0.1 | 0.1 | 0.1 | 0.1 | 0.1 | 0.1 | 0.1 | 0.1 | 0.1 | 0.1 | 0.1 | 0.1 | 0.1 | 0.1 | 0.1 | 0.1 | 0.1 | 0.1 | 0.1 | 0.1 | 0.1 | 0.1 | 0.1 | 0.1 | 0.1 | 0.1 | 0.1 | 0.1 | 0.1 | 0.1 | 0.1 | 0.1
0 | 0 | Pasco Cogen Limited:CC | [6 empty] | 0.15 | 0.15 | 0.15 | 0.15 | 0.15 | 0.15 | 0.15 | 0.15 | 0.15 | 0.15 | 0.15 | 0.15 | 0.15 | 0.15 | 0.15 | 0.15 | 0.15 | 0.15 | 0.15 | 0.15 | 0.15 | 0.15 | 0.15 | 0.15 | 0.15 | 0.15 | 0.15 | 0.15 | 0.15 | 0.15 | 0.15 | 0.15 | 0.15 | 0.15 | 0.15 | 0.15 | 0.15 | 0.15 | 0.15 | 0.15 | 0.15 | 0.15 | 0.15 | 0.15 | 0.15 | 0.15 | 0.15 | 0.15
|  | USDOE SRS (D-Area):N/A | [6 empty] | 0.396 | 0.396 | 0.396 | 0.396 | 0.396 | 0.396 | 0.396 | 0.396 | 0.396 | 0.396 | 0.396 | 0.396 | 0.396 | 0.396 | 0.396 | 0.396 | 0.396 | 0.396 | 0.396 | 0.396 | 0.396 | 0.396 | 0.396 | 0.396 | 0.396 | 0.396 | 0.396 | 0.396 | 0.396 | 0.396 | 0.396 | 0.396 | 0.396 | 0.396 | 0.396 | 0.396 | 0.396 | 0.396 | 0.396 | 0.396 | 0.396 | 0.396 | 0.396 | 0.396 | 0.396 | 0.396 | 0.396 | 0.396
|  | Lakeview Landfill:ALL | [6 empty] | 0.1 | 0.1 | 0.1 | 0.1 | 0.1 | 0.1 | 0.1 | 0.1 | 0.1 | 0.1 | 0.1 | 0.1 | 0.1 | 0.1 | 0.1 | 0.1 | 0.1 | 0.1 | 0.1 | 0.1 | 0.1 | 0.1 | 0.1 | 0.1 | 0.1 | 0.1 | 0.1 | 0.1 | 0.1 | 0.1 | 0.1 | 0.1 | 0.1 | 0.1 | 0.1 | 0.1 | 0.1 | 0.1 | 0.1 | 0.1 | 0.1 | 0.1 | 0.1 | 0.1 | 0.1 | 0.1 | 0.1 | 0.1
|  | CGE Ford Heights Waste Tires To Energy Project:1 | [6 empty] | 0.108 | 0.108 | 0.108 | 0.108 | 0.108 | 0.108 | 0.108 | 0.108 | 0.108 | 0.108 | 0.108 | 0.108 | 0.108 | 0.108 | 0.108 | 0.108 | 0.108 | 0.108 | 0.108 | 0.108 | 0.108 | 0.108 | 0.108 | 0.108 | 0.108 | 0.108 | 0.108 | 0.108 | 0.108 | 0.108 | 0.108 | 0.108 | 0.108 | 0.108 | 0.108 | 0.108 | 0.108 | 0.108 | 0.108 | 0.108 | 0.108 | 0.108 | 0.108 | 0.108 | 0.108 | 0.108 | 0.108 | 0.108
|  | Twin Bridges Gas Recovery:ALL | [6 empty] | 0.1 | 0.1 | 0.1 | 0.1 | 0.1 | 0.1 | 0.1 | 0.1 | 0.1 | 0.1 | 0.1 | 0.1 | 0.1 | 0.1 | 0.1 | 0.1 | 0.1 | 0.1 | 0.1 | 0.1 | 0.1 | 0.1 | 0.1 | 0.1 | 0.1 | 0.1 | 0.1 | 0.1 | 0.1 | 0.1 | 0.1 | 0.1 | 0.1 | 0.1 | 0.1 | 0.1 | 0.1 | 0.1 | 0.1 | 0.1 | 0.1 | 0.1 | 0.1 | 0.1 | 0.1 | 0.1 | 0.1 | 0.1
|  | Prairie View Gas Recovery:ALL | [6 empty] | 0.1 | 0.1 | 0.1 | 0.1 | 0.1 | 0.1 | 0.1 | 0.1 | 0.1 | 0.1 | 0.1 | 0.1 | 0.1 | 0.1 | 0.1 | 0.1 | 0.1 | 0.1 | 0.1 | 0.1 | 0.1 | 0.1 | 0.1 | 0.1 | 0.1 | 0.1 | 0.1 | 0.1 | 0.1 | 0.1 | 0.1 | 0.1 | 0.1 | 0.1 | 0.1 | 0.1 | 0.1 | 0.1 | 0.1 | 0.1 | 0.1 | 0.1 | 0.1 | 0.1 | 0.1 | 0.1 | 0.1 | 0.1
0 | 0 | Warner-Lambert Company - Rockford:1 | [6 empty] | 0.1 | 0.1 | 0.1 | 0.1 | 0.1 | 0.1 | 0.1 | 0.1 | 0.1 | 0.1 | 0.1 | 0.1 | 0.1 | 0.1 | 0.1 | 0.1 | 0.1 | 0.1 | 0.1 | 0.1 | 0.1 | 0.1 | 0.1 | 0.1 | 0.1 | 0.1 | 0.1 | 0.1 | 0.1 | 0.1 | 0.1 | 0.1 | 0.1 | 0.1 | 0.1 | 0.1 | 0.1 | 0.1 | 0.1 | 0.1 | 0.1 | 0.1 | 0.1 | 0.1 | 0.1 | 0.1 | 0.1 | 0.1
|  | Keystone Landfill:ALL | [6 empty] | 0.1 | 0.1 | 0.1 | 0.1 | 0.1 | 0.1 | 0.1 | 0.1 | 0.1 | 0.1 | 0.1 | 0.1 | 0.1 | 0.1 | 0.1 | 0.1 | 0.1 | 0.1 | 0.1 | 0.1 | 0.1 | 0.1 | 0.1 | 0.1 | 0.1 | 0.1 | 0.1 | 0.1 | 0.1 | 0.1 | 0.1 | 0.1 | 0.1 | 0.1 | 0.1 | 0.1 | 0.1 | 0.1 | 0.1 | 0.1 | 0.1 | 0.1 | 0.1 | 0.1 | 0.1 | 0.1 | 0.1 | 0.1
|  | Cyprus Rod Chicago Inc:ALL | [6 empty] | 0.1 | 0.1 | 0.1 | 0.1 | 0.1 | 0.1 | 0.1 | 0.1 | 0.1 | 0.1 | 0.1 | 0.1 | 0.1 | 0.1 | 0.1 | 0.1 | 0.1 | 0.1 | 0.1 | 0.1 | 0.1 | 0.1 | 0.1 | 0.1 | 0.1 | 0.1 | 0.1 | 0.1 | 0.1 | 0.1 | 0.1 | 0.1 | 0.1 | 0.1 | 0.1 | 0.1 | 0.1 | 0.1 | 0.1 | 0.1 | 0.1 | 0.1 | 0.1 | 0.1 | 0.1 | 0.1 | 0.1 | 0.1
|  | Deercroft Gas Recovery:ALL | [6 empty] | 0.1 | 0.1 | 0.1 | 0.1 | 0.1 | 0.1 | 0.1 | 0.1 | 0.1 | 0.1 | 0.1 | 0.1 | 0.1 | 0.1 | 0.1 | 0.1 | 0.1 | 0.1 | 0.1 | 0.1 | 0.1 | 0.1 | 0.1 | 0.1 | 0.1 | 0.1 | 0.1 | 0.1 | 0.1 | 0.1 | 0.1 | 0.1 | 0.1 | 0.1 | 0.1 | 0.1 | 0.1 | 0.1 | 0.1 | 0.1 | 0.1 | 0.1 | 0.1 | 0.1 | 0.1 | 0.1 | 0.1 | 0.1
|  | Grand Rapids East:1 | [6 empty] | 0.1 | 0.1 | 0.1 | 0.1 | 0.1 | 0.1 | 0.1 | 0.1 | 0.1 | 0.1 | 0.1 | 0.1 | 0.1 | 0.1 | 0.1 | 0.1 | 0.1 | 0.1 | 0.1 | 0.1 | 0.1 | 0.1 | 0.1 | 0.1 | 0.1 | 0.1 | 0.1 | 0.1 | 0.1 | 0.1 | 0.1 | 0.1 | 0.1 | 0.1 | 0.1 | 0.1 | 0.1 | 0.1 | 0.1 | 0.1 | 0.1 | 0.1 | 0.1 | 0.1 | 0.1 | 0.1 | 0.1 | 0.1
|  | Salem Energy System Llc:UNT1 | [6 empty] | 0.1 | 0.1 | 0.1 | 0.1 | 0.1 | 0.1 | 0.1 | 0.1 | 0.1 | 0.1 | 0.1 | 0.1 | 0.1 | 0.1 | 0.1 | 0.1 | 0.1 | 0.1 | 0.1 | 0.1 | 0.1 | 0.1 | 0.1 | 0.1 | 0.1 | 0.1 | 0.1 | 0.1 | 0.1 | 0.1 | 0.1 | 0.1 | 0.1 | 0.1 | 0.1 | 0.1 | 0.1 | 0.1 | 0.1 | 0.1 | 0.1 | 0.1 | 0.1 | 0.1 | 0.1 | 0.1 | 0.1 | 0.1
0 | 0 | DuPage County Region 9 West Wastewater Treatment:1 | [6 empty] | 0.1 | 0.1 | 0.1 | 0.1 | 0.1 | 0.1 | 0.1 | 0.1 | 0.1 | 0.1 | 0.1 | 0.1 | 0.1 | 0.1 | 0.1 | 0.1 | 0.1 | 0.1 | 0.1 | 0.1 | 0.1 | 0.1 | 0.1 | 0.1 | 0.1 | 0.1 | 0.1 | 0.1 | 0.1 | 0.1 | 0.1 | 0.1 | 0.1 | 0.1 | 0.1 | 0.1 | 0.1 | 0.1 | 0.1 | 0.1 | 0.1 | 0.1 | 0.1 | 0.1 | 0.1 | 0.1 | 0.1 | 0.1
|  | Pine Tree Acres:ALL | [6 empty] | 0.1 | 0.1 | 0.1 | 0.1 | 0.1 | 0.1 | 0.1 | 0.1 | 0.1 | 0.1 | 0.1 | 0.1 | 0.1 | 0.1 | 0.1 | 0.1 | 0.1 | 0.1 | 0.1 | 0.1 | 0.1 | 0.1 | 0.1 | 0.1 | 0.1 | 0.1 | 0.1 | 0.1 | 0.1 | 0.1 | 0.1 | 0.1 | 0.1 | 0.1 | 0.1 | 0.1 | 0.1 | 0.1 | 0.1 | 0.1 | 0.1 | 0.1 | 0.1 | 0.1 | 0.1 | 0.1 | 0.1 | 0.1
0 | 0 | 5 Ac Station (NOLKEN):17TG | [6 empty] | 0.126 | 0.126 | 0.126 | 0.126 | 0.126 | 0.126 | 0.126 | 0.126 | 0.126 | 0.126 | 0.126 | 0.126 | 0.126 | 0.126 | 0.126 | 0.126 | 0.126 | 0.126 | 0.126 | 0.126 | 0.126 | 0.126 | 0.126 | 0.126 | 0.126 | 0.126 | 0.126 | 0.126 | 0.126 | 0.126 | 0.126 | 0.126 | 0.126 | 0.126 | 0.126 | 0.126 | 0.126 | 0.126 | 0.126 | 0.126 | 0.126 | 0.126 | 0.126 | 0.126 | 0.126 | 0.126 | 0.126 | 0.126
|  | Greene Valley Gas Recovery:ALL | [6 empty] | 0.1 | 0.1 | 0.1 | 0.1 | 0.1 | 0.1 | 0.1 | 0.1 | 0.1 | 0.1 | 0.1 | 0.1 | 0.1 | 0.1 | 0.1 | 0.1 | 0.1 | 0.1 | 0.1 | 0.1 | 0.1 | 0.1 | 0.1 | 0.1 | 0.1 | 0.1 | 0.1 | 0.1 | 0.1 | 0.1 | 0.1 | 0.1 | 0.1 | 0.1 | 0.1 | 0.1 | 0.1 | 0.1 | 0.1 | 0.1 | 0.1 | 0.1 | 0.1 | 0.1 | 0.1 | 0.1 | 0.1 | 0.1
|  | Modern Landfill:1 | [6 empty] | 0.1 | 0.1 | 0.1 | 0.1 | 0.1 | 0.1 | 0.1 | 0.1 | 0.1 | 0.1 | 0.1 | 0.1 | 0.1 | 0.1 | 0.1 | 0.1 | 0.1 | 0.1 | 0.1 | 0.1 | 0.1 | 0.1 | 0.1 | 0.1 | 0.1 | 0.1 | 0.1 | 0.1 | 0.1 | 0.1 | 0.1 | 0.1 | 0.1 | 0.1 | 0.1 | 0.1 | 0.1 | 0.1 | 0.1 | 0.1 | 0.1 | 0.1 | 0.1 | 0.1 | 0.1 | 0.1 | 0.1 | 0.1
0 | 0 | Honea Path:1 | [6 empty] | 0.305 | 0.305 | 0.305 | 0.305 | 0.305 | 0.305 | 0.305 | 0.305 | 0.305 | 0.305 | 0.305 | 0.305 | 0.305 | 0.305 | 0.305 | 0.305 | 0.305 | 0.305 | 0.305 | 0.305 | 0.305 | 0.305 | 0.305 | 0.305 | 0.305 | 0.305 | 0.305 | 0.305 | 0.305 | 0.305 | 0.305 | 0.305 | 0.305 | 0.305 | 0.305 | 0.305 | 0.305 | 0.305 | 0.305 | 0.305 | 0.305 | 0.305 | 0.305 | 0.305 | 0.305 | 0.305 | 0.305 | 0.305
0 | 0 | Valenite:1 | [6 empty] | 0.305 | 0.305 | 0.305 | 0.305 | 0.305 | 0.305 | 0.305 | 0.305 | 0.305 | 0.305 | 0.305 | 0.305 | 0.305 | 0.305 | 0.305 | 0.305 | 0.305 | 0.305 | 0.305 | 0.305 | 0.305 | 0.305 | 0.305 | 0.305 | 0.305 | 0.305 | 0.305 | 0.305 | 0.305 | 0.305 | 0.305 | 0.305 | 0.305 | 0.305 | 0.305 | 0.305 | 0.305 | 0.305 | 0.305 | 0.305 | 0.305 | 0.305 | 0.305 | 0.305 | 0.305 | 0.305 | 0.305 | 0.305
0 | 0 | Rockingham Power Plant:1 | [6 empty] | 0.109 | 0.109 | 0.109 | 0.109 | 0.109 | 0.109 | 0.109 | 0.109 | 0.109 | 0.109 | 0.109 | 0.109 | 0.109 | 0.109 | 0.109 | 0.109 | 0.109 | 0.109 | 0.109 | 0.109 | 0.109 | 0.109 | 0.109 | 0.109 | 0.109 | 0.109 | 0.109 | 0.109 | 0.109 | 0.109 | 0.109 | 0.109 | 0.109 | 0.109 | 0.109 | 0.109 | 0.109 | 0.109 | 0.109 | 0.109 | 0.109 | 0.109 | 0.109 | 0.109 | 0.109 | 0.109 | 0.109 | 0.109
0 | 0 | Rockingham Power Plant:2 | [6 empty] | 0.102 | 0.102 | 0.102 | 0.102 | 0.102 | 0.102 | 0.102 | 0.102 | 0.102 | 0.102 | 0.102 | 0.102 | 0.102 | 0.102 | 0.102 | 0.102 | 0.102 | 0.102 | 0.102 | 0.102 | 0.102 | 0.102 | 0.102 | 0.102 | 0.102 | 0.102 | 0.102 | 0.102 | 0.102 | 0.102 | 0.102 | 0.102 | 0.102 | 0.102 | 0.102 | 0.102 | 0.102 | 0.102 | 0.102 | 0.102 | 0.102 | 0.102 | 0.102 | 0.102 | 0.102 | 0.102 | 0.102 | 0.102
0 | 0 | Rockingham Power Plant:3 | [6 empty] | 0.114 | 0.114 | 0.114 | 0.114 | 0.114 | 0.114 | 0.114 | 0.114 | 0.114 | 0.114 | 0.114 | 0.114 | 0.114 | 0.114 | 0.114 | 0.114 | 0.114 | 0.114 | 0.114 | 0.114 | 0.114 | 0.114 | 0.114 | 0.114 | 0.114 | 0.114 | 0.114 | 0.114 | 0.114 | 0.114 | 0.114 | 0.114 | 0.114 | 0.114 | 0.114 | 0.114 | 0.114 | 0.114 | 0.114 | 0.114 | 0.114 | 0.114 | 0.114 | 0.114 | 0.114 | 0.114 | 0.114 | 0.114
0 | 0 | Rockingham Power Plant:4 | [6 empty] | 0.151 | 0.151 | 0.151 | 0.151 | 0.151 | 0.151 | 0.151 | 0.151 | 0.151 | 0.151 | 0.151 | 0.151 | 0.151 | 0.151 | 0.151 | 0.151 | 0.151 | 0.151 | 0.151 | 0.151 | 0.151 | 0.151 | 0.151 | 0.151 | 0.151 | 0.151 | 0.151 | 0.151 | 0.151 | 0.151 | 0.151 | 0.151 | 0.151 | 0.151 | 0.151 | 0.151 | 0.151 | 0.151 | 0.151 | 0.151 | 0.151 | 0.151 | 0.151 | 0.151 | 0.151 | 0.151 | 0.151 | 0.151
0 | 0 | Rockingham Power Plant:5 | [6 empty] | 0.12 | 0.12 | 0.12 | 0.12 | 0.12 | 0.12 | 0.12 | 0.12 | 0.12 | 0.12 | 0.12 | 0.12 | 0.12 | 0.12 | 0.12 | 0.12 | 0.12 | 0.12 | 0.12 | 0.12 | 0.12 | 0.12 | 0.12 | 0.12 | 0.12 | 0.12 | 0.12 | 0.12 | 0.12 | 0.12 | 0.12 | 0.12 | 0.12 | 0.12 | 0.12 | 0.12 | 0.12 | 0.12 | 0.12 | 0.12 | 0.12 | 0.12 | 0.12 | 0.12 | 0.12 | 0.12 | 0.12 | 0.12
|  | Pace / Santa Rosa Energy Center | [6 empty] | 0.033 | 0.033 | 0.033 | 0.033 | 0.033 | 0.033 | 0.033 | 0.033 | 0.033 | 0.033 | 0.033 | 0.033 | 0.033 | 0.033 | 0.033 | 0.033 | 0.033 | 0.033 | 0.033 | 0.033 | 0.033 | 0.033 | 0.033 | 0.033 | 0.033 | 0.033 | 0.033 | 0.033 | 0.033 | 0.033 | 0.033 | 0.033 | 0.033 | 0.033 | 0.033 | 0.033 | 0.033 | 0.033 | 0.033 | 0.033 | 0.033 | 0.033 | 0.033 | 0.033 | 0.033 | 0.033 | 0.033 | 0.033
|  | Parrish 3 | [6 empty] | 0.03 | 0.03 | 0.03 | 0.03 | 0.03 | 0.03 | 0.03 | 0.03 | 0.03 | 0.03 | 0.03 | 0.03 | 0.03 | 0.03 | 0.03 | 0.03 | 0.03 | 0.03 | 0.03 | 0.03 | 0.03 | 0.03 | 0.03 | 0.03 | 0.03 | 0.03 | 0.03 | 0.03 | 0.03 | 0.03 | 0.03 | 0.03 | 0.03 | 0.03 | 0.03 | 0.03 | 0.03 | 0.03 | 0.03 | 0.03 | 0.03 | 0.03 | 0.03 | 0.03 | 0.03 | 0.03 | 0.03 | 0.03
0 | 0 | Peno Creek | [6 empty] | 0.295 | 0.295 | 0.295 | 0.295 | 0.295 | 0.295 | 0.295 | 0.295 | 0.295 | 0.295 | 0.295 | 0.295 | 0.295 | 0.295 | 0.295 | 0.295 | 0.295 | 0.295 | 0.295 | 0.295 | 0.295 | 0.295 | 0.295 | 0.295 | 0.295 | 0.295 | 0.295 | 0.295 | 0.295 | 0.295 | 0.295 | 0.295 | 0.295 | 0.295 | 0.295 | 0.295 | 0.295 | 0.295 | 0.295 | 0.295 | 0.295 | 0.295 | 0.295 | 0.295 | 0.295 | 0.295 | 0.295 | 0.295
0 | 0 | Peoria/ Lincoln | [6 empty] | 0.305 | 0.305 | 0.305 | 0.305 | 0.305 | 0.305 | 0.305 | 0.305 | 0.305 | 0.305 | 0.305 | 0.305 | 0.305 | 0.305 | 0.305 | 0.305 | 0.305 | 0.305 | 0.305 | 0.305 | 0.305 | 0.305 | 0.305 | 0.305 | 0.305 | 0.305 | 0.305 | 0.305 | 0.305 | 0.305 | 0.305 | 0.305 | 0.305 | 0.305 | 0.305 | 0.305 | 0.305 | 0.305 | 0.305 | 0.305 | 0.305 | 0.305 | 0.305 | 0.305 | 0.305 | 0.305 | 0.305 | 0.305
|  | Plainfield Twp | [6 empty] | 0.05 | 0.05 | 0.05 | 0.05 | 0.05 | 0.05 | 0.05 | 0.05 | 0.05 | 0.05 | 0.05 | 0.05 | 0.05 | 0.05 | 0.05 | 0.05 | 0.05 | 0.05 | 0.05 | 0.05 | 0.05 | 0.05 | 0.05 | 0.05 | 0.05 | 0.05 | 0.05 | 0.05 | 0.05 | 0.05 | 0.05 | 0.05 | 0.05 | 0.05 | 0.05 | 0.05 | 0.05 | 0.05 | 0.05 | 0.05 | 0.05 | 0.05 | 0.05 | 0.05 | 0.05 | 0.05 | 0.05 | 0.05
|  | Plant Franklin Phase 3 | [6 empty] | 0.015 | 0.015 | 0.015 | 0.015 | 0.015 | 0.015 | 0.015 | 0.015 | 0.015 | 0.015 | 0.015 | 0.015 | 0.015 | 0.015 | 0.015 | 0.015 | 0.015 | 0.015 | 0.015 | 0.015 | 0.015 | 0.015 | 0.015 | 0.015 | 0.015 | 0.015 | 0.015 | 0.015 | 0.015 | 0.015 | 0.015 | 0.015 | 0.015 | 0.015 | 0.015 | 0.015 | 0.015 | 0.015 | 0.015 | 0.015 | 0.015 | 0.015 | 0.015 | 0.015 | 0.015 | 0.015 | 0.015 | 0.015
|  | Williams Refining & Marketing | [6 empty] | 0.011 | 0.011 | 0.011 | 0.011 | 0.011 | 0.011 | 0.011 | 0.011 | 0.011 | 0.011 | 0.011 | 0.011 | 0.011 | 0.011 | 0.011 | 0.011 | 0.011 | 0.011 | 0.011 | 0.011 | 0.011 | 0.011 | 0.011 | 0.011 | 0.011 | 0.011 | 0.011 | 0.011 | 0.011 | 0.011 | 0.011 | 0.011 | 0.011 | 0.011 | 0.011 | 0.011 | 0.011 | 0.011 | 0.011 | 0.011 | 0.011 | 0.011 | 0.011 | 0.011 | 0.011 | 0.011 | 0.011 | 0.011
|  | Poletti Station Expansion | [6 empty] | 0.011 | 0.011 | 0.011 | 0.011 | 0.011 | 0.011 | 0.011 | 0.011 | 0.011 | 0.011 | 0.011 | 0.011 | 0.011 | 0.011 | 0.011 | 0.011 | 0.011 | 0.011 | 0.011 | 0.011 | 0.011 | 0.011 | 0.011 | 0.011 | 0.011 | 0.011 | 0.011 | 0.011 | 0.011 | 0.011 | 0.011 | 0.011 | 0.011 | 0.011 | 0.011 | 0.011 | 0.011 | 0.011 | 0.011 | 0.011 | 0.011 | 0.011 | 0.011 | 0.011 | 0.011 | 0.011 | 0.011 | 0.011
|  | Putnam Energy Center Phase 1 | [6 empty] | 0.011 | 0.011 | 0.011 | 0.011 | 0.011 | 0.011 | 0.011 | 0.011 | 0.011 | 0.011 | 0.011 | 0.011 | 0.011 | 0.011 | 0.011 | 0.011 | 0.011 | 0.011 | 0.011 | 0.011 | 0.011 | 0.011 | 0.011 | 0.011 | 0.011 | 0.011 | 0.011 | 0.011 | 0.011 | 0.011 | 0.011 | 0.011 | 0.011 | 0.011 | 0.011 | 0.011 | 0.011 | 0.011 | 0.011 | 0.011 | 0.011 | 0.011 | 0.011 | 0.011 | 0.011 | 0.011 | 0.011 | 0.011
|  | Ravenswood Expansion | [6 empty] | 0.011 | 0.011 | 0.011 | 0.011 | 0.011 | 0.011 | 0.011 | 0.011 | 0.011 | 0.011 | 0.011 | 0.011 | 0.011 | 0.011 | 0.011 | 0.011 | 0.011 | 0.011 | 0.011 | 0.011 | 0.011 | 0.011 | 0.011 | 0.011 | 0.011 | 0.011 | 0.011 | 0.011 | 0.011 | 0.011 | 0.011 | 0.011 | 0.011 | 0.011 | 0.011 | 0.011 | 0.011 | 0.011 | 0.011 | 0.011 | 0.011 | 0.011 | 0.011 | 0.011 | 0.011 | 0.011 | 0.011 | 0.011
|  | Remington Marsh Run | [6 empty] | 0.06 | 0.06 | 0.06 | 0.06 | 0.06 | 0.06 | 0.06 | 0.06 | 0.06 | 0.06 | 0.06 | 0.06 | 0.06 | 0.06 | 0.06 | 0.06 | 0.06 | 0.06 | 0.06 | 0.06 | 0.06 | 0.06 | 0.06 | 0.06 | 0.06 | 0.06 | 0.06 | 0.06 | 0.06 | 0.06 | 0.06 | 0.06 | 0.06 | 0.06 | 0.06 | 0.06 | 0.06 | 0.06 | 0.06 | 0.06 | 0.06 | 0.06 | 0.06 | 0.06 | 0.06 | 0.06 | 0.06 | 0.06
|  | Riverside Energy Center | [6 empty] | 0.01 | 0.01 | 0.01 | 0.01 | 0.01 | 0.01 | 0.01 | 0.01 | 0.01 | 0.01 | 0.01 | 0.01 | 0.01 | 0.01 | 0.01 | 0.01 | 0.01 | 0.01 | 0.01 | 0.01 | 0.01 | 0.01 | 0.01 | 0.01 | 0.01 | 0.01 | 0.01 | 0.01 | 0.01 | 0.01 | 0.01 | 0.01 | 0.01 | 0.01 | 0.01 | 0.01 | 0.01 | 0.01 | 0.01 | 0.01 | 0.01 | 0.01 | 0.01 | 0.01 | 0.01 | 0.01 | 0.01 | 0.01
|  | Rock Springs Units 3 & 4 | [6 empty] | 0.011 | 0.011 | 0.011 | 0.011 | 0.011 | 0.011 | 0.011 | 0.011 | 0.011 | 0.011 | 0.011 | 0.011 | 0.011 | 0.011 | 0.011 | 0.011 | 0.011 | 0.011 | 0.011 | 0.011 | 0.011 | 0.011 | 0.011 | 0.011 | 0.011 | 0.011 | 0.011 | 0.011 | 0.011 | 0.011 | 0.011 | 0.011 | 0.011 | 0.011 | 0.011 | 0.011 | 0.011 | 0.011 | 0.011 | 0.011 | 0.011 | 0.011 | 0.011 | 0.011 | 0.011 | 0.011 | 0.011 | 0.011
|  | Rowan:GT4 | [6 empty] | 0.05 | 0.05 | 0.05 | 0.05 | 0.05 | 0.05 | 0.05 | 0.05 | 0.05 | 0.05 | 0.05 | 0.05 | 0.05 | 0.05 | 0.05 | 0.05 | 0.05 | 0.05 | 0.05 | 0.05 | 0.05 | 0.05 | 0.05 | 0.05 | 0.05 | 0.05 | 0.05 | 0.05 | 0.05 | 0.05 | 0.05 | 0.05 | 0.05 | 0.05 | 0.05 | 0.05 | 0.05 | 0.05 | 0.05 | 0.05 | 0.05 | 0.05 | 0.05 | 0.05 | 0.05 | 0.05 | 0.05 | 0.05
|  | Rowan:GT5 | [6 empty] | 0.1 | 0.1 | 0.1 | 0.1 | 0.1 | 0.1 | 0.1 | 0.1 | 0.1 | 0.1 | 0.1 | 0.1 | 0.1 | 0.1 | 0.1 | 0.1 | 0.1 | 0.1 | 0.1 | 0.1 | 0.1 | 0.1 | 0.1 | 0.1 | 0.1 | 0.1 | 0.1 | 0.1 | 0.1 | 0.1 | 0.1 | 0.1 | 0.1 | 0.1 | 0.1 | 0.1 | 0.1 | 0.1 | 0.1 | 0.1 | 0.1 | 0.1 | 0.1 | 0.1 | 0.1 | 0.1 | 0.1 | 0.1
0 | 0 | Rowan:STG | [6 empty] | 0.1 | 0.1 | 0.1 | 0.1 | 0.1 | 0.1 | 0.1 | 0.1 | 0.1 | 0.1 | 0.1 | 0.1 | 0.1 | 0.1 | 0.1 | 0.1 | 0.1 | 0.1 | 0.1 | 0.1 | 0.1 | 0.1 | 0.1 | 0.1 | 0.1 | 0.1 | 0.1 | 0.1 | 0.1 | 0.1 | 0.1 | 0.1 | 0.1 | 0.1 | 0.1 | 0.1 | 0.1 | 0.1 | 0.1 | 0.1 | 0.1 | 0.1 | 0.1 | 0.1 | 0.1 | 0.1 | 0.1 | 0.1
|  | Stanton Station A | [6 empty] | 0.017 | 0.017 | 0.017 | 0.017 | 0.017 | 0.017 | 0.017 | 0.017 | 0.017 | 0.017 | 0.017 | 0.017 | 0.017 | 0.017 | 0.017 | 0.017 | 0.017 | 0.017 | 0.017 | 0.017 | 0.017 | 0.017 | 0.017 | 0.017 | 0.017 | 0.017 | 0.017 | 0.017 | 0.017 | 0.017 | 0.017 | 0.017 | 0.017 | 0.017 | 0.017 | 0.017 | 0.017 | 0.017 | 0.017 | 0.017 | 0.017 | 0.017 | 0.017 | 0.017 | 0.017 | 0.017 | 0.017 | 0.017
|  | Taft Cogen | [6 empty] | 0.032 | 0.032 | 0.032 | 0.032 | 0.032 | 0.032 | 0.032 | 0.032 | 0.032 | 0.032 | 0.032 | 0.032 | 0.032 | 0.032 | 0.032 | 0.032 | 0.032 | 0.032 | 0.032 | 0.032 | 0.032 | 0.032 | 0.032 | 0.032 | 0.032 | 0.032 | 0.032 | 0.032 | 0.032 | 0.032 | 0.032 | 0.032 | 0.032 | 0.032 | 0.032 | 0.032 | 0.032 | 0.032 | 0.032 | 0.032 | 0.032 | 0.032 | 0.032 | 0.032 | 0.032 | 0.032 | 0.032 | 0.032
|  | TBG Cogen GEN5 | [6 empty] | 0.011 | 0.011 | 0.011 | 0.011 | 0.011 | 0.011 | 0.011 | 0.011 | 0.011 | 0.011 | 0.011 | 0.011 | 0.011 | 0.011 | 0.011 | 0.011 | 0.011 | 0.011 | 0.011 | 0.011 | 0.011 | 0.011 | 0.011 | 0.011 | 0.011 | 0.011 | 0.011 | 0.011 | 0.011 | 0.011 | 0.011 | 0.011 | 0.011 | 0.011 | 0.011 | 0.011 | 0.011 | 0.011 | 0.011 | 0.011 | 0.011 | 0.011 | 0.011 | 0.011 | 0.011 | 0.011 | 0.011 | 0.011
|  | Troy Energy LLC 1 - 4 | [6 empty] | 0.027 | 0.027 | 0.027 | 0.027 | 0.027 | 0.027 | 0.027 | 0.027 | 0.027 | 0.027 | 0.027 | 0.027 | 0.027 | 0.027 | 0.027 | 0.027 | 0.027 | 0.027 | 0.027 | 0.027 | 0.027 | 0.027 | 0.027 | 0.027 | 0.027 | 0.027 | 0.027 | 0.027 | 0.027 | 0.027 | 0.027 | 0.027 | 0.027 | 0.027 | 0.027 | 0.027 | 0.027 | 0.027 | 0.027 | 0.027 | 0.027 | 0.027 | 0.027 | 0.027 | 0.027 | 0.027 | 0.027 | 0.027
|  | Troy Energy LLC 1 - 4 | [6 empty] | 0.027 | 0.027 | 0.027 | 0.027 | 0.027 | 0.027 | 0.027 | 0.027 | 0.027 | 0.027 | 0.027 | 0.027 | 0.027 | 0.027 | 0.027 | 0.027 | 0.027 | 0.027 | 0.027 | 0.027 | 0.027 | 0.027 | 0.027 | 0.027 | 0.027 | 0.027 | 0.027 | 0.027 | 0.027 | 0.027 | 0.027 | 0.027 | 0.027 | 0.027 | 0.027 | 0.027 | 0.027 | 0.027 | 0.027 | 0.027 | 0.027 | 0.027 | 0.027 | 0.027 | 0.027 | 0.027 | 0.027 | 0.027
|  | Troy Energy LLC 1 - 4 | [6 empty] | 0.027 | 0.027 | 0.027 | 0.027 | 0.027 | 0.027 | 0.027 | 0.027 | 0.027 | 0.027 | 0.027 | 0.027 | 0.027 | 0.027 | 0.027 | 0.027 | 0.027 | 0.027 | 0.027 | 0.027 | 0.027 | 0.027 | 0.027 | 0.027 | 0.027 | 0.027 | 0.027 | 0.027 | 0.027 | 0.027 | 0.027 | 0.027 | 0.027 | 0.027 | 0.027 | 0.027 | 0.027 | 0.027 | 0.027 | 0.027 | 0.027 | 0.027 | 0.027 | 0.027 | 0.027 | 0.027 | 0.027 | 0.027
|  | Troy Energy LLC 1 - 4 | [6 empty] | 0.027 | 0.027 | 0.027 | 0.027 | 0.027 | 0.027 | 0.027 | 0.027 | 0.027 | 0.027 | 0.027 | 0.027 | 0.027 | 0.027 | 0.027 | 0.027 | 0.027 | 0.027 | 0.027 | 0.027 | 0.027 | 0.027 | 0.027 | 0.027 | 0.027 | 0.027 | 0.027 | 0.027 | 0.027 | 0.027 | 0.027 | 0.027 | 0.027 | 0.027 | 0.027 | 0.027 | 0.027 | 0.027 | 0.027 | 0.027 | 0.027 | 0.027 | 0.027 | 0.027 | 0.027 | 0.027 | 0.027 | 0.027
|  | Global Common Greenport | [6 empty] | 0.048 | 0.048 | 0.048 | 0.048 | 0.048 | 0.048 | 0.048 | 0.048 | 0.048 | 0.048 | 0.048 | 0.048 | 0.048 | 0.048 | 0.048 | 0.048 | 0.048 | 0.048 | 0.048 | 0.048 | 0.048 | 0.048 | 0.048 | 0.048 | 0.048 | 0.048 | 0.048 | 0.048 | 0.048 | 0.048 | 0.048 | 0.048 | 0.048 | 0.048 | 0.048 | 0.048 | 0.048 | 0.048 | 0.048 | 0.048 | 0.048 | 0.048 | 0.048 | 0.048 | 0.048 | 0.048 | 0.048 | 0.048
|  | University of Wisconsin | [6 empty] | 0.06 | 0.06 | 0.06 | 0.06 | 0.06 | 0.06 | 0.06 | 0.06 | 0.06 | 0.06 | 0.06 | 0.06 | 0.06 | 0.06 | 0.06 | 0.06 | 0.06 | 0.06 | 0.06 | 0.06 | 0.06 | 0.06 | 0.06 | 0.06 | 0.06 | 0.06 | 0.06 | 0.06 | 0.06 | 0.06 | 0.06 | 0.06 | 0.06 | 0.06 | 0.06 | 0.06 | 0.06 | 0.06 | 0.06 | 0.06 | 0.06 | 0.06 | 0.06 | 0.06 | 0.06 | 0.06 | 0.06 | 0.06
0 | 0 | University Park | [6 empty] | 0.1 | 0.1 | 0.1 | 0.1 | 0.1 | 0.1 | 0.1 | 0.1 | 0.1 | 0.1 | 0.1 | 0.1 | 0.1 | 0.1 | 0.1 | 0.1 | 0.1 | 0.1 | 0.1 | 0.1 | 0.1 | 0.1 | 0.1 | 0.1 | 0.1 | 0.1 | 0.1 | 0.1 | 0.1 | 0.1 | 0.1 | 0.1 | 0.1 | 0.1 | 0.1 | 0.1 | 0.1 | 0.1 | 0.1 | 0.1 | 0.1 | 0.1 | 0.1 | 0.1 | 0.1 | 0.1 | 0.1 | 0.1
|  | Virginia Generating Station | [6 empty] | 0.014 | 0.014 | 0.014 | 0.014 | 0.014 | 0.014 | 0.014 | 0.014 | 0.014 | 0.014 | 0.014 | 0.014 | 0.014 | 0.014 | 0.014 | 0.014 | 0.014 | 0.014 | 0.014 | 0.014 | 0.014 | 0.014 | 0.014 | 0.014 | 0.014 | 0.014 | 0.014 | 0.014 | 0.014 | 0.014 | 0.014 | 0.014 | 0.014 | 0.014 | 0.014 | 0.014 | 0.014 | 0.014 | 0.014 | 0.014 | 0.014 | 0.014 | 0.014 | 0.014 | 0.014 | 0.014 | 0.014 | 0.014
|  | West Gardner:1 | [6 empty] | 0.033 | 0.033 | 0.033 | 0.033 | 0.033 | 0.033 | 0.033 | 0.033 | 0.033 | 0.033 | 0.033 | 0.033 | 0.033 | 0.033 | 0.033 | 0.033 | 0.033 | 0.033 | 0.033 | 0.033 | 0.033 | 0.033 | 0.033 | 0.033 | 0.033 | 0.033 | 0.033 | 0.033 | 0.033 | 0.033 | 0.033 | 0.033 | 0.033 | 0.033 | 0.033 | 0.033 | 0.033 | 0.033 | 0.033 | 0.033 | 0.033 | 0.033 | 0.033 | 0.033 | 0.033 | 0.033 | 0.033 | 0.033
|  | West Gardner:2 | [6 empty] | 0.04 | 0.04 | 0.04 | 0.04 | 0.04 | 0.04 | 0.04 | 0.04 | 0.04 | 0.04 | 0.04 | 0.04 | 0.04 | 0.04 | 0.04 | 0.04 | 0.04 | 0.04 | 0.04 | 0.04 | 0.04 | 0.04 | 0.04 | 0.04 | 0.04 | 0.04 | 0.04 | 0.04 | 0.04 | 0.04 | 0.04 | 0.04 | 0.04 | 0.04 | 0.04 | 0.04 | 0.04 | 0.04 | 0.04 | 0.04 | 0.04 | 0.04 | 0.04 | 0.04 | 0.04 | 0.04 | 0.04 | 0.04
|  | West Gardner:3 | [6 empty] | 0.068 | 0.068 | 0.068 | 0.068 | 0.068 | 0.068 | 0.068 | 0.068 | 0.068 | 0.068 | 0.068 | 0.068 | 0.068 | 0.068 | 0.068 | 0.068 | 0.068 | 0.068 | 0.068 | 0.068 | 0.068 | 0.068 | 0.068 | 0.068 | 0.068 | 0.068 | 0.068 | 0.068 | 0.068 | 0.068 | 0.068 | 0.068 | 0.068 | 0.068 | 0.068 | 0.068 | 0.068 | 0.068 | 0.068 | 0.068 | 0.068 | 0.068 | 0.068 | 0.068 | 0.068 | 0.068 | 0.068 | 0.068
|  | West Gardner:4 | [6 empty] | 0.036 | 0.036 | 0.036 | 0.036 | 0.036 | 0.036 | 0.036 | 0.036 | 0.036 | 0.036 | 0.036 | 0.036 | 0.036 | 0.036 | 0.036 | 0.036 | 0.036 | 0.036 | 0.036 | 0.036 | 0.036 | 0.036 | 0.036 | 0.036 | 0.036 | 0.036 | 0.036 | 0.036 | 0.036 | 0.036 | 0.036 | 0.036 | 0.036 | 0.036 | 0.036 | 0.036 | 0.036 | 0.036 | 0.036 | 0.036 | 0.036 | 0.036 | 0.036 | 0.036 | 0.036 | 0.036 | 0.036 | 0.036
2017 | 0 | Grant Town Facility (American Bituminous):1 | [6 empty] | 0.396 | 0.396 | 0.396 | 0.396 | 0.396 | 0.396 | 0.396 | 0.396 | 0.396 | 0.396 | 0.396 | 0.0594 | 0.0594 | 0.0594 | 0.0594 | 0.0594 | 0.0594 | 0.0594 | 0.0594 | 0.0594 | 0.0594 | 0.0594 | 0.0594 | 0.0594 | 0.0594 | 0.0594 | 0.0594 | 0.0594 | 0.0594 | 0.0594 | 0.0594 | 0.0594 | 0.0594 | 0.0594 | 0.0594 | 0.0594 | 0.0594 | 0.0594 | 0.0594 | 0.0594 | 0.0594 | 0.0594 | 0.0594 | 0.0594 | 0.0594 | 0.0594 | 0.0594 | 0.0594
|  | Ada Cogeneration Limited Partn:CC | [6 empty] | 0.05 | 0.05 | 0.05 | 0.05 | 0.05 | 0.05 | 0.05 | 0.05 | 0.05 | 0.05 | 0.05 | 0.05 | 0.05 | 0.05 | 0.05 | 0.05 | 0.05 | 0.05 | 0.05 | 0.05 | 0.05 | 0.05 | 0.05 | 0.05 | 0.05 | 0.05 | 0.05 | 0.05 | 0.05 | 0.05 | 0.05 | 0.05 | 0.05 | 0.05 | 0.05 | 0.05 | 0.05 | 0.05 | 0.05 | 0.05 | 0.05 | 0.05 | 0.05 | 0.05 | 0.05 | 0.05 | 0.05 | 0.05
2017 | 0 | Ebensburg Power Co.:GEN1 | [6 empty] | 0.405 | 0.405 | 0.405 | 0.405 | 0.405 | 0.405 | 0.405 | 0.405 | 0.405 | 0.405 | 0.405 | 0.06075 | 0.06075 | 0.06075 | 0.06075 | 0.06075 | 0.06075 | 0.06075 | 0.06075 | 0.06075 | 0.06075 | 0.06075 | 0.06075 | 0.06075 | 0.06075 | 0.06075 | 0.06075 | 0.06075 | 0.06075 | 0.06075 | 0.06075 | 0.06075 | 0.06075 | 0.06075 | 0.06075 | 0.06075 | 0.06075 | 0.06075 | 0.06075 | 0.06075 | 0.06075 | 0.06075 | 0.06075 | 0.06075 | 0.06075 | 0.06075 | 0.06075 | 0.06075
2017 | 0 | Mecklenburg Plant:1 | [6 empty] | 0.252 | 0.252 | 0.252 | 0.252 | 0.252 | 0.252 | 0.252 | 0.252 | 0.252 | 0.252 | 0.252 | 0.0378 | 0.0378 | 0.0378 | 0.0378 | 0.0378 | 0.0378 | 0.0378 | 0.0378 | 0.0378 | 0.0378 | 0.0378 | 0.0378 | 0.0378 | 0.0378 | 0.0378 | 0.0378 | 0.0378 | 0.0378 | 0.0378 | 0.0378 | 0.0378 | 0.0378 | 0.0378 | 0.0378 | 0.0378 | 0.0378 | 0.0378 | 0.0378 | 0.0378 | 0.0378 | 0.0378 | 0.0378 | 0.0378 | 0.0378 | 0.0378 | 0.0378 | 0.0378
2017 | 0 | Mecklenburg Plant:2 | [6 empty] | 0.263 | 0.263 | 0.263 | 0.263 | 0.263 | 0.263 | 0.263 | 0.263 | 0.263 | 0.263 | 0.263 | 0.03945 | 0.03945 | 0.03945 | 0.03945 | 0.03945 | 0.03945 | 0.03945 | 0.03945 | 0.03945 | 0.03945 | 0.03945 | 0.03945 | 0.03945 | 0.03945 | 0.03945 | 0.03945 | 0.03945 | 0.03945 | 0.03945 | 0.03945 | 0.03945 | 0.03945 | 0.03945 | 0.03945 | 0.03945 | 0.03945 | 0.03945 | 0.03945 | 0.03945 | 0.03945 | 0.03945 | 0.03945 | 0.03945 | 0.03945 | 0.03945 | 0.03945 | 0.03945
2020 | 0 | Birchwood Power Facility:1 | [6 empty] | 0.085 | 0.085 | 0.111 | 0.111 | 0.111 | 0.111 | 0.111 | 0.111 | 0.111 | 0.111 | 0.111 | 0.111 | 0.111 | 0.111 | 0.01665 | 0.01665 | 0.01665 | 0.01665 | 0.01665 | 0.01665 | 0.01665 | 0.01665 | 0.01665 | 0.01665 | 0.01665 | 0.01665 | 0.01665 | 0.01665 | 0.01665 | 0.01665 | 0.01665 | 0.01665 | 0.01665 | 0.01665 | 0.01665 | 0.01665 | 0.01665 | 0.01665 | 0.01665 | 0.01665 | 0.01665 | 0.01665 | 0.01665 | 0.01665 | 0.01665 | 0.01665 | 0.01665 | 0.01665
0 | 0 | Indiana University of Pennsylv:ALL | [6 empty] | 0.1 | 0.1 | 0.1 | 0.1 | 0.1 | 0.1 | 0.1 | 0.1 | 0.1 | 0.1 | 0.1 | 0.1 | 0.1 | 0.1 | 0.1 | 0.1 | 0.1 | 0.1 | 0.1 | 0.1 | 0.1 | 0.1 | 0.1 | 0.1 | 0.1 | 0.1 | 0.1 | 0.1 | 0.1 | 0.1 | 0.1 | 0.1 | 0.1 | 0.1 | 0.1 | 0.1 | 0.1 | 0.1 | 0.1 | 0.1 | 0.1 | 0.1 | 0.1 | 0.1 | 0.1 | 0.1 | 0.1 | 0.1
|  | York County Resource Recovery:ST | [6 empty] | 0.405 | 0.405 | 0.405 | 0.405 | 0.405 | 0.405 | 0.405 | 0.405 | 0.405 | 0.405 | 0.405 | 0.405 | 0.405 | 0.405 | 0.405 | 0.405 | 0.405 | 0.405 | 0.405 | 0.405 | 0.405 | 0.405 | 0.405 | 0.405 | 0.405 | 0.405 | 0.405 | 0.405 | 0.405 | 0.405 | 0.405 | 0.405 | 0.405 | 0.405 | 0.405 | 0.405 | 0.405 | 0.405 | 0.405 | 0.405 | 0.405 | 0.405 | 0.405 | 0.405 | 0.405 | 0.405 | 0.405 | 0.405
|  | Hopewell Cogeneration:CC | [6 empty] | 0.05 | 0.05 | 0.05 | 0.05 | 0.05 | 0.05 | 0.05 | 0.05 | 0.05 | 0.05 | 0.05 | 0.05 | 0.05 | 0.05 | 0.05 | 0.05 | 0.05 | 0.05 | 0.05 | 0.05 | 0.05 | 0.05 | 0.05 | 0.05 | 0.05 | 0.05 | 0.05 | 0.05 | 0.05 | 0.05 | 0.05 | 0.05 | 0.05 | 0.05 | 0.05 | 0.05 | 0.05 | 0.05 | 0.05 | 0.05 | 0.05 | 0.05 | 0.05 | 0.05 | 0.05 | 0.05 | 0.05 | 0.05
|  | Panda-Rosemary Limited Partner:CC | [6 empty] | 0.05 | 0.05 | 0.05 | 0.05 | 0.05 | 0.05 | 0.05 | 0.05 | 0.05 | 0.05 | 0.05 | 0.05 | 0.05 | 0.05 | 0.05 | 0.05 | 0.05 | 0.05 | 0.05 | 0.05 | 0.05 | 0.05 | 0.05 | 0.05 | 0.05 | 0.05 | 0.05 | 0.05 | 0.05 | 0.05 | 0.05 | 0.05 | 0.05 | 0.05 | 0.05 | 0.05 | 0.05 | 0.05 | 0.05 | 0.05 | 0.05 | 0.05 | 0.05 | 0.05 | 0.05 | 0.05 | 0.05 | 0.05
0 | 0 | Indeck-Silver Springs Energy C:CC | [6 empty] | 0.077 | 0.077 | 0.102 | 0.102 | 0.102 | 0.102 | 0.102 | 0.102 | 0.102 | 0.102 | 0.102 | 0.102 | 0.102 | 0.102 | 0.102 | 0.102 | 0.102 | 0.102 | 0.102 | 0.102 | 0.102 | 0.102 | 0.102 | 0.102 | 0.102 | 0.102 | 0.102 | 0.102 | 0.102 | 0.102 | 0.102 | 0.102 | 0.102 | 0.102 | 0.102 | 0.102 | 0.102 | 0.102 | 0.102 | 0.102 | 0.102 | 0.102 | 0.102 | 0.102 | 0.102 | 0.102 | 0.102 | 0.102
0 | 0 | Pinelawn Babylon:CC1 | [6 empty] | 0.12 | 0.12 | 0.12 | 0.12 | 0.12 | 0.12 | 0.12 | 0.12 | 0.12 | 0.12 | 0.12 | 0.12 | 0.12 | 0.12 | 0.12 | 0.12 | 0.12 | 0.12 | 0.12 | 0.12 | 0.12 | 0.12 | 0.12 | 0.12 | 0.12 | 0.12 | 0.12 | 0.12 | 0.12 | 0.12 | 0.12 | 0.12 | 0.12 | 0.12 | 0.12 | 0.12 | 0.12 | 0.12 | 0.12 | 0.12 | 0.12 | 0.12 | 0.12 | 0.12 | 0.12 | 0.12 | 0.12 | 0.12
|  | Athens Generating Plant:CC1 | [6 empty] | 0.019 | 0.019 | 0.028 | 0.028 | 0.028 | 0.028 | 0.028 | 0.028 | 0.028 | 0.028 | 0.028 | 0.028 | 0.028 | 0.028 | 0.028 | 0.028 | 0.028 | 0.028 | 0.028 | 0.028 | 0.028 | 0.028 | 0.028 | 0.028 | 0.028 | 0.028 | 0.028 | 0.028 | 0.028 | 0.028 | 0.028 | 0.028 | 0.028 | 0.028 | 0.028 | 0.028 | 0.028 | 0.028 | 0.028 | 0.028 | 0.028 | 0.028 | 0.028 | 0.028 | 0.028 | 0.028 | 0.028 | 0.028
|  | Athens Generating Plant:CC2 | [6 empty] | 0.019 | 0.019 | 0.028 | 0.028 | 0.028 | 0.028 | 0.028 | 0.028 | 0.028 | 0.028 | 0.028 | 0.028 | 0.028 | 0.028 | 0.028 | 0.028 | 0.028 | 0.028 | 0.028 | 0.028 | 0.028 | 0.028 | 0.028 | 0.028 | 0.028 | 0.028 | 0.028 | 0.028 | 0.028 | 0.028 | 0.028 | 0.028 | 0.028 | 0.028 | 0.028 | 0.028 | 0.028 | 0.028 | 0.028 | 0.028 | 0.028 | 0.028 | 0.028 | 0.028 | 0.028 | 0.028 | 0.028 | 0.028
|  | Athens Generating Plant:CC3 | [6 empty] | 0.019 | 0.019 | 0.028 | 0.028 | 0.028 | 0.028 | 0.028 | 0.028 | 0.028 | 0.028 | 0.028 | 0.028 | 0.028 | 0.028 | 0.028 | 0.028 | 0.028 | 0.028 | 0.028 | 0.028 | 0.028 | 0.028 | 0.028 | 0.028 | 0.028 | 0.028 | 0.028 | 0.028 | 0.028 | 0.028 | 0.028 | 0.028 | 0.028 | 0.028 | 0.028 | 0.028 | 0.028 | 0.028 | 0.028 | 0.028 | 0.028 | 0.028 | 0.028 | 0.028 | 0.028 | 0.028 | 0.028 | 0.028
|  | Astoria Energy:CC1 | [6 empty] | 0.019 | 0.019 | 0.028 | 0.028 | 0.028 | 0.028 | 0.028 | 0.028 | 0.028 | 0.028 | 0.028 | 0.028 | 0.028 | 0.028 | 0.028 | 0.028 | 0.028 | 0.028 | 0.028 | 0.028 | 0.028 | 0.028 | 0.028 | 0.028 | 0.028 | 0.028 | 0.028 | 0.028 | 0.028 | 0.028 | 0.028 | 0.028 | 0.028 | 0.028 | 0.028 | 0.028 | 0.028 | 0.028 | 0.028 | 0.028 | 0.028 | 0.028 | 0.028 | 0.028 | 0.028 | 0.028 | 0.028 | 0.028
|  | Narrows Gas Turbines:2B | [6 empty] | 0.1 | 0.1 | 0.1 | 0.1 | 0.1 | 0.1 | 0.1 | 0.1 | 0.1 | 0.1 | 0.1 | 0.1 | 0.1 | 0.1 | 0.1 | 0.1 | 0.1 | 0.1 | 0.1 | 0.1 | 0.1 | 0.1 | 0.1 | 0.1 | 0.1 | 0.1 | 0.1 | 0.1 | 0.1 | 0.1 | 0.1 | 0.1 | 0.1 | 0.1 | 0.1 | 0.1 | 0.1 | 0.1 | 0.1 | 0.1 | 0.1 | 0.1 | 0.1 | 0.1 | 0.1 | 0.1 | 0.1 | 0.1
|  | McClain Energy:CC | [6 empty] | 0.0291 | 0.0291 | 0.0291 | 0.0291 | 0.0291 | 0.0291 | 0.0291 | 0.0291 | 0.0291 | 0.0291 | 0.0291 | 0.0291 | 0.0291 | 0.0291 | 0.0291 | 0.0291 | 0.0291 | 0.0291 | 0.0291 | 0.0291 | 0.0291 | 0.0291 | 0.0291 | 0.0291 | 0.0291 | 0.0291 | 0.0291 | 0.0291 | 0.0291 | 0.0291 | 0.0291 | 0.0291 | 0.0291 | 0.0291 | 0.0291 | 0.0291 | 0.0291 | 0.0291 | 0.0291 | 0.0291 | 0.0291 | 0.0291 | 0.0291 | 0.0291 | 0.0291 | 0.0291 | 0.0291 | 0.0291
|  | Muskogee Mill:GEN3 | [6 empty] | 0.35 | 0.35 | 0.35 | 0.35 | 0.35 | 0.35 | 0.35 | 0.35 | 0.35 | 0.35 | 0.35 | 0.35 | 0.35 | 0.35 | 0.35 | 0.35 | 0.35 | 0.35 | 0.35 | 0.35 | 0.35 | 0.35 | 0.35 | 0.35 | 0.35 | 0.35 | 0.35 | 0.35 | 0.35 | 0.35 | 0.35 | 0.35 | 0.35 | 0.35 | 0.35 | 0.35 | 0.35 | 0.35 | 0.35 | 0.35 | 0.35 | 0.35 | 0.35 | 0.35 | 0.35 | 0.35 | 0.35 | 0.35
|  | Oklahoma State Univ:GEN4 | [6 empty] | 0.05 | 0.05 | 0.05 | 0.05 | 0.05 | 0.05 | 0.05 | 0.05 | 0.05 | 0.05 | 0.05 | 0.05 | 0.05 | 0.05 | 0.05 | 0.05 | 0.05 | 0.05 | 0.05 | 0.05 | 0.05 | 0.05 | 0.05 | 0.05 | 0.05 | 0.05 | 0.05 | 0.05 | 0.05 | 0.05 | 0.05 | 0.05 | 0.05 | 0.05 | 0.05 | 0.05 | 0.05 | 0.05 | 0.05 | 0.05 | 0.05 | 0.05 | 0.05 | 0.05 | 0.05 | 0.05 | 0.05 | 0.05
|  | Oklahoma State Univ:GEN4 | [6 empty] | 0.05 | 0.05 | 0.05 | 0.05 | 0.05 | 0.05 | 0.05 | 0.05 | 0.05 | 0.05 | 0.05 | 0.05 | 0.05 | 0.05 | 0.05 | 0.05 | 0.05 | 0.05 | 0.05 | 0.05 | 0.05 | 0.05 | 0.05 | 0.05 | 0.05 | 0.05 | 0.05 | 0.05 | 0.05 | 0.05 | 0.05 | 0.05 | 0.05 | 0.05 | 0.05 | 0.05 | 0.05 | 0.05 | 0.05 | 0.05 | 0.05 | 0.05 | 0.05 | 0.05 | 0.05 | 0.05 | 0.05 | 0.05
|  | Oklahoma State Univ:GEN4 | [6 empty] | 0.05 | 0.05 | 0.05 | 0.05 | 0.05 | 0.05 | 0.05 | 0.05 | 0.05 | 0.05 | 0.05 | 0.05 | 0.05 | 0.05 | 0.05 | 0.05 | 0.05 | 0.05 | 0.05 | 0.05 | 0.05 | 0.05 | 0.05 | 0.05 | 0.05 | 0.05 | 0.05 | 0.05 | 0.05 | 0.05 | 0.05 | 0.05 | 0.05 | 0.05 | 0.05 | 0.05 | 0.05 | 0.05 | 0.05 | 0.05 | 0.05 | 0.05 | 0.05 | 0.05 | 0.05 | 0.05 | 0.05 | 0.05
|  | Redbud Power Plant:CC1 | [6 empty] | 0.0121 | 0.0121 | 0.0121 | 0.0121 | 0.0121 | 0.0121 | 0.0121 | 0.0121 | 0.0121 | 0.0121 | 0.0121 | 0.0121 | 0.0121 | 0.0121 | 0.0121 | 0.0121 | 0.0121 | 0.0121 | 0.0121 | 0.0121 | 0.0121 | 0.0121 | 0.0121 | 0.0121 | 0.0121 | 0.0121 | 0.0121 | 0.0121 | 0.0121 | 0.0121 | 0.0121 | 0.0121 | 0.0121 | 0.0121 | 0.0121 | 0.0121 | 0.0121 | 0.0121 | 0.0121 | 0.0121 | 0.0121 | 0.0121 | 0.0121 | 0.0121 | 0.0121 | 0.0121 | 0.0121 | 0.0121
|  | Redbud Power Plant:CC2 | [6 empty] | 0.0134 | 0.0134 | 0.0134 | 0.0134 | 0.0134 | 0.0134 | 0.0134 | 0.0134 | 0.0134 | 0.0134 | 0.0134 | 0.0134 | 0.0134 | 0.0134 | 0.0134 | 0.0134 | 0.0134 | 0.0134 | 0.0134 | 0.0134 | 0.0134 | 0.0134 | 0.0134 | 0.0134 | 0.0134 | 0.0134 | 0.0134 | 0.0134 | 0.0134 | 0.0134 | 0.0134 | 0.0134 | 0.0134 | 0.0134 | 0.0134 | 0.0134 | 0.0134 | 0.0134 | 0.0134 | 0.0134 | 0.0134 | 0.0134 | 0.0134 | 0.0134 | 0.0134 | 0.0134 | 0.0134 | 0.0134
|  | Redbud Power Plant:CC3 | [6 empty] | 0.0141 | 0.0141 | 0.0141 | 0.0141 | 0.0141 | 0.0141 | 0.0141 | 0.0141 | 0.0141 | 0.0141 | 0.0141 | 0.0141 | 0.0141 | 0.0141 | 0.0141 | 0.0141 | 0.0141 | 0.0141 | 0.0141 | 0.0141 | 0.0141 | 0.0141 | 0.0141 | 0.0141 | 0.0141 | 0.0141 | 0.0141 | 0.0141 | 0.0141 | 0.0141 | 0.0141 | 0.0141 | 0.0141 | 0.0141 | 0.0141 | 0.0141 | 0.0141 | 0.0141 | 0.0141 | 0.0141 | 0.0141 | 0.0141 | 0.0141 | 0.0141 | 0.0141 | 0.0141 | 0.0141 | 0.0141
|  | Redbud Power Plant:CC4 | [6 empty] | 0.0118 | 0.0118 | 0.0118 | 0.0118 | 0.0118 | 0.0118 | 0.0118 | 0.0118 | 0.0118 | 0.0118 | 0.0118 | 0.0118 | 0.0118 | 0.0118 | 0.0118 | 0.0118 | 0.0118 | 0.0118 | 0.0118 | 0.0118 | 0.0118 | 0.0118 | 0.0118 | 0.0118 | 0.0118 | 0.0118 | 0.0118 | 0.0118 | 0.0118 | 0.0118 | 0.0118 | 0.0118 | 0.0118 | 0.0118 | 0.0118 | 0.0118 | 0.0118 | 0.0118 | 0.0118 | 0.0118 | 0.0118 | 0.0118 | 0.0118 | 0.0118 | 0.0118 | 0.0118 | 0.0118 | 0.0118
|  | Trigen Oklahoma City:CR4 | [6 empty] | 0.05 | 0.05 | 0.05 | 0.05 | 0.05 | 0.05 | 0.05 | 0.05 | 0.05 | 0.05 | 0.05 | 0.05 | 0.05 | 0.05 | 0.05 | 0.05 | 0.05 | 0.05 | 0.05 | 0.05 | 0.05 | 0.05 | 0.05 | 0.05 | 0.05 | 0.05 | 0.05 | 0.05 | 0.05 | 0.05 | 0.05 | 0.05 | 0.05 | 0.05 | 0.05 | 0.05 | 0.05 | 0.05 | 0.05 | 0.05 | 0.05 | 0.05 | 0.05 | 0.05 | 0.05 | 0.05 | 0.05 | 0.05
|  | Trigen Oklahoma City:All | [6 empty] | 1.2 | 1.2 | 1.2 | 1.2 | 1.2 | 1.2 | 1.2 | 1.2 | 1.2 | 1.2 | 1.2 | 1.2 | 1.2 | 1.2 | 1.2 | 1.2 | 1.2 | 1.2 | 1.2 | 1.2 | 1.2 | 1.2 | 1.2 | 1.2 | 1.2 | 1.2 | 1.2 | 1.2 | 1.2 | 1.2 | 1.2 | 1.2 | 1.2 | 1.2 | 1.2 | 1.2 | 1.2 | 1.2 | 1.2 | 1.2 | 1.2 | 1.2 | 1.2 | 1.2 | 1.2 | 1.2 | 1.2 | 1.2
|  | Univ of Oklahoma:GEN1 | [6 empty] | 0.05 | 0.05 | 0.05 | 0.05 | 0.05 | 0.05 | 0.05 | 0.05 | 0.05 | 0.05 | 0.05 | 0.05 | 0.05 | 0.05 | 0.05 | 0.05 | 0.05 | 0.05 | 0.05 | 0.05 | 0.05 | 0.05 | 0.05 | 0.05 | 0.05 | 0.05 | 0.05 | 0.05 | 0.05 | 0.05 | 0.05 | 0.05 | 0.05 | 0.05 | 0.05 | 0.05 | 0.05 | 0.05 | 0.05 | 0.05 | 0.05 | 0.05 | 0.05 | 0.05 | 0.05 | 0.05 | 0.05 | 0.05
|  | Univ of Oklahoma:GEN2 | [6 empty] | 0.05 | 0.05 | 0.05 | 0.05 | 0.05 | 0.05 | 0.05 | 0.05 | 0.05 | 0.05 | 0.05 | 0.05 | 0.05 | 0.05 | 0.05 | 0.05 | 0.05 | 0.05 | 0.05 | 0.05 | 0.05 | 0.05 | 0.05 | 0.05 | 0.05 | 0.05 | 0.05 | 0.05 | 0.05 | 0.05 | 0.05 | 0.05 | 0.05 | 0.05 | 0.05 | 0.05 | 0.05 | 0.05 | 0.05 | 0.05 | 0.05 | 0.05 | 0.05 | 0.05 | 0.05 | 0.05 | 0.05 | 0.05
|  | Univ of Oklahoma:GEN3 | [6 empty] | 0.05 | 0.05 | 0.05 | 0.05 | 0.05 | 0.05 | 0.05 | 0.05 | 0.05 | 0.05 | 0.05 | 0.05 | 0.05 | 0.05 | 0.05 | 0.05 | 0.05 | 0.05 | 0.05 | 0.05 | 0.05 | 0.05 | 0.05 | 0.05 | 0.05 | 0.05 | 0.05 | 0.05 | 0.05 | 0.05 | 0.05 | 0.05 | 0.05 | 0.05 | 0.05 | 0.05 | 0.05 | 0.05 | 0.05 | 0.05 | 0.05 | 0.05 | 0.05 | 0.05 | 0.05 | 0.05 | 0.05 | 0.05
|  | Univ of Oklahoma:GEN4 | [6 empty] | 0.05 | 0.05 | 0.05 | 0.05 | 0.05 | 0.05 | 0.05 | 0.05 | 0.05 | 0.05 | 0.05 | 0.05 | 0.05 | 0.05 | 0.05 | 0.05 | 0.05 | 0.05 | 0.05 | 0.05 | 0.05 | 0.05 | 0.05 | 0.05 | 0.05 | 0.05 | 0.05 | 0.05 | 0.05 | 0.05 | 0.05 | 0.05 | 0.05 | 0.05 | 0.05 | 0.05 | 0.05 | 0.05 | 0.05 | 0.05 | 0.05 | 0.05 | 0.05 | 0.05 | 0.05 | 0.05 | 0.05 | 0.05
|  | Univ of Oklahoma:GEN5 | [6 empty] | 0.05 | 0.05 | 0.05 | 0.05 | 0.05 | 0.05 | 0.05 | 0.05 | 0.05 | 0.05 | 0.05 | 0.05 | 0.05 | 0.05 | 0.05 | 0.05 | 0.05 | 0.05 | 0.05 | 0.05 | 0.05 | 0.05 | 0.05 | 0.05 | 0.05 | 0.05 | 0.05 | 0.05 | 0.05 | 0.05 | 0.05 | 0.05 | 0.05 | 0.05 | 0.05 | 0.05 | 0.05 | 0.05 | 0.05 | 0.05 | 0.05 | 0.05 | 0.05 | 0.05 | 0.05 | 0.05 | 0.05 | 0.05
|  | WFEC GENCO:GT1 | [6 empty] | 0.0616 | 0.0616 | 0.0616 | 0.0616 | 0.0616 | 0.0616 | 0.0616 | 0.0616 | 0.0616 | 0.0616 | 0.0616 | 0.0616 | 0.0616 | 0.0616 | 0.0616 | 0.0616 | 0.0616 | 0.0616 | 0.0616 | 0.0616 | 0.0616 | 0.0616 | 0.0616 | 0.0616 | 0.0616 | 0.0616 | 0.0616 | 0.0616 | 0.0616 | 0.0616 | 0.0616 | 0.0616 | 0.0616 | 0.0616 | 0.0616 | 0.0616 | 0.0616 | 0.0616 | 0.0616 | 0.0616 | 0.0616 | 0.0616 | 0.0616 | 0.0616 | 0.0616 | 0.0616 | 0.0616 | 0.0616
|  | WFEC GENCO:GT2 | [6 empty] | 0.0715 | 0.0715 | 0.0715 | 0.0715 | 0.0715 | 0.0715 | 0.0715 | 0.0715 | 0.0715 | 0.0715 | 0.0715 | 0.0715 | 0.0715 | 0.0715 | 0.0715 | 0.0715 | 0.0715 | 0.0715 | 0.0715 | 0.0715 | 0.0715 | 0.0715 | 0.0715 | 0.0715 | 0.0715 | 0.0715 | 0.0715 | 0.0715 | 0.0715 | 0.0715 | 0.0715 | 0.0715 | 0.0715 | 0.0715 | 0.0715 | 0.0715 | 0.0715 | 0.0715 | 0.0715 | 0.0715 | 0.0715 | 0.0715 | 0.0715 | 0.0715 | 0.0715 | 0.0715 | 0.0715 | 0.0715
2019 | 0 | Muskogee:4 | [6 empty] | 0.335 | 0.335 | 0.335 | 0.335 | 0.335 | 0.335 | 0.335 | 0.335 | 0.335 | 0.335 | 0.335 | 0.335 | 0.335 | 0.05025 | 0.05025 | 0.05025 | 0.05025 | 0.05025 | 0.05025 | 0.05025 | 0.05025 | 0.05025 | 0.05025 | 0.05025 | 0.05025 | 0.05025 | 0.05025 | 0.05025 | 0.05025 | 0.05025 | 0.05025 | 0.05025 | 0.05025 | 0.05025 | 0.05025 | 0.05025 | 0.05025 | 0.05025 | 0.05025 | 0.05025 | 0.05025 | 0.05025 | 0.05025 | 0.05025 | 0.05025 | 0.05025 | 0.05025 | 0.05025
2019 | 0 | Muskogee:5 | [6 empty] | 0.327 | 0.327 | 0.327 | 0.327 | 0.327 | 0.327 | 0.327 | 0.327 | 0.327 | 0.327 | 0.327 | 0.327 | 0.327 | 0.04905 | 0.04905 | 0.04905 | 0.04905 | 0.04905 | 0.04905 | 0.04905 | 0.04905 | 0.04905 | 0.04905 | 0.04905 | 0.04905 | 0.04905 | 0.04905 | 0.04905 | 0.04905 | 0.04905 | 0.04905 | 0.04905 | 0.04905 | 0.04905 | 0.04905 | 0.04905 | 0.04905 | 0.04905 | 0.04905 | 0.04905 | 0.04905 | 0.04905 | 0.04905 | 0.04905 | 0.04905 | 0.04905 | 0.04905 | 0.04905
2019 | 0 | Muskogee:6 | [6 empty] | 0.344 | 0.344 | 0.344 | 0.344 | 0.344 | 0.344 | 0.344 | 0.344 | 0.344 | 0.344 | 0.344 | 0.344 | 0.344 | 0.0516 | 0.0516 | 0.0516 | 0.0516 | 0.0516 | 0.0516 | 0.0516 | 0.0516 | 0.0516 | 0.0516 | 0.0516 | 0.0516 | 0.0516 | 0.0516 | 0.0516 | 0.0516 | 0.0516 | 0.0516 | 0.0516 | 0.0516 | 0.0516 | 0.0516 | 0.0516 | 0.0516 | 0.0516 | 0.0516 | 0.0516 | 0.0516 | 0.0516 | 0.0516 | 0.0516 | 0.0516 | 0.0516 | 0.0516 | 0.0516
2017 | 0 | AES Shady Point Inc:GEN1 | [6 empty] | 0.35 | 0.35 | 0.35 | 0.35 | 0.35 | 0.35 | 0.35 | 0.35 | 0.35 | 0.35 | 0.35 | 0.0525 | 0.0525 | 0.0525 | 0.0525 | 0.0525 | 0.0525 | 0.0525 | 0.0525 | 0.0525 | 0.0525 | 0.0525 | 0.0525 | 0.0525 | 0.0525 | 0.0525 | 0.0525 | 0.0525 | 0.0525 | 0.0525 | 0.0525 | 0.0525 | 0.0525 | 0.0525 | 0.0525 | 0.0525 | 0.0525 | 0.0525 | 0.0525 | 0.0525 | 0.0525 | 0.0525 | 0.0525 | 0.0525 | 0.0525 | 0.0525 | 0.0525 | 0.0525
2017 | 0 | AES Shady Point Inc:GEN2 | [6 empty] | 0.35 | 0.35 | 0.35 | 0.35 | 0.35 | 0.35 | 0.35 | 0.35 | 0.35 | 0.35 | 0.35 | 0.0525 | 0.0525 | 0.0525 | 0.0525 | 0.0525 | 0.0525 | 0.0525 | 0.0525 | 0.0525 | 0.0525 | 0.0525 | 0.0525 | 0.0525 | 0.0525 | 0.0525 | 0.0525 | 0.0525 | 0.0525 | 0.0525 | 0.0525 | 0.0525 | 0.0525 | 0.0525 | 0.0525 | 0.0525 | 0.0525 | 0.0525 | 0.0525 | 0.0525 | 0.0525 | 0.0525 | 0.0525 | 0.0525 | 0.0525 | 0.0525 | 0.0525 | 0.0525
2019 | 0 | Grda 1 & 2:1 | [6 empty] | 0.347 | 0.347 | 0.347 | 0.347 | 0.347 | 0.347 | 0.347 | 0.347 | 0.347 | 0.347 | 0.347 | 0.347 | 0.347 | 0.05205 | 0.05205 | 0.05205 | 0.05205 | 0.05205 | 0.05205 | 0.05205 | 0.05205 | 0.05205 | 0.05205 | 0.05205 | 0.05205 | 0.05205 | 0.05205 | 0.05205 | 0.05205 | 0.05205 | 0.05205 | 0.05205 | 0.05205 | 0.05205 | 0.05205 | 0.05205 | 0.05205 | 0.05205 | 0.05205 | 0.05205 | 0.05205 | 0.05205 | 0.05205 | 0.05205 | 0.05205 | 0.05205 | 0.05205 | 0.05205
2019 | 0 | Grda 1 & 2:2 | [6 empty] | 0.332 | 0.332 | 0.332 | 0.332 | 0.332 | 0.332 | 0.332 | 0.332 | 0.332 | 0.332 | 0.332 | 0.332 | 0.332 | 0.0498 | 0.0498 | 0.0498 | 0.0498 | 0.0498 | 0.0498 | 0.0498 | 0.0498 | 0.0498 | 0.0498 | 0.0498 | 0.0498 | 0.0498 | 0.0498 | 0.0498 | 0.0498 | 0.0498 | 0.0498 | 0.0498 | 0.0498 | 0.0498 | 0.0498 | 0.0498 | 0.0498 | 0.0498 | 0.0498 | 0.0498 | 0.0498 | 0.0498 | 0.0498 | 0.0498 | 0.0498 | 0.0498 | 0.0498 | 0.0498
2020 | 0 | Northeastern:3 | [6 empty] | 0.372 | 0.372 | 0.372 | 0.372 | 0.372 | 0.372 | 0.372 | 0.372 | 0.372 | 0.372 | 0.372 | 0.372 | 0.372 | 0.372 | 0.0558 | 0.0558 | 0.0558 | 0.0558 | 0.0558 | 0.0558 | 0.0558 | 0.0558 | 0.0558 | 0.0558 | 0.0558 | 0.0558 | 0.0558 | 0.0558 | 0.0558 | 0.0558 | 0.0558 | 0.0558 | 0.0558 | 0.0558 | 0.0558 | 0.0558 | 0.0558 | 0.0558 | 0.0558 | 0.0558 | 0.0558 | 0.0558 | 0.0558 | 0.0558 | 0.0558 | 0.0558 | 0.0558 | 0.0558
2020 | 0 | Northeastern:4 | [6 empty] | 0.381 | 0.381 | 0.381 | 0.381 | 0.381 | 0.381 | 0.381 | 0.381 | 0.381 | 0.381 | 0.381 | 0.381 | 0.381 | 0.381 | 0.05715 | 0.05715 | 0.05715 | 0.05715 | 0.05715 | 0.05715 | 0.05715 | 0.05715 | 0.05715 | 0.05715 | 0.05715 | 0.05715 | 0.05715 | 0.05715 | 0.05715 | 0.05715 | 0.05715 | 0.05715 | 0.05715 | 0.05715 | 0.05715 | 0.05715 | 0.05715 | 0.05715 | 0.05715 | 0.05715 | 0.05715 | 0.05715 | 0.05715 | 0.05715 | 0.05715 | 0.05715 | 0.05715 | 0.05715
|  | Mangum:5 | [6 empty] | 0.05 | 0.05 | 0.05 | 0.05 | 0.05 | 0.05 | 0.05 | 0.05 | 0.05 | 0.05 | 0.05 | 0.05 | 0.05 | 0.05 | 0.05 | 0.05 | 0.05 | 0.05 | 0.05 | 0.05 | 0.05 | 0.05 | 0.05 | 0.05 | 0.05 | 0.05 | 0.05 | 0.05 | 0.05 | 0.05 | 0.05 | 0.05 | 0.05 | 0.05 | 0.05 | 0.05 | 0.05 | 0.05 | 0.05 | 0.05 | 0.05 | 0.05 | 0.05 | 0.05 | 0.05 | 0.05 | 0.05 | 0.05
|  | Kingfisher:5 | [6 empty] | 0.05 | 0.05 | 0.05 | 0.05 | 0.05 | 0.05 | 0.05 | 0.05 | 0.05 | 0.05 | 0.05 | 0.05 | 0.05 | 0.05 | 0.05 | 0.05 | 0.05 | 0.05 | 0.05 | 0.05 | 0.05 | 0.05 | 0.05 | 0.05 | 0.05 | 0.05 | 0.05 | 0.05 | 0.05 | 0.05 | 0.05 | 0.05 | 0.05 | 0.05 | 0.05 | 0.05 | 0.05 | 0.05 | 0.05 | 0.05 | 0.05 | 0.05 | 0.05 | 0.05 | 0.05 | 0.05 | 0.05 | 0.05
|  | Ponca Diesel:9 | [6 empty] | 0.05 | 0.05 | 0.05 | 0.05 | 0.05 | 0.05 | 0.05 | 0.05 | 0.05 | 0.05 | 0.05 | 0.05 | 0.05 | 0.05 | 0.05 | 0.05 | 0.05 | 0.05 | 0.05 | 0.05 | 0.05 | 0.05 | 0.05 | 0.05 | 0.05 | 0.05 | 0.05 | 0.05 | 0.05 | 0.05 | 0.05 | 0.05 | 0.05 | 0.05 | 0.05 | 0.05 | 0.05 | 0.05 | 0.05 | 0.05 | 0.05 | 0.05 | 0.05 | 0.05 | 0.05 | 0.05 | 0.05 | 0.05
|  | Woodward (OK OGE):GT1 | [6 empty] | 0.05 | 0.05 | 0.05 | 0.05 | 0.05 | 0.05 | 0.05 | 0.05 | 0.05 | 0.05 | 0.05 | 0.05 | 0.05 | 0.05 | 0.05 | 0.05 | 0.05 | 0.05 | 0.05 | 0.05 | 0.05 | 0.05 | 0.05 | 0.05 | 0.05 | 0.05 | 0.05 | 0.05 | 0.05 | 0.05 | 0.05 | 0.05 | 0.05 | 0.05 | 0.05 | 0.05 | 0.05 | 0.05 | 0.05 | 0.05 | 0.05 | 0.05 | 0.05 | 0.05 | 0.05 | 0.05 | 0.05 | 0.05
|  | Boomer Lake Station:1 | [6 empty] | 0.05 | 0.05 | 0.05 | 0.05 | 0.05 | 0.05 | 0.05 | 0.05 | 0.05 | 0.05 | 0.05 | 0.05 | 0.05 | 0.05 | 0.05 | 0.05 | 0.05 | 0.05 | 0.05 | 0.05 | 0.05 | 0.05 | 0.05 | 0.05 | 0.05 | 0.05 | 0.05 | 0.05 | 0.05 | 0.05 | 0.05 | 0.05 | 0.05 | 0.05 | 0.05 | 0.05 | 0.05 | 0.05 | 0.05 | 0.05 | 0.05 | 0.05 | 0.05 | 0.05 | 0.05 | 0.05 | 0.05 | 0.05
|  | Boomer Lake Station:2 | [6 empty] | 0.05 | 0.05 | 0.05 | 0.05 | 0.05 | 0.05 | 0.05 | 0.05 | 0.05 | 0.05 | 0.05 | 0.05 | 0.05 | 0.05 | 0.05 | 0.05 | 0.05 | 0.05 | 0.05 | 0.05 | 0.05 | 0.05 | 0.05 | 0.05 | 0.05 | 0.05 | 0.05 | 0.05 | 0.05 | 0.05 | 0.05 | 0.05 | 0.05 | 0.05 | 0.05 | 0.05 | 0.05 | 0.05 | 0.05 | 0.05 | 0.05 | 0.05 | 0.05 | 0.05 | 0.05 | 0.05 | 0.05 | 0.05
|  | Seminole (OK):GT1 | [6 empty] | 0.05 | 0.05 | 0.05 | 0.05 | 0.05 | 0.05 | 0.05 | 0.05 | 0.05 | 0.05 | 0.05 | 0.05 | 0.05 | 0.05 | 0.05 | 0.05 | 0.05 | 0.05 | 0.05 | 0.05 | 0.05 | 0.05 | 0.05 | 0.05 | 0.05 | 0.05 | 0.05 | 0.05 | 0.05 | 0.05 | 0.05 | 0.05 | 0.05 | 0.05 | 0.05 | 0.05 | 0.05 | 0.05 | 0.05 | 0.05 | 0.05 | 0.05 | 0.05 | 0.05 | 0.05 | 0.05 | 0.05 | 0.05
|  | Mustang:5A | [6 empty] | 0.05 | 0.05 | 0.05 | 0.05 | 0.05 | 0.05 | 0.05 | 0.05 | 0.05 | 0.05 | 0.05 | 0.05 | 0.05 | 0.05 | 0.05 | 0.05 | 0.05 | 0.05 | 0.05 | 0.05 | 0.05 | 0.05 | 0.05 | 0.05 | 0.05 | 0.05 | 0.05 | 0.05 | 0.05 | 0.05 | 0.05 | 0.05 | 0.05 | 0.05 | 0.05 | 0.05 | 0.05 | 0.05 | 0.05 | 0.05 | 0.05 | 0.05 | 0.05 | 0.05 | 0.05 | 0.05 | 0.05 | 0.05
|  | Mustang:5B | [6 empty] | 0.05 | 0.05 | 0.05 | 0.05 | 0.05 | 0.05 | 0.05 | 0.05 | 0.05 | 0.05 | 0.05 | 0.05 | 0.05 | 0.05 | 0.05 | 0.05 | 0.05 | 0.05 | 0.05 | 0.05 | 0.05 | 0.05 | 0.05 | 0.05 | 0.05 | 0.05 | 0.05 | 0.05 | 0.05 | 0.05 | 0.05 | 0.05 | 0.05 | 0.05 | 0.05 | 0.05 | 0.05 | 0.05 | 0.05 | 0.05 | 0.05 | 0.05 | 0.05 | 0.05 | 0.05 | 0.05 | 0.05 | 0.05
|  | Ponca:2 | [6 empty] | 0.037 | 0.037 | 0.037 | 0.037 | 0.037 | 0.037 | 0.037 | 0.037 | 0.037 | 0.037 | 0.037 | 0.037 | 0.037 | 0.037 | 0.037 | 0.037 | 0.037 | 0.037 | 0.037 | 0.037 | 0.037 | 0.037 | 0.037 | 0.037 | 0.037 | 0.037 | 0.037 | 0.037 | 0.037 | 0.037 | 0.037 | 0.037 | 0.037 | 0.037 | 0.037 | 0.037 | 0.037 | 0.037 | 0.037 | 0.037 | 0.037 | 0.037 | 0.037 | 0.037 | 0.037 | 0.037 | 0.037 | 0.037
0 | 0 | Ponca City:GT4 | [6 empty] | 0.09 | 0.09 | 0.09 | 0.09 | 0.09 | 0.09 | 0.09 | 0.09 | 0.09 | 0.09 | 0.09 | 0.09 | 0.09 | 0.09 | 0.09 | 0.09 | 0.09 | 0.09 | 0.09 | 0.09 | 0.09 | 0.09 | 0.09 | 0.09 | 0.09 | 0.09 | 0.09 | 0.09 | 0.09 | 0.09 | 0.09 | 0.09 | 0.09 | 0.09 | 0.09 | 0.09 | 0.09 | 0.09 | 0.09 | 0.09 | 0.09 | 0.09 | 0.09 | 0.09 | 0.09 | 0.09 | 0.09 | 0.09
|  | Anadarko (OK WFEC):GT9 | [6 empty] | 0.083 | 0.083 | 0.083 | 0.083 | 0.083 | 0.083 | 0.083 | 0.083 | 0.083 | 0.083 | 0.083 | 0.083 | 0.083 | 0.083 | 0.083 | 0.083 | 0.083 | 0.083 | 0.083 | 0.083 | 0.083 | 0.083 | 0.083 | 0.083 | 0.083 | 0.083 | 0.083 | 0.083 | 0.083 | 0.083 | 0.083 | 0.083 | 0.083 | 0.083 | 0.083 | 0.083 | 0.083 | 0.083 | 0.083 | 0.083 | 0.083 | 0.083 | 0.083 | 0.083 | 0.083 | 0.083 | 0.083 | 0.083
|  | Anadarko (OK WFEC):GT11 | [6 empty] | 0.08 | 0.08 | 0.08 | 0.08 | 0.08 | 0.08 | 0.08 | 0.08 | 0.08 | 0.08 | 0.08 | 0.08 | 0.08 | 0.08 | 0.08 | 0.08 | 0.08 | 0.08 | 0.08 | 0.08 | 0.08 | 0.08 | 0.08 | 0.08 | 0.08 | 0.08 | 0.08 | 0.08 | 0.08 | 0.08 | 0.08 | 0.08 | 0.08 | 0.08 | 0.08 | 0.08 | 0.08 | 0.08 | 0.08 | 0.08 | 0.08 | 0.08 | 0.08 | 0.08 | 0.08 | 0.08 | 0.08 | 0.08
0 | 0 | Mooreland:1 | [6 empty] | 0.126 | 0.126 | 0.126 | 0.126 | 0.126 | 0.126 | 0.126 | 0.126 | 0.126 | 0.126 | 0.126 | 0.126 | 0.126 | 0.126 | 0.126 | 0.126 | 0.126 | 0.126 | 0.126 | 0.126 | 0.126 | 0.126 | 0.126 | 0.126 | 0.126 | 0.126 | 0.126 | 0.126 | 0.126 | 0.126 | 0.126 | 0.126 | 0.126 | 0.126 | 0.126 | 0.126 | 0.126 | 0.126 | 0.126 | 0.126 | 0.126 | 0.126 | 0.126 | 0.126 | 0.126 | 0.126 | 0.126 | 0.126
|  | Weleetka:5 | [6 empty] | 0.05 | 0.05 | 0.05 | 0.05 | 0.05 | 0.05 | 0.05 | 0.05 | 0.05 | 0.05 | 0.05 | 0.05 | 0.05 | 0.05 | 0.05 | 0.05 | 0.05 | 0.05 | 0.05 | 0.05 | 0.05 | 0.05 | 0.05 | 0.05 | 0.05 | 0.05 | 0.05 | 0.05 | 0.05 | 0.05 | 0.05 | 0.05 | 0.05 | 0.05 | 0.05 | 0.05 | 0.05 | 0.05 | 0.05 | 0.05 | 0.05 | 0.05 | 0.05 | 0.05 | 0.05 | 0.05 | 0.05 | 0.05
|  | Weleetka:4 | [6 empty] | 0.05 | 0.05 | 0.05 | 0.05 | 0.05 | 0.05 | 0.05 | 0.05 | 0.05 | 0.05 | 0.05 | 0.05 | 0.05 | 0.05 | 0.05 | 0.05 | 0.05 | 0.05 | 0.05 | 0.05 | 0.05 | 0.05 | 0.05 | 0.05 | 0.05 | 0.05 | 0.05 | 0.05 | 0.05 | 0.05 | 0.05 | 0.05 | 0.05 | 0.05 | 0.05 | 0.05 | 0.05 | 0.05 | 0.05 | 0.05 | 0.05 | 0.05 | 0.05 | 0.05 | 0.05 | 0.05 | 0.05 | 0.05
|  | Weleetka:6 | [6 empty] | 0.05 | 0.05 | 0.05 | 0.05 | 0.05 | 0.05 | 0.05 | 0.05 | 0.05 | 0.05 | 0.05 | 0.05 | 0.05 | 0.05 | 0.05 | 0.05 | 0.05 | 0.05 | 0.05 | 0.05 | 0.05 | 0.05 | 0.05 | 0.05 | 0.05 | 0.05 | 0.05 | 0.05 | 0.05 | 0.05 | 0.05 | 0.05 | 0.05 | 0.05 | 0.05 | 0.05 | 0.05 | 0.05 | 0.05 | 0.05 | 0.05 | 0.05 | 0.05 | 0.05 | 0.05 | 0.05 | 0.05 | 0.05
|  | Ponca City:CC | [6 empty] | 0.084 | 0.084 | 0.084 | 0.084 | 0.084 | 0.084 | 0.084 | 0.084 | 0.084 | 0.084 | 0.084 | 0.084 | 0.084 | 0.084 | 0.084 | 0.084 | 0.084 | 0.084 | 0.084 | 0.084 | 0.084 | 0.084 | 0.084 | 0.084 | 0.084 | 0.084 | 0.084 | 0.084 | 0.084 | 0.084 | 0.084 | 0.084 | 0.084 | 0.084 | 0.084 | 0.084 | 0.084 | 0.084 | 0.084 | 0.084 | 0.084 | 0.084 | 0.084 | 0.084 | 0.084 | 0.084 | 0.084 | 0.084
|  | Spring Creek Power Plant:GT3 | [6 empty] | 0.053 | 0.053 | 0.053 | 0.053 | 0.053 | 0.053 | 0.053 | 0.053 | 0.053 | 0.053 | 0.053 | 0.053 | 0.053 | 0.053 | 0.053 | 0.053 | 0.053 | 0.053 | 0.053 | 0.053 | 0.053 | 0.053 | 0.053 | 0.053 | 0.053 | 0.053 | 0.053 | 0.053 | 0.053 | 0.053 | 0.053 | 0.053 | 0.053 | 0.053 | 0.053 | 0.053 | 0.053 | 0.053 | 0.053 | 0.053 | 0.053 | 0.053 | 0.053 | 0.053 | 0.053 | 0.053 | 0.053 | 0.053
|  | Spring Creek Power Plant:GT4 | [6 empty] | 0.058 | 0.058 | 0.058 | 0.058 | 0.058 | 0.058 | 0.058 | 0.058 | 0.058 | 0.058 | 0.058 | 0.058 | 0.058 | 0.058 | 0.058 | 0.058 | 0.058 | 0.058 | 0.058 | 0.058 | 0.058 | 0.058 | 0.058 | 0.058 | 0.058 | 0.058 | 0.058 | 0.058 | 0.058 | 0.058 | 0.058 | 0.058 | 0.058 | 0.058 | 0.058 | 0.058 | 0.058 | 0.058 | 0.058 | 0.058 | 0.058 | 0.058 | 0.058 | 0.058 | 0.058 | 0.058 | 0.058 | 0.058
|  | Spring Creek Power Plant:GT2 | [6 empty] | 0.055 | 0.055 | 0.055 | 0.055 | 0.055 | 0.055 | 0.055 | 0.055 | 0.055 | 0.055 | 0.055 | 0.055 | 0.055 | 0.055 | 0.055 | 0.055 | 0.055 | 0.055 | 0.055 | 0.055 | 0.055 | 0.055 | 0.055 | 0.055 | 0.055 | 0.055 | 0.055 | 0.055 | 0.055 | 0.055 | 0.055 | 0.055 | 0.055 | 0.055 | 0.055 | 0.055 | 0.055 | 0.055 | 0.055 | 0.055 | 0.055 | 0.055 | 0.055 | 0.055 | 0.055 | 0.055 | 0.055 | 0.055
|  | Spring Creek Power Plant:GT1 | [6 empty] | 0.053 | 0.053 | 0.053 | 0.053 | 0.053 | 0.053 | 0.053 | 0.053 | 0.053 | 0.053 | 0.053 | 0.053 | 0.053 | 0.053 | 0.053 | 0.053 | 0.053 | 0.053 | 0.053 | 0.053 | 0.053 | 0.053 | 0.053 | 0.053 | 0.053 | 0.053 | 0.053 | 0.053 | 0.053 | 0.053 | 0.053 | 0.053 | 0.053 | 0.053 | 0.053 | 0.053 | 0.053 | 0.053 | 0.053 | 0.053 | 0.053 | 0.053 | 0.053 | 0.053 | 0.053 | 0.053 | 0.053 | 0.053
|  | Southwestern:GT2 | [6 empty] | 0.031 | 0.031 | 0.031 | 0.031 | 0.031 | 0.031 | 0.031 | 0.031 | 0.031 | 0.031 | 0.031 | 0.031 | 0.031 | 0.031 | 0.031 | 0.031 | 0.031 | 0.031 | 0.031 | 0.031 | 0.031 | 0.031 | 0.031 | 0.031 | 0.031 | 0.031 | 0.031 | 0.031 | 0.031 | 0.031 | 0.031 | 0.031 | 0.031 | 0.031 | 0.031 | 0.031 | 0.031 | 0.031 | 0.031 | 0.031 | 0.031 | 0.031 | 0.031 | 0.031 | 0.031 | 0.031 | 0.031 | 0.031
0 | 0 | Southwestern:1 | [6 empty] | 0.188 | 0.188 | 0.188 | 0.188 | 0.188 | 0.188 | 0.188 | 0.188 | 0.188 | 0.188 | 0.188 | 0.188 | 0.188 | 0.188 | 0.188 | 0.188 | 0.188 | 0.188 | 0.188 | 0.188 | 0.188 | 0.188 | 0.188 | 0.188 | 0.188 | 0.188 | 0.188 | 0.188 | 0.188 | 0.188 | 0.188 | 0.188 | 0.188 | 0.188 | 0.188 | 0.188 | 0.188 | 0.188 | 0.188 | 0.188 | 0.188 | 0.188 | 0.188 | 0.188 | 0.188 | 0.188 | 0.188 | 0.188
0 | 0 | Southwestern:2 | [6 empty] | 0.246 | 0.246 | 0.246 | 0.246 | 0.246 | 0.246 | 0.246 | 0.246 | 0.246 | 0.246 | 0.246 | 0.246 | 0.246 | 0.246 | 0.246 | 0.246 | 0.246 | 0.246 | 0.246 | 0.246 | 0.246 | 0.246 | 0.246 | 0.246 | 0.246 | 0.246 | 0.246 | 0.246 | 0.246 | 0.246 | 0.246 | 0.246 | 0.246 | 0.246 | 0.246 | 0.246 | 0.246 | 0.246 | 0.246 | 0.246 | 0.246 | 0.246 | 0.246 | 0.246 | 0.246 | 0.246 | 0.246 | 0.246
|  | Riverside (OK):GT2 | [6 empty] | 0.021 | 0.021 | 0.021 | 0.021 | 0.021 | 0.021 | 0.021 | 0.021 | 0.021 | 0.021 | 0.021 | 0.021 | 0.021 | 0.021 | 0.021 | 0.021 | 0.021 | 0.021 | 0.021 | 0.021 | 0.021 | 0.021 | 0.021 | 0.021 | 0.021 | 0.021 | 0.021 | 0.021 | 0.021 | 0.021 | 0.021 | 0.021 | 0.021 | 0.021 | 0.021 | 0.021 | 0.021 | 0.021 | 0.021 | 0.021 | 0.021 | 0.021 | 0.021 | 0.021 | 0.021 | 0.021 | 0.021 | 0.021
|  | Anadarko (OK WFEC):4 | [6 empty] | 0.05 | 0.05 | 0.05 | 0.05 | 0.05 | 0.05 | 0.05 | 0.05 | 0.05 | 0.05 | 0.05 | 0.05 | 0.05 | 0.05 | 0.05 | 0.05 | 0.05 | 0.05 | 0.05 | 0.05 | 0.05 | 0.05 | 0.05 | 0.05 | 0.05 | 0.05 | 0.05 | 0.05 | 0.05 | 0.05 | 0.05 | 0.05 | 0.05 | 0.05 | 0.05 | 0.05 | 0.05 | 0.05 | 0.05 | 0.05 | 0.05 | 0.05 | 0.05 | 0.05 | 0.05 | 0.05 | 0.05 | 0.05
|  | Anadarko (OK WFEC):5 | [6 empty] | 0.05 | 0.05 | 0.05 | 0.05 | 0.05 | 0.05 | 0.05 | 0.05 | 0.05 | 0.05 | 0.05 | 0.05 | 0.05 | 0.05 | 0.05 | 0.05 | 0.05 | 0.05 | 0.05 | 0.05 | 0.05 | 0.05 | 0.05 | 0.05 | 0.05 | 0.05 | 0.05 | 0.05 | 0.05 | 0.05 | 0.05 | 0.05 | 0.05 | 0.05 | 0.05 | 0.05 | 0.05 | 0.05 | 0.05 | 0.05 | 0.05 | 0.05 | 0.05 | 0.05 | 0.05 | 0.05 | 0.05 | 0.05
|  | Anadarko (OK WFEC):6 | [6 empty] | 0.05 | 0.05 | 0.05 | 0.05 | 0.05 | 0.05 | 0.05 | 0.05 | 0.05 | 0.05 | 0.05 | 0.05 | 0.05 | 0.05 | 0.05 | 0.05 | 0.05 | 0.05 | 0.05 | 0.05 | 0.05 | 0.05 | 0.05 | 0.05 | 0.05 | 0.05 | 0.05 | 0.05 | 0.05 | 0.05 | 0.05 | 0.05 | 0.05 | 0.05 | 0.05 | 0.05 | 0.05 | 0.05 | 0.05 | 0.05 | 0.05 | 0.05 | 0.05 | 0.05 | 0.05 | 0.05 | 0.05 | 0.05
|  | Powersmith Cogeneration Project:CC | [6 empty] | 0.05 | 0.05 | 0.05 | 0.05 | 0.05 | 0.05 | 0.05 | 0.05 | 0.05 | 0.05 | 0.05 | 0.05 | 0.05 | 0.05 | 0.05 | 0.05 | 0.05 | 0.05 | 0.05 | 0.05 | 0.05 | 0.05 | 0.05 | 0.05 | 0.05 | 0.05 | 0.05 | 0.05 | 0.05 | 0.05 | 0.05 | 0.05 | 0.05 | 0.05 | 0.05 | 0.05 | 0.05 | 0.05 | 0.05 | 0.05 | 0.05 | 0.05 | 0.05 | 0.05 | 0.05 | 0.05 | 0.05 | 0.05
0 | 0 | Mustang:3 | [6 empty] | 0.215 | 0.215 | 0.215 | 0.215 | 0.215 | 0.215 | 0.215 | 0.215 | 0.215 | 0.215 | 0.215 | 0.215 | 0.215 | 0.215 | 0.215 | 0.215 | 0.215 | 0.215 | 0.215 | 0.215 | 0.215 | 0.215 | 0.215 | 0.215 | 0.215 | 0.215 | 0.215 | 0.215 | 0.215 | 0.215 | 0.215 | 0.215 | 0.215 | 0.215 | 0.215 | 0.215 | 0.215 | 0.215 | 0.215 | 0.215 | 0.215 | 0.215 | 0.215 | 0.215 | 0.215 | 0.215 | 0.215 | 0.215
0 | 0 | Mooreland:2 | [6 empty] | 0.153 | 0.153 | 0.153 | 0.153 | 0.153 | 0.153 | 0.153 | 0.153 | 0.153 | 0.153 | 0.153 | 0.153 | 0.153 | 0.153 | 0.153 | 0.153 | 0.153 | 0.153 | 0.153 | 0.153 | 0.153 | 0.153 | 0.153 | 0.153 | 0.153 | 0.153 | 0.153 | 0.153 | 0.153 | 0.153 | 0.153 | 0.153 | 0.153 | 0.153 | 0.153 | 0.153 | 0.153 | 0.153 | 0.153 | 0.153 | 0.153 | 0.153 | 0.153 | 0.153 | 0.153 | 0.153 | 0.153 | 0.153
0 | 0 | Mooreland:3 | [6 empty] | 0.125 | 0.125 | 0.125 | 0.125 | 0.125 | 0.125 | 0.125 | 0.125 | 0.125 | 0.125 | 0.125 | 0.125 | 0.125 | 0.125 | 0.125 | 0.125 | 0.125 | 0.125 | 0.125 | 0.125 | 0.125 | 0.125 | 0.125 | 0.125 | 0.125 | 0.125 | 0.125 | 0.125 | 0.125 | 0.125 | 0.125 | 0.125 | 0.125 | 0.125 | 0.125 | 0.125 | 0.125 | 0.125 | 0.125 | 0.125 | 0.125 | 0.125 | 0.125 | 0.125 | 0.125 | 0.125 | 0.125 | 0.125
0 | 0 | Tulsa:2 | [6 empty] | 0.176 | 0.176 | 0.176 | 0.176 | 0.176 | 0.176 | 0.176 | 0.176 | 0.176 | 0.176 | 0.176 | 0.176 | 0.176 | 0.176 | 0.176 | 0.176 | 0.176 | 0.176 | 0.176 | 0.176 | 0.176 | 0.176 | 0.176 | 0.176 | 0.176 | 0.176 | 0.176 | 0.176 | 0.176 | 0.176 | 0.176 | 0.176 | 0.176 | 0.176 | 0.176 | 0.176 | 0.176 | 0.176 | 0.176 | 0.176 | 0.176 | 0.176 | 0.176 | 0.176 | 0.176 | 0.176 | 0.176 | 0.176
0 | 0 | Tulsa:4 | [6 empty] | 0.161 | 0.161 | 0.161 | 0.161 | 0.161 | 0.161 | 0.161 | 0.161 | 0.161 | 0.161 | 0.161 | 0.161 | 0.161 | 0.161 | 0.161 | 0.161 | 0.161 | 0.161 | 0.161 | 0.161 | 0.161 | 0.161 | 0.161 | 0.161 | 0.161 | 0.161 | 0.161 | 0.161 | 0.161 | 0.161 | 0.161 | 0.161 | 0.161 | 0.161 | 0.161 | 0.161 | 0.161 | 0.161 | 0.161 | 0.161 | 0.161 | 0.161 | 0.161 | 0.161 | 0.161 | 0.161 | 0.161 | 0.161
0 | 0 | Horseshoe Lake:6 | [6 empty] | 0.271 | 0.271 | 0.271 | 0.271 | 0.271 | 0.271 | 0.271 | 0.271 | 0.271 | 0.271 | 0.271 | 0.271 | 0.271 | 0.271 | 0.271 | 0.271 | 0.271 | 0.271 | 0.271 | 0.271 | 0.271 | 0.271 | 0.271 | 0.271 | 0.271 | 0.271 | 0.271 | 0.271 | 0.271 | 0.271 | 0.271 | 0.271 | 0.271 | 0.271 | 0.271 | 0.271 | 0.271 | 0.271 | 0.271 | 0.271 | 0.271 | 0.271 | 0.271 | 0.271 | 0.271 | 0.271 | 0.271 | 0.271
0 | 0 | Muskogee:3 | [6 empty] | 0.35 | 0.35 | 0.35 | 0.35 | 0.35 | 0.35 | 0.35 | 0.35 | 0.35 | 0.35 | 0.35 | 0.35 | 0.35 | 0.35 | 0.35 | 0.35 | 0.35 | 0.35 | 0.35 | 0.35 | 0.35 | 0.35 | 0.35 | 0.35 | 0.35 | 0.35 | 0.35 | 0.35 | 0.35 | 0.35 | 0.35 | 0.35 | 0.35 | 0.35 | 0.35 | 0.35 | 0.35 | 0.35 | 0.35 | 0.35 | 0.35 | 0.35 | 0.35 | 0.35 | 0.35 | 0.35 | 0.35 | 0.35
0 | 0 | Horseshoe Lake:CC7 | [6 empty] | 0.136 | 0.136 | 0.136 | 0.136 | 0.136 | 0.136 | 0.136 | 0.136 | 0.136 | 0.136 | 0.136 | 0.136 | 0.136 | 0.136 | 0.136 | 0.136 | 0.136 | 0.136 | 0.136 | 0.136 | 0.136 | 0.136 | 0.136 | 0.136 | 0.136 | 0.136 | 0.136 | 0.136 | 0.136 | 0.136 | 0.136 | 0.136 | 0.136 | 0.136 | 0.136 | 0.136 | 0.136 | 0.136 | 0.136 | 0.136 | 0.136 | 0.136 | 0.136 | 0.136 | 0.136 | 0.136 | 0.136 | 0.136
0 | 0 | Mustang:4 | [6 empty] | 0.284 | 0.284 | 0.284 | 0.284 | 0.284 | 0.284 | 0.284 | 0.284 | 0.284 | 0.284 | 0.284 | 0.284 | 0.284 | 0.284 | 0.284 | 0.284 | 0.284 | 0.284 | 0.284 | 0.284 | 0.284 | 0.284 | 0.284 | 0.284 | 0.284 | 0.284 | 0.284 | 0.284 | 0.284 | 0.284 | 0.284 | 0.284 | 0.284 | 0.284 | 0.284 | 0.284 | 0.284 | 0.284 | 0.284 | 0.284 | 0.284 | 0.284 | 0.284 | 0.284 | 0.284 | 0.284 | 0.284 | 0.284
0 | 0 | Comanche (OK):CC | [6 empty] | 0.546 | 0.546 | 0.546 | 0.546 | 0.546 | 0.546 | 0.546 | 0.546 | 0.546 | 0.546 | 0.546 | 0.546 | 0.546 | 0.546 | 0.546 | 0.546 | 0.546 | 0.546 | 0.546 | 0.546 | 0.546 | 0.546 | 0.546 | 0.546 | 0.546 | 0.546 | 0.546 | 0.546 | 0.546 | 0.546 | 0.546 | 0.546 | 0.546 | 0.546 | 0.546 | 0.546 | 0.546 | 0.546 | 0.546 | 0.546 | 0.546 | 0.546 | 0.546 | 0.546 | 0.546 | 0.546 | 0.546 | 0.546
|  | Green Country Energy LLC:CC1 | [6 empty] | 0.03 | 0.03 | 0.03 | 0.03 | 0.03 | 0.03 | 0.03 | 0.03 | 0.03 | 0.03 | 0.03 | 0.03 | 0.03 | 0.03 | 0.03 | 0.03 | 0.03 | 0.03 | 0.03 | 0.03 | 0.03 | 0.03 | 0.03 | 0.03 | 0.03 | 0.03 | 0.03 | 0.03 | 0.03 | 0.03 | 0.03 | 0.03 | 0.03 | 0.03 | 0.03 | 0.03 | 0.03 | 0.03 | 0.03 | 0.03 | 0.03 | 0.03 | 0.03 | 0.03 | 0.03 | 0.03 | 0.03 | 0.03
|  | Green Country Energy LLC:CC2 | [6 empty] | 0.028 | 0.028 | 0.028 | 0.028 | 0.028 | 0.028 | 0.028 | 0.028 | 0.028 | 0.028 | 0.028 | 0.028 | 0.028 | 0.028 | 0.028 | 0.028 | 0.028 | 0.028 | 0.028 | 0.028 | 0.028 | 0.028 | 0.028 | 0.028 | 0.028 | 0.028 | 0.028 | 0.028 | 0.028 | 0.028 | 0.028 | 0.028 | 0.028 | 0.028 | 0.028 | 0.028 | 0.028 | 0.028 | 0.028 | 0.028 | 0.028 | 0.028 | 0.028 | 0.028 | 0.028 | 0.028 | 0.028 | 0.028
|  | Green Country Energy LLC:CC3 | [6 empty] | 0.027 | 0.027 | 0.027 | 0.027 | 0.027 | 0.027 | 0.027 | 0.027 | 0.027 | 0.027 | 0.027 | 0.027 | 0.027 | 0.027 | 0.027 | 0.027 | 0.027 | 0.027 | 0.027 | 0.027 | 0.027 | 0.027 | 0.027 | 0.027 | 0.027 | 0.027 | 0.027 | 0.027 | 0.027 | 0.027 | 0.027 | 0.027 | 0.027 | 0.027 | 0.027 | 0.027 | 0.027 | 0.027 | 0.027 | 0.027 | 0.027 | 0.027 | 0.027 | 0.027 | 0.027 | 0.027 | 0.027 | 0.027
0 | 0 | Southwestern:3 | [6 empty] | 0.477 | 0.477 | 0.477 | 0.477 | 0.477 | 0.477 | 0.477 | 0.477 | 0.477 | 0.477 | 0.477 | 0.477 | 0.477 | 0.477 | 0.477 | 0.477 | 0.477 | 0.477 | 0.477 | 0.477 | 0.477 | 0.477 | 0.477 | 0.477 | 0.477 | 0.477 | 0.477 | 0.477 | 0.477 | 0.477 | 0.477 | 0.477 | 0.477 | 0.477 | 0.477 | 0.477 | 0.477 | 0.477 | 0.477 | 0.477 | 0.477 | 0.477 | 0.477 | 0.477 | 0.477 | 0.477 | 0.477 | 0.477
|  | Horseshoe Lake:8 | [6 empty] | 0.072 | 0.072 | 0.072 | 0.072 | 0.072 | 0.072 | 0.072 | 0.072 | 0.072 | 0.072 | 0.072 | 0.072 | 0.072 | 0.072 | 0.072 | 0.072 | 0.072 | 0.072 | 0.072 | 0.072 | 0.072 | 0.072 | 0.072 | 0.072 | 0.072 | 0.072 | 0.072 | 0.072 | 0.072 | 0.072 | 0.072 | 0.072 | 0.072 | 0.072 | 0.072 | 0.072 | 0.072 | 0.072 | 0.072 | 0.072 | 0.072 | 0.072 | 0.072 | 0.072 | 0.072 | 0.072 | 0.072 | 0.072
|  | Northeastern:CC | [6 empty] | 0.035 | 0.035 | 0.035 | 0.035 | 0.035 | 0.035 | 0.035 | 0.035 | 0.035 | 0.035 | 0.035 | 0.035 | 0.035 | 0.035 | 0.035 | 0.035 | 0.035 | 0.035 | 0.035 | 0.035 | 0.035 | 0.035 | 0.035 | 0.035 | 0.035 | 0.035 | 0.035 | 0.035 | 0.035 | 0.035 | 0.035 | 0.035 | 0.035 | 0.035 | 0.035 | 0.035 | 0.035 | 0.035 | 0.035 | 0.035 | 0.035 | 0.035 | 0.035 | 0.035 | 0.035 | 0.035 | 0.035 | 0.035
0 | 0 | Riverside (OK):1 | [6 empty] | 0.219 | 0.219 | 0.219 | 0.219 | 0.219 | 0.219 | 0.219 | 0.219 | 0.219 | 0.219 | 0.219 | 0.219 | 0.219 | 0.219 | 0.219 | 0.219 | 0.219 | 0.219 | 0.219 | 0.219 | 0.219 | 0.219 | 0.219 | 0.219 | 0.219 | 0.219 | 0.219 | 0.219 | 0.219 | 0.219 | 0.219 | 0.219 | 0.219 | 0.219 | 0.219 | 0.219 | 0.219 | 0.219 | 0.219 | 0.219 | 0.219 | 0.219 | 0.219 | 0.219 | 0.219 | 0.219 | 0.219 | 0.219
0 | 0 | Riverside (OK):2 | [6 empty] | 0.226 | 0.226 | 0.226 | 0.226 | 0.226 | 0.226 | 0.226 | 0.226 | 0.226 | 0.226 | 0.226 | 0.226 | 0.226 | 0.226 | 0.226 | 0.226 | 0.226 | 0.226 | 0.226 | 0.226 | 0.226 | 0.226 | 0.226 | 0.226 | 0.226 | 0.226 | 0.226 | 0.226 | 0.226 | 0.226 | 0.226 | 0.226 | 0.226 | 0.226 | 0.226 | 0.226 | 0.226 | 0.226 | 0.226 | 0.226 | 0.226 | 0.226 | 0.226 | 0.226 | 0.226 | 0.226 | 0.226 | 0.226
0 | 0 | Northeastern:2 | [6 empty] | 0.409 | 0.409 | 0.409 | 0.409 | 0.409 | 0.409 | 0.409 | 0.409 | 0.409 | 0.409 | 0.409 | 0.409 | 0.409 | 0.409 | 0.409 | 0.409 | 0.409 | 0.409 | 0.409 | 0.409 | 0.409 | 0.409 | 0.409 | 0.409 | 0.409 | 0.409 | 0.409 | 0.409 | 0.409 | 0.409 | 0.409 | 0.409 | 0.409 | 0.409 | 0.409 | 0.409 | 0.409 | 0.409 | 0.409 | 0.409 | 0.409 | 0.409 | 0.409 | 0.409 | 0.409 | 0.409 | 0.409 | 0.409
0 | 0 | Seminole (OK):1 | [6 empty] | 0.174 | 0.174 | 0.174 | 0.174 | 0.174 | 0.174 | 0.174 | 0.174 | 0.174 | 0.174 | 0.174 | 0.174 | 0.174 | 0.174 | 0.174 | 0.174 | 0.174 | 0.174 | 0.174 | 0.174 | 0.174 | 0.174 | 0.174 | 0.174 | 0.174 | 0.174 | 0.174 | 0.174 | 0.174 | 0.174 | 0.174 | 0.174 | 0.174 | 0.174 | 0.174 | 0.174 | 0.174 | 0.174 | 0.174 | 0.174 | 0.174 | 0.174 | 0.174 | 0.174 | 0.174 | 0.174 | 0.174 | 0.174
0 | 0 | Seminole (OK):2 | [6 empty] | 0.195 | 0.195 | 0.195 | 0.195 | 0.195 | 0.195 | 0.195 | 0.195 | 0.195 | 0.195 | 0.195 | 0.195 | 0.195 | 0.195 | 0.195 | 0.195 | 0.195 | 0.195 | 0.195 | 0.195 | 0.195 | 0.195 | 0.195 | 0.195 | 0.195 | 0.195 | 0.195 | 0.195 | 0.195 | 0.195 | 0.195 | 0.195 | 0.195 | 0.195 | 0.195 | 0.195 | 0.195 | 0.195 | 0.195 | 0.195 | 0.195 | 0.195 | 0.195 | 0.195 | 0.195 | 0.195 | 0.195 | 0.195
0 | 0 | Seminole (OK):3 | [6 empty] | 0.129 | 0.129 | 0.129 | 0.129 | 0.129 | 0.129 | 0.129 | 0.129 | 0.129 | 0.129 | 0.129 | 0.129 | 0.129 | 0.129 | 0.129 | 0.129 | 0.129 | 0.129 | 0.129 | 0.129 | 0.129 | 0.129 | 0.129 | 0.129 | 0.129 | 0.129 | 0.129 | 0.129 | 0.129 | 0.129 | 0.129 | 0.129 | 0.129 | 0.129 | 0.129 | 0.129 | 0.129 | 0.129 | 0.129 | 0.129 | 0.129 | 0.129 | 0.129 | 0.129 | 0.129 | 0.129 | 0.129 | 0.129
|  | Oneta Energy Center:CC1 | [6 empty] | 0.035 | 0.035 | 0.035 | 0.035 | 0.035 | 0.035 | 0.035 | 0.035 | 0.035 | 0.035 | 0.035 | 0.035 | 0.035 | 0.035 | 0.035 | 0.035 | 0.035 | 0.035 | 0.035 | 0.035 | 0.035 | 0.035 | 0.035 | 0.035 | 0.035 | 0.035 | 0.035 | 0.035 | 0.035 | 0.035 | 0.035 | 0.035 | 0.035 | 0.035 | 0.035 | 0.035 | 0.035 | 0.035 | 0.035 | 0.035 | 0.035 | 0.035 | 0.035 | 0.035 | 0.035 | 0.035 | 0.035 | 0.035
|  | Oneta Energy Center:CC2 | [6 empty] | 0.037 | 0.037 | 0.037 | 0.037 | 0.037 | 0.037 | 0.037 | 0.037 | 0.037 | 0.037 | 0.037 | 0.037 | 0.037 | 0.037 | 0.037 | 0.037 | 0.037 | 0.037 | 0.037 | 0.037 | 0.037 | 0.037 | 0.037 | 0.037 | 0.037 | 0.037 | 0.037 | 0.037 | 0.037 | 0.037 | 0.037 | 0.037 | 0.037 | 0.037 | 0.037 | 0.037 | 0.037 | 0.037 | 0.037 | 0.037 | 0.037 | 0.037 | 0.037 | 0.037 | 0.037 | 0.037 | 0.037 | 0.037
|  | Muskogee Mill:GEN1 | [6 empty] | 0.35 | 0.35 | 0.35 | 0.35 | 0.35 | 0.35 | 0.35 | 0.35 | 0.35 | 0.35 | 0.35 | 0.35 | 0.35 | 0.35 | 0.35 | 0.35 | 0.35 | 0.35 | 0.35 | 0.35 | 0.35 | 0.35 | 0.35 | 0.35 | 0.35 | 0.35 | 0.35 | 0.35 | 0.35 | 0.35 | 0.35 | 0.35 | 0.35 | 0.35 | 0.35 | 0.35 | 0.35 | 0.35 | 0.35 | 0.35 | 0.35 | 0.35 | 0.35 | 0.35 | 0.35 | 0.35 | 0.35 | 0.35
|  | Muskogee Mill:GEN2 | [6 empty] | 0.35 | 0.35 | 0.35 | 0.35 | 0.35 | 0.35 | 0.35 | 0.35 | 0.35 | 0.35 | 0.35 | 0.35 | 0.35 | 0.35 | 0.35 | 0.35 | 0.35 | 0.35 | 0.35 | 0.35 | 0.35 | 0.35 | 0.35 | 0.35 | 0.35 | 0.35 | 0.35 | 0.35 | 0.35 | 0.35 | 0.35 | 0.35 | 0.35 | 0.35 | 0.35 | 0.35 | 0.35 | 0.35 | 0.35 | 0.35 | 0.35 | 0.35 | 0.35 | 0.35 | 0.35 | 0.35 | 0.35 | 0.35
|  | Chouteau:CC2 | [6 empty] | 0.03 | 0.03 | 0.03 | 0.03 | 0.03 | 0.03 | 0.03 | 0.03 | 0.03 | 0.03 | 0.03 | 0.03 | 0.03 | 0.03 | 0.03 | 0.03 | 0.03 | 0.03 | 0.03 | 0.03 | 0.03 | 0.03 | 0.03 | 0.03 | 0.03 | 0.03 | 0.03 | 0.03 | 0.03 | 0.03 | 0.03 | 0.03 | 0.03 | 0.03 | 0.03 | 0.03 | 0.03 | 0.03 | 0.03 | 0.03 | 0.03 | 0.03 | 0.03 | 0.03 | 0.03 | 0.03 | 0.03 | 0.03
|  | Nine Mile Gas Processing Plant:1 | [6 empty] | 0.05 | 0.05 | 0.05 | 0.05 | 0.05 | 0.05 | 0.05 | 0.05 | 0.05 | 0.05 | 0.05 | 0.05 | 0.05 | 0.05 | 0.05 | 0.05 | 0.05 | 0.05 | 0.05 | 0.05 | 0.05 | 0.05 | 0.05 | 0.05 | 0.05 | 0.05 | 0.05 | 0.05 | 0.05 | 0.05 | 0.05 | 0.05 | 0.05 | 0.05 | 0.05 | 0.05 | 0.05 | 0.05 | 0.05 | 0.05 | 0.05 | 0.05 | 0.05 | 0.05 | 0.05 | 0.05 | 0.05 | 0.05
|  | Nine Mile Gas Processing Plant:2 | [6 empty] | 0.05 | 0.05 | 0.05 | 0.05 | 0.05 | 0.05 | 0.05 | 0.05 | 0.05 | 0.05 | 0.05 | 0.05 | 0.05 | 0.05 | 0.05 | 0.05 | 0.05 | 0.05 | 0.05 | 0.05 | 0.05 | 0.05 | 0.05 | 0.05 | 0.05 | 0.05 | 0.05 | 0.05 | 0.05 | 0.05 | 0.05 | 0.05 | 0.05 | 0.05 | 0.05 | 0.05 | 0.05 | 0.05 | 0.05 | 0.05 | 0.05 | 0.05 | 0.05 | 0.05 | 0.05 | 0.05 | 0.05 | 0.05
|  | Nine Mile Gas Processing Plant:3 | [6 empty] | 0.05 | 0.05 | 0.05 | 0.05 | 0.05 | 0.05 | 0.05 | 0.05 | 0.05 | 0.05 | 0.05 | 0.05 | 0.05 | 0.05 | 0.05 | 0.05 | 0.05 | 0.05 | 0.05 | 0.05 | 0.05 | 0.05 | 0.05 | 0.05 | 0.05 | 0.05 | 0.05 | 0.05 | 0.05 | 0.05 | 0.05 | 0.05 | 0.05 | 0.05 | 0.05 | 0.05 | 0.05 | 0.05 | 0.05 | 0.05 | 0.05 | 0.05 | 0.05 | 0.05 | 0.05 | 0.05 | 0.05 | 0.05

## yr_Coal_FOM
TS_Annual Records
DSI | FOM from Table | ACI | FOM | Bag House | BH FOM | Wet FGD | FOM | Dry FGD | FOM | SCR | FOM | SNCR | FOM | CCR | FOM | Capacity | Name | Year Built | Use | 2000 | 2001 | 2002 | 2003 | 2004 | 2005 | 2006 | 2007 | 2008 | 2009 | 2010 | 2011 | 2012 | 2013 | 2014 | 2015 | 2016 | 2017 | 2018 | 2019 | 2020 | 2021 | 2022 | 2023 | 2024 | 2025 | 2026 | 2027 | 2028 | 2029 | 2030 | 2031 | 2032 | 2033 | 2034 | 2035 | 2036 | 2037 | 2038 | 2039 | 2040 | 2041 | 2042 | 2043 | 2044 | 2045 | 2046 | 2047 | 2048 | 2049 | 2050 | 2051 | 2052 | 2053
0 | 0 | 0 | 0 | 0 | 0 | 2017 | 2646 | 0 | 0 | 2017 | 606 | 0 | 0 | 2017 | 393 | 245 | A B Brown:ST1 | 1979 | A B Brown:ST1 | [7 empty] | 300 | 300 | 300 | 300 | 300 | 300 | 300 | 300 | 300 | 300 | 3945 | 3945 | 3945 | 3945 | 3945 | 3945 | 3945 | 3945 | 3945 | 3945 | 3945 | 3945 | 12334.8315 | 12458.1798 | 12582.7616 | 12708.5892 | 12835.6751 | 12964.0319 | 13093.6722 | 13224.6089 | 13356.855 | 13490.4236 | 13625.3278 | 13761.5811 | 13899.1969 | 14038.1888 | 14178.5707 | 14320.3564 | 14463.56 | 14608.1956 | 14754.2776 | 14901.8203 | 15050.8385 | 15201.3469 | 15353.3604 | 15506.894 | 15661.9629
0 | 0 | 0 | 0 | 0 | 0 | 2017 | 2646 | 0 | 0 | 2017 | 606 | 0 | 0 | 2017 | 393 | 245 | A B Brown:ST2 | 1986 | A B Brown:ST2 | [7 empty] | 300 | 300 | 300 | 300 | 300 | 300 | 300 | 300 | 300 | 300 | 3945 | 3945 | 3945 | 3945 | 3945 | 3945 | 3945 | 3945 | 3945 | 3945 | 3945 | 3945 | 3945 | 3945 | 3945 | 3945 | 3945 | 3945 | 3945 | 12334.8315 | 12458.1798 | 12582.7616 | 12708.5892 | 12835.6751 | 12964.0319 | 13093.6722 | 13224.6089 | 13356.855 | 13490.4236 | 13625.3278 | 13761.5811 | 13899.1969 | 14038.1888 | 14178.5707 | 14320.3564 | 14463.56 | 14608.1956
2017 | 74 | 2017 | 74 | 2017 | 1300 | 0 | 0 | 2019 | 2362 | 2021 | 646 | 0 | 0 | 2017 | 393 | 58.09 | A E Staley Decatur Plant Cogeneration:GEN1 | 1989 | A E Staley Decatur Plant Cogeneration:GEN1 | [7 empty] | 300 | 300 | 300 | 300 | 300 | 300 | 300 | 300 | 300 | 300 | 2141 | 2141 | 4503 | 4503 | 5149 | 5149 | 5149 | 5149 | 5149 | 5149 | 5149 | 5149 | 5149 | 5149 | 5149 | 5149 | 5149 | 5149 | 5149 | 5149 | 5149 | 5149 | 16099.3783 | 16260.3721 | 16422.9758 | 16587.2056 | 16753.0776 | 16920.6084 | 17089.8145 | 17260.7126 | 17433.3197 | 17607.6529 | 17783.7295 | 17961.5668 | 18141.1824 | 18322.5943 | 18505.8202
2017 | 74 | 2017 | 74 | 2017 | 1300 | 0 | 0 | 2021 | 2362 | 2021 | 646 | 0 | 0 | 2017 | 393 | 6.5 | ACS Crookston:G1-2 | 1954 | ACS Crookston:G1-2 | [7 empty] | 992 | 1001.92 | 1011.9392 | 1022.0586 | 1032.2792 | 1042.602 | 1053.028 | 1063.5583 | 1074.1939 | 1084.9358 | 2936.7851 | 2966.153 | 2995.8145 | 3025.7727 | 6064.0304 | 6124.6707 | 6185.9174 | 6247.7766 | 6310.2544 | 6373.3569 | 6437.0905 | 6501.4614 | 6566.476 | 6632.1407 | 6698.4622 | 6765.4468 | 6833.1012 | 6901.4323 | 6970.4466 | 7040.151 | 7110.5526 | 7181.6581 | 7253.4747 | 7326.0094 | 7399.2695 | 7473.2622 | 7547.9948 | 7623.4748 | 7699.7095 | 7776.7066 | 7854.4737 | 7933.0184 | 8012.3486 | 8092.4721 | 8173.3968 | 8255.1308 | 8337.6821
0 | 0 | 0 | 0 | 0 | 0 | 2017 | 3331 | 0 | 0 | 2017 | 646 | 0 | 0 | 2017 | 393 | 6 | ACS Drayton:G1 | 1965 | ACS Drayton:G1 | [7 empty] | 300 | 300 | 300 | 300 | 300 | 300 | 300 | 300 | 938.01 | 947.3901 | 5326.864 | 5380.1326 | 5433.934 | 5488.2733 | 5543.156 | 5598.5876 | 5654.5735 | 5711.1192 | 5768.2304 | 5825.9127 | 5884.1718 | 5943.0136 | 6002.4437 | 6062.4681 | 6123.0928 | 6184.3237 | 6246.167 | 6308.6286 | 6371.7149 | 6435.4321 | 6499.7864 | 6564.7843 | 6630.4321 | 6696.7364 | 6763.7038 | 6831.3408 | 6899.6542 | 6968.6508 | 7038.3373 | 7108.7207 | 7179.8079 | 7251.6059 | 7324.122 | 7397.3632 | 7471.3369 | 7546.0502 | 7621.5107
2017 | 74 | 2017 | 74 | 2017 | 1300 | 0 | 0 | 2021 | 2362 | 2021 | 646 | 0 | 0 | 2017 | 393 | 7.5 | ACS East Grand Forks:G1-2 | 1990 | ACS East Grand Forks:G1-2 | [7 empty] | 300 | 300 | 300 | 300 | 300 | 300 | 300 | 300 | 300 | 300 | 2141 | 2141 | 2141 | 2141 | 5149 | 5149 | 5149 | 5149 | 5149 | 5149 | 5149 | 5149 | 5149 | 5149 | 5149 | 5149 | 5149 | 5149 | 5149 | 5149 | 5149 | 5149 | 5149 | 16099.3783 | 16260.3721 | 16422.9758 | 16587.2056 | 16753.0776 | 16920.6084 | 17089.8145 | 17260.7126 | 17433.3197 | 17607.6529 | 17783.7295 | 17961.5668 | 18141.1824 | 18322.5943
0 | 0 | 0 | 0 | 0 | 0 | 2017 | 3331 | 0 | 0 | 2017 | 646 | 0 | 0 | 2017 | 393 | 13.3 | ACS Hillsboro:G1 | 1990 | ACS Hillsboro:G1 | [7 empty] | 300 | 300 | 300 | 300 | 300 | 300 | 300 | 300 | 300 | 300 | 4670 | 4670 | 4670 | 4670 | 4670 | 4670 | 4670 | 4670 | 4670 | 4670 | 4670 | 4670 | 4670 | 4670 | 4670 | 4670 | 4670 | 4670 | 4670 | 4670 | 4670 | 4670 | 4670 | 14601.689 | 14747.7059 | 14895.1829 | 15044.1348 | 15194.5761 | 15346.5219 | 15499.9871 | 15654.987 | 15811.5368 | 15969.6522 | 16129.3487 | 16290.6422 | 16453.5486 | 16618.0841
2017 | 74 | 2017 | 74 | 2017 | 1300 | 0 | 0 | 2021 | 2362 | 2021 | 646 | 0 | 0 | 2017 | 393 | 5 | ACS Moorhead:G1-2 | 1948 | ACS Moorhead:G1-2 | [7 empty] | 1101 | 1112.01 | 1123.1301 | 1134.3614 | 1145.705 | 1157.1621 | 1168.7337 | 1180.421 | 1192.2252 | 1204.1475 | 3057.189 | 3087.7608 | 3118.6385 | 3149.8248 | 6189.3231 | 6251.2163 | 6313.7285 | 6376.8658 | 6440.6344 | 6505.0408 | 6570.0912 | 6635.7921 | 6702.15 | 6769.1715 | 6836.8632 | 6905.2319 | 6974.2842 | 7044.027 | 7114.4673 | 7185.612 | 7257.4681 | 7330.0428 | 7403.3432 | 7477.3766 | 7552.1504 | 7627.6719 | 7703.9486 | 7780.9881 | 7858.798 | 7937.386 | 8016.7598 | 8096.9274 | 8177.8967 | 8259.6757 | 8342.2724 | 8425.6951 | 8509.9521
0 | 0 | 0 | 0 | 0 | 0 | 2017 | 3331 | 0 | 0 | 2017 | 646 | 0 | 0 | 2017 | 393 | 32 | AES Beaver Valley Partners Beaver Valley:GEN2 | 1987 | AES Beaver Valley Partners Beaver Valley:GEN2 | [7 empty] | 300 | 300 | 300 | 300 | 300 | 300 | 300 | 300 | 300 | 300 | 4670 | 4670 | 4670 | 4670 | 4670 | 4670 | 4670 | 4670 | 4670 | 4670 | 4670 | 4670 | 4670 | 4670 | 4670 | 4670 | 4670 | 4670 | 4670 | 4670 | 14601.689 | 14747.7059 | 14895.1829 | 15044.1348 | 15194.5761 | 15346.5219 | 15499.9871 | 15654.987 | 15811.5368 | 15969.6522 | 16129.3487 | 16290.6422 | 16453.5486 | 16618.0841 | 16784.265 | 16952.1076 | 17121.6287
0 | 0 | 0 | 0 | 0 | 0 | 2017 | 3331 | 0 | 0 | 2017 | 646 | 0 | 0 | 2017 | 393 | 114 | AES Beaver Valley Partners Beaver Valley:GEN3 | 1987 | AES Beaver Valley Partners Beaver Valley:GEN3 | [7 empty] | 300 | 300 | 300 | 300 | 300 | 300 | 300 | 300 | 300 | 300 | 4670 | 4670 | 4670 | 4670 | 4670 | 4670 | 4670 | 4670 | 4670 | 4670 | 4670 | 4670 | 4670 | 4670 | 4670 | 4670 | 4670 | 4670 | 4670 | 4670 | 14601.689 | 14747.7059 | 14895.1829 | 15044.1348 | 15194.5761 | 15346.5219 | 15499.9871 | 15654.987 | 15811.5368 | 15969.6522 | 16129.3487 | 16290.6422 | 16453.5486 | 16618.0841 | 16784.265 | 16952.1076 | 17121.6287
0 | 0 | 0 | 0 | 0 | 0 | 2017 | 2969 | 0 | 0 | 2017 | 630 | 0 | 0 | 2017 | 393 | 152.2 | AES Cayuga:CAY1 | 1955 | AES Cayuga:CAY1 | [7 empty] | 974 | 983.74 | 993.5774 | 1003.5132 | 1013.5483 | 1023.6838 | 1033.9206 | 1044.2598 | 1054.7024 | 1065.2495 | 5067.902 | 5118.581 | 5169.7668 | 5221.4644 | 5273.6791 | 5326.4159 | 5379.68 | 5433.4768 | 5487.8116 | 5542.6897 | 5598.1166 | 5654.0978 | 5710.6388 | 5767.7452 | 5825.4226 | 5883.6768 | 5942.5136 | 6001.9387 | 6061.9581 | 6122.5777 | 6183.8035 | 6245.6415 | 6308.0979 | 6371.1789 | 6434.8907 | 6499.2396 | 6564.232 | 6629.8743 | 6696.1731 | 6763.1348 | 6830.7661 | 6899.0738 | 6968.0645 | 7037.7452 | 7108.1226 | 7179.2039 | 7250.9959
0 | 0 | 0 | 0 | 0 | 0 | 2017 | 2969 | 0 | 0 | 2017 | 630 | 0 | 0 | 2017 | 393 | 153.5 | AES Cayuga:CAY2 | 1955 | AES Cayuga:CAY2 | [7 empty] | 974 | 983.74 | 993.5774 | 1003.5132 | 1013.5483 | 1023.6838 | 1033.9206 | 1044.2598 | 1054.7024 | 1065.2495 | 5067.902 | 5118.581 | 5169.7668 | 5221.4644 | 5273.6791 | 5326.4159 | 5379.68 | 5433.4768 | 5487.8116 | 5542.6897 | 5598.1166 | 5654.0978 | 5710.6388 | 5767.7452 | 5825.4226 | 5883.6768 | 5942.5136 | 6001.9387 | 6061.9581 | 6122.5777 | 6183.8035 | 6245.6415 | 6308.0979 | 6371.1789 | 6434.8907 | 6499.2396 | 6564.232 | 6629.8743 | 6696.1731 | 6763.1348 | 6830.7661 | 6899.0738 | 6968.0645 | 7037.7452 | 7108.1226 | 7179.2039 | 7250.9959
0 | 0 | 0 | 0 | 0 | 0 | 2017 | 3331 | 0 | 0 | 2017 | 646 | 0 | 0 | 2017 | 393 | 106.3 | AES Greenidge:4 | 1953 | AES Greenidge:4 | [7 empty] | 1010 | 1020.1 | 1030.301 | 1040.604 | 1051.0101 | 1061.5202 | 1072.1354 | 1082.8567 | 1093.6853 | 1104.6221 | 5485.6683 | 5540.525 | 5595.9303 | 5651.8896 | 5708.4085 | 5765.4926 | 5823.1475 | 5881.379 | 5940.1928 | 5999.5947 | 6059.5906 | 6120.1865 | 6181.3884 | 6243.2023 | 6305.6343 | 6368.6906 | 6432.3776 | 6496.7013 | 6561.6683 | 6627.285 | 6693.5579 | 6760.4935 | 6828.0984 | 6896.3794 | 6965.3432 | 7034.9966 | 7105.3466 | 7176.4 | 7248.164 | 7320.6457 | 7393.8521 | 7467.7907 | 7542.4686 | 7617.8932 | 7694.0722 | 7771.0129 | 7848.723
0 | 0 | 0 | 0 | 0 | 0 | 2016 | 2080 | 0 | 0 | 2016 | 471 | 0 | 0 | 2017 | 393 | 545 | AES Petersburg (IN):4 | 1986 | AES Petersburg (IN):4 | [7 empty] | 300 | 300 | 300 | 300 | 300 | 300 | 300 | 300 | 300 | 2851 | 3244 | 3244 | 3244 | 3244 | 3244 | 3244 | 3244 | 3244 | 3244 | 3244 | 3244 | 3244 | 3244 | 3244 | 3244 | 3244 | 3244 | 3244 | 3244 | 10143.0148 | 10244.4449 | 10346.8894 | 10450.3583 | 10554.8619 | 10660.4105 | 10767.0146 | 10874.6847 | 10983.4316 | 11093.2659 | 11204.1986 | 11316.2406 | 11429.403 | 11543.697 | 11659.134 | 11775.7253 | 11893.4825 | 12012.4174
0 | 0 | 0 | 0 | 0 | 0 | 2017 | 2646 | 0 | 0 | 2017 | 606 | 0 | 0 | 2017 | 393 | 232 | AES Petersburg (IN):ST1 | 1967 | AES Petersburg (IN):ST1 | [7 empty] | 300 | 300 | 300 | 300 | 300 | 300 | 300 | 300 | 300 | 300 | 4583.01 | 4628.8401 | 4675.1285 | 4721.8798 | 4769.0986 | 4816.7896 | 4864.9575 | 4913.607 | 4962.7431 | 5012.3705 | 5062.4942 | 5113.1192 | 5164.2504 | 5215.8929 | 5268.0518 | 5320.7323 | 5373.9397 | 5427.6791 | 5481.9558 | 5536.7754 | 5592.1432 | 5648.0646 | 5704.5452 | 5761.5907 | 5819.2066 | 5877.3987 | 5936.1726 | 5995.5344 | 6055.4897 | 6116.0446 | 6177.2051 | 6238.9771 | 6301.3669 | 6364.3805 | 6428.0244 | 6492.3046 | 6557.2276
0 | 0 | 0 | 0 | 0 | 0 | 2017 | 2209 | 0 | 0 | 2017 | 434 | 0 | 0 | 2017 | 393 | 435 | AES Petersburg (IN):ST2 | 1969 | AES Petersburg (IN):ST2 | [7 empty] | 300 | 300 | 300 | 300 | 300 | 300 | 300 | 300 | 300 | 300 | 3336 | 3336 | 10430.6712 | 10534.9779 | 10640.3277 | 10746.731 | 10854.1983 | 10962.7403 | 11072.3677 | 11183.0913 | 11294.9223 | 11407.8715 | 11521.9502 | 11637.1697 | 11753.5414 | 11871.0768 | 11989.7876 | 12109.6854 | 12230.7823 | 12353.0901 | 12476.621 | 12601.3872 | 12727.4011 | 12854.6751 | 12983.2219 | 13113.0541 | 13244.1846 | 13376.6265 | 13510.3927 | 13645.4967 | 13781.9516 | 13919.7712 | 14058.9689 | 14199.5586 | 14341.5541 | 14484.9697 | 14629.8194
0 | 0 | 0 | 0 | 0 | 0 | 2016 | 2080 | 0 | 0 | 2016 | 471 | 0 | 0 | 2017 | 393 | 540 | AES Petersburg (IN):ST3 | 1977 | AES Petersburg (IN):ST3 | [7 empty] | 300 | 300 | 300 | 300 | 300 | 300 | 300 | 300 | 300 | 2851 | 3244 | 3244 | 3244 | 3244 | 3244 | 3244 | 3244 | 3244 | 3244 | 3244 | 10143.0148 | 10244.4449 | 10346.8894 | 10450.3583 | 10554.8619 | 10660.4105 | 10767.0146 | 10874.6847 | 10983.4316 | 11093.2659 | 11204.1986 | 11316.2406 | 11429.403 | 11543.697 | 11659.134 | 11775.7253 | 11893.4825 | 12012.4174 | 12132.5415 | 12253.867 | 12376.4056 | 12500.1697 | 12625.1714 | 12751.4231 | 12878.9373 | 13007.7267 | 13137.804
0 | 0 | 0 | 0 | 0 | 0 | 2017 | 2969 | 0 | 0 | 2017 | 630 | 0 | 0 | 2017 | 393 | 160 | AES Shady Point Inc:GEN1 | 1990 | AES Shady Point Inc:GEN1 | [7 empty] | 300 | 300 | 300 | 300 | 300 | 300 | 300 | 300 | 300 | 300 | 4292 | 4292 | 4292 | 4292 | 4292 | 4292 | 4292 | 4292 | 4292 | 4292 | 4292 | 4292 | 4292 | 4292 | 4292 | 4292 | 4292 | 4292 | 4292 | 4292 | 4292 | 4292 | 4292 | 13419.7964 | 13553.9944 | 13689.5343 | 13826.4297 | 13964.6939 | 14104.3409 | 14245.3843 | 14387.8381 | 14531.7165 | 14677.0337 | 14823.804 | 14972.0421 | 15121.7625 | 15272.9801
0 | 0 | 0 | 0 | 0 | 0 | 2017 | 2969 | 0 | 0 | 2017 | 630 | 0 | 0 | 2017 | 393 | 160 | AES Shady Point Inc:GEN2 | 1990 | AES Shady Point Inc:GEN2 | [7 empty] | 300 | 300 | 300 | 300 | 300 | 300 | 300 | 300 | 300 | 300 | 4292 | 4292 | 4292 | 4292 | 4292 | 4292 | 4292 | 4292 | 4292 | 4292 | 4292 | 4292 | 4292 | 4292 | 4292 | 4292 | 4292 | 4292 | 4292 | 4292 | 4292 | 4292 | 4292 | 13419.7964 | 13553.9944 | 13689.5343 | 13826.4297 | 13964.6939 | 14104.3409 | 14245.3843 | 14387.8381 | 14531.7165 | 14677.0337 | 14823.804 | 14972.0421 | 15121.7625 | 15272.9801
0 | 0 | 0 | 0 | 0 | 0 | 2015 | 1731 | 0 | 0 | 2015 | 471 | 0 | 0 | 2017 | 393 | 684.2 | AES Somerset LLC:GEN1 | 1984 | AES Somerset LLC:GEN1 | [7 empty] | 300 | 300 | 300 | 300 | 300 | 300 | 300 | 300 | 2502 | 2502 | 2895 | 2895 | 2895 | 2895 | 2895 | 2895 | 2895 | 2895 | 2895 | 2895 | 2895 | 2895 | 2895 | 2895 | 2895 | 2895 | 2895 | 9051.7965 | 9142.3145 | 9233.7376 | 9326.075 | 9419.3357 | 9513.5291 | 9608.6644 | 9704.751 | 9801.7985 | 9899.8165 | 9998.8147 | 10098.8028 | 10199.7909 | 10301.7888 | 10404.8067 | 10508.8547 | 10613.9433 | 10720.0827 | 10827.2835 | 10935.5564
0 | 0 | 0 | 0 | 0 | 0 | 2017 | 2842 | 0 | 0 | 2017 | 622 | 0 | 0 | 2017 | 393 | 181 | AES Thames:GEN1 | 1989 | AES Thames:GEN1 | [7 empty] | 300 | 300 | 300 | 300 | 300 | 300 | 300 | 300 | 300 | 300 | 4157 | 4157 | 4157 | 4157 | 4157 | 4157 | 4157 | 4157 | 4157 | 4157 | 4157 | 4157 | 4157 | 4157 | 4157 | 4157 | 4157 | 4157 | 4157 | 4157 | 4157 | 4157 | 12997.6919 | 13127.6688 | 13258.9455 | 13391.535 | 13525.4503 | 13660.7048 | 13797.3119 | 13935.285 | 14074.6378 | 14215.3842 | 14357.5381 | 14501.1134 | 14646.1246 | 14792.5858 | 14940.5117
0 | 0 | 0 | 0 | 0 | 0 | 2017 | 2842 | 0 | 0 | 2017 | 622 | 0 | 0 | 2017 | 393 | 180 | AES Warrior Run Cogeneration F:GEN1 | 1999 | AES Warrior Run Cogeneration F:GEN1 | [7 empty] | 300 | 300 | 300 | 300 | 300 | 300 | 300 | 300 | 300 | 300 | 4157 | 4157 | 4157 | 4157 | 4157 | 4157 | 4157 | 4157 | 4157 | 4157 | 4157 | 4157 | 4157 | 4157 | 4157 | 4157 | 4157 | 4157 | 4157 | 4157 | 4157 | 4157 | 4157 | 4157 | 4157 | 4157 | 4157 | 4157 | 4157 | 4157 | 4157 | 4157 | 12997.6919 | 13127.6688 | 13258.9455 | 13391.535 | 13525.4503
2017 | 74 | 2017 | 74 | 2017 | 1300 | 0 | 0 | 2019 | 2362 | 2021 | 646 | 0 | 0 | 2017 | 393 | 80.8 | AES Westover:8 | 1951 | AES Westover:8 | [7 empty] | 1046 | 1056.46 | 1067.0246 | 1077.6948 | 1088.4718 | 1099.3565 | 1110.3501 | 1121.4536 | 1132.6681 | 1143.9948 | 2996.4347 | 3026.3991 | 5418.6631 | 5472.8497 | 6173.5782 | 6235.314 | 6297.6671 | 6360.6438 | 6424.2502 | 6488.4927 | 6553.3777 | 6618.9114 | 6685.1006 | 6751.9516 | 6819.4711 | 6887.6658 | 6956.5425 | 7026.1079 | 7096.369 | 7167.3326 | 7239.006 | 7311.396 | 7384.51 | 7458.3551 | 7532.9386 | 7608.268 | 7684.3507 | 7761.1942 | 7838.8062 | 7917.1942 | 7996.3662 | 8076.3298 | 8157.0931 | 8238.6641 | 8321.0507 | 8404.2612 | 8488.3038
2017 | 74 | 2017 | 74 | 2017 | 1300 | 0 | 0 | 2021 | 2362 | 2021 | 646 | 0 | 0 | 2017 | 393 | 8.5 | Ag Processing Inc:EC | 1982 | Ag Processing Inc:EC | [7 empty] | 300 | 300 | 300 | 300 | 300 | 300 | 300 | 300 | 300 | 300 | 2141 | 2141 | 2141 | 2141 | 5149 | 5149 | 5149 | 5149 | 5149 | 5149 | 5149 | 5149 | 5149 | 5149 | 5149 | 16099.3783 | 16260.3721 | 16422.9758 | 16587.2056 | 16753.0776 | 16920.6084 | 17089.8145 | 17260.7126 | 17433.3197 | 17607.6529 | 17783.7295 | 17961.5668 | 18141.1824 | 18322.5943 | 18505.8202 | 18690.8784 | 18877.7872 | 19066.5651 | 19257.2307 | 19449.803 | 19644.3011 | 19840.7441
0 | 0 | 0 | 0 | 0 | 0 | 2017 | 3331 | 0 | 0 | 2017 | 646 | 0 | 0 | 2017 | 393 | 73 | Albright:1 | 1952 | Albright:1 | [7 empty] | 1028 | 1038.28 | 1048.6628 | 1059.1494 | 1069.7409 | 1080.4383 | 1091.2427 | 1102.1551 | 1113.1767 | 1124.3085 | 5505.5515 | 5560.6071 | 5616.2131 | 5672.3753 | 5729.099 | 5786.39 | 5844.2539 | 5902.6964 | 5961.7234 | 6021.3406 | 6081.554 | 6142.3696 | 6203.7933 | 6265.8312 | 6328.4895 | 6391.7744 | 6455.6922 | 6520.2491 | 6585.4516 | 6651.3061 | 6717.8192 | 6784.9974 | 6852.8473 | 6921.3758 | 6990.5896 | 7060.4955 | 7131.1004 | 7202.4114 | 7274.4355 | 7347.1799 | 7420.6517 | 7494.8582 | 7569.8068 | 7645.5048 | 7721.9599 | 7799.1795 | 7877.1713
0 | 0 | 0 | 0 | 0 | 0 | 2017 | 3331 | 0 | 0 | 2017 | 646 | 0 | 0 | 2017 | 393 | 73 | Albright:2 | 1952 | Albright:2 | [7 empty] | 1028 | 1038.28 | 1048.6628 | 1059.1494 | 1069.7409 | 1080.4383 | 1091.2427 | 1102.1551 | 1113.1767 | 1124.3085 | 5505.5515 | 5560.6071 | 5616.2131 | 5672.3753 | 5729.099 | 5786.39 | 5844.2539 | 5902.6964 | 5961.7234 | 6021.3406 | 6081.554 | 6142.3696 | 6203.7933 | 6265.8312 | 6328.4895 | 6391.7744 | 6455.6922 | 6520.2491 | 6585.4516 | 6651.3061 | 6717.8192 | 6784.9974 | 6852.8473 | 6921.3758 | 6990.5896 | 7060.4955 | 7131.1004 | 7202.4114 | 7274.4355 | 7347.1799 | 7420.6517 | 7494.8582 | 7569.8068 | 7645.5048 | 7721.9599 | 7799.1795 | 7877.1713
0 | 0 | 0 | 0 | 0 | 0 | 2017 | 3127 | 0 | 0 | 2017 | 638 | 0 | 0 | 2017 | 393 | 137 | Albright:3 | 1954 | Albright:3 | [7 empty] | 992 | 1001.92 | 1011.9392 | 1022.0586 | 1032.2792 | 1042.602 | 1053.028 | 1063.5583 | 1074.1939 | 1084.9358 | 5253.7851 | 5306.323 | 5359.3862 | 5412.9801 | 5467.1099 | 5521.781 | 5576.9988 | 5632.7688 | 5689.0965 | 5745.9874 | 5803.4473 | 5861.4818 | 5920.0966 | 5979.2976 | 6039.0905 | 6099.4815 | 6160.4763 | 6222.081 | 6284.3018 | 6347.1449 | 6410.6163 | 6474.7225 | 6539.4697 | 6604.8644 | 6670.913 | 6737.6222 | 6804.9984 | 6873.0484 | 6941.7789 | 7011.1966 | 7081.3086 | 7152.1217 | 7223.6429 | 7295.8793 | 7368.8381 | 7442.5265 | 7516.9518
0 | 0 | 2016 | 50 | 0 | 0 | 0 | 0 | 2016 | 1470 | 2019 | 471 | 0 | 0 | 2017 | 393 | 527.76 | Allen S King Plant:1 | 1958 | Allen S King Plant:1 | [7 empty] | 300 | 938.01 | 947.3901 | 956.864 | 966.4326 | 976.097 | 985.8579 | 995.7165 | 1005.6737 | 2535.7304 | 2954.0877 | 2983.6286 | 3484.4649 | 3519.3095 | 3554.5026 | 3590.0477 | 3625.9481 | 3662.2076 | 3698.8297 | 3735.818 | 3773.1762 | 3810.9079 | 3849.017 | 3887.5072 | 3926.3822 | 3965.6461 | 4005.3025 | 4045.3556 | 4085.8091 | 4126.6672 | 4167.9339 | 4209.6132 | 4251.7093 | 4294.2264 | 4337.1687 | 4380.5404 | 4424.3458 | 4468.5893 | 4513.2751 | 4558.4079 | 4603.992 | 4650.0319 | 4696.5322 | 4743.4975 | 4790.9325 | 4838.8418 | 4887.2303
2015 | 66 | 2015 | 66 | 2015 | 888 | 0 | 0 | 2017 | 1876 | 2020 | 606 | 0 | 0 | 2017 | 393 | 247 | Allen Steam Plant (TN):1 | 1959 | Allen Steam Plant (TN):1 | [7 empty] | 300 | 300 | 938.01 | 947.3901 | 956.864 | 966.4326 | 976.097 | 985.8579 | 2015.7165 | 2035.8737 | 4325.2324 | 4368.4847 | 4412.1696 | 5062.2913 | 5112.9142 | 5164.0433 | 5215.6838 | 5267.8406 | 5320.519 | 5373.7242 | 5427.4615 | 5481.7361 | 5536.5534 | 5591.919 | 5647.8381 | 5704.3165 | 5761.3597 | 5818.9733 | 5877.163 | 5935.9347 | 5995.294 | 6055.2469 | 6115.7994 | 6176.9574 | 6238.727 | 6301.1143 | 6364.1254 | 6427.7666 | 6492.0443 | 6556.9648 | 6622.5344 | 6688.7597 | 6755.6473 | 6823.2038 | 6891.4359 | 6960.3502 | 7029.9537
2015 | 66 | 2015 | 66 | 2015 | 888 | 0 | 0 | 2017 | 1876 | 2020 | 606 | 0 | 0 | 2017 | 393 | 247 | Allen Steam Plant (TN):2 | 1959 | Allen Steam Plant (TN):2 | [7 empty] | 300 | 300 | 938.01 | 947.3901 | 956.864 | 966.4326 | 976.097 | 985.8579 | 2015.7165 | 2035.8737 | 4325.2324 | 4368.4847 | 4412.1696 | 5062.2913 | 5112.9142 | 5164.0433 | 5215.6838 | 5267.8406 | 5320.519 | 5373.7242 | 5427.4615 | 5481.7361 | 5536.5534 | 5591.919 | 5647.8381 | 5704.3165 | 5761.3597 | 5818.9733 | 5877.163 | 5935.9347 | 5995.294 | 6055.2469 | 6115.7994 | 6176.9574 | 6238.727 | 6301.1143 | 6364.1254 | 6427.7666 | 6492.0443 | 6556.9648 | 6622.5344 | 6688.7597 | 6755.6473 | 6823.2038 | 6891.4359 | 6960.3502 | 7029.9537
2015 | 66 | 2015 | 66 | 2015 | 888 | 0 | 0 | 2017 | 1876 | 2020 | 606 | 0 | 0 | 2017 | 393 | 247 | Allen Steam Plant (TN):3 | 1959 | Allen Steam Plant (TN):3 | [7 empty] | 300 | 300 | 938.01 | 947.3901 | 956.864 | 966.4326 | 976.097 | 985.8579 | 2015.7165 | 2035.8737 | 4325.2324 | 4368.4847 | 4412.1696 | 5062.2913 | 5112.9142 | 5164.0433 | 5215.6838 | 5267.8406 | 5320.519 | 5373.7242 | 5427.4615 | 5481.7361 | 5536.5534 | 5591.919 | 5647.8381 | 5704.3165 | 5761.3597 | 5818.9733 | 5877.163 | 5935.9347 | 5995.294 | 6055.2469 | 6115.7994 | 6176.9574 | 6238.727 | 6301.1143 | 6364.1254 | 6427.7666 | 6492.0443 | 6556.9648 | 6622.5344 | 6688.7597 | 6755.6473 | 6823.2038 | 6891.4359 | 6960.3502 | 7029.9537
0 | 0 | 0 | 0 | 0 | 0 | 2017 | 3331 | 0 | 0 | 2017 | 646 | 0 | 0 | 2017 | 393 | 38 | Alloy Steam:GEN3 | 1950 | Alloy Steam:GEN3 | [7 empty] | 1064 | 1074.64 | 1085.3864 | 1096.2403 | 1107.2027 | 1118.2747 | 1129.4574 | 1140.752 | 1152.1595 | 1163.6811 | 5545.3179 | 5600.7711 | 5656.7788 | 5713.3466 | 5770.4801 | 5828.1849 | 5886.4667 | 5945.3314 | 6004.7847 | 6064.8326 | 6125.4809 | 6186.7357 | 6248.6031 | 6311.0891 | 6374.2 | 6437.942 | 6502.3214 | 6567.3446 | 6633.0181 | 6699.3482 | 6766.3417 | 6834.0051 | 6902.3452 | 6971.3686 | 7041.0823 | 7111.4932 | 7182.6081 | 7254.4342 | 7326.9785 | 7400.2483 | 7474.2508 | 7548.9933 | 7624.4832 | 7700.728 | 7777.7353 | 7855.5127 | 7934.0678
2017 | 74 | 2017 | 74 | 2017 | 1300 | 0 | 0 | 2020 | 2362 | 2021 | 646 | 0 | 0 | 2017 | 393 | 18.9 | Alma:1 | 1947 | Alma:1 | [7 empty] | 1119 | 1130.19 | 1141.4919 | 1152.9068 | 1164.4359 | 1176.0802 | 1187.841 | 1199.7195 | 1211.7167 | 1223.8338 | 3077.0722 | 3107.8429 | 3138.9213 | 5532.3105 | 6233.6336 | 6295.97 | 6358.9297 | 6422.519 | 6486.7441 | 6551.6116 | 6617.1277 | 6683.299 | 6750.132 | 6817.6333 | 6885.8096 | 6954.6677 | 7024.2144 | 7094.4565 | 7165.4011 | 7237.0551 | 7309.4257 | 7382.5199 | 7456.3451 | 7530.9086 | 7606.2177 | 7682.2798 | 7759.1026 | 7836.6937 | 7915.0606 | 7994.2112 | 8074.1533 | 8154.8949 | 8236.4438 | 8318.8082 | 8401.9963 | 8486.0163 | 8570.8764
2017 | 74 | 2017 | 74 | 2017 | 1300 | 0 | 0 | 2020 | 2362 | 2021 | 646 | 0 | 0 | 2017 | 393 | 18.7 | Alma:2 | 1947 | Alma:2 | [7 empty] | 1119 | 1130.19 | 1141.4919 | 1152.9068 | 1164.4359 | 1176.0802 | 1187.841 | 1199.7195 | 1211.7167 | 1223.8338 | 3077.0722 | 3107.8429 | 3138.9213 | 5532.3105 | 6233.6336 | 6295.97 | 6358.9297 | 6422.519 | 6486.7441 | 6551.6116 | 6617.1277 | 6683.299 | 6750.132 | 6817.6333 | 6885.8096 | 6954.6677 | 7024.2144 | 7094.4565 | 7165.4011 | 7237.0551 | 7309.4257 | 7382.5199 | 7456.3451 | 7530.9086 | 7606.2177 | 7682.2798 | 7759.1026 | 7836.6937 | 7915.0606 | 7994.2112 | 8074.1533 | 8154.8949 | 8236.4438 | 8318.8082 | 8401.9963 | 8486.0163 | 8570.8764
2017 | 74 | 2017 | 74 | 2017 | 1300 | 0 | 0 | 2020 | 2362 | 2021 | 646 | 0 | 0 | 2017 | 393 | 19.4 | Alma:3 | 1951 | Alma:3 | [7 empty] | 1046 | 1056.46 | 1067.0246 | 1077.6948 | 1088.4718 | 1099.3565 | 1110.3501 | 1121.4536 | 1132.6681 | 1143.9948 | 2996.4347 | 3026.3991 | 3056.6631 | 5449.2297 | 6149.722 | 6211.2192 | 6273.3314 | 6336.0647 | 6399.4254 | 6463.4196 | 6528.0538 | 6593.3344 | 6659.2677 | 6725.8604 | 6793.119 | 6861.0502 | 6929.6607 | 6998.9573 | 7068.9469 | 7139.6363 | 7211.0327 | 7283.143 | 7355.9745 | 7429.5342 | 7503.8295 | 7578.8678 | 7654.6565 | 7731.2031 | 7808.5151 | 7886.6003 | 7965.4663 | 8045.1209 | 8125.5721 | 8206.8279 | 8288.8961 | 8371.7851 | 8455.503
2017 | 74 | 2017 | 74 | 2017 | 1300 | 0 | 0 | 2019 | 2362 | 2021 | 646 | 0 | 0 | 2017 | 393 | 60.9 | Alma:4 | 1957 | Alma:4 | [7 empty] | 938 | 947.38 | 956.8538 | 966.4223 | 976.0866 | 985.8474 | 995.7059 | 1005.663 | 1015.7196 | 1025.8768 | 2877.1356 | 2905.9069 | 5296.966 | 5349.9356 | 6049.435 | 6109.9293 | 6171.0286 | 6232.7389 | 6295.0663 | 6358.017 | 6421.5971 | 6485.8131 | 6550.6712 | 6616.178 | 6682.3397 | 6749.1631 | 6816.6548 | 6884.8213 | 6953.6695 | 7023.2062 | 7093.4383 | 7164.3727 | 7236.0164 | 7308.3766 | 7381.4603 | 7455.2749 | 7529.8277 | 7605.126 | 7681.1772 | 7757.989 | 7835.5689 | 7913.9246 | 7993.0638 | 8072.9945 | 8153.7244 | 8235.2616 | 8317.6143
2017 | 74 | 2017 | 74 | 2017 | 1300 | 0 | 0 | 2019 | 2362 | 2021 | 646 | 0 | 0 | 2017 | 393 | 79.2 | Alma:5 | 1960 | Alma:5 | [7 empty] | 300 | 300 | 300 | 938.01 | 947.3901 | 956.864 | 966.4326 | 976.097 | 985.8579 | 995.7165 | 2846.6737 | 2875.1404 | 5265.8918 | 5318.5507 | 6017.7362 | 6077.9136 | 6138.6927 | 6200.0797 | 6262.0805 | 6324.7013 | 6387.9483 | 6451.8278 | 6516.346 | 6581.5095 | 6647.3246 | 6713.7979 | 6780.9358 | 6848.7452 | 6917.2326 | 6986.405 | 7056.269 | 7126.8317 | 7198.1 | 7270.081 | 7342.7818 | 7416.2097 | 7490.3717 | 7565.2755 | 7640.9282 | 7717.3375 | 7794.5109 | 7872.456 | 7951.1805 | 8030.6924 | 8110.9993 | 8192.1093 | 8274.0304
0 | 0 | 0 | 0 | 0 | 0 | 2017 | 3331 | 0 | 0 | 2017 | 646 | 0 | 0 | 2017 | 393 | 63 | Altavista Power Station:1 | 1992 | Altavista Power Station:1 | [7 empty] | 300 | 300 | 300 | 300 | 300 | 300 | 300 | 300 | 300 | 300 | 4670 | 4670 | 4670 | 4670 | 4670 | 4670 | 4670 | 4670 | 4670 | 4670 | 4670 | 4670 | 4670 | 4670 | 4670 | 4670 | 4670 | 4670 | 4670 | 4670 | 4670 | 4670 | 4670 | 4670 | 4670 | 14601.689 | 14747.7059 | 14895.1829 | 15044.1348 | 15194.5761 | 15346.5219 | 15499.9871 | 15654.987 | 15811.5368 | 15969.6522 | 16129.3487 | 16290.6422
2017 | 74 | 2017 | 74 | 2017 | 1300 | 0 | 0 | 2019 | 2362 | 2021 | 646 | 0 | 0 | 2017 | 393 | 67 | Ames Electric Services Power Plant (Ia Ames):ST6 | 1982 | Ames Electric Services Power Plant (Ia Ames):ST6 | [7 empty] | 300 | 300 | 300 | 300 | 300 | 300 | 300 | 300 | 300 | 300 | 2141 | 2141 | 4503 | 4503 | 5149 | 5149 | 5149 | 5149 | 5149 | 5149 | 5149 | 5149 | 5149 | 5149 | 5149 | 16099.3783 | 16260.3721 | 16422.9758 | 16587.2056 | 16753.0776 | 16920.6084 | 17089.8145 | 17260.7126 | 17433.3197 | 17607.6529 | 17783.7295 | 17961.5668 | 18141.1824 | 18322.5943 | 18505.8202 | 18690.8784 | 18877.7872 | 19066.5651 | 19257.2307 | 19449.803 | 19644.3011 | 19840.7441
2017 | 74 | 2017 | 74 | 2017 | 1300 | 0 | 0 | 2021 | 2362 | 2021 | 646 | 0 | 0 | 2017 | 393 | 11 | Anheuser Busch Inc St Louis:GEN1 | 1947 | Anheuser Busch Inc St Louis:GEN1 | [7 empty] | 1119 | 1130.19 | 1141.4919 | 1152.9068 | 1164.4359 | 1176.0802 | 1187.841 | 1199.7195 | 1211.7167 | 1223.8338 | 3077.0722 | 3107.8429 | 3138.9213 | 3170.3105 | 6210.0136 | 6272.1138 | 6334.8349 | 6398.1832 | 6462.1651 | 6526.7867 | 6592.0546 | 6657.9751 | 6724.5549 | 6791.8004 | 6859.7185 | 6928.3156 | 6997.5988 | 7067.5748 | 7138.2505 | 7209.633 | 7281.7294 | 7354.5467 | 7428.0921 | 7502.373 | 7577.3968 | 7653.1707 | 7729.7025 | 7806.9995 | 7885.0695 | 7963.9202 | 8043.5594 | 8123.995 | 8205.2349 | 8287.2873 | 8370.1601 | 8453.8617 | 8538.4004
2017 | 74 | 2017 | 74 | 2017 | 1300 | 0 | 0 | 2021 | 2362 | 2021 | 646 | 0 | 0 | 2017 | 393 | 11 | Anheuser Busch Inc St Louis:GEN3 | 1948 | Anheuser Busch Inc St Louis:GEN3 | [7 empty] | 1101 | 1112.01 | 1123.1301 | 1134.3614 | 1145.705 | 1157.1621 | 1168.7337 | 1180.421 | 1192.2252 | 1204.1475 | 3057.189 | 3087.7608 | 3118.6385 | 3149.8248 | 6189.3231 | 6251.2163 | 6313.7285 | 6376.8658 | 6440.6344 | 6505.0408 | 6570.0912 | 6635.7921 | 6702.15 | 6769.1715 | 6836.8632 | 6905.2319 | 6974.2842 | 7044.027 | 7114.4673 | 7185.612 | 7257.4681 | 7330.0428 | 7403.3432 | 7477.3766 | 7552.1504 | 7627.6719 | 7703.9486 | 7780.9881 | 7858.798 | 7937.386 | 8016.7598 | 8096.9274 | 8177.8967 | 8259.6757 | 8342.2724 | 8425.6951 | 8509.9521
2017 | 74 | 2017 | 74 | 2017 | 1300 | 0 | 0 | 2021 | 2362 | 2021 | 646 | 0 | 0 | 2017 | 393 | 4.1 | Anheuser Busch Inc St Louis:GEN4 | 1939 | Anheuser Busch Inc St Louis:GEN4 | [7 empty] | 1264 | 1276.64 | 1289.4064 | 1302.3005 | 1315.3235 | 1328.4767 | 1341.7615 | 1355.1791 | 1368.7309 | 1382.4182 | 3237.2424 | 3269.6148 | 3302.3109 | 3335.334 | 6376.6874 | 6440.4543 | 6504.8588 | 6569.9074 | 6635.6065 | 6701.9625 | 6768.9822 | 6836.672 | 6905.0387 | 6974.0891 | 7043.83 | 7114.2683 | 7185.411 | 7257.2651 | 7329.8377 | 7403.1361 | 7477.1675 | 7551.9391 | 7627.4585 | 7703.7331 | 7780.7704 | 7858.5781 | 7937.1639 | 8016.5356 | 8096.7009 | 8177.6679 | 8259.4446 | 8342.0391 | 8425.4594 | 8509.714 | 8594.8112 | 8680.7593 | 8767.5669
0 | 0 | 0 | 0 | 0 | 0 | 2017 | 2173 | 0 | 0 | 2017 | 471 | 0 | 0 | 2017 | 393 | 450 | Antelope Valley:1 | 1984 | Antelope Valley:1 | [7 empty] | 300 | 300 | 300 | 300 | 300 | 300 | 300 | 300 | 300 | 300 | 3337 | 3337 | 3337 | 3337 | 3337 | 3337 | 3337 | 3337 | 3337 | 3337 | 3337 | 3337 | 3337 | 3337 | 3337 | 3337 | 3337 | 10433.7979 | 10538.1359 | 10643.5172 | 10749.9524 | 10857.4519 | 10966.0265 | 11075.6867 | 11186.4436 | 11298.308 | 11411.2911 | 11525.404 | 11640.6581 | 11757.0646 | 11874.6353 | 11993.3816 | 12113.3154 | 12234.4486 | 12356.7931 | 12480.361 | 12605.1646
0 | 0 | 0 | 0 | 0 | 0 | 2017 | 2173 | 0 | 0 | 2017 | 471 | 0 | 0 | 2017 | 393 | 450 | Antelope Valley:2 | 1986 | Antelope Valley:2 | [7 empty] | 300 | 300 | 300 | 300 | 300 | 300 | 300 | 300 | 300 | 300 | 3337 | 3337 | 3337 | 3337 | 3337 | 3337 | 3337 | 3337 | 3337 | 3337 | 3337 | 3337 | 3337 | 3337 | 3337 | 3337 | 3337 | 3337 | 3337 | 10433.7979 | 10538.1359 | 10643.5172 | 10749.9524 | 10857.4519 | 10966.0265 | 11075.6867 | 11186.4436 | 11298.308 | 11411.2911 | 11525.404 | 11640.6581 | 11757.0646 | 11874.6353 | 11993.3816 | 12113.3154 | 12234.4486 | 12356.7931
0 | 0 | 0 | 0 | 0 | 0 | 2017 | 3331 | 0 | 0 | 2017 | 646 | 0 | 0 | 2017 | 393 | 31 | Archer Daniels Midland Cedar Rapids:GEN1 | 1988 | Archer Daniels Midland Cedar Rapids:GEN1 | [7 empty] | 300 | 300 | 300 | 300 | 300 | 300 | 300 | 300 | 300 | 300 | 4670 | 4670 | 4670 | 4670 | 4670 | 4670 | 4670 | 4670 | 4670 | 4670 | 4670 | 4670 | 4670 | 4670 | 4670 | 4670 | 4670 | 4670 | 4670 | 4670 | 4670 | 14601.689 | 14747.7059 | 14895.1829 | 15044.1348 | 15194.5761 | 15346.5219 | 15499.9871 | 15654.987 | 15811.5368 | 15969.6522 | 16129.3487 | 16290.6422 | 16453.5486 | 16618.0841 | 16784.265 | 16952.1076
0 | 0 | 0 | 0 | 0 | 0 | 2017 | 3331 | 0 | 0 | 2017 | 646 | 0 | 0 | 2017 | 393 | 31 | Archer Daniels Midland Cedar Rapids:GEN2 | 1988 | Archer Daniels Midland Cedar Rapids:GEN2 | [7 empty] | 300 | 300 | 300 | 300 | 300 | 300 | 300 | 300 | 300 | 300 | 4670 | 4670 | 4670 | 4670 | 4670 | 4670 | 4670 | 4670 | 4670 | 4670 | 4670 | 4670 | 4670 | 4670 | 4670 | 4670 | 4670 | 4670 | 4670 | 4670 | 4670 | 14601.689 | 14747.7059 | 14895.1829 | 15044.1348 | 15194.5761 | 15346.5219 | 15499.9871 | 15654.987 | 15811.5368 | 15969.6522 | 16129.3487 | 16290.6422 | 16453.5486 | 16618.0841 | 16784.265 | 16952.1076
0 | 0 | 0 | 0 | 0 | 0 | 2017 | 3331 | 0 | 0 | 2017 | 646 | 0 | 0 | 2017 | 393 | 31 | Archer Daniels Midland Cedar Rapids:GEN3 | 1988 | Archer Daniels Midland Cedar Rapids:GEN3 | [7 empty] | 300 | 300 | 300 | 300 | 300 | 300 | 300 | 300 | 300 | 300 | 4670 | 4670 | 4670 | 4670 | 4670 | 4670 | 4670 | 4670 | 4670 | 4670 | 4670 | 4670 | 4670 | 4670 | 4670 | 4670 | 4670 | 4670 | 4670 | 4670 | 4670 | 14601.689 | 14747.7059 | 14895.1829 | 15044.1348 | 15194.5761 | 15346.5219 | 15499.9871 | 15654.987 | 15811.5368 | 15969.6522 | 16129.3487 | 16290.6422 | 16453.5486 | 16618.0841 | 16784.265 | 16952.1076
0 | 0 | 0 | 0 | 0 | 0 | 2017 | 3331 | 0 | 0 | 2017 | 646 | 0 | 0 | 2017 | 393 | 31 | Archer Daniels Midland Cedar Rapids:GEN4 | 1988 | Archer Daniels Midland Cedar Rapids:GEN4 | [7 empty] | 300 | 300 | 300 | 300 | 300 | 300 | 300 | 300 | 300 | 300 | 4670 | 4670 | 4670 | 4670 | 4670 | 4670 | 4670 | 4670 | 4670 | 4670 | 4670 | 4670 | 4670 | 4670 | 4670 | 4670 | 4670 | 4670 | 4670 | 4670 | 4670 | 14601.689 | 14747.7059 | 14895.1829 | 15044.1348 | 15194.5761 | 15346.5219 | 15499.9871 | 15654.987 | 15811.5368 | 15969.6522 | 16129.3487 | 16290.6422 | 16453.5486 | 16618.0841 | 16784.265 | 16952.1076
0 | 0 | 0 | 0 | 0 | 0 | 2017 | 3331 | 0 | 0 | 2017 | 646 | 0 | 0 | 2017 | 393 | 31 | Archer Daniels Midland Cedar Rapids:GEN5 | 1995 | Archer Daniels Midland Cedar Rapids:GEN5 | [7 empty] | 300 | 300 | 300 | 300 | 300 | 300 | 300 | 300 | 300 | 300 | 4670 | 4670 | 4670 | 4670 | 4670 | 4670 | 4670 | 4670 | 4670 | 4670 | 4670 | 4670 | 4670 | 4670 | 4670 | 4670 | 4670 | 4670 | 4670 | 4670 | 4670 | 4670 | 4670 | 4670 | 4670 | 4670 | 4670 | 4670 | 14601.689 | 14747.7059 | 14895.1829 | 15044.1348 | 15194.5761 | 15346.5219 | 15499.9871 | 15654.987 | 15811.5368
0 | 0 | 0 | 0 | 0 | 0 | 2017 | 3331 | 0 | 0 | 2017 | 646 | 0 | 0 | 2017 | 393 | 105 | Archer Daniels Midland Cedar Rapids:GEN6 | 2000 | Archer Daniels Midland Cedar Rapids:GEN6 | [7 empty] | 300 | 300 | 300 | 300 | 300 | 300 | 300 | 300 | 300 | 300 | 4670 | 4670 | 4670 | 4670 | 4670 | 4670 | 4670 | 4670 | 4670 | 4670 | 4670 | 4670 | 4670 | 4670 | 4670 | 4670 | 4670 | 4670 | 4670 | 4670 | 4670 | 4670 | 4670 | 4670 | 4670 | 4670 | 4670 | 4670 | 4670 | 4670 | 4670 | 4670 | 4670 | 14601.689 | 14747.7059 | 14895.1829 | 15044.1348
2017 | 74 | 2017 | 74 | 2017 | 1300 | 0 | 0 | 2021 | 2362 | 2021 | 646 | 0 | 0 | 2017 | 393 | 6.15 | Archer Daniels Midland Mankato:GEN1 | 1987 | Archer Daniels Midland Mankato:GEN1 | [7 empty] | 300 | 300 | 300 | 300 | 300 | 300 | 300 | 300 | 300 | 300 | 2141 | 2141 | 2141 | 2141 | 5149 | 5149 | 5149 | 5149 | 5149 | 5149 | 5149 | 5149 | 5149 | 5149 | 5149 | 5149 | 5149 | 5149 | 5149 | 5149 | 16099.3783 | 16260.3721 | 16422.9758 | 16587.2056 | 16753.0776 | 16920.6084 | 17089.8145 | 17260.7126 | 17433.3197 | 17607.6529 | 17783.7295 | 17961.5668 | 18141.1824 | 18322.5943 | 18505.8202 | 18690.8784 | 18877.7872
0 | 0 | 0 | 0 | 0 | 0 | 2017 | 2969 | 0 | 0 | 2017 | 630 | 0 | 0 | 2017 | 393 | 172 | Armstrong Power Station:ARM1 | 1958 | Armstrong Power Station:ARM1 | [7 empty] | 300 | 938.01 | 947.3901 | 956.864 | 966.4326 | 976.097 | 985.8579 | 995.7165 | 1005.6737 | 1015.7304 | 5017.8877 | 5068.0666 | 5118.7473 | 5169.9347 | 5221.6341 | 5273.8504 | 5326.5889 | 5379.8548 | 5433.6534 | 5487.9899 | 5542.8698 | 5598.2985 | 5654.2815 | 5710.8243 | 5767.9325 | 5825.6119 | 5883.868 | 5942.7067 | 6002.1337 | 6062.1551 | 6122.7766 | 6184.0044 | 6245.8444 | 6308.3029 | 6371.3859 | 6435.0998 | 6499.4508 | 6564.4453 | 6630.0897 | 6696.3906 | 6763.3545 | 6830.9881 | 6899.298 | 6968.2909 | 7037.9738 | 7108.3536 | 7179.4371
0 | 0 | 0 | 0 | 0 | 0 | 2017 | 2969 | 0 | 0 | 2017 | 630 | 0 | 0 | 2017 | 393 | 171 | Armstrong Power Station:ARM2 | 1959 | Armstrong Power Station:ARM2 | [7 empty] | 300 | 300 | 938.01 | 947.3901 | 956.864 | 966.4326 | 976.097 | 985.8579 | 995.7165 | 1005.6737 | 5007.7304 | 5057.8077 | 5108.3858 | 5159.4697 | 5211.0644 | 5263.175 | 5315.8067 | 5368.9648 | 5422.6545 | 5476.881 | 5531.6498 | 5586.9663 | 5642.836 | 5699.2643 | 5756.257 | 5813.8196 | 5871.9577 | 5930.6773 | 5989.9841 | 6049.8839 | 6110.3828 | 6171.4866 | 6233.2015 | 6295.5335 | 6358.4888 | 6422.0737 | 6486.2944 | 6551.1574 | 6616.669 | 6682.8357 | 6749.664 | 6817.1607 | 6885.3323 | 6954.1856 | 7023.7274 | 7093.9647 | 7164.9044
2015 | 68 | 2015 | 68 | 2015 | 991 | 0 | 0 | 2017 | 2015 | 2020 | 622 | 0 | 0 | 2017 | 393 | 193 | Asbury:1 | 1970 | Asbury:1 | [7 empty] | 300 | 300 | 300 | 300 | 300 | 300 | 300 | 300 | 1427 | 1427 | 3835 | 3835 | 3835 | 12612.8945 | 12739.0234 | 12866.4137 | 12995.0778 | 13125.0286 | 13256.2789 | 13388.8417 | 13522.7301 | 13657.9574 | 13794.537 | 13932.4823 | 14071.8072 | 14212.5252 | 14354.6505 | 14498.197 | 14643.179 | 14789.6107 | 14937.5068 | 15086.8819 | 15237.7507 | 15390.1282 | 15544.0295 | 15699.4698 | 15856.4645 | 16015.0292 | 16175.1795 | 16336.9313 | 16500.3006 | 16665.3036 | 16831.9566 | 17000.2762 | 17170.2789 | 17341.9817 | 17515.4015
2017 | 74 | 2017 | 74 | 2017 | 1300 | 0 | 0 | 2021 | 2362 | 2021 | 646 | 0 | 0 | 2017 | 393 | 17 | Asbury:2 | 1986 | Asbury:2 | [7 empty] | 300 | 300 | 300 | 300 | 300 | 300 | 300 | 300 | 300 | 300 | 2141 | 2141 | 2141 | 2141 | 5149 | 5149 | 5149 | 5149 | 5149 | 5149 | 5149 | 5149 | 5149 | 5149 | 5149 | 5149 | 5149 | 5149 | 5149 | 16099.3783 | 16260.3721 | 16422.9758 | 16587.2056 | 16753.0776 | 16920.6084 | 17089.8145 | 17260.7126 | 17433.3197 | 17607.6529 | 17783.7295 | 17961.5668 | 18141.1824 | 18322.5943 | 18505.8202 | 18690.8784 | 18877.7872 | 19066.5651
0 | 0 | 0 | 0 | 0 | 0 | 2017 | 2842 | 0 | 0 | 2017 | 622 | 0 | 0 | 2017 | 393 | 191 | Asheville:1 | 1964 | Asheville:1 | [7 empty] | 300 | 300 | 300 | 300 | 300 | 300 | 300 | 938.01 | 947.3901 | 956.864 | 4823.4326 | 4871.667 | 4920.3836 | 4969.5875 | 5019.2833 | 5069.4762 | 5120.1709 | 5171.3727 | 5223.0864 | 5275.3172 | 5328.0704 | 5381.3511 | 5435.1646 | 5489.5163 | 5544.4114 | 5599.8556 | 5655.8541 | 5712.4127 | 5769.5368 | 5827.2321 | 5885.5045 | 5944.3595 | 6003.8031 | 6063.8411 | 6124.4795 | 6185.7243 | 6247.5816 | 6310.0574 | 6373.158 | 6436.8896 | 6501.2585 | 6566.271 | 6631.9337 | 6698.2531 | 6765.2356 | 6832.888 | 6901.2169
0 | 0 | 0 | 0 | 0 | 0 | 2017 | 2842 | 0 | 0 | 2017 | 622 | 0 | 0 | 2017 | 393 | 185 | Asheville:2 | 1971 | Asheville:2 | [7 empty] | 300 | 300 | 300 | 300 | 300 | 300 | 300 | 300 | 300 | 300 | 4157 | 4157 | 4157 | 4157 | 12997.6919 | 13127.6688 | 13258.9455 | 13391.535 | 13525.4503 | 13660.7048 | 13797.3119 | 13935.285 | 14074.6378 | 14215.3842 | 14357.5381 | 14501.1134 | 14646.1246 | 14792.5858 | 14940.5117 | 15089.9168 | 15240.816 | 15393.2241 | 15547.1564 | 15702.6279 | 15859.6542 | 16018.2507 | 16178.4332 | 16340.2176 | 16503.6198 | 16668.656 | 16835.3425 | 17003.6959 | 17173.7329 | 17345.4702 | 17518.9249 | 17694.1142 | 17871.0553
2015 | 66 | 2015 | 66 | 2015 | 888 | 0 | 0 | 2017 | 1876 | 2020 | 606 | 0 | 0 | 2017 | 393 | 244 | Ashtabula:5 | 1958 | Ashtabula:5 | [7 empty] | 300 | 938.01 | 947.3901 | 956.864 | 966.4326 | 976.097 | 985.8579 | 995.7165 | 2025.6737 | 2045.9304 | 4335.3897 | 4378.7436 | 4422.5311 | 5072.7564 | 5123.4839 | 5174.7188 | 5226.466 | 5278.7306 | 5331.5179 | 5384.8331 | 5438.6814 | 5493.0682 | 5547.9989 | 5603.4789 | 5659.5137 | 5716.1088 | 5773.2699 | 5831.0026 | 5889.3127 | 5948.2058 | 6007.6878 | 6067.7647 | 6128.4424 | 6189.7268 | 6251.6241 | 6314.1403 | 6377.2817 | 6441.0545 | 6505.4651 | 6570.5197 | 6636.2249 | 6702.5872 | 6769.613 | 6837.3092 | 6905.6823 | 6974.7391 | 7044.4865
0 | 0 | 0 | 0 | 0 | 0 | 2017 | 2736 | 0 | 0 | 2017 | 614 | 0 | 0 | 2017 | 393 | 211 | Atikokan GS:1 | 1982 | Atikokan GS:1 | [7 empty] | 300 | 300 | 300 | 300 | 300 | 300 | 300 | 300 | 300 | 300 | 4043 | 4043 | 4043 | 4043 | 4043 | 4043 | 4043 | 4043 | 4043 | 4043 | 4043 | 4043 | 4043 | 4043 | 4043 | 12641.2481 | 12767.6606 | 12895.3372 | 13024.2906 | 13154.5335 | 13286.0788 | 13418.9396 | 13553.129 | 13688.6603 | 13825.5469 | 13963.8023 | 14103.4404 | 14244.4748 | 14386.9195 | 14530.7887 | 14676.0966 | 14822.8576 | 14971.0861 | 15120.797 | 15272.005 | 15424.725 | 15578.9723
0 | 0 | 0 | 0 | 0 | 0 | 2017 | 3331 | 0 | 0 | 2017 | 646 | 0 | 0 | 2017 | 393 | 25.3 | Augusta Mill:1 | 1960 | Augusta Mill:1 | [7 empty] | 300 | 300 | 300 | 938.01 | 947.3901 | 956.864 | 966.4326 | 976.097 | 985.8579 | 995.7165 | 5375.6737 | 5429.4304 | 5483.7247 | 5538.562 | 5593.9476 | 5649.8871 | 5706.3859 | 5763.4498 | 5821.0843 | 5879.2951 | 5938.0881 | 5997.469 | 6057.4437 | 6118.0181 | 6179.1983 | 6240.9903 | 6303.4002 | 6366.4342 | 6430.0985 | 6494.3995 | 6559.3435 | 6624.9369 | 6691.1863 | 6758.0982 | 6825.6791 | 6893.9359 | 6962.8753 | 7032.504 | 7102.8291 | 7173.8574 | 7245.5959 | 7318.0519 | 7391.2324 | 7465.1447 | 7539.7962 | 7615.1942 | 7691.3461
0 | 0 | 0 | 0 | 0 | 0 | 2017 | 3331 | 0 | 0 | 2017 | 646 | 0 | 0 | 2017 | 393 | 36.54 | Augusta Mill:2 | 1965 | Augusta Mill:2 | [7 empty] | 300 | 300 | 300 | 300 | 300 | 300 | 300 | 300 | 938.01 | 947.3901 | 5326.864 | 5380.1326 | 5433.934 | 5488.2733 | 5543.156 | 5598.5876 | 5654.5735 | 5711.1192 | 5768.2304 | 5825.9127 | 5884.1718 | 5943.0136 | 6002.4437 | 6062.4681 | 6123.0928 | 6184.3237 | 6246.167 | 6308.6286 | 6371.7149 | 6435.4321 | 6499.7864 | 6564.7843 | 6630.4321 | 6696.7364 | 6763.7038 | 6831.3408 | 6899.6542 | 6968.6508 | 7038.3373 | 7108.7207 | 7179.8079 | 7251.6059 | 7324.122 | 7397.3632 | 7471.3369 | 7546.0502 | 7621.5107
0 | 0 | 0 | 0 | 0 | 0 | 2017 | 3331 | 0 | 0 | 2017 | 646 | 0 | 0 | 2017 | 393 | 17.52 | Augusta Mill:3 | 1965 | Augusta Mill:3 | [7 empty] | 300 | 300 | 300 | 300 | 300 | 300 | 300 | 300 | 938.01 | 947.3901 | 5326.864 | 5380.1326 | 5433.934 | 5488.2733 | 5543.156 | 5598.5876 | 5654.5735 | 5711.1192 | 5768.2304 | 5825.9127 | 5884.1718 | 5943.0136 | 6002.4437 | 6062.4681 | 6123.0928 | 6184.3237 | 6246.167 | 6308.6286 | 6371.7149 | 6435.4321 | 6499.7864 | 6564.7843 | 6630.4321 | 6696.7364 | 6763.7038 | 6831.3408 | 6899.6542 | 6968.6508 | 7038.3373 | 7108.7207 | 7179.8079 | 7251.6059 | 7324.122 | 7397.3632 | 7471.3369 | 7546.0502 | 7621.5107
2017 | 74 | 2017 | 74 | 2017 | 1300 | 0 | 0 | 2020 | 2362 | 2021 | 646 | 0 | 0 | 2017 | 393 | 29.3 | Austin Northeast Station (MN):1 | 1971 | Austin Northeast Station (MN):1 | [7 empty] | 300 | 300 | 300 | 300 | 300 | 300 | 300 | 300 | 300 | 300 | 2141 | 2141 | 2141 | 4503 | 14725.5301 | 14872.7854 | 15021.5133 | 15171.7284 | 15323.4457 | 15476.6801 | 15631.4469 | 15787.7614 | 15945.639 | 16105.0954 | 16266.1464 | 16428.8078 | 16593.0959 | 16759.0269 | 16926.6171 | 17095.8833 | 17266.8421 | 17439.5106 | 17613.9057 | 17790.0447 | 17967.9452 | 18147.6246 | 18329.1009 | 18512.3919 | 18697.5158 | 18884.4909 | 19073.3359 | 19264.0692 | 19456.7099 | 19651.277 | 19847.7898 | 20046.2677 | 20246.7303
0 | 0 | 0 | 0 | 0 | 0 | 2017 | 3331 | 0 | 0 | 2017 | 646 | 0 | 0 | 2017 | 393 | 96 | Avon Lake:7 | 1949 | Avon Lake:7 | [7 empty] | 1083 | 1093.83 | 1104.7683 | 1115.816 | 1126.9741 | 1138.2439 | 1149.6263 | 1161.1226 | 1172.7338 | 1184.4612 | 5566.3058 | 5621.9688 | 5678.1885 | 5734.9704 | 5792.3201 | 5850.2433 | 5908.7457 | 5967.8332 | 6027.5115 | 6087.7866 | 6148.6645 | 6210.1511 | 6272.2527 | 6334.9752 | 6398.3249 | 6462.3082 | 6526.9313 | 6592.2006 | 6658.1226 | 6724.7038 | 6791.9508 | 6859.8704 | 6928.4691 | 6997.7538 | 7067.7313 | 7138.4086 | 7209.7927 | 7281.8906 | 7354.7095 | 7428.2566 | 7502.5392 | 7577.5646 | 7653.3402 | 7729.8736 | 7807.1724 | 7885.2441 | 7964.0965
0 | 0 | 0 | 0 | 0 | 0 | 2016 | 1912 | 0 | 0 | 2016 | 471 | 0 | 0 | 2017 | 393 | 625 | Avon Lake:9 | 1970 | Avon Lake:9 | [7 empty] | 300 | 300 | 300 | 300 | 300 | 300 | 300 | 300 | 300 | 2683 | 3076 | 3076 | 3076 | 9617.7292 | 9713.9065 | 9811.0456 | 9909.156 | 10008.2476 | 10108.33 | 10209.4133 | 10311.5075 | 10414.6226 | 10518.7688 | 10623.9565 | 10730.196 | 10837.498 | 10945.873 | 11055.3317 | 11165.885 | 11277.5439 | 11390.3193 | 11504.2225 | 11619.2647 | 11735.4574 | 11852.812 | 11971.3401 | 12091.0535 | 12211.964 | 12334.0836 | 12457.4245 | 12581.9987 | 12707.8187 | 12834.8969 | 12963.2459 | 13092.8783 | 13223.8071 | 13356.0452
2016 | 69 | 2016 | 69 | 2016 | 1042 | 0 | 0 | 2018 | 2105 | 2021 | 630 | 0 | 0 | 2017 | 393 | 156 | B C Cobb:4 | 1956 | B C Cobb:4 | [7 empty] | 956 | 965.56 | 975.2156 | 984.9678 | 994.8174 | 1004.7656 | 1014.8133 | 1024.9614 | 1035.211 | 2225.5631 | 2640.8188 | 4772.2269 | 4819.9492 | 4868.1487 | 5546.8302 | 5602.2985 | 5658.3215 | 5714.9047 | 5772.0537 | 5829.7743 | 5888.072 | 5946.9527 | 6006.4223 | 6066.4865 | 6127.1514 | 6188.4229 | 6250.3071 | 6312.8102 | 6375.9383 | 6439.6976 | 6504.0946 | 6569.1356 | 6634.8269 | 6701.1752 | 6768.1869 | 6835.8688 | 6904.2275 | 6973.2698 | 7043.0025 | 7113.4325 | 7184.5668 | 7256.4125 | 7328.9766 | 7402.2664 | 7476.2891 | 7551.0519 | 7626.5625
2016 | 69 | 2016 | 69 | 2016 | 1042 | 0 | 0 | 2018 | 2105 | 2021 | 630 | 0 | 0 | 2017 | 393 | 156 | B C Cobb:5 | 1957 | B C Cobb:5 | [7 empty] | 938 | 947.38 | 956.8538 | 966.4223 | 976.0866 | 985.8474 | 995.7059 | 1005.663 | 1015.7196 | 2205.8768 | 2620.9356 | 4752.1449 | 4799.6664 | 4847.663 | 5526.1397 | 5581.401 | 5637.2151 | 5693.5872 | 5750.5231 | 5808.0283 | 5866.1086 | 5924.7697 | 5984.0174 | 6043.8576 | 6104.2961 | 6165.3391 | 6226.9925 | 6289.2624 | 6352.155 | 6415.6766 | 6479.8333 | 6544.6317 | 6610.078 | 6676.1788 | 6742.9406 | 6810.37 | 6878.4737 | 6947.2584 | 7016.731 | 7086.8983 | 7157.7673 | 7229.345 | 7301.6384 | 7374.6548 | 7448.4013 | 7522.8853 | 7598.1142
0 | 0 | 0 | 0 | 0 | 0 | 2017 | 3331 | 0 | 0 | 2017 | 646 | 0 | 0 | 2017 | 393 | 113 | B L England:1 | 1962 | B L England:1 | [7 empty] | 300 | 300 | 300 | 300 | 300 | 938.01 | 947.3901 | 956.864 | 966.4326 | 976.097 | 5355.8579 | 5409.4165 | 5463.5107 | 5518.1458 | 5573.3272 | 5629.0605 | 5685.3511 | 5742.2046 | 5799.6267 | 5857.6229 | 5916.1992 | 5975.3612 | 6035.1148 | 6095.4659 | 6156.4206 | 6217.9848 | 6280.1646 | 6342.9663 | 6406.396 | 6470.4599 | 6535.1645 | 6600.5162 | 6666.5213 | 6733.1865 | 6800.5184 | 6868.5236 | 6937.2088 | 7006.5809 | 7076.6467 | 7147.4132 | 7218.8873 | 7291.0762 | 7363.9869 | 7437.6268 | 7512.0031 | 7587.1231 | 7662.9943
0 | 0 | 0 | 0 | 0 | 0 | 2017 | 2969 | 0 | 0 | 2017 | 630 | 0 | 0 | 2017 | 393 | 151 | B L England:2 | 1964 | B L England:2 | [7 empty] | 300 | 300 | 300 | 300 | 300 | 300 | 300 | 938.01 | 947.3901 | 956.864 | 4958.4326 | 5008.017 | 5058.0971 | 5108.6781 | 5159.7649 | 5211.3625 | 5263.4762 | 5316.1109 | 5369.272 | 5422.9648 | 5477.1944 | 5531.9663 | 5587.286 | 5643.1589 | 5699.5905 | 5756.5864 | 5814.1522 | 5872.2937 | 5931.0167 | 5990.3269 | 6050.2301 | 6110.7324 | 6171.8397 | 6233.5581 | 6295.8937 | 6358.8527 | 6422.4412 | 6486.6656 | 6551.5323 | 6617.0476 | 6683.2181 | 6750.0502 | 6817.5507 | 6885.7262 | 6954.5835 | 7024.1293 | 7094.3706
0 | 0 | 0 | 0 | 0 | 0 | 2017 | 2969 | 0 | 0 | 2017 | 630 | 0 | 0 | 2017 | 393 | 160 | Bailly:7 | 1962 | Bailly:7 | [7 empty] | 300 | 300 | 300 | 300 | 300 | 938.01 | 947.3901 | 956.864 | 966.4326 | 976.097 | 4977.8579 | 5027.6365 | 5077.9129 | 5128.692 | 5179.9789 | 5231.7787 | 5284.0965 | 5336.9375 | 5390.3068 | 5444.2099 | 5498.652 | 5553.6385 | 5609.1749 | 5665.2667 | 5721.9193 | 5779.1385 | 5836.9299 | 5895.2992 | 5954.2522 | 6013.7947 | 6073.9327 | 6134.672 | 6196.0187 | 6257.9789 | 6320.5587 | 6383.7643 | 6447.6019 | 6512.0779 | 6577.1987 | 6642.9707 | 6709.4004 | 6776.4944 | 6844.2594 | 6912.702 | 6981.829 | 7051.6473 | 7122.1637
0 | 0 | 0 | 0 | 0 | 0 | 2017 | 2438 | 0 | 0 | 2017 | 582 | 0 | 0 | 2017 | 393 | 320 | Bailly:8 | 1968 | Bailly:8 | [7 empty] | 300 | 300 | 300 | 300 | 300 | 300 | 300 | 300 | 300 | 300 | 3713 | 11609.4371 | 11725.5315 | 11842.7868 | 11961.2147 | 12080.8268 | 12201.6351 | 12323.6514 | 12446.8879 | 12571.3568 | 12697.0704 | 12824.0411 | 12952.2815 | 13081.8043 | 13212.6224 | 13344.7486 | 13478.1961 | 13612.978 | 13749.1078 | 13886.5989 | 14025.4649 | 14165.7195 | 14307.3767 | 14450.4505 | 14594.955 | 14740.9045 | 14888.3136 | 15037.1967 | 15187.5687 | 15339.4444 | 15492.8388 | 15647.7672 | 15804.2449 | 15962.2873 | 16121.9102 | 16283.1293 | 16445.9606
0 | 0 | 2016 | 47 | 0 | 0 | 0 | 0 | 2016 | 1433 | 2019 | 471 | 0 | 0 | 2017 | 393 | 586 | Baldwin Energy Complex:1 | 1970 | Baldwin Energy Complex:1 | [7 empty] | 300 | 300 | 300 | 300 | 300 | 300 | 300 | 300 | 300 | 1780 | 2173 | 2173 | 2644 | 8266.9948 | 8349.6647 | 8433.1614 | 8517.493 | 8602.6679 | 8688.6946 | 8775.5816 | 8863.3374 | 8951.9708 | 9041.4905 | 9131.9054 | 9223.2244 | 9315.4567 | 9408.6112 | 9502.6973 | 9597.7243 | 9693.7016 | 9790.6386 | 9888.545 | 9987.4304 | 10087.3047 | 10188.1778 | 10290.0595 | 10392.9601 | 10496.8897 | 10601.8586 | 10707.8772 | 10814.956 | 10923.1056 | 11032.3366 | 11142.66 | 11254.0866 | 11366.6274 | 11480.2937
0 | 0 | 2016 | 47 | 0 | 0 | 0 | 0 | 2016 | 1433 | 2019 | 471 | 0 | 0 | 2017 | 393 | 586 | Baldwin Energy Complex:2 | 1973 | Baldwin Energy Complex:2 | [7 empty] | 300 | 300 | 300 | 300 | 300 | 300 | 300 | 300 | 300 | 1780 | 2173 | 2173 | 2644 | 2644 | 2644 | 2644 | 8266.9948 | 8349.6647 | 8433.1614 | 8517.493 | 8602.6679 | 8688.6946 | 8775.5816 | 8863.3374 | 8951.9708 | 9041.4905 | 9131.9054 | 9223.2244 | 9315.4567 | 9408.6112 | 9502.6973 | 9597.7243 | 9693.7016 | 9790.6386 | 9888.545 | 9987.4304 | 10087.3047 | 10188.1778 | 10290.0595 | 10392.9601 | 10496.8897 | 10601.8586 | 10707.8772 | 10814.956 | 10923.1056 | 11032.3366 | 11142.66
0 | 0 | 2016 | 47 | 0 | 0 | 0 | 0 | 2016 | 1433 | 2019 | 471 | 0 | 0 | 2017 | 393 | 592 | Baldwin Energy Complex:3 | 1975 | Baldwin Energy Complex:3 | [7 empty] | 300 | 300 | 300 | 300 | 300 | 300 | 300 | 300 | 300 | 1780 | 2173 | 2173 | 2644 | 2644 | 2644 | 2644 | 2644 | 2644 | 8266.9948 | 8349.6647 | 8433.1614 | 8517.493 | 8602.6679 | 8688.6946 | 8775.5816 | 8863.3374 | 8951.9708 | 9041.4905 | 9131.9054 | 9223.2244 | 9315.4567 | 9408.6112 | 9502.6973 | 9597.7243 | 9693.7016 | 9790.6386 | 9888.545 | 9987.4304 | 10087.3047 | 10188.1778 | 10290.0595 | 10392.9601 | 10496.8897 | 10601.8586 | 10707.8772 | 10814.956 | 10923.1056
2017 | 74 | 2017 | 74 | 2017 | 1300 | 0 | 0 | 2020 | 2362 | 2021 | 646 | 0 | 0 | 2017 | 393 | 22 | Bay Front:4 | 1949 | Bay Front:4 | [7 empty] | 1083 | 1093.83 | 1104.7683 | 1115.816 | 1126.9741 | 1138.2439 | 1149.6263 | 1161.1226 | 1172.7338 | 1184.4612 | 3037.3058 | 3067.6788 | 3098.3556 | 5491.3392 | 6192.2526 | 6254.1751 | 6316.7168 | 6379.884 | 6443.6828 | 6508.1197 | 6573.2009 | 6638.9329 | 6705.3222 | 6772.3754 | 6840.0992 | 6908.5002 | 6977.5852 | 7047.361 | 7117.8346 | 7189.013 | 7260.9031 | 7333.5121 | 7406.8473 | 7480.9157 | 7555.7249 | 7631.2821 | 7707.595 | 7784.6709 | 7862.5176 | 7941.1428 | 8020.5542 | 8100.7598 | 8181.7674 | 8263.585 | 8346.2209 | 8429.6831 | 8513.9799
2017 | 74 | 2017 | 74 | 2017 | 1300 | 0 | 0 | 2020 | 2362 | 2021 | 646 | 0 | 0 | 2017 | 393 | 22 | Bay Front:5 | 1952 | Bay Front:5 | [7 empty] | 1028 | 1038.28 | 1048.6628 | 1059.1494 | 1069.7409 | 1080.4383 | 1091.2427 | 1102.1551 | 1113.1767 | 1124.3085 | 2976.5515 | 3006.3171 | 3036.3802 | 5428.744 | 6129.0315 | 6190.3218 | 6252.225 | 6314.7473 | 6377.8947 | 6441.6737 | 6506.0904 | 6571.1513 | 6636.8628 | 6703.2315 | 6770.2638 | 6837.9664 | 6906.3461 | 6975.4095 | 7045.1636 | 7115.6153 | 7186.7714 | 7258.6391 | 7331.2255 | 7404.5378 | 7478.5832 | 7553.369 | 7628.9027 | 7705.1917 | 7782.2436 | 7860.0661 | 7938.6667 | 8018.0534 | 8098.2339 | 8179.2163 | 8261.0084 | 8343.6185 | 8427.0547
2017 | 74 | 2017 | 74 | 2017 | 1300 | 0 | 0 | 2020 | 2362 | 2021 | 646 | 0 | 0 | 2017 | 393 | 29 | Bay Front:6 | 1957 | Bay Front:6 | [7 empty] | 938 | 947.38 | 956.8538 | 966.4223 | 976.0866 | 985.8474 | 995.7059 | 1005.663 | 1015.7196 | 1025.8768 | 2877.1356 | 2905.9069 | 2934.966 | 5326.3156 | 6025.5788 | 6085.8346 | 6146.6929 | 6208.1599 | 6270.2415 | 6332.9439 | 6396.2733 | 6460.236 | 6524.8384 | 6590.0868 | 6655.9877 | 6722.5475 | 6789.773 | 6857.6707 | 6926.2474 | 6995.5099 | 7065.465 | 7136.1197 | 7207.4809 | 7279.5557 | 7352.3512 | 7425.8747 | 7500.1335 | 7575.1348 | 7650.8862 | 7727.395 | 7804.669 | 7882.7157 | 7961.5428 | 8041.1583 | 8121.5698 | 8202.7855 | 8284.8134
2016 | 70 | 2016 | 70 | 2016 | 1094 | 0 | 0 | 2018 | 2217 | 2021 | 638 | 0 | 0 | 2017 | 393 | 136 | Bay Shore:1 | 1955 | Bay Shore:1 | [7 empty] | 974 | 983.74 | 993.5774 | 1003.5132 | 1013.5483 | 1023.6838 | 1033.9206 | 1044.2598 | 1054.7024 | 2299.2495 | 2715.242 | 4959.3944 | 5008.9883 | 5059.0782 | 5747.669 | 5805.1457 | 5863.1971 | 5921.8291 | 5981.0474 | 6040.8579 | 6101.2664 | 6162.2791 | 6223.9019 | 6286.1409 | 6349.0023 | 6412.4923 | 6476.6173 | 6541.3834 | 6606.7973 | 6672.8652 | 6739.5939 | 6806.9898 | 6875.0597 | 6943.8103 | 7013.2484 | 7083.3809 | 7154.2147 | 7225.7569 | 7298.0145 | 7370.9946 | 7444.7045 | 7519.1516 | 7594.3431 | 7670.2865 | 7746.9894 | 7824.4593 | 7902.7039
2016 | 70 | 2016 | 70 | 2016 | 1094 | 0 | 0 | 2018 | 2217 | 2021 | 638 | 0 | 0 | 2017 | 393 | 138 | Bay Shore:2 | 1959 | Bay Shore:2 | [7 empty] | 300 | 300 | 938.01 | 947.3901 | 956.864 | 966.4326 | 976.097 | 985.8579 | 995.7165 | 2239.6737 | 2655.0704 | 4898.6211 | 4947.6073 | 4997.0834 | 5685.0542 | 5741.9048 | 5799.3238 | 5857.3171 | 5915.8902 | 5975.0491 | 6034.7996 | 6095.1476 | 6156.0991 | 6217.6601 | 6279.8367 | 6342.6351 | 6406.0614 | 6470.122 | 6534.8233 | 6600.1715 | 6666.1732 | 6732.8349 | 6800.1633 | 6868.1649 | 6936.8466 | 7006.215 | 7076.2772 | 7147.0399 | 7218.5103 | 7290.6955 | 7363.6024 | 7437.2384 | 7511.6108 | 7586.7269 | 7662.5942 | 7739.2201 | 7816.6123
2016 | 70 | 2016 | 70 | 2016 | 1094 | 0 | 0 | 2018 | 2217 | 2021 | 638 | 0 | 0 | 2017 | 393 | 142 | Bay Shore:3 | 1963 | Bay Shore:3 | [7 empty] | 300 | 300 | 300 | 300 | 300 | 300 | 938.01 | 947.3901 | 956.864 | 2200.4326 | 2615.437 | 4858.5913 | 4907.1773 | 4956.249 | 5643.8115 | 5700.2496 | 5757.2521 | 5814.8246 | 5872.9729 | 5931.7026 | 5991.0196 | 6050.9298 | 6111.4391 | 6172.5535 | 6234.2791 | 6296.6219 | 6359.5881 | 6423.184 | 6487.4158 | 6552.29 | 6617.8129 | 6683.991 | 6750.8309 | 6818.3392 | 6886.5226 | 6955.3878 | 7024.9417 | 7095.1911 | 7166.143 | 7237.8045 | 7310.1825 | 7383.2843 | 7457.1172 | 7531.6883 | 7607.0052 | 7683.0753 | 7759.906
2015 | 67 | 2015 | 67 | 2015 | 940 | 0 | 0 | 2017 | 1940 | 2020 | 614 | 0 | 0 | 2017 | 393 | 215 | Bay Shore:4 | 1968 | Bay Shore:4 | [7 empty] | 300 | 300 | 300 | 300 | 300 | 300 | 300 | 300 | 1374 | 1374 | 3707 | 11590.6769 | 11706.5837 | 12437.6495 | 12562.026 | 12687.6463 | 12814.5227 | 12942.668 | 13072.0946 | 13202.8156 | 13334.8437 | 13468.1922 | 13602.8741 | 13738.9028 | 13876.2919 | 14015.0548 | 14155.2053 | 14296.7574 | 14439.725 | 14584.1222 | 14729.9634 | 14877.2631 | 15026.0357 | 15176.296 | 15328.059 | 15481.3396 | 15636.153 | 15792.5145 | 15950.4397 | 16109.9441 | 16271.0435 | 16433.7539 | 16598.0915 | 16764.0724 | 16931.7131 | 17101.0303 | 17272.0406
0 | 0 | 2015 | 39 | 0 | 0 | 0 | 0 | 2015 | 1356 | 2017 | 471 | 0 | 0 | 2017 | 393 | 1135 | Belews Creek:1 | 1974 | Belews Creek:1 | [7 empty] | 300 | 300 | 300 | 300 | 300 | 300 | 300 | 300 | 1695 | 1695 | 2559 | 2559 | 2559 | 2559 | 2559 | 2559 | 2559 | 8001.2253 | 8081.2376 | 8162.0499 | 8243.6704 | 8326.1071 | 8409.3682 | 8493.4619 | 8578.3965 | 8664.1805 | 8750.8223 | 8838.3305 | 8926.7138 | 9015.9809 | 9106.1407 | 9197.2022 | 9289.1742 | 9382.0659 | 9475.8866 | 9570.6454 | 9666.3519 | 9763.0154 | 9860.6456 | 9959.252 | 10058.8445 | 10159.433 | 10261.0273 | 10363.6376 | 10467.274 | 10571.9467 | 10677.6662
0 | 0 | 2015 | 39 | 0 | 0 | 0 | 0 | 2015 | 1356 | 2017 | 471 | 0 | 0 | 2017 | 393 | 1135 | Belews Creek:2 | 1975 | Belews Creek:2 | [7 empty] | 300 | 300 | 300 | 300 | 300 | 300 | 300 | 300 | 1695 | 1695 | 2559 | 2559 | 2559 | 2559 | 2559 | 2559 | 2559 | 2559 | 8001.2253 | 8081.2376 | 8162.0499 | 8243.6704 | 8326.1071 | 8409.3682 | 8493.4619 | 8578.3965 | 8664.1805 | 8750.8223 | 8838.3305 | 8926.7138 | 9015.9809 | 9106.1407 | 9197.2022 | 9289.1742 | 9382.0659 | 9475.8866 | 9570.6454 | 9666.3519 | 9763.0154 | 9860.6456 | 9959.252 | 10058.8445 | 10159.433 | 10261.0273 | 10363.6376 | 10467.274 | 10571.9467
0 | 0 | 2016 | 44 | 0 | 0 | 0 | 0 | 2016 | 1356 | 2018 | 471 | 0 | 0 | 2017 | 393 | 635.001 | Belle River:ST1 | 1984 | Belle River:ST1 | [7 empty] | 300 | 300 | 300 | 300 | 300 | 300 | 300 | 300 | 300 | 1700 | 2093 | 2564 | 2564 | 2564 | 2564 | 2564 | 2564 | 2564 | 2564 | 2564 | 2564 | 2564 | 2564 | 2564 | 2564 | 2564 | 2564 | 8016.8588 | 8097.0274 | 8177.9977 | 8259.7776 | 8342.3754 | 8425.7992 | 8510.0572 | 8595.1577 | 8681.1093 | 8767.9204 | 8855.5996 | 8944.1556 | 9033.5972 | 9123.9331 | 9215.1725 | 9307.3242 | 9400.3974 | 9494.4014 | 9589.3454 | 9685.2389
0 | 0 | 2016 | 44 | 0 | 0 | 0 | 0 | 2016 | 1356 | 2018 | 471 | 0 | 0 | 2017 | 393 | 635.001 | Belle River:ST2 | 1985 | Belle River:ST2 | [7 empty] | 300 | 300 | 300 | 300 | 300 | 300 | 300 | 300 | 300 | 1700 | 2093 | 2564 | 2564 | 2564 | 2564 | 2564 | 2564 | 2564 | 2564 | 2564 | 2564 | 2564 | 2564 | 2564 | 2564 | 2564 | 2564 | 2564 | 8016.8588 | 8097.0274 | 8177.9977 | 8259.7776 | 8342.3754 | 8425.7992 | 8510.0572 | 8595.1577 | 8681.1093 | 8767.9204 | 8855.5996 | 8944.1556 | 9033.5972 | 9123.9331 | 9215.1725 | 9307.3242 | 9400.3974 | 9494.4014 | 9589.3454
0 | 0 | 2017 | 55 | 0 | 0 | 0 | 0 | 2017 | 1541 | 2020 | 471 | 0 | 0 | 2017 | 393 | 458.1 | Belledune:1 | 1993 | Belledune:1 | [7 empty] | 300 | 300 | 300 | 300 | 300 | 300 | 300 | 300 | 300 | 300 | 2289 | 2289 | 2289 | 2760 | 2760 | 2760 | 2760 | 2760 | 2760 | 2760 | 2760 | 2760 | 2760 | 2760 | 2760 | 2760 | 2760 | 2760 | 2760 | 2760 | 2760 | 2760 | 2760 | 2760 | 2760 | 2760 | 8629.692 | 8715.9889 | 8803.1488 | 8891.1803 | 8980.0921 | 9069.893 | 9160.592 | 9252.1979 | 9344.7198 | 9438.167 | 9532.5487
0 | 0 | 0 | 0 | 0 | 0 | 2017 | 2289 | 0 | 0 | 2017 | 557 | 0 | 0 | 2017 | 393 | 379 | Big Bend (FL):ST1 | 1970 | Big Bend (FL):ST1 | [7 empty] | 300 | 300 | 300 | 300 | 300 | 300 | 300 | 300 | 300 | 300 | 3539 | 3539 | 3539 | 11065.3913 | 11176.0452 | 11287.8057 | 11400.6837 | 11514.6906 | 11629.8375 | 11746.1358 | 11863.5972 | 11982.2332 | 12102.0555 | 12223.0761 | 12345.3068 | 12468.7599 | 12593.4475 | 12719.382 | 12846.5758 | 12975.0415 | 13104.792 | 13235.8399 | 13368.1983 | 13501.8803 | 13636.8991 | 13773.268 | 13911.0007 | 14050.1107 | 14190.6118 | 14332.518 | 14475.8431 | 14620.6016 | 14766.8076 | 14914.4757 | 15063.6204 | 15214.2566 | 15366.3992
0 | 0 | 0 | 0 | 0 | 0 | 2017 | 2334 | 0 | 0 | 2017 | 566 | 0 | 0 | 2017 | 393 | 373 | Big Bend (FL):ST2 | 1973 | Big Bend (FL):ST2 | [7 empty] | 300 | 300 | 300 | 300 | 300 | 300 | 300 | 300 | 300 | 300 | 3593 | 3593 | 3593 | 3593 | 3593 | 3593 | 11234.2331 | 11346.5754 | 11460.0412 | 11574.6416 | 11690.388 | 11807.2919 | 11925.3648 | 12044.6185 | 12165.0646 | 12286.7153 | 12409.5824 | 12533.6783 | 12659.0151 | 12785.6052 | 12913.4613 | 13042.5959 | 13173.0218 | 13304.752 | 13437.7996 | 13572.1776 | 13707.8993 | 13844.9783 | 13983.4281 | 14123.2624 | 14264.495 | 14407.14 | 14551.2114 | 14696.7235 | 14843.6907 | 14992.1276 | 15142.0489
0 | 0 | 0 | 0 | 0 | 0 | 2017 | 2289 | 0 | 0 | 2017 | 557 | 0 | 0 | 2017 | 393 | 381 | Big Bend (FL):ST3 | 1976 | Big Bend (FL):ST3 | [7 empty] | 300 | 300 | 300 | 300 | 300 | 300 | 300 | 300 | 300 | 300 | 3539 | 3539 | 3539 | 3539 | 3539 | 3539 | 3539 | 3539 | 3539 | 11065.3913 | 11176.0452 | 11287.8057 | 11400.6837 | 11514.6906 | 11629.8375 | 11746.1358 | 11863.5972 | 11982.2332 | 12102.0555 | 12223.0761 | 12345.3068 | 12468.7599 | 12593.4475 | 12719.382 | 12846.5758 | 12975.0415 | 13104.792 | 13235.8399 | 13368.1983 | 13501.8803 | 13636.8991 | 13773.268 | 13911.0007 | 14050.1107 | 14190.6118 | 14332.518 | 14475.8431
0 | 0 | 0 | 0 | 0 | 0 | 2017 | 2247 | 0 | 0 | 2017 | 496 | 0 | 0 | 2017 | 393 | 417 | Big Bend (FL):ST4 | 1985 | Big Bend (FL):ST4 | [7 empty] | 300 | 300 | 300 | 300 | 300 | 300 | 300 | 300 | 300 | 300 | 3436 | 3436 | 3436 | 3436 | 3436 | 3436 | 3436 | 3436 | 3436 | 3436 | 3436 | 3436 | 3436 | 3436 | 3436 | 3436 | 3436 | 3436 | 10743.3412 | 10850.7746 | 10959.2824 | 11068.8752 | 11179.5639 | 11291.3596 | 11404.2732 | 11518.3159 | 11633.4991 | 11749.834 | 11867.3324 | 11986.0057 | 12105.8658 | 12226.9244 | 12349.1937 | 12472.6856 | 12597.4125 | 12723.3866 | 12850.6205
0 | 0 | 2016 | 47 | 0 | 0 | 0 | 0 | 2016 | 1433 | 2019 | 471 | 0 | 0 | 2017 | 393 | 580 | Big Cajun 2:ST1 | 1981 | Big Cajun 2:ST1 | [7 empty] | 300 | 300 | 300 | 300 | 300 | 300 | 300 | 300 | 300 | 1780 | 2173 | 2173 | 2644 | 2644 | 2644 | 2644 | 2644 | 2644 | 2644 | 2644 | 2644 | 2644 | 2644 | 2644 | 8266.9948 | 8349.6647 | 8433.1614 | 8517.493 | 8602.6679 | 8688.6946 | 8775.5816 | 8863.3374 | 8951.9708 | 9041.4905 | 9131.9054 | 9223.2244 | 9315.4567 | 9408.6112 | 9502.6973 | 9597.7243 | 9693.7016 | 9790.6386 | 9888.545 | 9987.4304 | 10087.3047 | 10188.1778 | 10290.0595
0 | 0 | 2016 | 47 | 0 | 0 | 0 | 0 | 2016 | 1433 | 2019 | 471 | 0 | 0 | 2017 | 393 | 575 | Big Cajun 2:ST2 | 1982 | Big Cajun 2:ST2 | [7 empty] | 300 | 300 | 300 | 300 | 300 | 300 | 300 | 300 | 300 | 1780 | 2173 | 2173 | 2644 | 2644 | 2644 | 2644 | 2644 | 2644 | 2644 | 2644 | 2644 | 2644 | 2644 | 2644 | 2644 | 8266.9948 | 8349.6647 | 8433.1614 | 8517.493 | 8602.6679 | 8688.6946 | 8775.5816 | 8863.3374 | 8951.9708 | 9041.4905 | 9131.9054 | 9223.2244 | 9315.4567 | 9408.6112 | 9502.6973 | 9597.7243 | 9693.7016 | 9790.6386 | 9888.545 | 9987.4304 | 10087.3047 | 10188.1778
0 | 0 | 2016 | 47 | 0 | 0 | 0 | 0 | 2016 | 1433 | 2019 | 471 | 0 | 0 | 2017 | 393 | 588 | Big Cajun 2:ST3 | 1983 | Big Cajun 2:ST3 | [7 empty] | 300 | 300 | 300 | 300 | 300 | 300 | 300 | 300 | 300 | 1780 | 2173 | 2173 | 2644 | 2644 | 2644 | 2644 | 2644 | 2644 | 2644 | 2644 | 2644 | 2644 | 2644 | 2644 | 2644 | 2644 | 8266.9948 | 8349.6647 | 8433.1614 | 8517.493 | 8602.6679 | 8688.6946 | 8775.5816 | 8863.3374 | 8951.9708 | 9041.4905 | 9131.9054 | 9223.2244 | 9315.4567 | 9408.6112 | 9502.6973 | 9597.7243 | 9693.7016 | 9790.6386 | 9888.545 | 9987.4304 | 10087.3047
0 | 0 | 0 | 0 | 0 | 0 | 2017 | 2568 | 0 | 0 | 2017 | 598 | 0 | 0 | 2017 | 393 | 260 | Big Sandy:1 | 1963 | Big Sandy:1 | [7 empty] | 300 | 300 | 300 | 300 | 300 | 300 | 938.01 | 947.3901 | 956.864 | 966.4326 | 4535.097 | 4580.4479 | 4626.2524 | 4672.5149 | 4719.2401 | 4766.4325 | 4814.0968 | 4862.2378 | 4910.8602 | 4959.9688 | 5009.5685 | 5059.6641 | 5110.2608 | 5161.3634 | 5212.977 | 5265.1068 | 5317.7579 | 5370.9354 | 5424.6448 | 5478.8912 | 5533.6801 | 5589.017 | 5644.9071 | 5701.3562 | 5758.3698 | 5815.9535 | 5874.113 | 5932.8541 | 5992.1827 | 6052.1045 | 6112.6255 | 6173.7518 | 6235.4893 | 6297.8442 | 6360.8226 | 6424.4309 | 6488.6752
0 | 0 | 0 | 0 | 0 | 0 | 2015 | 1726 | 0 | 0 | 2015 | 471 | 0 | 0 | 2017 | 393 | 800 | Big Sandy:2 | 1969 | Big Sandy:2 | [7 empty] | 300 | 300 | 300 | 300 | 300 | 300 | 300 | 300 | 2497 | 2497 | 2890 | 2890 | 9036.163 | 9126.5246 | 9217.7899 | 9309.9678 | 9403.0675 | 9497.0981 | 9592.0691 | 9687.9898 | 9784.8697 | 9882.7184 | 9981.5456 | 10081.361 | 10182.1746 | 10283.9964 | 10386.8364 | 10490.7047 | 10595.6118 | 10701.5679 | 10808.5836 | 10916.6694 | 11025.8361 | 11136.0945 | 11247.4554 | 11359.93 | 11473.5293 | 11588.2645 | 11704.1472 | 11821.1887 | 11939.4005 | 12058.7946 | 12179.3825 | 12301.1763 | 12424.1881 | 12548.43 | 12673.9143
0 | 0 | 2017 | 53 | 0 | 0 | 0 | 0 | 2017 | 1479 | 2019 | 471 | 0 | 0 | 2017 | 393 | 475 | Big Stone:ST1 | 1975 | Big Stone:ST1 | [7 empty] | 300 | 300 | 300 | 300 | 300 | 300 | 300 | 300 | 300 | 300 | 2225 | 2225 | 2696 | 2696 | 2696 | 2696 | 2696 | 2696 | 8429.5832 | 8513.879 | 8599.0178 | 8685.008 | 8771.8581 | 8859.5767 | 8948.1724 | 9037.6542 | 9128.0307 | 9219.311 | 9311.5041 | 9404.6192 | 9498.6653 | 9593.652 | 9689.5885 | 9786.4844 | 9884.3492 | 9983.1927 | 10083.0247 | 10183.8549 | 10285.6935 | 10388.5504 | 10492.4359 | 10597.3603 | 10703.3339 | 10810.3672 | 10918.4709 | 11027.6556 | 11137.9321
2015 | 66 | 2015 | 66 | 2015 | 888 | 0 | 0 | 2017 | 1876 | 2020 | 606 | 0 | 0 | 2017 | 393 | 237.8 | Birchwood Power Facility:1 | 1996 | Birchwood Power Facility:1 | [7 empty] | 300 | 300 | 300 | 300 | 300 | 300 | 300 | 300 | 1320 | 1320 | 3589 | 3589 | 3589 | 4195 | 4195 | 4195 | 4195 | 4195 | 4195 | 4195 | 4195 | 4195 | 4195 | 4195 | 4195 | 4195 | 4195 | 4195 | 4195 | 4195 | 4195 | 4195 | 4195 | 4195 | 4195 | 4195 | 4195 | 4195 | 4195 | 13116.5065 | 13247.6716 | 13380.1483 | 13513.9498 | 13649.0893 | 13785.5802 | 13923.436 | 14062.6703
0 | 0 | 0 | 0 | 0 | 0 | 2017 | 3331 | 0 | 0 | 2017 | 646 | 0 | 0 | 2017 | 393 | 17 | Biron Mill:GEN1 | 1964 | Biron Mill:GEN1 | [7 empty] | 300 | 300 | 300 | 300 | 300 | 300 | 300 | 938.01 | 947.3901 | 956.864 | 5336.4326 | 5389.797 | 5443.6949 | 5498.1319 | 5553.1132 | 5608.6443 | 5664.7308 | 5721.3781 | 5778.5919 | 5836.3778 | 5894.7416 | 5953.689 | 6013.2259 | 6073.3581 | 6134.0917 | 6195.4326 | 6257.387 | 6319.9608 | 6383.1604 | 6446.992 | 6511.462 | 6576.5766 | 6642.3423 | 6708.7658 | 6775.8534 | 6843.612 | 6912.0481 | 6981.1686 | 7050.9802 | 7121.49 | 7192.7049 | 7264.632 | 7337.2783 | 7410.6511 | 7484.7576 | 7559.6052 | 7635.2012
0 | 0 | 0 | 0 | 0 | 0 | 2017 | 3331 | 0 | 0 | 2017 | 646 | 0 | 0 | 2017 | 393 | 7.5 | Biron Mill:GEN3 | 1947 | Biron Mill:GEN3 | [7 empty] | 1119 | 1130.19 | 1141.4919 | 1152.9068 | 1164.4359 | 1176.0802 | 1187.841 | 1199.7195 | 1211.7167 | 1223.8338 | 5606.0722 | 5662.1329 | 5718.7542 | 5775.9418 | 5833.7012 | 5892.0382 | 5950.9586 | 6010.4681 | 6070.5728 | 6131.2786 | 6192.5913 | 6254.5173 | 6317.0624 | 6380.2331 | 6444.0354 | 6508.4757 | 6573.5605 | 6639.2961 | 6705.6891 | 6772.746 | 6840.4734 | 6908.8781 | 6977.9669 | 7047.7466 | 7118.2241 | 7189.4063 | 7261.3004 | 7333.9134 | 7407.2525 | 7481.325 | 7556.1383 | 7631.6997 | 7708.0167 | 7785.0968 | 7862.9478 | 7941.5773 | 8020.993
0 | 0 | 0 | 0 | 0 | 0 | 2017 | 3331 | 0 | 0 | 2017 | 646 | 0 | 0 | 2017 | 393 | 15.6 | Biron Mill:GEN4 | 1957 | Biron Mill:GEN4 | [7 empty] | 938 | 947.38 | 956.8538 | 966.4223 | 976.0866 | 985.8474 | 995.7059 | 1005.663 | 1015.7196 | 1025.8768 | 5406.1356 | 5460.1969 | 5514.7989 | 5569.9469 | 5625.6463 | 5681.9028 | 5738.7218 | 5796.109 | 5854.0701 | 5912.6108 | 5971.7369 | 6031.4543 | 6091.7689 | 6152.6865 | 6214.2134 | 6276.3555 | 6339.1191 | 6402.5103 | 6466.5354 | 6531.2007 | 6596.5128 | 6662.4779 | 6729.1027 | 6796.3937 | 6864.3576 | 6933.0012 | 7002.3312 | 7072.3545 | 7143.0781 | 7214.5089 | 7286.6539 | 7359.5205 | 7433.1157 | 7507.4468 | 7582.5213 | 7658.3465 | 7734.93
0 | 0 | 0 | 0 | 0 | 0 | 2017 | 3331 | 0 | 0 | 2017 | 646 | 0 | 0 | 2017 | 393 | 21.5 | Biron Mill:GEN5 | 1987 | Biron Mill:GEN5 | [7 empty] | 300 | 300 | 300 | 300 | 300 | 300 | 300 | 300 | 300 | 300 | 4670 | 4670 | 4670 | 4670 | 4670 | 4670 | 4670 | 4670 | 4670 | 4670 | 4670 | 4670 | 4670 | 4670 | 4670 | 4670 | 4670 | 4670 | 4670 | 4670 | 14601.689 | 14747.7059 | 14895.1829 | 15044.1348 | 15194.5761 | 15346.5219 | 15499.9871 | 15654.987 | 15811.5368 | 15969.6522 | 16129.3487 | 16290.6422 | 16453.5486 | 16618.0841 | 16784.265 | 16952.1076 | 17121.6287
2016 | 71 | 2016 | 71 | 2016 | 1145 | 0 | 0 | 2019 | 2362 | 2021 | 646 | 0 | 0 | 2017 | 393 | 107 | Black Dog:3 | 1955 | Black Dog:3 | [7 empty] | 974 | 983.74 | 993.5774 | 1003.5132 | 1013.5483 | 1023.6838 | 1033.9206 | 1044.2598 | 1054.7024 | 2352.2495 | 2768.772 | 2796.4597 | 5186.4243 | 5238.2885 | 5936.6714 | 5996.0381 | 6055.9985 | 6116.5585 | 6177.7241 | 6239.5013 | 6301.8963 | 6364.9153 | 6428.5644 | 6492.8501 | 6557.7786 | 6623.3564 | 6689.5899 | 6756.4858 | 6824.0507 | 6892.2912 | 6961.2141 | 7030.8262 | 7101.1345 | 7172.1458 | 7243.8673 | 7316.306 | 7389.469 | 7463.3637 | 7537.9974 | 7613.3773 | 7689.5111 | 7766.4062 | 7844.0703 | 7922.511 | 8001.7361 | 8081.7535 | 8162.571
2016 | 68 | 2016 | 68 | 2016 | 991 | 0 | 0 | 2018 | 2015 | 2021 | 622 | 0 | 0 | 2017 | 393 | 175 | Black Dog:4 | 1960 | Black Dog:4 | [7 empty] | 300 | 300 | 300 | 938.01 | 947.3901 | 956.864 | 966.4326 | 976.097 | 985.8579 | 2122.7165 | 2536.9437 | 4577.3131 | 4623.0862 | 4669.3171 | 5338.0103 | 5391.3904 | 5445.3043 | 5499.7573 | 5554.7549 | 5610.3025 | 5666.4055 | 5723.0695 | 5780.3002 | 5838.1032 | 5896.4843 | 5955.4491 | 6015.0036 | 6075.1536 | 6135.9052 | 6197.2642 | 6259.2369 | 6321.8292 | 6385.0475 | 6448.898 | 6513.387 | 6578.5209 | 6644.3061 | 6710.7491 | 6777.8566 | 6845.6352 | 6914.0915 | 6983.2324 | 7053.0648 | 7123.5954 | 7194.8314 | 7266.7797 | 7339.4475
2017 | 74 | 2017 | 74 | 2017 | 1300 | 0 | 0 | 2020 | 2362 | 2021 | 646 | 0 | 0 | 2017 | 393 | 53.3 | Black River Generation:GEN1 | 1989 | Black River Generation:GEN1 | [7 empty] | 300 | 300 | 300 | 300 | 300 | 300 | 300 | 300 | 300 | 300 | 2141 | 2141 | 2141 | 4503 | 5149 | 5149 | 5149 | 5149 | 5149 | 5149 | 5149 | 5149 | 5149 | 5149 | 5149 | 5149 | 5149 | 5149 | 5149 | 5149 | 5149 | 5149 | 16099.3783 | 16260.3721 | 16422.9758 | 16587.2056 | 16753.0776 | 16920.6084 | 17089.8145 | 17260.7126 | 17433.3197 | 17607.6529 | 17783.7295 | 17961.5668 | 18141.1824 | 18322.5943 | 18505.8202
2017 | 74 | 2017 | 74 | 2017 | 1300 | 0 | 0 | 2020 | 2362 | 2021 | 646 | 0 | 0 | 2017 | 393 | 28.5 | Blount Street:5 | 1948 | Blount Street:5 | [7 empty] | 1101 | 1112.01 | 1123.1301 | 1134.3614 | 1145.705 | 1157.1621 | 1168.7337 | 1180.421 | 1192.2252 | 1204.1475 | 3057.189 | 3087.7608 | 3118.6385 | 5511.8248 | 6212.9431 | 6275.0725 | 6337.8232 | 6401.2015 | 6465.2135 | 6529.8656 | 6595.1643 | 6661.1159 | 6727.7271 | 6795.0044 | 6862.9544 | 6931.5839 | 7000.8998 | 7070.9088 | 7141.6179 | 7213.0341 | 7285.1644 | 7358.016 | 7431.5962 | 7505.9122 | 7580.9713 | 7656.781 | 7733.3488 | 7810.6823 | 7888.7891 | 7967.677 | 8047.3538 | 8127.8273 | 8209.1056 | 8291.1966 | 8374.1086 | 8457.8497 | 8542.4282
2017 | 74 | 2017 | 74 | 2017 | 1300 | 0 | 0 | 2020 | 2362 | 2021 | 646 | 0 | 0 | 2017 | 393 | 21 | Blue Valley:2 | 1958 | Blue Valley:2 | [7 empty] | 300 | 938.01 | 947.3901 | 956.864 | 966.4326 | 976.097 | 985.8579 | 995.7165 | 1005.6737 | 1015.7304 | 2866.8877 | 2895.5566 | 2924.5122 | 5315.7573 | 6014.9149 | 6075.064 | 6135.8146 | 6197.1728 | 6259.1445 | 6321.736 | 6384.9533 | 6448.8029 | 6513.2909 | 6578.4238 | 6644.208 | 6710.6501 | 6777.7566 | 6845.5342 | 6913.9895 | 6983.1294 | 7052.9607 | 7123.4903 | 7194.7252 | 7266.6725 | 7339.3392 | 7412.7326 | 7486.8599 | 7561.7285 | 7637.3458 | 7713.7193 | 7790.8565 | 7868.765 | 7947.4527 | 8026.9272 | 8107.1965 | 8188.2684 | 8270.1511
2017 | 74 | 2017 | 74 | 2017 | 1300 | 0 | 0 | 2020 | 2362 | 2021 | 646 | 0 | 0 | 2017 | 393 | 51 | Blue Valley:3 | 1965 | Blue Valley:3 | [7 empty] | 300 | 300 | 300 | 300 | 300 | 300 | 300 | 300 | 938.01 | 947.3901 | 2797.864 | 2825.8426 | 2854.1011 | 5244.6421 | 5943.0885 | 6002.5194 | 6062.5446 | 6123.17 | 6184.4017 | 6246.2457 | 6308.7082 | 6371.7953 | 6435.5132 | 6499.8684 | 6564.867 | 6630.5157 | 6696.8209 | 6763.7891 | 6831.427 | 6899.7412 | 6968.7387 | 7038.426 | 7108.8103 | 7179.8984 | 7251.6974 | 7324.2144 | 7397.4565 | 7471.4311 | 7546.1454 | 7621.6068 | 7697.8229 | 7774.8011 | 7852.5491 | 7931.0746 | 8010.3854 | 8090.4892 | 8171.3941
2017 | 74 | 2017 | 74 | 2017 | 1300 | 0 | 0 | 2020 | 2362 | 2021 | 646 | 0 | 0 | 2017 | 393 | 21 | Blue Valley:ST1 | 1958 | Blue Valley:ST1 | [7 empty] | 300 | 938.01 | 947.3901 | 956.864 | 966.4326 | 976.097 | 985.8579 | 995.7165 | 1005.6737 | 1015.7304 | 2866.8877 | 2895.5566 | 2924.5122 | 5315.7573 | 6014.9149 | 6075.064 | 6135.8146 | 6197.1728 | 6259.1445 | 6321.736 | 6384.9533 | 6448.8029 | 6513.2909 | 6578.4238 | 6644.208 | 6710.6501 | 6777.7566 | 6845.5342 | 6913.9895 | 6983.1294 | 7052.9607 | 7123.4903 | 7194.7252 | 7266.6725 | 7339.3392 | 7412.7326 | 7486.8599 | 7561.7285 | 7637.3458 | 7713.7193 | 7790.8565 | 7868.765 | 7947.4527 | 8026.9272 | 8107.1965 | 8188.2684 | 8270.1511
2017 | 74 | 2017 | 74 | 2017 | 1300 | 0 | 0 | 2019 | 2362 | 2021 | 646 | 0 | 0 | 2017 | 393 | 62 | Boundary Dam:1 | 1959 | Boundary Dam:1 | [7 empty] | 300 | 300 | 938.01 | 947.3901 | 956.864 | 966.4326 | 976.097 | 985.8579 | 995.7165 | 1005.6737 | 2856.7304 | 2885.2977 | 5276.1507 | 5328.9122 | 6028.2013 | 6088.4833 | 6149.3682 | 6210.8619 | 6272.9705 | 6335.7002 | 6399.0572 | 6463.0478 | 6527.6782 | 6592.955 | 6658.8846 | 6725.4734 | 6792.7281 | 6860.6554 | 6929.262 | 6998.5546 | 7068.5401 | 7139.2255 | 7210.6178 | 7282.724 | 7355.5512 | 7429.1067 | 7503.3978 | 7578.4318 | 7654.2161 | 7730.7583 | 7808.0658 | 7886.1465 | 7965.008 | 8044.658 | 8125.1046 | 8206.3557 | 8288.4192
2017 | 74 | 2017 | 74 | 2017 | 1300 | 0 | 0 | 2019 | 2362 | 2021 | 646 | 0 | 0 | 2017 | 393 | 61 | Boundary Dam:2 | 1960 | Boundary Dam:2 | [7 empty] | 300 | 300 | 300 | 938.01 | 947.3901 | 956.864 | 966.4326 | 976.097 | 985.8579 | 995.7165 | 2846.6737 | 2875.1404 | 5265.8918 | 5318.5507 | 6017.7362 | 6077.9136 | 6138.6927 | 6200.0797 | 6262.0805 | 6324.7013 | 6387.9483 | 6451.8278 | 6516.346 | 6581.5095 | 6647.3246 | 6713.7979 | 6780.9358 | 6848.7452 | 6917.2326 | 6986.405 | 7056.269 | 7126.8317 | 7198.1 | 7270.081 | 7342.7818 | 7416.2097 | 7490.3717 | 7565.2755 | 7640.9282 | 7717.3375 | 7794.5109 | 7872.456 | 7951.1805 | 8030.6924 | 8110.9993 | 8192.1093 | 8274.0304
2016 | 70 | 2016 | 70 | 2016 | 1094 | 0 | 0 | 2018 | 2217 | 2021 | 638 | 0 | 0 | 2017 | 393 | 139 | Boundary Dam:3 | 1969 | Boundary Dam:3 | [7 empty] | 300 | 300 | 300 | 300 | 300 | 300 | 300 | 300 | 300 | 1534 | 1927 | 4144 | 12957.0448 | 13086.6152 | 13855.4814 | 13994.0362 | 14133.9766 | 14275.3163 | 14418.0695 | 14562.2502 | 14707.8727 | 14854.9514 | 15003.5009 | 15153.536 | 15305.0713 | 15458.122 | 15612.7032 | 15768.8303 | 15926.5186 | 16085.7838 | 16246.6416 | 16409.108 | 16573.1991 | 16738.9311 | 16906.3204 | 17075.3836 | 17246.1374 | 17418.5988 | 17592.7848 | 17768.7127 | 17946.3998 | 18125.8638 | 18307.1224 | 18490.1936 | 18675.0956 | 18861.8465 | 19050.465
2016 | 70 | 2016 | 70 | 2016 | 1094 | 0 | 0 | 2018 | 2217 | 2021 | 638 | 0 | 0 | 2017 | 393 | 139 | Boundary Dam:4 | 1970 | Boundary Dam:4 | [7 empty] | 300 | 300 | 300 | 300 | 300 | 300 | 300 | 300 | 300 | 1534 | 1927 | 4144 | 4144 | 12957.0448 | 13724.6152 | 13861.8614 | 14000.48 | 14140.4848 | 14281.8897 | 14424.7086 | 14568.9556 | 14714.6452 | 14861.7917 | 15010.4096 | 15160.5137 | 15312.1188 | 15465.24 | 15619.8924 | 15776.0913 | 15933.8522 | 16093.1907 | 16254.1227 | 16416.6639 | 16580.8305 | 16746.6388 | 16914.1052 | 17083.2463 | 17254.0787 | 17426.6195 | 17600.8857 | 17776.8946 | 17954.6635 | 18134.2102 | 18315.5523 | 18498.7078 | 18683.6949 | 18870.5318