## Excess Gen Price Mod
Modified Exhibit AEV - R5 NMS II Updated Avoided Cost Rate Residential
NMS II Excess Generation Pricing -Residential
Inputs
Cogen Monthly Capacity Cost | 7.5733 | kW/month | 90.88 | kw/year | Cogen Capacity Credit
Daily Capacity Cost | 248.9863 | MW/day |  |  | 20/21 | 6.74
Initial capacity factor | 0.2 |  |  |  | 21/22 | 8.09
Updated capacity factor | 0.1727 |  |  |  | 22/23 | 7.89
Capacity factor adjustment | 0.8635
Initial annual MWh | 38460 | MWh
Environ comp adj | 0.05
Export Adjustment Resi | 49.06%
Export Adjustment Comm | 53.82%
Proposed Calculation: | [6 empty] | Previous Calculation:
Full Solar Output Shape Value From Example Solar Plant | [6 empty] | Full Solar Output Shape Value From Example Solar Plant
|  |  | Estimate export annual MWh from solar plant: | 16292.2707 | [5 empty] | Total annual MWh from solar plant: | 38460
| Solar Pk Reduction MW | Price | $ Value | $/kWh Price |  |  |  | Solar Pk Reduction MW | Price | $ Value | $/kWh Price
G Capacity | 9.5505 | 248.9863 | 867947.984 | 0.053274 |  |  | G Capacity | 9.5505 | 100 | 348592.6652 | 0.0090638
T Avoided Cost | 5.5067 | 93001.2761 | 512132.0786 | 0.031434 |  |  | T Avoided Cost | 5.5067 | 93054.3684 | 512424.4433 | 0.013324
Net Metering Shape Discount | [6 empty] | Net Metering Shape Discount
Gen Capacity | Using Summer Profile |  | 52.85% | 0.028155 |  |  | Gen Capacity |  |  | 40.46% | 0.0036674
T Avoided Cost |  |  | 21.48% | 0.006753 |  |  | T Avoided Cost |  |  | 21.48% | 0.0028623
Cogen SPP Energy | $/kWh | [5 empty] | Cogen SPP Energy | $/kWh
On Pk | 0.038932 | [5 empty] | On Pk | 0.0306 | input from cogen spp rate design
Off Pk | [6 empty] | Off Pk | 0.0228 | input from cogen spp rate design
Solar | 0.038932 | [5 empty] | Solar | 0.028371 | 5/7 on-pk 2/7 off-pk
NMS II Export Rate | [6 empty] | Updated NMS II Excess Generation Pricing
Energy | 0.038932 | [5 empty] | Energy | 0.028371
Ancillary Services | 0.00063 | [5 empty] | Ancillary Services | 0.00063
G Capacity | 0.028155 | [5 empty] | G Capacity | 0.0036674
T Capacity | 0.012452 | [5 empty] | T Fixed Cost | 0.0028623
D Capacity | 0.01046 | [5 empty] | NMS Price for Excess Gen | 0.03553 | 0.03659 | Originally Filed
Carbon cost | 0.0057785 | [5 empty] | Resi kWh | 0.11
Enviro Comp Cost | 0.0010547
Job benefits | -
NMS Price for Excess Gen | 0.09746

## Alt Gen Cap calc
Order of operations: generation capacity calculation
Full Solar Output Shape Value From Example Solar Plant
|  | Estimate export annual MWh from solar plant: |  |  | 16292.2707
|  | Solar Pk Reduction MW | NEM discount | Export MW | Price | $ Value | $/kWh Price
| G Capacity | 9.5505 | 52.85% | 5.0475 | 248.9863 | 458715.6452 | 0.028155 | same number - different order of operations
| Operations | a | b | a*b=c | d | c*d | e
Net Metering Shape Discount
| Gen Capacity | Using Summer Profile |  | 52.85% | 0.028155

## Dist Scalars
Source: KPCO_Exhibits_JMS-SR1 and JMS_SR2
Distribution & Comp. Const. not Classif.
|  |  | DIST_CPD | PRODUCTION | 0
|  |  | DIST_CPD | BULKTRAN | 0
|  |  | DIST_CPD | SUBTRAN | 0
|  |  | DIST_CPD | DISTPRI | 7866117.8
|  |  | DIST_CPD | DISTSEC | 0
|  |  | DIST_CPD | ENERGY | 0
|  |  | DIST_CPD | CUSTOMER | 0
| 360 Land and Land Rights | 7866117.8 | DIST_CPD | TOTAL | 7866117.8
|  |  | DIST_CPD | PRODUCTION | 0
|  |  | DIST_CPD | BULKTRAN | 0
|  |  | DIST_CPD | SUBTRAN | 0
|  |  | DIST_CPD | DISTPRI | 6899650.48
|  |  | DIST_CPD | DISTSEC | 0
|  |  | DIST_CPD | ENERGY | 0
|  |  | DIST_CPD | CUSTOMER | 0
| 361 Structures and Improvements | 6899650.48 | DIST_CPD | TOTAL | 6899650.48
|  |  | DIST_CPD | PRODUCTION | 0
|  |  | DIST_CPD | BULKTRAN | 0
|  |  | DIST_CPD | SUBTRAN | 0
|  |  | DIST_CPD | DISTPRI | 126872130.29
|  |  | DIST_CPD | DISTSEC | 0
|  |  | DIST_CPD | ENERGY | 0
|  |  | DIST_CPD | CUSTOMER | 0
| 362 Station Equipment | 126872130.29 | DIST_CPD | TOTAL | 126872130.29
|  |  | DIST_CPD | PRODUCTION | 0
|  |  | DIST_CPD | BULKTRAN | 0
|  |  | DIST_CPD | SUBTRAN | 0
|  |  | DIST_CPD | DISTPRI | 0
|  |  | DIST_CPD | DISTSEC | 0
|  |  | DIST_CPD | ENERGY | 0
|  |  | DIST_CPD | CUSTOMER | 0
| 363 Storage Battery Equipment | 0 | DIST_CPD | TOTAL | 0
|  |  | DIST_POLES | PRODUCTION | 0
|  |  | DIST_POLES | BULKTRAN | 0
|  |  | DIST_POLES | SUBTRAN | 0
|  |  | DIST_POLES | DISTPRI | 135758625.8263
|  |  | DIST_POLES | DISTSEC | 101374804.3337
|  |  | DIST_POLES | ENERGY | 0
|  |  | DIST_POLES | CUSTOMER | 0
| 364 Poles | 237133430.16 | DIST_POLES | TOTAL | 237133430.16
|  |  | DIST_OHLINES | PRODUCTION | 0
|  |  | DIST_OHLINES | BULKTRAN | 0
|  |  | DIST_OHLINES | SUBTRAN | 0
|  |  | DIST_OHLINES | DISTPRI | 219442875.7761
|  |  | DIST_OHLINES | DISTSEC | 42974469.9139
|  |  | DIST_OHLINES | ENERGY | 0
|  |  | DIST_OHLINES | CUSTOMER | 0
| 365 Overhead Lines | 262417345.69 | DIST_OHLINES | TOTAL | 262417345.69
|  |  | DIST_UGLINES | PRODUCTION | 0
|  |  | DIST_UGLINES | BULKTRAN | 0
|  |  | DIST_UGLINES | SUBTRAN | 0
|  |  | DIST_UGLINES | DISTPRI | 6184131.2857
|  |  | DIST_UGLINES | DISTSEC | 1376173.6443
|  |  | DIST_UGLINES | ENERGY | 0
|  |  | DIST_UGLINES | CUSTOMER | 0
| 366 Underground Conduit | 7560304.93 | DIST_UGLINES | TOTAL | 7560304.93
|  |  | DIST_UGLINES | PRODUCTION | 0
|  |  | DIST_UGLINES | BULKTRAN | 0
|  |  | DIST_UGLINES | SUBTRAN | 0
|  |  | DIST_UGLINES | DISTPRI | 9696778.6967
|  |  | DIST_UGLINES | DISTSEC | 2157853.8133
|  |  | DIST_UGLINES | ENERGY | 0
|  |  | DIST_UGLINES | CUSTOMER | 0
| 367 Underground Lines | 11854632.51 | DIST_UGLINES | TOTAL | 11854632.51
|  |  | DIST_TRANSF | PRODUCTION | 0
|  |  | DIST_TRANSF | BULKTRAN | 0
|  |  | DIST_TRANSF | SUBTRAN | 0
|  |  | DIST_TRANSF | DISTPRI | 29431751.4061
|  |  | DIST_TRANSF | DISTSEC | 113279892.1439
|  |  | DIST_TRANSF | ENERGY | 0
|  |  | DIST_TRANSF | CUSTOMER | 0
| 368 Transformers | 142711643.55 | DIST_TRANSF | TOTAL | 142711643.55
|  |  | DIST_SERV | PRODUCTION | 0
|  |  | DIST_SERV | BULKTRAN | 0
|  |  | DIST_SERV | SUBTRAN | 0
|  |  | DIST_SERV | DISTPRI | 0
|  |  | DIST_SERV | DISTSEC | 0
|  |  | DIST_SERV | ENERGY | 0
|  |  | DIST_SERV | CUSTOMER | 66236428.61
| 369 Services | 66236428.61 | DIST_SERV | TOTAL | 66236428.61
|  |  | DIST_METERS | PRODUCTION | 0
|  |  | DIST_METERS | BULKTRAN | 0
|  |  | DIST_METERS | SUBTRAN | 0
|  |  | DIST_METERS | DISTPRI | 0
|  |  | DIST_METERS | DISTSEC | 0
|  |  | DIST_METERS | ENERGY | 0
|  |  | DIST_METERS | CUSTOMER | 25229878.41
| 370 Meters | 25229878.41 | DIST_METERS | TOTAL | 25229878.41
|  |  | DIST_OL | PRODUCTION | 0
|  |  | DIST_OL | BULKTRAN | 0
|  |  | DIST_OL | SUBTRAN | 0
|  |  | DIST_OL | DISTPRI | 0
|  |  | DIST_OL | DISTSEC | 0
|  |  | DIST_OL | ENERGY | 0
|  |  | DIST_OL | CUSTOMER | 18637644.81
| 371 Installations on Cust Premises | 18637644.81 | DIST_OL | TOTAL | 18637644.81
|  |  | DIST_SL | PRODUCTION | 0
|  |  | DIST_SL | BULKTRAN | 0
|  |  | DIST_SL | SUBTRAN | 0
|  |  | DIST_SL | DISTPRI | 0
|  |  | DIST_SL | DISTSEC | 0
|  |  | DIST_SL | ENERGY | 0
|  |  | DIST_SL | CUSTOMER | 4366835.43
| 373 Street Lighting | 4366835.43 | DIST_SL | TOTAL | 4366835.43
|  |  |  | PRODUCTION | 0
|  |  |  | BULKTRAN | 0
|  |  |  | SUBTRAN | 0
|  |  |  | DISTPRI | 542152061.561
|  |  |  | DISTSEC | 261163193.849
|  |  |  | ENERGY | 0
|  |  |  | CUSTOMER | 114470787.26
| Total | 917786042.67 |  | TOTAL | 917786042.67
|  |  | Benefit | Scalar | 59.07%
Transmission
| TOTAL | 645397517
|  |  | Investment | Scalar | 142.2%

## Typical Install KYPo
Modified Exhibit AEV - R5 NMS II Updated Avoided Cost Rate Residential
Example of Typical Customer and Typical Solar Install
|  |  |  | Typical Res Customer | Typical NMS Solar System | Typical Solar | Summer Peak 5CP | Summer Peak 5CP | Summer Peak 5CP | 12 CP | 12 CP | 12 CP
| Hour of the Day |  |  | 1240 | 8.84
HE | begin | end |  | kWh/Month | kW-ICAP | Net Excess Gen | Excess % | Hours wt | Wtd Hours Excess | Excess % | Hours Wt | Hours Wt Wtd Excess Gen %
1 | midnight | 1 | AM | 42.2603 | 0 | 0
2 | 1 | 2 | AM | 40.6109 | 0 | 0
3 | 2 | 3 | AM | 40.6995 | 0 | 0
4 | 3 | 4 | AM | 41.2757 | 0 | 0
5 | 4 | 5 | AM | 44.157 | 0 | 0
6 | 5 | 6 | AM | 49.4294 | 0 | 0
7 | 6 | 7 | AM | 48.8762 | 0 | 0
8 | 7 | 8 | AM | 49.3552 | 5.1592 | 0 |  |  |  | 0% | 36.11% | 0%
9 | 8 | 9 | AM | 50.6868 | 26.5759 | 0 |  |  |  | 0% | 8.333% | 0%
10 | 9 | 10 | AM | 50.0853 | 67.0048 | 16.9195 |  |  |  | 25.25% | 2.778% | 0.7014%
11 | 10 | 11 | AM | 50.5181 | 105.8887 | 55.3706
12 | 11 | 12 | AM | 51.5265 | 132.9392 | 81.4128
13 | 12 | 1 | PM | 52.5763 | 144.6893 | 92.113
14 | 1 | 2 | PM | 54.951 | 147.5648 | 92.6138 |  |  |  | 62.76% | 2.778% | 1.743%
15 | 2 | 3 | PM | 57.8514 | 145.927 | 88.0756 | 60.36% | 5% | 3.018% | 60.36% | 5.556% | 3.353%
16 | 3 | 4 | PM | 60.0637 | 132.5316 | 72.4679 | 54.68% | 15% | 8.202% | 54.68% | 5.556% | 3.038%
17 | 4 | 5 | PM | 62.3048 | 105.1037 | 42.7988 | 40.72% | 70% | 28.5% | 40.72% | 30.56% | 12.44%
18 | 5 | 6 | PM | 62.3185 | 67.2823 | 4.9639 | 7.378% | 10% | 0.7378% | 7.378% | 2.778% | 0.2049%
19 | 6 | 7 | PM | 61.4367 | 28.0599 | 0 |  |  |  | 0% | 2.778% | 0%
20 | 7 | 8 | PM | 61.4113 | 5.7415 | 0 |  |  |  | 0% | 2.778% | 0%
21 | 8 | 9 | PM | 59.6044 | 0 | 0
22 | 9 | 10 | PM | 54.669 | 0 | 0
23 | 10 | 11 | PM | 48.6699 | 0 | 0
0 | 11 | midnight |  | 44.6622 | 0 | 0
|  |  |  | 1240 | 1114.4676 | 546.7357 |  | 1 | 40.46% |  | 1 | 21.48%
49.06%
|  | NMSII |  | Avg Monthly kWh
|  | Net Billing kWh |  | 648.1572
|  | Net Excess Gen |  | 546.7357
|  | Netted kWh |  | 591.8428
|  | NMS II vs Standard kWh |  | 0.52271
|  | Typical NMS billable kWh |  | 125.5324
[5 empty] | Total | Export
|  |  |  | kwh per kw per yr | 1512.852 | 742.1752
|  |  |  | days | 365
|  |  |  | mo | 12

## Typical Install Summer Mod
Modified Exhibit AEV - R5 NMS II Updated Avoided Cost Rate Residential
Example of Typical Customer and Summer Solar Install
|  |  |  | Typical Res Customer | Typical NMS Solar System | Typical Solar | Summer Peak 5CP | Summer Peak 5CP | Summer Peak 5CP | 12 CP | 12 CP | 12 CP
| Hour of the Day |  |  | 1240 | 8.84
HE | begin | end |  | kWh/Month | kW-ICAP | Net Excess Gen | Excess % | Hours wt | Wtd Hours Excess | Excess % | Hours Wt | Hours Wt Wtd Excess Gen %
1 | midnight | 1 | AM | 42.2603 | 0 | 0
2 | 1 | 2 | AM | 40.6109 |  | 0
3 | 2 | 3 | AM | 40.6995 |  | 0
4 | 3 | 4 | AM | 41.2757 |  | 0
5 | 4 | 5 | AM | 44.157 |  | 0
6 | 5 | 6 | AM | 49.4294 | 0 | 0
7 | 6 | 7 | AM | 48.8762 | 0.35618 | 0
8 | 7 | 8 | AM | 49.3552 | 13.1458 | 0 |  |  |  | 0% | 36.11% | 0%
9 | 8 | 9 | AM | 50.6868 | 46.9424 | 0 |  |  |  | 0% | 8.333% | 0%
10 | 9 | 10 | AM | 50.0853 | 91.6788 | 41.5935 |  |  |  | 45.37% | 2.778% | 1.26%
11 | 10 | 11 | AM | 50.5181 | 130.7229 | 80.2048
12 | 11 | 12 | AM | 51.5265 | 152.2458 | 100.7194
13 | 12 | 1 | PM | 52.5763 | 167.9499 | 115.3736
14 | 1 | 2 | PM | 54.951 | 172.0657 | 117.1147 |  |  |  | 68.06% | 2.778% | 1.891%
15 | 2 | 3 | PM | 57.8514 | 168.3204 | 110.469 | 65.63% | 5% | 3.282% | 65.63% | 5.556% | 3.646%
16 | 3 | 4 | PM | 60.0637 | 154.9525 | 94.8888 | 61.24% | 15% | 9.186% | 61.24% | 5.556% | 3.402%
17 | 4 | 5 | PM | 62.3048 | 131.4122 | 69.1074 | 52.59% | 70% | 36.81% | 52.59% | 30.56% | 16.07%
18 | 5 | 6 | PM | 62.3185 | 96.944 | 34.6255 | 35.72% | 10% | 3.572% | 35.72% | 2.778% | 0.9921%
19 | 6 | 7 | PM | 61.4367 | 52.3459 | 0 |  |  |  | 0% | 2.778% | 0%
20 | 7 | 8 | PM | 61.4113 | 15.6545 | 0 |  |  |  | 0% | 2.778% | 0%
21 | 8 | 9 | PM | 59.6044 | 1.2251 | 0
22 | 9 | 10 | PM | 54.669 | 0 | 0
23 | 10 | 11 | PM | 48.6699 | 0 | 0
0 | 11 | midnight |  | 44.6622 | 0 | 0
|  |  |  | 1240 | 1395.9621 | 764.0967 |  | 1 | 52.85% |  | 1 | 27.26%
[8 empty] | seasonal adj | 30.62% |  |  | 26.89%
|  | NMSII |  | Avg Monthly kWh
|  | Net Billing kWh |  | 605.9715
|  | Net Excess Gen |  | 764.0967
|  | Netted kWh |  | 634.0285
|  | NMS II vs Standard kWh |  | 0.48869
|  | Typical NMS billable kWh |  | -155.9621

## Solar Pivot Mod
Utility Scale (20 MW) Fixed Tilt Solar Profile Eastern KY
Summer profile (Ref. KYSEIA_1_3_Attachment1
Row Labels | Average of Solar Gen | Begin | End |  | Shape % | Row Labels | Average of Solar Gen | Begin | End |  | Shape %
0 | -0.049801 | 11 | midnight |  |  | 0 | -0.049801 | 11 | midnight
1 | -0.049801 | M | 1 | AM |  | 1 | -0.049801 | M | 1 | AM
2 | -0.049801 | 1 | 2 | AM |  | 2 | -0.049801 | 1 | 2 | AM
3 | -0.049801 | 2 | 3 | AM |  | 3 | -0.049801 | 2 | 3 | AM
4 | -0.049801 | 3 | 4 | AM |  | 4 | -0.049801 | 3 | 4 | AM
5 | -0.049801 | 4 | 5 | AM |  | 5 | -0.049801 | 4 | 5 | AM
6 | -0.025771 | 5 | 6 | AM |  | 6 | 0.03383 | 5 | 6 | AM | 0.0003196
7 | 0.49001 | 6 | 7 | AM | 0.0046293 | 7 | 1.2486 | 6 | 7 | AM | 0.011796
8 | 2.5241 | 7 | 8 | AM | 0.023846 | 8 | 4.4585 | 7 | 8 | AM | 0.042121
9 | 6.364 | 8 | 9 | AM | 0.060123 | 9 | 8.7075 | 8 | 9 | AM | 0.082262
10 | 10.0571 | 9 | 10 | AM | 0.095013 | 10 | 12.4158 | 9 | 10 | AM | 0.1173
11 | 12.6263 | 10 | 11 | AM | 0.11928 | 11 | 14.46 | 10 | 11 | AM | 0.13661
12 | 13.7423 | 11 | 12 | AM | 0.12983 | 12 | 15.9515 | 11 | 12 | AM | 0.1507
13 | 14.0154 | 12 | 1 | PM | 0.13241 | 13 | 16.3424 | 12 | 1 | PM | 0.15439
14 | 13.8598 | 1 | 2 | PM | 0.13094 | 14 | 15.9867 | 1 | 2 | PM | 0.15103
15 | 12.5876 | 2 | 3 | PM | 0.11892 | 15 | 14.7171 | 2 | 3 | PM | 0.13904
16 | 9.9825 | 3 | 4 | PM | 0.094308 | 16 | 12.4813 | 3 | 4 | PM | 0.11791
17 | 6.3903 | 4 | 5 | PM | 0.060372 | 17 | 9.2075 | 4 | 5 | PM | 0.086987
18 | 2.6651 | 5 | 6 | PM | 0.025178 | 18 | 4.9717 | 5 | 6 | PM | 0.046969
19 | 0.54531 | 6 | 7 | PM | 0.0051517 | 19 | 1.4868 | 6 | 7 | PM | 0.014047
20 | -0.0059106 | 7 | 8 | PM |  | 20 | 0.11636 | 7 | 8 | PM | 0.0010993
21 | -0.049801 | 8 | 9 | PM |  | 21 | -0.049801 | 8 | 9 | PM
22 | -0.049801 | 9 | 10 | PM |  | 22 | -0.049801 | 9 | 10 | PM
23 | -0.049801 | 10 | 11 | PM |  | 23 | -0.049801 | 10 | 11 | PM
Grand Total | 4.3904 |  |  |  |  | Grand Total | 4.3904
| 105.8498 | [5 empty] | 132.4353

## Peak Reduction
Utility Scale Solar Project Summary Information - Used in NMS II Pricing Development
|  |  |  | Jun/July/Aug | Jan/Feb | September | Bal of Year
Hour End | Begins | Ends | AM/PM | 5CP | Winter NSPL | 5&12 CP | 12CPs
0 | 11 | midnight |  | -0.049801 | -0.049801 | -0.049801 | -0.049801
1 | midnight | 1 | AM | -0.049801 | -0.049801 | -0.049801 | -0.049801
2 | 1 | 2 | AM | -0.049801 | -0.049801 | -0.049801 | -0.049801
3 | 2 | 3 | AM | -0.049801 | -0.049801 | -0.049801 | -0.049801
4 | 3 | 4 | AM | -0.049801 | -0.049801 | -0.049801 | -0.049801
5 | 4 | 5 | AM | -0.049801 | -0.049801 | -0.049801 | -0.049801 | Initial KYPo Estimates
6 | 5 | 6 | AM | 0.03383 | -0.049801 | -0.049801 | -0.044768 |  | Winter Peak Avg | 1.5011
7 | 6 | 7 | AM | 1.2486 | -0.049801 | 0.28121 | 0.31272 |  | Summer | 9.5505
8 | 7 | 8 | AM | 4.4585 | 0.095404 | 3.329 | 2.3621 |  | Weighted | 5.5258 | 50/50 Historic split of NSPL in AEP Zone
9 | 8 | 9 | AM | 8.7075 | 2.9068 | 7.541 | 6.3097
10 | 9 | 10 | AM | 12.4158 | 6.5807 | 10.9692 | 10.0015 |  | Average 5CP reduction | 9.5505
11 | 10 | 11 | AM | 14.46 | 9.274 | 13.888 | 12.7622 |  | Average NSPL Reduction | 5.7144
12 | 11 | 12 | AM | 15.9515 | 10.5793 | 15.2761 | 13.6645 |  | Average 12 CP reduction | 5.5067
13 | 12 | 1 | PM | 16.3424 | 11.2201 | 14.741 | 13.7856
14 | 1 | 2 | PM | 15.9867 | 11.52 | 15.1784 | 13.5906 |  | AEP Zone T Loss Factor | 1.0341
15 | 2 | 3 | PM | 14.7171 | 10.6391 | 14.3218 | 12.2093
16 | 3 | 4 | PM | 12.4813 | 8.349 | 11.1557 | 9.3587
17 | 4 | 5 | PM | 9.2075 | 4.7713 | 7.4417 | 5.6256
18 | 5 | 6 | PM | 4.9717 | 0.93657 | 2.7498 | 2.15
19 | 6 | 7 | PM | 1.4868 | -0.049801 | 0.1623 | 0.30462
20 | 7 | 8 | PM | 0.11636 | -0.049801 | -0.049801 | -0.046374
21 | 8 | 9 | PM | -0.049801 | -0.049801 | -0.049801 | -0.049801
22 | 9 | 10 | PM | -0.049801 | -0.049801 | -0.049801 | -0.049801
23 | 10 | 11 | PM | -0.049801 | -0.049801 | -0.049801 | -0.049801
Grand Total |  |  | daytime | 8.839 | 5.1115 | 7.7957 | 6.8231
|  |  | KPCo | 5.5057 | 3.176 | 4.8536 | 4.2457
5CP Reduction Weighting
PJM Summer 5CPs Hour Ending | [7 empty] | HE | Count | Weight
2018 | 17 | 17 | 17 | 17 | 17 |  |  | 15 | 1 | 5%
2017 | 18 | 17 | 17 | 17 | 18 |  |  | 16 | 3 | 15%
2016 | 16 | 16 | 16 | 17 | 17 |  |  | 17 | 14 | 70%
2015 | 17 | 17 | 17 | 17 | 15 |  |  | 18 | 2 | 10%
[9 empty] | 20 | 1
AEP Zone 12CP Hour Analysis
Month | Year 2016 | Peak Reduction | Year 2017 | Peak Reduction | Year 2018 | Peak Reduction
Jan | 8 | 0.095404 | 8 | 0.095404 | 8 | 0.095404
Feb | 8 | 0.095404 | 8 | 0.095404 | 9 | 2.9068
Mar | 8 | 2.3621 | 8 | 2.3621 | 8 | 2.3621
Apr | 8 | 2.3621 | 9 | 6.3097 | 10 | 10.0015
May | 17 | 4.7713 | 17 | 5.6256 | 17 | 5.6256
Jun | 15 | 14.7171 | 18 | 4.9717 | 17 | 9.2075
Jul | 16 | 12.4813 | 17 | 9.2075 | 17 | 9.2075
Aug | 15 | 14.7171 | 14 | 15.9867 | 17 | 9.2075
Sep | 17 | 7.4417 | 17 | 7.4417 | 17 | 7.4417
Oct | 20 | 0 | 17 | 5.6256 | 16 | 9.3587
Nov | 8 | 2.3621 | 8 | 2.3621 | 8 | 2.3621
Dec | 8 | 2.3621 | 19 | 0.30462 | 9 | 6.3097
avg |  | 5.314 |  | 5.0323 |  | 6.1738
[5 empty] | Hour | Count
[5 empty] | 8 | 13 | 36.11%
[5 empty] | 9 | 3 | 8.333%
[5 empty] | 10 | 1 | 2.778%
[5 empty] | 14 | 1 | 2.778%
[5 empty] | 15 | 2 | 5.556%
[5 empty] | 16 | 2 | 5.556%
[5 empty] | 17 | 11 | 30.56%
[5 empty] | 18 | 1 | 2.778%
[5 empty] | 19 | 1 | 2.778%
[5 empty] | 20 | 1 | 2.778%
36

## LSE OATT Savings
AEP LSE OATT PJM Incremental Cost Estimate
Used to estimate incremental cost from loads and decremental costs from peak shaving
| Existing |  | Add Project MW |  | NITS Expense
NSPL | MW | % | MW | % | OpCo ATRR | 871336638 | 2020 PTRR
AEP (Including CRES) | 19131 | 85.12% | 19136.7144 | 85.12% | Transco ATRR | 935533420 | 2020 PTRR
Non-Affiliate | 3345 | 14.88% | 3345 | 14.88% | Schedule 12 Expense (RTEP) | 182724918.6022 | 2019 Historic
| 22476 |  | 22481.7144 |  | Total Zonal ATRR | 1989594976.6022
[6 empty] | Existing | Add Project MW | Increase/(Decrease)
|  | % Increase | 0.02542% |  | Allocated to AEP % | 85.12% | 85.12% | 0.003783%
[5 empty] | Allocated to AEP $ | 1693492680.9653 | 1693567943.6202 | 75262.6549
| Existing |  | Add Project MW
12CP | MW | % | MW | %
AP - 12CP | 4959.7356 | 29.73% | 4959.7356 | 29.72% | Allocated to APCo | 503436197.9054 | 503292453.9855 | -143743.9199
OP - 12CP | 7016.4058 | 42.05% | 7016.4058 | 42.04% | Allocated to OPCo | 712197772.319 | 711994421.6264 | -203350.6926
IM - 12CP | 2939.5421 | 17.62% | 2939.5421 | 17.61% | Allocated to I&M | 298377174.5795 | 298291980.2592 | -85194.3203
KP - 12CP | 943.8868 | 5.657% | 949.3936 | 5.689% | Allocated to KPCo | 95808897.5999 | 96340339.8675 | 531442.2676
WPC - 12CP | 506.3165 | 3.035% | 506.3165 | 3.034% | Allocated to WPCo | 51393476.409 | 51378802.256 | -14674.1529
KGP - 12CP | 318.0068 | 1.906% | 318.0068 | 1.905% | Allocated to KGPCo | 32279162.1526 | 32269945.6256 | -9216.527
Operating Company Sum | 16683.8935 | 100% | 16689.4002 | 100%
[6 empty] | 101504.6446 | 101475.6625
|  | % Increase | 0.03301%
[6 empty] | 88520.8657 | 88498.3656
Load Changes Input in this section
|  | NSPL | 12CP
APCo |  | 0
OPCo |  | 0
I&M |  | 0
KP |  | 5.7144 | 5.5067
WPCo |  | 0
Total East Change |  | 5.7144 | 5.5067
2020 Filed Rate |  | 93001.2761 | $/MW-Year

## LMP 2017-19
LMP: | AEPKYRESIDAGG.RESIDUALMETEREDEDC | [6 empty] | LMP: | AEPKYRESIDAGG.RESIDUALMETEREDEDC | [6 empty] | LMP: | AEPKYRESIDAGG.RESIDUALMETEREDEDC
Year: | 2017 | [6 empty] | Year: | 2018 | [6 empty] | Year: | 2019
| First month | Last month | Start time |  | End Time |  |  |  | First month | Last month | Start time |  | End Time |  |  |  | First month | Last month | Start time |  | End Time
On-Peak | 1 | 12 | 8 | 9:00 | 17 | 18:00 | Weekends off-Peak | On-Peak | 1 | 12 | 8 | 9:00 | 17 | 18:00 | Weekends off-Peak | On-Peak | 1 | 12 | 8 | 9:00 | 17 | 18:00 | Weekends off-Peak
[5 empty] | Average LMP: | 34.1975 | 27.9799 | [5 empty] | Average LMP Price: | 41.3021 | 33.6533 | [5 empty] | Average LMP Price: | 31.9517 | 26.3633
Time Stamp | Month | Day | Hour | Weekend (W) | LMP ($/MWh) | On-Peak | Off-Peak | Time Stamp | Month | Day | Hour | Weekend (W) | LMP ($/MWh) | On-Peak | Off-Peak | Time Stamp | Month | Day | Hour | Weekend (W) | LMP ($/MWh) | On-Peak | Off-Peak
2017-01-01 | 1 | 1 | 0 | W | 25.17 | - | 25.17 | 2018-01-01 | 1 | 1 | 0 |  | 42.78 | - | 42.78 | 2019-01-01 | 1 | 1 | 0 |  | 19.44 | - | 19.44
2017-01-01 01:00 | 1 | 1 | 1 | W | 24.51 | - | 24.51 | 2018-01-01 01:00 | 1 | 1 | 1 |  | 37.08 | - | 37.08 | 2019-01-01 01:00 | 1 | 1 | 1 |  | 19.37 | - | 19.37
2017-01-01 02:00 | 1 | 1 | 2 | W | 24.38 | - | 24.38 | 2018-01-01 02:00 | 1 | 1 | 2 |  | 33.65 | - | 33.65 | 2019-01-01 02:00 | 1 | 1 | 2 |  | 19.11 | - | 19.11
2017-01-01 03:00 | 1 | 1 | 3 | W | 24.18 | - | 24.18 | 2018-01-01 03:00 | 1 | 1 | 3 |  | 35.12 | - | 35.12 | 2019-01-01 03:00 | 1 | 1 | 3 |  | 18.94 | - | 18.94
2017-01-01 04:00 | 1 | 1 | 4 | W | 24.28 | - | 24.28 | 2018-01-01 04:00 | 1 | 1 | 4 |  | 34.2 | - | 34.2 | 2019-01-01 04:00 | 1 | 1 | 4 |  | 19.14 | - | 19.14
2017-01-01 05:00 | 1 | 1 | 5 | W | 24.37 | - | 24.37 | 2018-01-01 05:00 | 1 | 1 | 5 |  | 41.27 | - | 41.27 | 2019-01-01 05:00 | 1 | 1 | 5 |  | 19.3 | - | 19.3
2017-01-01 06:00 | 1 | 1 | 6 | W | 25.38 | - | 25.38 | 2018-01-01 06:00 | 1 | 1 | 6 |  | 49.05 | - | 49.05 | 2019-01-01 06:00 | 1 | 1 | 6 |  | 19.96 | - | 19.96
2017-01-01 07:00 | 1 | 1 | 7 | W | 26.25 | - | 26.25 | 2018-01-01 07:00 | 1 | 1 | 7 |  | 52.45 | - | 52.45 | 2019-01-01 07:00 | 1 | 1 | 7 |  | 21.1 | - | 21.1
2017-01-01 08:00 | 1 | 1 | 8 | W | 26.34 | - | 26.34 | 2018-01-01 08:00 | 1 | 1 | 8 |  | 61.5 | 61.5 | - | 2019-01-01 08:00 | 1 | 1 | 8 |  | 21.83 | 21.83 | -
2017-01-01 09:00 | 1 | 1 | 9 | W | 27.11 | - | 27.11 | 2018-01-01 09:00 | 1 | 1 | 9 |  | 64.9 | 64.9 | - | 2019-01-01 09:00 | 1 | 1 | 9 |  | 22.08 | 22.08 | -
2017-01-01 10:00 | 1 | 1 | 10 | W | 27.18 | - | 27.18 | 2018-01-01 10:00 | 1 | 1 | 10 |  | 63.38 | 63.38 | - | 2019-01-01 10:00 | 1 | 1 | 10 |  | 23.13 | 23.13 | -
2017-01-01 11:00 | 1 | 1 | 11 | W | 26.92 | - | 26.92 | 2018-01-01 11:00 | 1 | 1 | 11 |  | 48.93 | 48.93 | - | 2019-01-01 11:00 | 1 | 1 | 11 |  | 22.69 | 22.69 | -
2017-01-01 12:00 | 1 | 1 | 12 | W | 25.9 | - | 25.9 | 2018-01-01 12:00 | 1 | 1 | 12 |  | 38.46 | 38.46 | - | 2019-01-01 12:00 | 1 | 1 | 12 |  | 22.67 | 22.67 | -
2017-01-01 13:00 | 1 | 1 | 13 | W | 25.5 | - | 25.5 | 2018-01-01 13:00 | 1 | 1 | 13 |  | 33.07 | 33.07 | - | 2019-01-01 13:00 | 1 | 1 | 13 |  | 22.34 | 22.34 | -
2017-01-01 14:00 | 1 | 1 | 14 | W | 25.39 | - | 25.39 | 2018-01-01 14:00 | 1 | 1 | 14 |  | 31.93 | 31.93 | - | 2019-01-01 14:00 | 1 | 1 | 14 |  | 22.09 | 22.09 | -
2017-01-01 15:00 | 1 | 1 | 15 | W | 25.43 | - | 25.43 | 2018-01-01 15:00 | 1 | 1 | 15 |  | 33.8 | 33.8 | - | 2019-01-01 15:00 | 1 | 1 | 15 |  | 22.56 | 22.56 | -
2017-01-01 16:00 | 1 | 1 | 16 | W | 26.81 | - | 26.81 | 2018-01-01 16:00 | 1 | 1 | 16 |  | 45.31 | 45.31 | - | 2019-01-01 16:00 | 1 | 1 | 16 |  | 24.2 | 24.2 | -
2017-01-01 17:00 | 1 | 1 | 17 | W | 39.11 | - | 39.11 | 2018-01-01 17:00 | 1 | 1 | 17 |  | 73.62 | - | 73.62 | 2019-01-01 17:00 | 1 | 1 | 17 |  | 28.23 | - | 28.23
2017-01-01 18:00 | 1 | 1 | 18 | W | 36.99 | - | 36.99 | 2018-01-01 18:00 | 1 | 1 | 18 |  | 87.18 | - | 87.18 | 2019-01-01 18:00 | 1 | 1 | 18 |  | 28.27 | - | 28.27
2017-01-01 19:00 | 1 | 1 | 19 | W | 35.28 | - | 35.28 | 2018-01-01 19:00 | 1 | 1 | 19 |  | 79.67 | - | 79.67 | 2019-01-01 19:00 | 1 | 1 | 19 |  | 28.19 | - | 28.19
2017-01-01 20:00 | 1 | 1 | 20 | W | 29.87 | - | 29.87 | 2018-01-01 20:00 | 1 | 1 | 20 |  | 74.27 | - | 74.27 | 2019-01-01 20:00 | 1 | 1 | 20 |  | 27.69 | - | 27.69
2017-01-01 21:00 | 1 | 1 | 21 | W | 27.79 | - | 27.79 | 2018-01-01 21:00 | 1 | 1 | 21 |  | 71.74 | - | 71.74 | 2019-01-01 21:00 | 1 | 1 | 21 |  | 26.25 | - | 26.25
2017-01-01 22:00 | 1 | 1 | 22 | W | 26.26 | - | 26.26 | 2018-01-01 22:00 | 1 | 1 | 22 |  | 61.07 | - | 61.07 | 2019-01-01 22:00 | 1 | 1 | 22 |  | 24.31 | - | 24.31
2017-01-01 23:00 | 1 | 1 | 23 | W | 24.96 | - | 24.96 | 2018-01-01 23:00 | 1 | 1 | 23 |  | 46.28 | - | 46.28 | 2019-01-01 23:00 | 1 | 1 | 23 |  | 22.97 | - | 22.97
2017-01-02 | 1 | 2 | 0 |  | 23.13 | - | 23.13 | 2018-01-02 | 1 | 2 | 0 |  | 124.84 | - | 124.84 | 2019-01-02 | 1 | 2 | 0 |  | 23.25 | - | 23.25
2017-01-02 01:00 | 1 | 2 | 1 |  | 22.32 | - | 22.32 | 2018-01-02 01:00 | 1 | 2 | 1 |  | 134.03 | - | 134.03 | 2019-01-02 01:00 | 1 | 2 | 1 |  | 23.17 | - | 23.17
2017-01-02 02:00 | 1 | 2 | 2 |  | 22 | - | 22 | 2018-01-02 02:00 | 1 | 2 | 2 |  | 135.87 | - | 135.87 | 2019-01-02 02:00 | 1 | 2 | 2 |  | 23.28 | - | 23.28
2017-01-02 03:00 | 1 | 2 | 3 |  | 22.05 | - | 22.05 | 2018-01-02 03:00 | 1 | 2 | 3 |  | 150.76 | - | 150.76 | 2019-01-02 03:00 | 1 | 2 | 3 |  | 23.11 | - | 23.11
2017-01-02 04:00 | 1 | 2 | 4 |  | 22.36 | - | 22.36 | 2018-01-02 04:00 | 1 | 2 | 4 |  | 121.15 | - | 121.15 | 2019-01-02 04:00 | 1 | 2 | 4 |  | 23.52 | - | 23.52
2017-01-02 05:00 | 1 | 2 | 5 |  | 23.11 | - | 23.11 | 2018-01-02 05:00 | 1 | 2 | 5 |  | 156.01 | - | 156.01 | 2019-01-02 05:00 | 1 | 2 | 5 |  | 25.08 | - | 25.08
2017-01-02 06:00 | 1 | 2 | 6 |  | 24.85 | - | 24.85 | 2018-01-02 06:00 | 1 | 2 | 6 |  | 180.27 | - | 180.27 | 2019-01-02 06:00 | 1 | 2 | 6 |  | 30.97 | - | 30.97
2017-01-02 07:00 | 1 | 2 | 7 |  | 26.41 | - | 26.41 | 2018-01-02 07:00 | 1 | 2 | 7 |  | 193.4 | - | 193.4 | 2019-01-02 07:00 | 1 | 2 | 7 |  | 32.92 | - | 32.92
2017-01-02 08:00 | 1 | 2 | 8 |  | 28.28 | 28.28 | - | 2018-01-02 08:00 | 1 | 2 | 8 |  | 229.05 | 229.05 | - | 2019-01-02 08:00 | 1 | 2 | 8 |  | 32.48 | 32.48 | -
2017-01-02 09:00 | 1 | 2 | 9 |  | 28.81 | 28.81 | - | 2018-01-02 09:00 | 1 | 2 | 9 |  | 169.08 | 169.08 | - | 2019-01-02 09:00 | 1 | 2 | 9 |  | 34.03 | 34.03 | -
2017-01-02 10:00 | 1 | 2 | 10 |  | 30.37 | 30.37 | - | 2018-01-02 10:00 | 1 | 2 | 10 |  | 158.75 | 158.75 | - | 2019-01-02 10:00 | 1 | 2 | 10 |  | 32.8 | 32.8 | -
2017-01-02 11:00 | 1 | 2 | 11 |  | 29.62 | 29.62 | - | 2018-01-02 11:00 | 1 | 2 | 11 |  | 102.13 | 102.13 | - | 2019-01-02 11:00 | 1 | 2 | 11 |  | 31.58 | 31.58 | -
2017-01-02 12:00 | 1 | 2 | 12 |  | 28.03 | 28.03 | - | 2018-01-02 12:00 | 1 | 2 | 12 |  | 83.57 | 83.57 | - | 2019-01-02 12:00 | 1 | 2 | 12 |  | 30.35 | 30.35 | -
2017-01-02 13:00 | 1 | 2 | 13 |  | 27.58 | 27.58 | - | 2018-01-02 13:00 | 1 | 2 | 13 |  | 65.25 | 65.25 | - | 2019-01-02 13:00 | 1 | 2 | 13 |  | 29.33 | 29.33 | -
2017-01-02 14:00 | 1 | 2 | 14 |  | 26.85 | 26.85 | - | 2018-01-02 14:00 | 1 | 2 | 14 |  | 58.85 | 58.85 | - | 2019-01-02 14:00 | 1 | 2 | 14 |  | 28.39 | 28.39 | -
2017-01-02 15:00 | 1 | 2 | 15 |  | 26.63 | 26.63 | - | 2018-01-02 15:00 | 1 | 2 | 15 |  | 55.36 | 55.36 | - | 2019-01-02 15:00 | 1 | 2 | 15 |  | 27.99 | 27.99 | -
2017-01-02 16:00 | 1 | 2 | 16 |  | 29.17 | 29.17 | - | 2018-01-02 16:00 | 1 | 2 | 16 |  | 72.62 | 72.62 | - | 2019-01-02 16:00 | 1 | 2 | 16 |  | 30.97 | 30.97 | -
2017-01-02 17:00 | 1 | 2 | 17 |  | 39.41 | - | 39.41 | 2018-01-02 17:00 | 1 | 2 | 17 |  | 138.81 | - | 138.81 | 2019-01-02 17:00 | 1 | 2 | 17 |  | 40.18 | - | 40.18
2017-01-02 18:00 | 1 | 2 | 18 |  | 37.36 | - | 37.36 | 2018-01-02 18:00 | 1 | 2 | 18 |  | 143.13 | - | 143.13 | 2019-01-02 18:00 | 1 | 2 | 18 |  | 34.13 | - | 34.13
2017-01-02 19:00 | 1 | 2 | 19 |  | 35.22 | - | 35.22 | 2018-01-02 19:00 | 1 | 2 | 19 |  | 130.24 | - | 130.24 | 2019-01-02 19:00 | 1 | 2 | 19 |  | 34.19 | - | 34.19
2017-01-02 20:00 | 1 | 2 | 20 |  | 29.46 | - | 29.46 | 2018-01-02 20:00 | 1 | 2 | 20 |  | 121.94 | - | 121.94 | 2019-01-02 20:00 | 1 | 2 | 20 |  | 31.55 | - | 31.55
2017-01-02 21:00 | 1 | 2 | 21 |  | 27.19 | - | 27.19 | 2018-01-02 21:00 | 1 | 2 | 21 |  | 113.34 | - | 113.34 | 2019-01-02 21:00 | 1 | 2 | 21 |  | 30.07 | - | 30.07
2017-01-02 22:00 | 1 | 2 | 22 |  | 25.27 | - | 25.27 | 2018-01-02 22:00 | 1 | 2 | 22 |  | 108.97 | - | 108.97 | 2019-01-02 22:00 | 1 | 2 | 22 |  | 27.07 | - | 27.07
2017-01-02 23:00 | 1 | 2 | 23 |  | 22.6 | - | 22.6 | 2018-01-02 23:00 | 1 | 2 | 23 |  | 89.11 | - | 89.11 | 2019-01-02 23:00 | 1 | 2 | 23 |  | 24.84 | - | 24.84
2017-01-03 | 1 | 3 | 0 |  | 24.05 | - | 24.05 | 2018-01-03 | 1 | 3 | 0 |  | 127.73 | - | 127.73 | 2019-01-03 | 1 | 3 | 0 |  | 22.58 | - | 22.58
2017-01-03 01:00 | 1 | 3 | 1 |  | 23.19 | - | 23.19 | 2018-01-03 01:00 | 1 | 3 | 1 |  | 116.68 | - | 116.68 | 2019-01-03 01:00 | 1 | 3 | 1 |  | 21.59 | - | 21.59
2017-01-03 02:00 | 1 | 3 | 2 |  | 22.94 | - | 22.94 | 2018-01-03 02:00 | 1 | 3 | 2 |  | 116.75 | - | 116.75 | 2019-01-03 02:00 | 1 | 3 | 2 |  | 21.79 | - | 21.79
2017-01-03 03:00 | 1 | 3 | 3 |  | 22.9 | - | 22.9 | 2018-01-03 03:00 | 1 | 3 | 3 |  | 118.4 | - | 118.4 | 2019-01-03 03:00 | 1 | 3 | 3 |  | 21.54 | - | 21.54
2017-01-03 04:00 | 1 | 3 | 4 |  | 23.47 | - | 23.47 | 2018-01-03 04:00 | 1 | 3 | 4 |  | 126.67 | - | 126.67 | 2019-01-03 04:00 | 1 | 3 | 4 |  | 21.93 | - | 21.93
2017-01-03 05:00 | 1 | 3 | 5 |  | 25.1 | - | 25.1 | 2018-01-03 05:00 | 1 | 3 | 5 |  | 139.38 | - | 139.38 | 2019-01-03 05:00 | 1 | 3 | 5 |  | 23.63 | - | 23.63
2017-01-03 06:00 | 1 | 3 | 6 |  | 32.27 | - | 32.27 | 2018-01-03 06:00 | 1 | 3 | 6 |  | 212.74 | - | 212.74 | 2019-01-03 06:00 | 1 | 3 | 6 |  | 28.24 | - | 28.24
2017-01-03 07:00 | 1 | 3 | 7 |  | 33.24 | - | 33.24 | 2018-01-03 07:00 | 1 | 3 | 7 |  | 189.43 | - | 189.43 | 2019-01-03 07:00 | 1 | 3 | 7 |  | 29.63 | - | 29.63
2017-01-03 08:00 | 1 | 3 | 8 |  | 32.06 | 32.06 | - | 2018-01-03 08:00 | 1 | 3 | 8 |  | 198.89 | 198.89 | - | 2019-01-03 08:00 | 1 | 3 | 8 |  | 29.23 | 29.23 | -
2017-01-03 09:00 | 1 | 3 | 9 |  | 33.13 | 33.13 | - | 2018-01-03 09:00 | 1 | 3 | 9 |  | 179.3 | 179.3 | - | 2019-01-03 09:00 | 1 | 3 | 9 |  | 29.29 | 29.29 | -
2017-01-03 10:00 | 1 | 3 | 10 |  | 35.61 | 35.61 | - | 2018-01-03 10:00 | 1 | 3 | 10 |  | 129.57 | 129.57 | - | 2019-01-03 10:00 | 1 | 3 | 10 |  | 28.8 | 28.8 | -
2017-01-03 11:00 | 1 | 3 | 11 |  | 36.1 | 36.1 | - | 2018-01-03 11:00 | 1 | 3 | 11 |  | 97.82 | 97.82 | - | 2019-01-03 11:00 | 1 | 3 | 11 |  | 27.72 | 27.72 | -
2017-01-03 12:00 | 1 | 3 | 12 |  | 31.72 | 31.72 | - | 2018-01-03 12:00 | 1 | 3 | 12 |  | 91.36 | 91.36 | - | 2019-01-03 12:00 | 1 | 3 | 12 |  | 27.02 | 27.02 | -
2017-01-03 13:00 | 1 | 3 | 13 |  | 30.16 | 30.16 | - | 2018-01-03 13:00 | 1 | 3 | 13 |  | 82.22 | 82.22 | - | 2019-01-03 13:00 | 1 | 3 | 13 |  | 26.96 | 26.96 | -
2017-01-03 14:00 | 1 | 3 | 14 |  | 28.32 | 28.32 | - | 2018-01-03 14:00 | 1 | 3 | 14 |  | 73.66 | 73.66 | - | 2019-01-03 14:00 | 1 | 3 | 14 |  | 26.26 | 26.26 | -
2017-01-03 15:00 | 1 | 3 | 15 |  | 27.64 | 27.64 | - | 2018-01-03 15:00 | 1 | 3 | 15 |  | 72.25 | 72.25 | - | 2019-01-03 15:00 | 1 | 3 | 15 |  | 25.83 | 25.83 | -
2017-01-03 16:00 | 1 | 3 | 16 |  | 30.25 | 30.25 | - | 2018-01-03 16:00 | 1 | 3 | 16 |  | 83.45 | 83.45 | - | 2019-01-03 16:00 | 1 | 3 | 16 |  | 27.25 | 27.25 | -
2017-01-03 17:00 | 1 | 3 | 17 |  | 39.18 | - | 39.18 | 2018-01-03 17:00 | 1 | 3 | 17 |  | 140.27 | - | 140.27 | 2019-01-03 17:00 | 1 | 3 | 17 |  | 30.97 | - | 30.97
2017-01-03 18:00 | 1 | 3 | 18 |  | 38.26 | - | 38.26 | 2018-01-03 18:00 | 1 | 3 | 18 |  | 173.25 | - | 173.25 | 2019-01-03 18:00 | 1 | 3 | 18 |  | 29.14 | - | 29.14
2017-01-03 19:00 | 1 | 3 | 19 |  | 37 | - | 37 | 2018-01-03 19:00 | 1 | 3 | 19 |  | 152.92 | - | 152.92 | 2019-01-03 19:00 | 1 | 3 | 19 |  | 29.42 | - | 29.42
2017-01-03 20:00 | 1 | 3 | 20 |  | 30.8 | - | 30.8 | 2018-01-03 20:00 | 1 | 3 | 20 |  | 134.13 | - | 134.13 | 2019-01-03 20:00 | 1 | 3 | 20 |  | 28.75 | - | 28.75
2017-01-03 21:00 | 1 | 3 | 21 |  | 27.26 | - | 27.26 | 2018-01-03 21:00 | 1 | 3 | 21 |  | 114.41 | - | 114.41 | 2019-01-03 21:00 | 1 | 3 | 21 |  | 26.69 | - | 26.69
2017-01-03 22:00 | 1 | 3 | 22 |  | 26.04 | - | 26.04 | 2018-01-03 22:00 | 1 | 3 | 22 |  | 100.69 | - | 100.69 | 2019-01-03 22:00 | 1 | 3 | 22 |  | 25.22 | - | 25.22
2017-01-03 23:00 | 1 | 3 | 23 |  | 23.7 | - | 23.7 | 2018-01-03 23:00 | 1 | 3 | 23 |  | 78.63 | - | 78.63 | 2019-01-03 23:00 | 1 | 3 | 23 |  | 22.98 | - | 22.98
2017-01-04 | 1 | 4 | 0 |  | 23.96 | - | 23.96 | 2018-01-04 | 1 | 4 | 0 |  | 92.66 | - | 92.66 | 2019-01-04 | 1 | 4 | 0 |  | 20.86 | - | 20.86
2017-01-04 01:00 | 1 | 4 | 1 |  | 24.05 | - | 24.05 | 2018-01-04 01:00 | 1 | 4 | 1 |  | 87.08 | - | 87.08 | 2019-01-04 01:00 | 1 | 4 | 1 |  | 20.3 | - | 20.3
2017-01-04 02:00 | 1 | 4 | 2 |  | 23.77 | - | 23.77 | 2018-01-04 02:00 | 1 | 4 | 2 |  | 78.93 | - | 78.93 | 2019-01-04 02:00 | 1 | 4 | 2 |  | 20.28 | - | 20.28
2017-01-04 03:00 | 1 | 4 | 3 |  | 23.7 | - | 23.7 | 2018-01-04 03:00 | 1 | 4 | 3 |  | 80.59 | - | 80.59 | 2019-01-04 03:00 | 1 | 4 | 3 |  | 20.33 | - | 20.33
2017-01-04 04:00 | 1 | 4 | 4 |  | 24.19 | - | 24.19 | 2018-01-04 04:00 | 1 | 4 | 4 |  | 76.03 | - | 76.03 | 2019-01-04 04:00 | 1 | 4 | 4 |  | 21.52 | - | 21.52
2017-01-04 05:00 | 1 | 4 | 5 |  | 26.44 | - | 26.44 | 2018-01-04 05:00 | 1 | 4 | 5 |  | 83.26 | - | 83.26 | 2019-01-04 05:00 | 1 | 4 | 5 |  | 23.71 | - | 23.71
2017-01-04 06:00 | 1 | 4 | 6 |  | 31.13 | - | 31.13 | 2018-01-04 06:00 | 1 | 4 | 6 |  | 103.15 | - | 103.15 | 2019-01-04 06:00 | 1 | 4 | 6 |  | 28.36 | - | 28.36
2017-01-04 07:00 | 1 | 4 | 7 |  | 34.88 | - | 34.88 | 2018-01-04 07:00 | 1 | 4 | 7 |  | 125.12 | - | 125.12 | 2019-01-04 07:00 | 1 | 4 | 7 |  | 29.19 | - | 29.19
2017-01-04 08:00 | 1 | 4 | 8 |  | 31.33 | 31.33 | - | 2018-01-04 08:00 | 1 | 4 | 8 |  | 127.05 | 127.05 | - | 2019-01-04 08:00 | 1 | 4 | 8 |  | 28.11 | 28.11 | -
2017-01-04 09:00 | 1 | 4 | 9 |  | 31.21 | 31.21 | - | 2018-01-04 09:00 | 1 | 4 | 9 |  | 128.86 | 128.86 | - | 2019-01-04 09:00 | 1 | 4 | 9 |  | 28.96 | 28.96 | -
2017-01-04 10:00 | 1 | 4 | 10 |  | 31.17 | 31.17 | - | 2018-01-04 10:00 | 1 | 4 | 10 |  | 155.03 | 155.03 | - | 2019-01-04 10:00 | 1 | 4 | 10 |  | 27.24 | 27.24 | -
2017-01-04 11:00 | 1 | 4 | 11 |  | 29.89 | 29.89 | - | 2018-01-04 11:00 | 1 | 4 | 11 |  | 135.14 | 135.14 | - | 2019-01-04 11:00 | 1 | 4 | 11 |  | 26.64 | 26.64 | -
2017-01-04 12:00 | 1 | 4 | 12 |  | 28.52 | 28.52 | - | 2018-01-04 12:00 | 1 | 4 | 12 |  | 114.39 | 114.39 | - | 2019-01-04 12:00 | 1 | 4 | 12 |  | 26.24 | 26.24 | -
2017-01-04 13:00 | 1 | 4 | 13 |  | 28 | 28 | - | 2018-01-04 13:00 | 1 | 4 | 13 |  | 102.25 | 102.25 | - | 2019-01-04 13:00 | 1 | 4 | 13 |  | 26.13 | 26.13 | -
2017-01-04 14:00 | 1 | 4 | 14 |  | 27.33 | 27.33 | - | 2018-01-04 14:00 | 1 | 4 | 14 |  | 98.21 | 98.21 | - | 2019-01-04 14:00 | 1 | 4 | 14 |  | 24.86 | 24.86 | -
2017-01-04 15:00 | 1 | 4 | 15 |  | 27.34 | 27.34 | - | 2018-01-04 15:00 | 1 | 4 | 15 |  | 97.1 | 97.1 | - | 2019-01-04 15:00 | 1 | 4 | 15 |  | 24.25 | 24.25 | -
2017-01-04 16:00 | 1 | 4 | 16 |  | 29.33 | 29.33 | - | 2018-01-04 16:00 | 1 | 4 | 16 |  | 111.05 | 111.05 | - | 2019-01-04 16:00 | 1 | 4 | 16 |  | 25.85 | 25.85 | -
2017-01-04 17:00 | 1 | 4 | 17 |  | 43.59 | - | 43.59 | 2018-01-04 17:00 | 1 | 4 | 17 |  | 148.45 | - | 148.45 | 2019-01-04 17:00 | 1 | 4 | 17 |  | 27.69 | - | 27.69
2017-01-04 18:00 | 1 | 4 | 18 |  | 45.45 | - | 45.45 | 2018-01-04 18:00 | 1 | 4 | 18 |  | 170.69 | - | 170.69 | 2019-01-04 18:00 | 1 | 4 | 18 |  | 27.38 | - | 27.38
2017-01-04 19:00 | 1 | 4 | 19 |  | 43.66 | - | 43.66 | 2018-01-04 19:00 | 1 | 4 | 19 |  | 167.94 | - | 167.94 | 2019-01-04 19:00 | 1 | 4 | 19 |  | 26.23 | - | 26.23
2017-01-04 20:00 | 1 | 4 | 20 |  | 41.79 | - | 41.79 | 2018-01-04 20:00 | 1 | 4 | 20 |  | 157.63 | - | 157.63 | 2019-01-04 20:00 | 1 | 4 | 20 |  | 25.04 | - | 25.04
2017-01-04 21:00 | 1 | 4 | 21 |  | 36.44 | - | 36.44 | 2018-01-04 21:00 | 1 | 4 | 21 |  | 155.71 | - | 155.71 | 2019-01-04 21:00 | 1 | 4 | 21 |  | 23.83 | - | 23.83
2017-01-04 22:00 | 1 | 4 | 22 |  | 28.49 | - | 28.49 | 2018-01-04 22:00 | 1 | 4 | 22 |  | 144.44 | - | 144.44 | 2019-01-04 22:00 | 1 | 4 | 22 |  | 22.38 | - | 22.38
2017-01-04 23:00 | 1 | 4 | 23 |  | 27.17 | - | 27.17 | 2018-01-04 23:00 | 1 | 4 | 23 |  | 121.5 | - | 121.5 | 2019-01-04 23:00 | 1 | 4 | 23 |  | 20.28 | - | 20.28
2017-01-05 | 1 | 5 | 0 |  | 26.41 | - | 26.41 | 2018-01-05 | 1 | 5 | 0 |  | 142.51 | - | 142.51 | 2019-01-05 | 1 | 5 | 0 | W | 21.04 | - | 21.04
2017-01-05 01:00 | 1 | 5 | 1 |  | 26.45 | - | 26.45 | 2018-01-05 01:00 | 1 | 5 | 1 |  | 138.43 | - | 138.43 | 2019-01-05 01:00 | 1 | 5 | 1 | W | 20.12 | - | 20.12
2017-01-05 02:00 | 1 | 5 | 2 |  | 26.41 | - | 26.41 | 2018-01-05 02:00 | 1 | 5 | 2 |  | 139.61 | - | 139.61 | 2019-01-05 02:00 | 1 | 5 | 2 | W | 19.76 | - | 19.76
2017-01-05 03:00 | 1 | 5 | 3 |  | 26.58 | - | 26.58 | 2018-01-05 03:00 | 1 | 5 | 3 |  | 143.49 | - | 143.49 | 2019-01-05 03:00 | 1 | 5 | 3 | W | 19.79 | - | 19.79
2017-01-05 04:00 | 1 | 5 | 4 |  | 27.77 | - | 27.77 | 2018-01-05 04:00 | 1 | 5 | 4 |  | 142.6 | - | 142.6 | 2019-01-05 04:00 | 1 | 5 | 4 | W | 19.89 | - | 19.89
2017-01-05 05:00 | 1 | 5 | 5 |  | 31.08 | - | 31.08 | 2018-01-05 05:00 | 1 | 5 | 5 |  | 166.38 | - | 166.38 | 2019-01-05 05:00 | 1 | 5 | 5 | W | 20.09 | - | 20.09
2017-01-05 06:00 | 1 | 5 | 6 |  | 50.11 | - | 50.11 | 2018-01-05 06:00 | 1 | 5 | 6 |  | 253.09 | - | 253.09 | 2019-01-05 06:00 | 1 | 5 | 6 | W | 21.45 | - | 21.45
2017-01-05 07:00 | 1 | 5 | 7 |  | 50.96 | - | 50.96 | 2018-01-05 07:00 | 1 | 5 | 7 |  | 228.26 | - | 228.26 | 2019-01-05 07:00 | 1 | 5 | 7 | W | 23.34 | - | 23.34
2017-01-05 08:00 | 1 | 5 | 8 |  | 48.12 | 48.12 | - | 2018-01-05 08:00 | 1 | 5 | 8 |  | 268.04 | 268.04 | - | 2019-01-05 08:00 | 1 | 5 | 8 | W | 25.16 | - | 25.16
2017-01-05 09:00 | 1 | 5 | 9 |  | 46.09 | 46.09 | - | 2018-01-05 09:00 | 1 | 5 | 9 |  | 305.49 | 305.49 | - | 2019-01-05 09:00 | 1 | 5 | 9 | W | 26.01 | - | 26.01
2017-01-05 10:00 | 1 | 5 | 10 |  | 44.61 | 44.61 | - | 2018-01-05 10:00 | 1 | 5 | 10 |  | 284.29 | 284.29 | - | 2019-01-05 10:00 | 1 | 5 | 10 | W | 25.8 | - | 25.8
2017-01-05 11:00 | 1 | 5 | 11 |  | 40.87 | 40.87 | - | 2018-01-05 11:00 | 1 | 5 | 11 |  | 132.97 | 132.97 | - | 2019-01-05 11:00 | 1 | 5 | 11 | W | 24.64 | - | 24.64
2017-01-05 12:00 | 1 | 5 | 12 |  | 35.91 | 35.91 | - | 2018-01-05 12:00 | 1 | 5 | 12 |  | 108.16 | 108.16 | - | 2019-01-05 12:00 | 1 | 5 | 12 | W | 23.34 | - | 23.34
2017-01-05 13:00 | 1 | 5 | 13 |  | 35.22 | 35.22 | - | 2018-01-05 13:00 | 1 | 5 | 13 |  | 107.64 | 107.64 | - | 2019-01-05 13:00 | 1 | 5 | 13 | W | 22.46 | - | 22.46
2017-01-05 14:00 | 1 | 5 | 14 |  | 33.79 | 33.79 | - | 2018-01-05 14:00 | 1 | 5 | 14 |  | 77.3 | 77.3 | - | 2019-01-05 14:00 | 1 | 5 | 14 | W | 21.68 | - | 21.68
2017-01-05 15:00 | 1 | 5 | 15 |  | 34.12 | 34.12 | - | 2018-01-05 15:00 | 1 | 5 | 15 |  | 91.64 | 91.64 | - | 2019-01-05 15:00 | 1 | 5 | 15 | W | 21.38 | - | 21.38
2017-01-05 16:00 | 1 | 5 | 16 |  | 37.66 | 37.66 | - | 2018-01-05 16:00 | 1 | 5 | 16 |  | 98.47 | 98.47 | - | 2019-01-05 16:00 | 1 | 5 | 16 | W | 22.72 | - | 22.72
2017-01-05 17:00 | 1 | 5 | 17 |  | 52.29 | - | 52.29 | 2018-01-05 17:00 | 1 | 5 | 17 |  | 163.66 | - | 163.66 | 2019-01-05 17:00 | 1 | 5 | 17 | W | 26.88 | - | 26.88
2017-01-05 18:00 | 1 | 5 | 18 |  | 53.84 | - | 53.84 | 2018-01-05 18:00 | 1 | 5 | 18 |  | 211.13 | - | 211.13 | 2019-01-05 18:00 | 1 | 5 | 18 | W | 26.06 | - | 26.06
2017-01-05 19:00 | 1 | 5 | 19 |  | 51.32 | - | 51.32 | 2018-01-05 19:00 | 1 | 5 | 19 |  | 183.75 | - | 183.75 | 2019-01-05 19:00 | 1 | 5 | 19 | W | 25.01 | - | 25.01
2017-01-05 20:00 | 1 | 5 | 20 |  | 49.64 | - | 49.64 | 2018-01-05 20:00 | 1 | 5 | 20 |  | 194.29 | - | 194.29 | 2019-01-05 20:00 | 1 | 5 | 20 | W | 24.34 | - | 24.34
2017-01-05 21:00 | 1 | 5 | 21 |  | 46.29 | - | 46.29 | 2018-01-05 21:00 | 1 | 5 | 21 |  | 166.83 | - | 166.83 | 2019-01-05 21:00 | 1 | 5 | 21 | W | 23.57 | - | 23.57
2017-01-05 22:00 | 1 | 5 | 22 |  | 34.93 | - | 34.93 | 2018-01-05 22:00 | 1 | 5 | 22 |  | 125.3 | - | 125.3 | 2019-01-05 22:00 | 1 | 5 | 22 | W | 22.46 | - | 22.46
2017-01-05 23:00 | 1 | 5 | 23 |  | 29.55 | - | 29.55 | 2018-01-05 23:00 | 1 | 5 | 23 |  | 122.7 | - | 122.7 | 2019-01-05 23:00 | 1 | 5 | 23 | W | 20.32 | - | 20.32
2017-01-06 | 1 | 6 | 0 |  | 27.53 | - | 27.53 | 2018-01-06 | 1 | 6 | 0 | W | 104.4 | - | 104.4 | 2019-01-06 | 1 | 6 | 0 | W | 20.34 | - | 20.34
2017-01-06 01:00 | 1 | 6 | 1 |  | 27.05 | - | 27.05 | 2018-01-06 01:00 | 1 | 6 | 1 | W | 99.14 | - | 99.14 | 2019-01-06 01:00 | 1 | 6 | 1 | W | 20.34 | - | 20.34
2017-01-06 02:00 | 1 | 6 | 2 |  | 26.72 | - | 26.72 | 2018-01-06 02:00 | 1 | 6 | 2 | W | 103.18 | - | 103.18 | 2019-01-06 02:00 | 1 | 6 | 2 | W | 20.02 | - | 20.02
2017-01-06 03:00 | 1 | 6 | 3 |  | 26.78 | - | 26.78 | 2018-01-06 03:00 | 1 | 6 | 3 | W | 109.89 | - | 109.89 | 2019-01-06 03:00 | 1 | 6 | 3 | W | 19.97 | - | 19.97
2017-01-06 04:00 | 1 | 6 | 4 |  | 27.51 | - | 27.51 | 2018-01-06 04:00 | 1 | 6 | 4 | W | 107.59 | - | 107.59 | 2019-01-06 04:00 | 1 | 6 | 4 | W | 20.01 | - | 20.01
2017-01-06 05:00 | 1 | 6 | 5 |  | 31.47 | - | 31.47 | 2018-01-06 05:00 | 1 | 6 | 5 | W | 120.56 | - | 120.56 | 2019-01-06 05:00 | 1 | 6 | 5 | W | 20.22 | - | 20.22
2017-01-06 06:00 | 1 | 6 | 6 |  | 47.97 | - | 47.97 | 2018-01-06 06:00 | 1 | 6 | 6 | W | 133.41 | - | 133.41 | 2019-01-06 06:00 | 1 | 6 | 6 | W | 20.54 | - | 20.54
2017-01-06 07:00 | 1 | 6 | 7 |  | 50.96 | - | 50.96 | 2018-01-06 07:00 | 1 | 6 | 7 | W | 133.02 | - | 133.02 | 2019-01-06 07:00 | 1 | 6 | 7 | W | 22.01 | - | 22.01
2017-01-06 08:00 | 1 | 6 | 8 |  | 48.34 | 48.34 | - | 2018-01-06 08:00 | 1 | 6 | 8 | W | 155.31 | - | 155.31 | 2019-01-06 08:00 | 1 | 6 | 8 | W | 22.88 | - | 22.88
2017-01-06 09:00 | 1 | 6 | 9 |  | 47.02 | 47.02 | - | 2018-01-06 09:00 | 1 | 6 | 9 | W | 91.06 | - | 91.06 | 2019-01-06 09:00 | 1 | 6 | 9 | W | 23.16 | - | 23.16
2017-01-06 10:00 | 1 | 6 | 10 |  | 44.27 | 44.27 | - | 2018-01-06 10:00 | 1 | 6 | 10 | W | 74.89 | - | 74.89 | 2019-01-06 10:00 | 1 | 6 | 10 | W | 22.84 | - | 22.84
2017-01-06 11:00 | 1 | 6 | 11 |  | 42.57 | 42.57 | - | 2018-01-06 11:00 | 1 | 6 | 11 | W | 62.03 | - | 62.03 | 2019-01-06 11:00 | 1 | 6 | 11 | W | 21.9 | - | 21.9
2017-01-06 12:00 | 1 | 6 | 12 |  | 35.98 | 35.98 | - | 2018-01-06 12:00 | 1 | 6 | 12 | W | 48.19 | - | 48.19 | 2019-01-06 12:00 | 1 | 6 | 12 | W | 21.61 | - | 21.61
2017-01-06 13:00 | 1 | 6 | 13 |  | 34.47 | 34.47 | - | 2018-01-06 13:00 | 1 | 6 | 13 | W | 45.62 | - | 45.62 | 2019-01-06 13:00 | 1 | 6 | 13 | W | 21.03 | - | 21.03
2017-01-06 14:00 | 1 | 6 | 14 |  | 33.48 | 33.48 | - | 2018-01-06 14:00 | 1 | 6 | 14 | W | 37.34 | - | 37.34 | 2019-01-06 14:00 | 1 | 6 | 14 | W | 20.56 | - | 20.56
2017-01-06 15:00 | 1 | 6 | 15 |  | 33.68 | 33.68 | - | 2018-01-06 15:00 | 1 | 6 | 15 | W | 37.88 | - | 37.88 | 2019-01-06 15:00 | 1 | 6 | 15 | W | 20.69 | - | 20.69
2017-01-06 16:00 | 1 | 6 | 16 |  | 37.56 | 37.56 | - | 2018-01-06 16:00 | 1 | 6 | 16 | W | 60.64 | - | 60.64 | 2019-01-06 16:00 | 1 | 6 | 16 | W | 23.45 | - | 23.45
2017-01-06 17:00 | 1 | 6 | 17 |  | 51.21 | - | 51.21 | 2018-01-06 17:00 | 1 | 6 | 17 | W | 97.84 | - | 97.84 | 2019-01-06 17:00 | 1 | 6 | 17 | W | 28.85 | - | 28.85
2017-01-06 18:00 | 1 | 6 | 18 |  | 52.53 | - | 52.53 | 2018-01-06 18:00 | 1 | 6 | 18 | W | 136.32 | - | 136.32 | 2019-01-06 18:00 | 1 | 6 | 18 | W | 29.66 | - | 29.66
2017-01-06 19:00 | 1 | 6 | 19 |  | 50.32 | - | 50.32 | 2018-01-06 19:00 | 1 | 6 | 19 | W | 100.48 | - | 100.48 | 2019-01-06 19:00 | 1 | 6 | 19 | W | 28.49 | - | 28.49
2017-01-06 20:00 | 1 | 6 | 20 |  | 48.48 | - | 48.48 | 2018-01-06 20:00 | 1 | 6 | 20 | W | 92.51 | - | 92.51 | 2019-01-06 20:00 | 1 | 6 | 20 | W | 27.96 | - | 27.96
2017-01-06 21:00 | 1 | 6 | 21 |  | 46.9 | - | 46.9 | 2018-01-06 21:00 | 1 | 6 | 21 | W | 90.78 | - | 90.78 | 2019-01-06 21:00 | 1 | 6 | 21 | W | 25.41 | - | 25.41
2017-01-06 22:00 | 1 | 6 | 22 |  | 36.2 | - | 36.2 | 2018-01-06 22:00 | 1 | 6 | 22 | W | 81.62 | - | 81.62 | 2019-01-06 22:00 | 1 | 6 | 22 | W | 23.79 | - | 23.79
2017-01-06 23:00 | 1 | 6 | 23 |  | 32.44 | - | 32.44 | 2018-01-06 23:00 | 1 | 6 | 23 | W | 96.24 | - | 96.24 | 2019-01-06 23:00 | 1 | 6 | 23 | W | 22.24 | - | 22.24
2017-01-07 | 1 | 7 | 0 | W | 33.85 | - | 33.85 | 2018-01-07 | 1 | 7 | 0 | W | 120.81 | - | 120.81 | 2019-01-07 | 1 | 7 | 0 |  | 19.93 | - | 19.93
2017-01-07 01:00 | 1 | 7 | 1 | W | 33.71 | - | 33.71 | 2018-01-07 01:00 | 1 | 7 | 1 | W | 110.89 | - | 110.89 | 2019-01-07 01:00 | 1 | 7 | 1 |  | 19.63 | - | 19.63
2017-01-07 02:00 | 1 | 7 | 2 | W | 32.01 | - | 32.01 | 2018-01-07 02:00 | 1 | 7 | 2 | W | 90.18 | - | 90.18 | 2019-01-07 02:00 | 1 | 7 | 2 |  | 19.9 | - | 19.9
2017-01-07 03:00 | 1 | 7 | 3 | W | 31.64 | - | 31.64 | 2018-01-07 03:00 | 1 | 7 | 3 | W | 114.23 | - | 114.23 | 2019-01-07 03:00 | 1 | 7 | 3 |  | 20.06 | - | 20.06
2017-01-07 04:00 | 1 | 7 | 4 | W | 31.66 | - | 31.66 | 2018-01-07 04:00 | 1 | 7 | 4 | W | 93.52 | - | 93.52 | 2019-01-07 04:00 | 1 | 7 | 4 |  | 21.12 | - | 21.12
2017-01-07 05:00 | 1 | 7 | 5 | W | 32.45 | - | 32.45 | 2018-01-07 05:00 | 1 | 7 | 5 | W | 119.01 | - | 119.01 | 2019-01-07 05:00 | 1 | 7 | 5 |  | 22.99 | - | 22.99
2017-01-07 06:00 | 1 | 7 | 6 | W | 36.22 | - | 36.22 | 2018-01-07 06:00 | 1 | 7 | 6 | W | 135.44 | - | 135.44 | 2019-01-07 06:00 | 1 | 7 | 6 |  | 27.69 | - | 27.69
2017-01-07 07:00 | 1 | 7 | 7 | W | 39.62 | - | 39.62 | 2018-01-07 07:00 | 1 | 7 | 7 | W | 134.15 | - | 134.15 | 2019-01-07 07:00 | 1 | 7 | 7 |  | 30.53 | - | 30.53
2017-01-07 08:00 | 1 | 7 | 8 | W | 42.94 | - | 42.94 | 2018-01-07 08:00 | 1 | 7 | 8 | W | 134.31 | - | 134.31 | 2019-01-07 08:00 | 1 | 7 | 8 |  | 29.16 | 29.16 | -
2017-01-07 09:00 | 1 | 7 | 9 | W | 46.99 | - | 46.99 | 2018-01-07 09:00 | 1 | 7 | 9 | W | 110.81 | - | 110.81 | 2019-01-07 09:00 | 1 | 7 | 9 |  | 29.29 | 29.29 | -
2017-01-07 10:00 | 1 | 7 | 10 | W | 46.12 | - | 46.12 | 2018-01-07 10:00 | 1 | 7 | 10 | W | 100.36 | - | 100.36 | 2019-01-07 10:00 | 1 | 7 | 10 |  | 26.77 | 26.77 | -
2017-01-07 11:00 | 1 | 7 | 11 | W | 42.72 | - | 42.72 | 2018-01-07 11:00 | 1 | 7 | 11 | W | 61.56 | - | 61.56 | 2019-01-07 11:00 | 1 | 7 | 11 |  | 25.78 | 25.78 | -
2017-01-07 12:00 | 1 | 7 | 12 | W | 36.77 | - | 36.77 | 2018-01-07 12:00 | 1 | 7 | 12 | W | 52.9 | - | 52.9 | 2019-01-07 12:00 | 1 | 7 | 12 |  | 24.46 | 24.46 | -
2017-01-07 13:00 | 1 | 7 | 13 | W | 33.83 | - | 33.83 | 2018-01-07 13:00 | 1 | 7 | 13 | W | 44.48 | - | 44.48 | 2019-01-07 13:00 | 1 | 7 | 13 |  | 23.66 | 23.66 | -
2017-01-07 14:00 | 1 | 7 | 14 | W | 30.87 | - | 30.87 | 2018-01-07 14:00 | 1 | 7 | 14 | W | 35.54 | - | 35.54 | 2019-01-07 14:00 | 1 | 7 | 14 |  | 23.24 | 23.24 | -
2017-01-07 15:00 | 1 | 7 | 15 | W | 30.33 | - | 30.33 | 2018-01-07 15:00 | 1 | 7 | 15 | W | 33.93 | - | 33.93 | 2019-01-07 15:00 | 1 | 7 | 15 |  | 22.81 | 22.81 | -
2017-01-07 16:00 | 1 | 7 | 16 | W | 32.85 | - | 32.85 | 2018-01-07 16:00 | 1 | 7 | 16 | W | 47.31 | - | 47.31 | 2019-01-07 16:00 | 1 | 7 | 16 |  | 24.21 | 24.21 | -
2017-01-07 17:00 | 1 | 7 | 17 | W | 43.21 | - | 43.21 | 2018-01-07 17:00 | 1 | 7 | 17 | W | 80.81 | - | 80.81 | 2019-01-07 17:00 | 1 | 7 | 17 |  | 27.1 | - | 27.1
2017-01-07 18:00 | 1 | 7 | 18 | W | 47.66 | - | 47.66 | 2018-01-07 18:00 | 1 | 7 | 18 | W | 119.44 | - | 119.44 | 2019-01-07 18:00 | 1 | 7 | 18 |  | 26.45 | - | 26.45
2017-01-07 19:00 | 1 | 7 | 19 | W | 43.03 | - | 43.03 | 2018-01-07 19:00 | 1 | 7 | 19 | W | 92.17 | - | 92.17 | 2019-01-07 19:00 | 1 | 7 | 19 |  | 25.98 | - | 25.98
2017-01-07 20:00 | 1 | 7 | 20 | W | 42.89 | - | 42.89 | 2018-01-07 20:00 | 1 | 7 | 20 | W | 103.81 | - | 103.81 | 2019-01-07 20:00 | 1 | 7 | 20 |  | 25.37 | - | 25.37
2017-01-07 21:00 | 1 | 7 | 21 | W | 39.11 | - | 39.11 | 2018-01-07 21:00 | 1 | 7 | 21 | W | 72.48 | - | 72.48 | 2019-01-07 21:00 | 1 | 7 | 21 |  | 24.32 | - | 24.32
2017-01-07 22:00 | 1 | 7 | 22 | W | 34.99 | - | 34.99 | 2018-01-07 22:00 | 1 | 7 | 22 | W | 64.75 | - | 64.75 | 2019-01-07 22:00 | 1 | 7 | 22 |  | 22.2 | - | 22.2
2017-01-07 23:00 | 1 | 7 | 23 | W | 32.13 | - | 32.13 | 2018-01-07 23:00 | 1 | 7 | 23 | W | 45.12 | - | 45.12 | 2019-01-07 23:00 | 1 | 7 | 23 |  | 20.52 | - | 20.52
2017-01-08 | 1 | 8 | 0 | W | 35.4 | - | 35.4 | 2018-01-08 | 1 | 8 | 0 |  | 68.87 | - | 68.87 | 2019-01-08 | 1 | 8 | 0 |  | 19.49 | - | 19.49
2017-01-08 01:00 | 1 | 8 | 1 | W | 34.33 | - | 34.33 | 2018-01-08 01:00 | 1 | 8 | 1 |  | 64.84 | - | 64.84 | 2019-01-08 01:00 | 1 | 8 | 1 |  | 19.36 | - | 19.36
2017-01-08 02:00 | 1 | 8 | 2 | W | 33.45 | - | 33.45 | 2018-01-08 02:00 | 1 | 8 | 2 |  | 64.22 | - | 64.22 | 2019-01-08 02:00 | 1 | 8 | 2 |  | 19.15 | - | 19.15
2017-01-08 03:00 | 1 | 8 | 3 | W | 33.6 | - | 33.6 | 2018-01-08 03:00 | 1 | 8 | 3 |  | 68.17 | - | 68.17 | 2019-01-08 03:00 | 1 | 8 | 3 |  | 19.18 | - | 19.18
2017-01-08 04:00 | 1 | 8 | 4 | W | 33.8 | - | 33.8 | 2018-01-08 04:00 | 1 | 8 | 4 |  | 70.51 | - | 70.51 | 2019-01-08 04:00 | 1 | 8 | 4 |  | 19.4 | - | 19.4
2017-01-08 05:00 | 1 | 8 | 5 | W | 37.95 | - | 37.95 | 2018-01-08 05:00 | 1 | 8 | 5 |  | 80.01 | - | 80.01 | 2019-01-08 05:00 | 1 | 8 | 5 |  | 21.03 | - | 21.03
2017-01-08 06:00 | 1 | 8 | 6 | W | 40.8 | - | 40.8 | 2018-01-08 06:00 | 1 | 8 | 6 |  | 102.96 | - | 102.96 | 2019-01-08 06:00 | 1 | 8 | 6 |  | 25.06 | - | 25.06
2017-01-08 07:00 | 1 | 8 | 7 | W | 43.53 | - | 43.53 | 2018-01-08 07:00 | 1 | 8 | 7 |  | 100.49 | - | 100.49 | 2019-01-08 07:00 | 1 | 8 | 7 |  | 27.01 | - | 27.01
2017-01-08 08:00 | 1 | 8 | 8 | W | 47.99 | - | 47.99 | 2018-01-08 08:00 | 1 | 8 | 8 |  | 87.2 | 87.2 | - | 2019-01-08 08:00 | 1 | 8 | 8 |  | 24.96 | 24.96 | -
2017-01-08 09:00 | 1 | 8 | 9 | W | 47.76 | - | 47.76 | 2018-01-08 09:00 | 1 | 8 | 9 |  | 78.8 | 78.8 | - | 2019-01-08 09:00 | 1 | 8 | 9 |  | 24.52 | 24.52 | -
2017-01-08 10:00 | 1 | 8 | 10 | W | 44.57 | - | 44.57 | 2018-01-08 10:00 | 1 | 8 | 10 |  | 64.45 | 64.45 | - | 2019-01-08 10:00 | 1 | 8 | 10 |  | 24.2 | 24.2 | -
2017-01-08 11:00 | 1 | 8 | 11 | W | 40.27 | - | 40.27 | 2018-01-08 11:00 | 1 | 8 | 11 |  | 53.69 | 53.69 | - | 2019-01-08 11:00 | 1 | 8 | 11 |  | 23.46 | 23.46 | -
2017-01-08 12:00 | 1 | 8 | 12 | W | 37.02 | - | 37.02 | 2018-01-08 12:00 | 1 | 8 | 12 |  | 47.91 | 47.91 | - | 2019-01-08 12:00 | 1 | 8 | 12 |  | 22.68 | 22.68 | -
2017-01-08 13:00 | 1 | 8 | 13 | W | 34.88 | - | 34.88 | 2018-01-08 13:00 | 1 | 8 | 13 |  | 43.24 | 43.24 | - | 2019-01-08 13:00 | 1 | 8 | 13 |  | 22.39 | 22.39 | -
2017-01-08 14:00 | 1 | 8 | 14 | W | 32.82 | - | 32.82 | 2018-01-08 14:00 | 1 | 8 | 14 |  | 34.71 | 34.71 | - | 2019-01-08 14:00 | 1 | 8 | 14 |  | 22.13 | 22.13 | -
2017-01-08 15:00 | 1 | 8 | 15 | W | 32.39 | - | 32.39 | 2018-01-08 15:00 | 1 | 8 | 15 |  | 33.31 | 33.31 | - | 2019-01-08 15:00 | 1 | 8 | 15 |  | 21.85 | 21.85 | -
2017-01-08 16:00 | 1 | 8 | 16 | W | 36.81 | - | 36.81 | 2018-01-08 16:00 | 1 | 8 | 16 |  | 44.23 | 44.23 | - | 2019-01-08 16:00 | 1 | 8 | 16 |  | 23.35 | 23.35 | -
2017-01-08 17:00 | 1 | 8 | 17 | W | 58.52 | - | 58.52 | 2018-01-08 17:00 | 1 | 8 | 17 |  | 74.85 | - | 74.85 | 2019-01-08 17:00 | 1 | 8 | 17 |  | 28.1 | - | 28.1
2017-01-08 18:00 | 1 | 8 | 18 | W | 60.15 | - | 60.15 | 2018-01-08 18:00 | 1 | 8 | 18 |  | 80.69 | - | 80.69 | 2019-01-08 18:00 | 1 | 8 | 18 |  | 26.95 | - | 26.95
2017-01-08 19:00 | 1 | 8 | 19 | W | 54.8 | - | 54.8 | 2018-01-08 19:00 | 1 | 8 | 19 |  | 71.14 | - | 71.14 | 2019-01-08 19:00 | 1 | 8 | 19 |  | 25.49 | - | 25.49
2017-01-08 20:00 | 1 | 8 | 20 | W | 53.08 | - | 53.08 | 2018-01-08 20:00 | 1 | 8 | 20 |  | 62.66 | - | 62.66 | 2019-01-08 20:00 | 1 | 8 | 20 |  | 24.26 | - | 24.26
2017-01-08 21:00 | 1 | 8 | 21 | W | 48.25 | - | 48.25 | 2018-01-08 21:00 | 1 | 8 | 21 |  | 46.43 | - | 46.43 | 2019-01-08 21:00 | 1 | 8 | 21 |  | 22.96 | - | 22.96
2017-01-08 22:00 | 1 | 8 | 22 | W | 40.92 | - | 40.92 | 2018-01-08 22:00 | 1 | 8 | 22 |  | 39.98 | - | 39.98 | 2019-01-08 22:00 | 1 | 8 | 22 |  | 21.27 | - | 21.27
2017-01-08 23:00 | 1 | 8 | 23 | W | 34.87 | - | 34.87 | 2018-01-08 23:00 | 1 | 8 | 23 |  | 27.3 | - | 27.3 | 2019-01-08 23:00 | 1 | 8 | 23 |  | 19.51 | - | 19.51
2017-01-09 | 1 | 9 | 0 |  | 34.04 | - | 34.04 | 2018-01-09 | 1 | 9 | 0 |  | 31.59 | - | 31.59 | 2019-01-09 | 1 | 9 | 0 |  | 19.09 | - | 19.09
2017-01-09 01:00 | 1 | 9 | 1 |  | 33.59 | - | 33.59 | 2018-01-09 01:00 | 1 | 9 | 1 |  | 28.53 | - | 28.53 | 2019-01-09 01:00 | 1 | 9 | 1 |  | 19.21 | - | 19.21
2017-01-09 02:00 | 1 | 9 | 2 |  | 33.35 | - | 33.35 | 2018-01-09 02:00 | 1 | 9 | 2 |  | 27.85 | - | 27.85 | 2019-01-09 02:00 | 1 | 9 | 2 |  | 19.04 | - | 19.04
2017-01-09 03:00 | 1 | 9 | 3 |  | 35.2 | - | 35.2 | 2018-01-09 03:00 | 1 | 9 | 3 |  | 28.65 | - | 28.65 | 2019-01-09 03:00 | 1 | 9 | 3 |  | 19.21 | - | 19.21
2017-01-09 04:00 | 1 | 9 | 4 |  | 36.93 | - | 36.93 | 2018-01-09 04:00 | 1 | 9 | 4 |  | 30.96 | - | 30.96 | 2019-01-09 04:00 | 1 | 9 | 4 |  | 19.55 | - | 19.55
2017-01-09 05:00 | 1 | 9 | 5 |  | 48.04 | - | 48.04 | 2018-01-09 05:00 | 1 | 9 | 5 |  | 39.96 | - | 39.96 | 2019-01-09 05:00 | 1 | 9 | 5 |  | 20.96 | - | 20.96
2017-01-09 06:00 | 1 | 9 | 6 |  | 61.43 | - | 61.43 | 2018-01-09 06:00 | 1 | 9 | 6 |  | 54.69 | - | 54.69 | 2019-01-09 06:00 | 1 | 9 | 6 |  | 26.31 | - | 26.31
2017-01-09 07:00 | 1 | 9 | 7 |  | 72.01 | - | 72.01 | 2018-01-09 07:00 | 1 | 9 | 7 |  | 56.31 | - | 56.31 | 2019-01-09 07:00 | 1 | 9 | 7 |  | 27.86 | - | 27.86
2017-01-09 08:00 | 1 | 9 | 8 |  | 60.32 | 60.32 | - | 2018-01-09 08:00 | 1 | 9 | 8 |  | 47.86 | 47.86 | - | 2019-01-09 08:00 | 1 | 9 | 8 |  | 26.08 | 26.08 | -
2017-01-09 09:00 | 1 | 9 | 9 |  | 51.02 | 51.02 | - | 2018-01-09 09:00 | 1 | 9 | 9 |  | 46.83 | 46.83 | - | 2019-01-09 09:00 | 1 | 9 | 9 |  | 25.36 | 25.36 | -
2017-01-09 10:00 | 1 | 9 | 10 |  | 44.92 | 44.92 | - | 2018-01-09 10:00 | 1 | 9 | 10 |  | 37.58 | 37.58 | - | 2019-01-09 10:00 | 1 | 9 | 10 |  | 26.56 | 26.56 | -
2017-01-09 11:00 | 1 | 9 | 11 |  | 40.04 | 40.04 | - | 2018-01-09 11:00 | 1 | 9 | 11 |  | 33.57 | 33.57 | - | 2019-01-09 11:00 | 1 | 9 | 11 |  | 26.2 | 26.2 | -
2017-01-09 12:00 | 1 | 9 | 12 |  | 35.21 | 35.21 | - | 2018-01-09 12:00 | 1 | 9 | 12 |  | 31.04 | 31.04 | - | 2019-01-09 12:00 | 1 | 9 | 12 |  | 25.39 | 25.39 | -
2017-01-09 13:00 | 1 | 9 | 13 |  | 34.17 | 34.17 | - | 2018-01-09 13:00 | 1 | 9 | 13 |  | 29.79 | 29.79 | - | 2019-01-09 13:00 | 1 | 9 | 13 |  | 24.77 | 24.77 | -
2017-01-09 14:00 | 1 | 9 | 14 |  | 31.6 | 31.6 | - | 2018-01-09 14:00 | 1 | 9 | 14 |  | 28.62 | 28.62 | - | 2019-01-09 14:00 | 1 | 9 | 14 |  | 24.35 | 24.35 | -
2017-01-09 15:00 | 1 | 9 | 15 |  | 31.12 | 31.12 | - | 2018-01-09 15:00 | 1 | 9 | 15 |  | 28.6 | 28.6 | - | 2019-01-09 15:00 | 1 | 9 | 15 |  | 24.42 | 24.42 | -
2017-01-09 16:00 | 1 | 9 | 16 |  | 33.75 | 33.75 | - | 2018-01-09 16:00 | 1 | 9 | 16 |  | 33.46 | 33.46 | - | 2019-01-09 16:00 | 1 | 9 | 16 |  | 26.92 | 26.92 | -
2017-01-09 17:00 | 1 | 9 | 17 |  | 46.77 | - | 46.77 | 2018-01-09 17:00 | 1 | 9 | 17 |  | 46.56 | - | 46.56 | 2019-01-09 17:00 | 1 | 9 | 17 |  | 38.46 | - | 38.46
2017-01-09 18:00 | 1 | 9 | 18 |  | 49.4 | - | 49.4 | 2018-01-09 18:00 | 1 | 9 | 18 |  | 48.25 | - | 48.25 | 2019-01-09 18:00 | 1 | 9 | 18 |  | 35.87 | - | 35.87
2017-01-09 19:00 | 1 | 9 | 19 |  | 42.58 | - | 42.58 | 2018-01-09 19:00 | 1 | 9 | 19 |  | 47.83 | - | 47.83 | 2019-01-09 19:00 | 1 | 9 | 19 |  | 33.79 | - | 33.79
2017-01-09 20:00 | 1 | 9 | 20 |  | 38.53 | - | 38.53 | 2018-01-09 20:00 | 1 | 9 | 20 |  | 44.04 | - | 44.04 | 2019-01-09 20:00 | 1 | 9 | 20 |  | 33.18 | - | 33.18
2017-01-09 21:00 | 1 | 9 | 21 |  | 33.92 | - | 33.92 | 2018-01-09 21:00 | 1 | 9 | 21 |  | 40.12 | - | 40.12 | 2019-01-09 21:00 | 1 | 9 | 21 |  | 31.3 | - | 31.3
2017-01-09 22:00 | 1 | 9 | 22 |  | 30.06 | - | 30.06 | 2018-01-09 22:00 | 1 | 9 | 22 |  | 32.68 | - | 32.68 | 2019-01-09 22:00 | 1 | 9 | 22 |  | 27.58 | - | 27.58
2017-01-09 23:00 | 1 | 9 | 23 |  | 28.29 | - | 28.29 | 2018-01-09 23:00 | 1 | 9 | 23 |  | 28.53 | - | 28.53 | 2019-01-09 23:00 | 1 | 9 | 23 |  | 25.34 | - | 25.34
2017-01-10 | 1 | 10 | 0 |  | 27.88 | - | 27.88 | 2018-01-10 | 1 | 10 | 0 |  | 35.13 | - | 35.13 | 2019-01-10 | 1 | 10 | 0 |  | 24.69 | - | 24.69
2017-01-10 01:00 | 1 | 10 | 1 |  | 27.39 | - | 27.39 | 2018-01-10 01:00 | 1 | 10 | 1 |  | 32.89 | - | 32.89 | 2019-01-10 01:00 | 1 | 10 | 1 |  | 24.37 | - | 24.37
2017-01-10 02:00 | 1 | 10 | 2 |  | 26.83 | - | 26.83 | 2018-01-10 02:00 | 1 | 10 | 2 |  | 31.54 | - | 31.54 | 2019-01-10 02:00 | 1 | 10 | 2 |  | 24.39 | - | 24.39
2017-01-10 03:00 | 1 | 10 | 3 |  | 26.98 | - | 26.98 | 2018-01-10 03:00 | 1 | 10 | 3 |  | 32.72 | - | 32.72 | 2019-01-10 03:00 | 1 | 10 | 3 |  | 24.5 | - | 24.5
2017-01-10 04:00 | 1 | 10 | 4 |  | 27.77 | - | 27.77 | 2018-01-10 04:00 | 1 | 10 | 4 |  | 36.35 | - | 36.35 | 2019-01-10 04:00 | 1 | 10 | 4 |  | 25.04 | - | 25.04
2017-01-10 05:00 | 1 | 10 | 5 |  | 30.16 | - | 30.16 | 2018-01-10 05:00 | 1 | 10 | 5 |  | 40.39 | - | 40.39 | 2019-01-10 05:00 | 1 | 10 | 5 |  | 28.85 | - | 28.85
2017-01-10 06:00 | 1 | 10 | 6 |  | 40.91 | - | 40.91 | 2018-01-10 06:00 | 1 | 10 | 6 |  | 52.68 | - | 52.68 | 2019-01-10 06:00 | 1 | 10 | 6 |  | 40.55 | - | 40.55
2017-01-10 07:00 | 1 | 10 | 7 |  | 38.56 | - | 38.56 | 2018-01-10 07:00 | 1 | 10 | 7 |  | 54.13 | - | 54.13 | 2019-01-10 07:00 | 1 | 10 | 7 |  | 44.46 | - | 44.46
2017-01-10 08:00 | 1 | 10 | 8 |  | 36.6 | 36.6 | - | 2018-01-10 08:00 | 1 | 10 | 8 |  | 43.28 | 43.28 | - | 2019-01-10 08:00 | 1 | 10 | 8 |  | 38.55 | 38.55 | -
2017-01-10 09:00 | 1 | 10 | 9 |  | 34.98 | 34.98 | - | 2018-01-10 09:00 | 1 | 10 | 9 |  | 39.61 | 39.61 | - | 2019-01-10 09:00 | 1 | 10 | 9 |  | 33.03 | 33.03 | -
2017-01-10 10:00 | 1 | 10 | 10 |  | 32.82 | 32.82 | - | 2018-01-10 10:00 | 1 | 10 | 10 |  | 35.16 | 35.16 | - | 2019-01-10 10:00 | 1 | 10 | 10 |  | 36.34 | 36.34 | -
2017-01-10 11:00 | 1 | 10 | 11 |  | 31.68 | 31.68 | - | 2018-01-10 11:00 | 1 | 10 | 11 |  | 32.54 | 32.54 | - | 2019-01-10 11:00 | 1 | 10 | 11 |  | 32.43 | 32.43 | -
2017-01-10 12:00 | 1 | 10 | 12 |  | 29.63 | 29.63 | - | 2018-01-10 12:00 | 1 | 10 | 12 |  | 29.26 | 29.26 | - | 2019-01-10 12:00 | 1 | 10 | 12 |  | 30.83 | 30.83 | -
2017-01-10 13:00 | 1 | 10 | 13 |  | 28.38 | 28.38 | - | 2018-01-10 13:00 | 1 | 10 | 13 |  | 28.33 | 28.33 | - | 2019-01-10 13:00 | 1 | 10 | 13 |  | 30.34 | 30.34 | -
2017-01-10 14:00 | 1 | 10 | 14 |  | 27.56 | 27.56 | - | 2018-01-10 14:00 | 1 | 10 | 14 |  | 27.58 | 27.58 | - | 2019-01-10 14:00 | 1 | 10 | 14 |  | 28.66 | 28.66 | -
2017-01-10 15:00 | 1 | 10 | 15 |  | 27.03 | 27.03 | - | 2018-01-10 15:00 | 1 | 10 | 15 |  | 27.43 | 27.43 | - | 2019-01-10 15:00 | 1 | 10 | 15 |  | 28.16 | 28.16 | -
2017-01-10 16:00 | 1 | 10 | 16 |  | 27.45 | 27.45 | - | 2018-01-10 16:00 | 1 | 10 | 16 |  | 28.68 | 28.68 | - | 2019-01-10 16:00 | 1 | 10 | 16 |  | 32.36 | 32.36 | -
2017-01-10 17:00 | 1 | 10 | 17 |  | 35.01 | - | 35.01 | 2018-01-10 17:00 | 1 | 10 | 17 |  | 39.85 | - | 39.85 | 2019-01-10 17:00 | 1 | 10 | 17 |  | 45.9 | - | 45.9
2017-01-10 18:00 | 1 | 10 | 18 |  | 32.42 | - | 32.42 | 2018-01-10 18:00 | 1 | 10 | 18 |  | 38.57 | - | 38.57 | 2019-01-10 18:00 | 1 | 10 | 18 |  | 46.86 | - | 46.86
2017-01-10 19:00 | 1 | 10 | 19 |  | 29.46 | - | 29.46 | 2018-01-10 19:00 | 1 | 10 | 19 |  | 33.09 | - | 33.09 | 2019-01-10 19:00 | 1 | 10 | 19 |  | 42.38 | - | 42.38
2017-01-10 20:00 | 1 | 10 | 20 |  | 28.63 | - | 28.63 | 2018-01-10 20:00 | 1 | 10 | 20 |  | 30.39 | - | 30.39 | 2019-01-10 20:00 | 1 | 10 | 20 |  | 41.8 | - | 41.8
2017-01-10 21:00 | 1 | 10 | 21 |  | 26.24 | - | 26.24 | 2018-01-10 21:00 | 1 | 10 | 21 |  | 30.29 | - | 30.29 | 2019-01-10 21:00 | 1 | 10 | 21 |  | 39.31 | - | 39.31
2017-01-10 22:00 | 1 | 10 | 22 |  | 24.89 | - | 24.89 | 2018-01-10 22:00 | 1 | 10 | 22 |  | 27.06 | - | 27.06 | 2019-01-10 22:00 | 1 | 10 | 22 |  | 36.15 | - | 36.15
2017-01-10 23:00 | 1 | 10 | 23 |  | 24.04 | - | 24.04 | 2018-01-10 23:00 | 1 | 10 | 23 |  | 24.59 | - | 24.59 | 2019-01-10 23:00 | 1 | 10 | 23 |  | 30.36 | - | 30.36
2017-01-11 | 1 | 11 | 0 |  | 23.58 | - | 23.58 | 2018-01-11 | 1 | 11 | 0 |  | 22.98 | - | 22.98 | 2019-01-11 | 1 | 11 | 0 |  | 30.25 | - | 30.25
2017-01-11 01:00 | 1 | 11 | 1 |  | 23.25 | - | 23.25 | 2018-01-11 01:00 | 1 | 11 | 1 |  | 22.73 | - | 22.73 | 2019-01-11 01:00 | 1 | 11 | 1 |  | 30.38 | - | 30.38
2017-01-11 02:00 | 1 | 11 | 2 |  | 22.99 | - | 22.99 | 2018-01-11 02:00 | 1 | 11 | 2 |  | 22.25 | - | 22.25 | 2019-01-11 02:00 | 1 | 11 | 2 |  | 30.21 | - | 30.21
2017-01-11 03:00 | 1 | 11 | 3 |  | 23.1 | - | 23.1 | 2018-01-11 03:00 | 1 | 11 | 3 |  | 22.3 | - | 22.3 | 2019-01-11 03:00 | 1 | 11 | 3 |  | 30.92 | - | 30.92
2017-01-11 04:00 | 1 | 11 | 4 |  | 23.94 | - | 23.94 | 2018-01-11 04:00 | 1 | 11 | 4 |  | 22.43 | - | 22.43 | 2019-01-11 04:00 | 1 | 11 | 4 |  | 31.26 | - | 31.26
2017-01-11 05:00 | 1 | 11 | 5 |  | 25.12 | - | 25.12 | 2018-01-11 05:00 | 1 | 11 | 5 |  | 23.65 | - | 23.65 | 2019-01-11 05:00 | 1 | 11 | 5 |  | 33.22 | - | 33.22
2017-01-11 06:00 | 1 | 11 | 6 |  | 33.43 | - | 33.43 | 2018-01-11 06:00 | 1 | 11 | 6 |  | 31.73 | - | 31.73 | 2019-01-11 06:00 | 1 | 11 | 6 |  | 42.62 | - | 42.62
2017-01-11 07:00 | 1 | 11 | 7 |  | 35.05 | - | 35.05 | 2018-01-11 07:00 | 1 | 11 | 7 |  | 31.88 | - | 31.88 | 2019-01-11 07:00 | 1 | 11 | 7 |  | 50.96 | - | 50.96
2017-01-11 08:00 | 1 | 11 | 8 |  | 30.85 | 30.85 | - | 2018-01-11 08:00 | 1 | 11 | 8 |  | 29.4 | 29.4 | - | 2019-01-11 08:00 | 1 | 11 | 8 |  | 45.11 | 45.11 | -
2017-01-11 09:00 | 1 | 11 | 9 |  | 29.32 | 29.32 | - | 2018-01-11 09:00 | 1 | 11 | 9 |  | 28.94 | 28.94 | - | 2019-01-11 09:00 | 1 | 11 | 9 |  | 38.26 | 38.26 | -
2017-01-11 10:00 | 1 | 11 | 10 |  | 29.3 | 29.3 | - | 2018-01-11 10:00 | 1 | 11 | 10 |  | 29.32 | 29.32 | - | 2019-01-11 10:00 | 1 | 11 | 10 |  | 37.27 | 37.27 | -
2017-01-11 11:00 | 1 | 11 | 11 |  | 26.8 | 26.8 | - | 2018-01-11 11:00 | 1 | 11 | 11 |  | 27.74 | 27.74 | - | 2019-01-11 11:00 | 1 | 11 | 11 |  | 32.88 | 32.88 | -
2017-01-11 12:00 | 1 | 11 | 12 |  | 25.69 | 25.69 | - | 2018-01-11 12:00 | 1 | 11 | 12 |  | 26.11 | 26.11 | - | 2019-01-11 12:00 | 1 | 11 | 12 |  | 30.28 | 30.28 | -
2017-01-11 13:00 | 1 | 11 | 13 |  | 25.43 | 25.43 | - | 2018-01-11 13:00 | 1 | 11 | 13 |  | 25.71 | 25.71 | - | 2019-01-11 13:00 | 1 | 11 | 13 |  | 29.56 | 29.56 | -
2017-01-11 14:00 | 1 | 11 | 14 |  | 25.3 | 25.3 | - | 2018-01-11 14:00 | 1 | 11 | 14 |  | 24.97 | 24.97 | - | 2019-01-11 14:00 | 1 | 11 | 14 |  | 29.02 | 29.02 | -
2017-01-11 15:00 | 1 | 11 | 15 |  | 25.26 | 25.26 | - | 2018-01-11 15:00 | 1 | 11 | 15 |  | 24.72 | 24.72 | - | 2019-01-11 15:00 | 1 | 11 | 15 |  | 28.67 | 28.67 | -
2017-01-11 16:00 | 1 | 11 | 16 |  | 25.67 | 25.67 | - | 2018-01-11 16:00 | 1 | 11 | 16 |  | 26.74 | 26.74 | - | 2019-01-11 16:00 | 1 | 11 | 16 |  | 30.86 | 30.86 | -
2017-01-11 17:00 | 1 | 11 | 17 |  | 33.32 | - | 33.32 | 2018-01-11 17:00 | 1 | 11 | 17 |  | 34.13 | - | 34.13 | 2019-01-11 17:00 | 1 | 11 | 17 |  | 38.52 | - | 38.52
2017-01-11 18:00 | 1 | 11 | 18 |  | 33.26 | - | 33.26 | 2018-01-11 18:00 | 1 | 11 | 18 |  | 31.49 | - | 31.49 | 2019-01-11 18:00 | 1 | 11 | 18 |  | 37.06 | - | 37.06
2017-01-11 19:00 | 1 | 11 | 19 |  | 30 | - | 30 | 2018-01-11 19:00 | 1 | 11 | 19 |  | 29.01 | - | 29.01 | 2019-01-11 19:00 | 1 | 11 | 19 |  | 35.37 | - | 35.37
2017-01-11 20:00 | 1 | 11 | 20 |  | 27.51 | - | 27.51 | 2018-01-11 20:00 | 1 | 11 | 20 |  | 27.47 | - | 27.47 | 2019-01-11 20:00 | 1 | 11 | 20 |  | 34.01 | - | 34.01
2017-01-11 21:00 | 1 | 11 | 21 |  | 25.65 | - | 25.65 | 2018-01-11 21:00 | 1 | 11 | 21 |  | 25.65 | - | 25.65 | 2019-01-11 21:00 | 1 | 11 | 21 |  | 32.08 | - | 32.08
2017-01-11 22:00 | 1 | 11 | 22 |  | 24.04 | - | 24.04 | 2018-01-11 22:00 | 1 | 11 | 22 |  | 22.89 | - | 22.89 | 2019-01-11 22:00 | 1 | 11 | 22 |  | 31.56 | - | 31.56
2017-01-11 23:00 | 1 | 11 | 23 |  | 22.42 | - | 22.42 | 2018-01-11 23:00 | 1 | 11 | 23 |  | 21.79 | - | 21.79 | 2019-01-11 23:00 | 1 | 11 | 23 |  | 27.84 | - | 27.84
2017-01-12 | 1 | 12 | 0 |  | 22.34 | - | 22.34 | 2018-01-12 | 1 | 12 | 0 |  | 20.65 | - | 20.65 | 2019-01-12 | 1 | 12 | 0 | W | 29.34 | - | 29.34
2017-01-12 01:00 | 1 | 12 | 1 |  | 22.21 | - | 22.21 | 2018-01-12 01:00 | 1 | 12 | 1 |  | 20.56 | - | 20.56 | 2019-01-12 01:00 | 1 | 12 | 1 | W | 28.74 | - | 28.74
2017-01-12 02:00 | 1 | 12 | 2 |  | 21.89 | - | 21.89 | 2018-01-12 02:00 | 1 | 12 | 2 |  | 20.48 | - | 20.48 | 2019-01-12 02:00 | 1 | 12 | 2 | W | 27.61 | - | 27.61
2017-01-12 03:00 | 1 | 12 | 3 |  | 22.1 | - | 22.1 | 2018-01-12 03:00 | 1 | 12 | 3 |  | 20.6 | - | 20.6 | 2019-01-12 03:00 | 1 | 12 | 3 | W | 27.46 | - | 27.46
2017-01-12 04:00 | 1 | 12 | 4 |  | 22.34 | - | 22.34 | 2018-01-12 04:00 | 1 | 12 | 4 |  | 20.61 | - | 20.61 | 2019-01-12 04:00 | 1 | 12 | 4 | W | 27.06 | - | 27.06
2017-01-12 05:00 | 1 | 12 | 5 |  | 24.15 | - | 24.15 | 2018-01-12 05:00 | 1 | 12 | 5 |  | 22.4 | - | 22.4 | 2019-01-12 05:00 | 1 | 12 | 5 | W | 27.9 | - | 27.9
2017-01-12 06:00 | 1 | 12 | 6 |  | 31.86 | - | 31.86 | 2018-01-12 06:00 | 1 | 12 | 6 |  | 26.47 | - | 26.47 | 2019-01-12 06:00 | 1 | 12 | 6 | W | 30.16 | - | 30.16
2017-01-12 07:00 | 1 | 12 | 7 |  | 32.04 | - | 32.04 | 2018-01-12 07:00 | 1 | 12 | 7 |  | 29.07 | - | 29.07 | 2019-01-12 07:00 | 1 | 12 | 7 | W | 35.84 | - | 35.84
2017-01-12 08:00 | 1 | 12 | 8 |  | 27.81 | 27.81 | - | 2018-01-12 08:00 | 1 | 12 | 8 |  | 28.56 | 28.56 | - | 2019-01-12 08:00 | 1 | 12 | 8 | W | 37.25 | - | 37.25
2017-01-12 09:00 | 1 | 12 | 9 |  | 27.06 | 27.06 | - | 2018-01-12 09:00 | 1 | 12 | 9 |  | 27.92 | 27.92 | - | 2019-01-12 09:00 | 1 | 12 | 9 | W | 37.5 | - | 37.5
2017-01-12 10:00 | 1 | 12 | 10 |  | 27.47 | 27.47 | - | 2018-01-12 10:00 | 1 | 12 | 10 |  | 30.49 | 30.49 | - | 2019-01-12 10:00 | 1 | 12 | 10 | W | 36.04 | - | 36.04
2017-01-12 11:00 | 1 | 12 | 11 |  | 26.68 | 26.68 | - | 2018-01-12 11:00 | 1 | 12 | 11 |  | 29.29 | 29.29 | - | 2019-01-12 11:00 | 1 | 12 | 11 | W | 33.11 | - | 33.11
2017-01-12 12:00 | 1 | 12 | 12 |  | 26.2 | 26.2 | - | 2018-01-12 12:00 | 1 | 12 | 12 |  | 28.82 | 28.82 | - | 2019-01-12 12:00 | 1 | 12 | 12 | W | 32.98 | - | 32.98
2017-01-12 13:00 | 1 | 12 | 13 |  | 26.05 | 26.05 | - | 2018-01-12 13:00 | 1 | 12 | 13 |  | 28.84 | 28.84 | - | 2019-01-12 13:00 | 1 | 12 | 13 | W | 29.06 | - | 29.06
2017-01-12 14:00 | 1 | 12 | 14 |  | 25.62 | 25.62 | - | 2018-01-12 14:00 | 1 | 12 | 14 |  | 28.18 | 28.18 | - | 2019-01-12 14:00 | 1 | 12 | 14 | W | 28.77 | - | 28.77
2017-01-12 15:00 | 1 | 12 | 15 |  | 25.37 | 25.37 | - | 2018-01-12 15:00 | 1 | 12 | 15 |  | 27.98 | 27.98 | - | 2019-01-12 15:00 | 1 | 12 | 15 | W | 28.25 | - | 28.25
2017-01-12 16:00 | 1 | 12 | 16 |  | 25.76 | 25.76 | - | 2018-01-12 16:00 | 1 | 12 | 16 |  | 29.95 | 29.95 | - | 2019-01-12 16:00 | 1 | 12 | 16 | W | 29.59 | - | 29.59
2017-01-12 17:00 | 1 | 12 | 17 |  | 35.6 | - | 35.6 | 2018-01-12 17:00 | 1 | 12 | 17 |  | 35.84 | - | 35.84 | 2019-01-12 17:00 | 1 | 12 | 17 | W | 32.9 | - | 32.9
2017-01-12 18:00 | 1 | 12 | 18 |  | 34.05 | - | 34.05 | 2018-01-12 18:00 | 1 | 12 | 18 |  | 37.04 | - | 37.04 | 2019-01-12 18:00 | 1 | 12 | 18 | W | 31.65 | - | 31.65
2017-01-12 19:00 | 1 | 12 | 19 |  | 31.71 | - | 31.71 | 2018-01-12 19:00 | 1 | 12 | 19 |  | 35.81 | - | 35.81 | 2019-01-12 19:00 | 1 | 12 | 19 | W | 29.68 | - | 29.68
2017-01-12 20:00 | 1 | 12 | 20 |  | 28.19 | - | 28.19 | 2018-01-12 20:00 | 1 | 12 | 20 |  | 32.68 | - | 32.68 | 2019-01-12 20:00 | 1 | 12 | 20 | W | 28.5 | - | 28.5
2017-01-12 21:00 | 1 | 12 | 21 |  | 26.58 | - | 26.58 | 2018-01-12 21:00 | 1 | 12 | 21 |  | 29.53 | - | 29.53 | 2019-01-12 21:00 | 1 | 12 | 21 | W | 26.67 | - | 26.67
2017-01-12 22:00 | 1 | 12 | 22 |  | 24.42 | - | 24.42 | 2018-01-12 22:00 | 1 | 12 | 22 |  | 26.23 | - | 26.23 | 2019-01-12 22:00 | 1 | 12 | 22 | W | 26.05 | - | 26.05
2017-01-12 23:00 | 1 | 12 | 23 |  | 22.98 | - | 22.98 | 2018-01-12 23:00 | 1 | 12 | 23 |  | 24.78 | - | 24.78 | 2019-01-12 23:00 | 1 | 12 | 23 | W | 25.32 | - | 25.32
2017-01-13 | 1 | 13 | 0 |  | 23.35 | - | 23.35 | 2018-01-13 | 1 | 13 | 0 | W | 22.99 | - | 22.99 | 2019-01-13 | 1 | 13 | 0 | W | 24.8 | - | 24.8
2017-01-13 01:00 | 1 | 13 | 1 |  | 23.42 | - | 23.42 | 2018-01-13 01:00 | 1 | 13 | 1 | W | 22.74 | - | 22.74 | 2019-01-13 01:00 | 1 | 13 | 1 | W | 24.17 | - | 24.17
2017-01-13 02:00 | 1 | 13 | 2 |  | 23.28 | - | 23.28 | 2018-01-13 02:00 | 1 | 13 | 2 | W | 22.56 | - | 22.56 | 2019-01-13 02:00 | 1 | 13 | 2 | W | 23.78 | - | 23.78
2017-01-13 03:00 | 1 | 13 | 3 |  | 23.31 | - | 23.31 | 2018-01-13 03:00 | 1 | 13 | 3 | W | 22.66 | - | 22.66 | 2019-01-13 03:00 | 1 | 13 | 3 | W | 23.45 | - | 23.45
2017-01-13 04:00 | 1 | 13 | 4 |  | 23.48 | - | 23.48 | 2018-01-13 04:00 | 1 | 13 | 4 | W | 22.82 | - | 22.82 | 2019-01-13 04:00 | 1 | 13 | 4 | W | 23.25 | - | 23.25
2017-01-13 05:00 | 1 | 13 | 5 |  | 24.85 | - | 24.85 | 2018-01-13 05:00 | 1 | 13 | 5 | W | 23.46 | - | 23.46 | 2019-01-13 05:00 | 1 | 13 | 5 | W | 23.43 | - | 23.43
2017-01-13 06:00 | 1 | 13 | 6 |  | 31.95 | - | 31.95 | 2018-01-13 06:00 | 1 | 13 | 6 | W | 26.56 | - | 26.56 | 2019-01-13 06:00 | 1 | 13 | 6 | W | 25.42 | - | 25.42
2017-01-13 07:00 | 1 | 13 | 7 |  | 38.29 | - | 38.29 | 2018-01-13 07:00 | 1 | 13 | 7 | W | 31.42 | - | 31.42 | 2019-01-13 07:00 | 1 | 13 | 7 | W | 28.04 | - | 28.04
2017-01-13 08:00 | 1 | 13 | 8 |  | 35.73 | 35.73 | - | 2018-01-13 08:00 | 1 | 13 | 8 | W | 38.98 | - | 38.98 | 2019-01-13 08:00 | 1 | 13 | 8 | W | 29.52 | - | 29.52
2017-01-13 09:00 | 1 | 13 | 9 |  | 35.88 | 35.88 | - | 2018-01-13 09:00 | 1 | 13 | 9 | W | 53.79 | - | 53.79 | 2019-01-13 09:00 | 1 | 13 | 9 | W | 30.04 | - | 30.04
2017-01-13 10:00 | 1 | 13 | 10 |  | 36.32 | 36.32 | - | 2018-01-13 10:00 | 1 | 13 | 10 | W | 76.17 | - | 76.17 | 2019-01-13 10:00 | 1 | 13 | 10 | W | 30.39 | - | 30.39
2017-01-13 11:00 | 1 | 13 | 11 |  | 34.71 | 34.71 | - | 2018-01-13 11:00 | 1 | 13 | 11 | W | 65.55 | - | 65.55 | 2019-01-13 11:00 | 1 | 13 | 11 | W | 29.53 | - | 29.53
2017-01-13 12:00 | 1 | 13 | 12 |  | 30.05 | 30.05 | - | 2018-01-13 12:00 | 1 | 13 | 12 | W | 56.34 | - | 56.34 | 2019-01-13 12:00 | 1 | 13 | 12 | W | 29.08 | - | 29.08
2017-01-13 13:00 | 1 | 13 | 13 |  | 29.49 | 29.49 | - | 2018-01-13 13:00 | 1 | 13 | 13 | W | 55.14 | - | 55.14 | 2019-01-13 13:00 | 1 | 13 | 13 | W | 28.17 | - | 28.17
2017-01-13 14:00 | 1 | 13 | 14 |  | 27.39 | 27.39 | - | 2018-01-13 14:00 | 1 | 13 | 14 | W | 47.78 | - | 47.78 | 2019-01-13 14:00 | 1 | 13 | 14 | W | 27.75 | - | 27.75
2017-01-13 15:00 | 1 | 13 | 15 |  | 26.91 | 26.91 | - | 2018-01-13 15:00 | 1 | 13 | 15 | W | 48.02 | - | 48.02 | 2019-01-13 15:00 | 1 | 13 | 15 | W | 27.17 | - | 27.17
2017-01-13 16:00 | 1 | 13 | 16 |  | 29.93 | 29.93 | - | 2018-01-13 16:00 | 1 | 13 | 16 | W | 58.5 | - | 58.5 | 2019-01-13 16:00 | 1 | 13 | 16 | W | 29.45 | - | 29.45
2017-01-13 17:00 | 1 | 13 | 17 |  | 40.2 | - | 40.2 | 2018-01-13 17:00 | 1 | 13 | 17 | W | 84.66 | - | 84.66 | 2019-01-13 17:00 | 1 | 13 | 17 | W | 36.55 | - | 36.55
2017-01-13 18:00 | 1 | 13 | 18 |  | 38.55 | - | 38.55 | 2018-01-13 18:00 | 1 | 13 | 18 | W | 87.11 | - | 87.11 | 2019-01-13 18:00 | 1 | 13 | 18 | W | 35.16 | - | 35.16
2017-01-13 19:00 | 1 | 13 | 19 |  | 40.28 | - | 40.28 | 2018-01-13 19:00 | 1 | 13 | 19 | W | 91.17 | - | 91.17 | 2019-01-13 19:00 | 1 | 13 | 19 | W | 33.47 | - | 33.47
2017-01-13 20:00 | 1 | 13 | 20 |  | 39.11 | - | 39.11 | 2018-01-13 20:00 | 1 | 13 | 20 | W | 91.26 | - | 91.26 | 2019-01-13 20:00 | 1 | 13 | 20 | W | 31.23 | - | 31.23
2017-01-13 21:00 | 1 | 13 | 21 |  | 36.16 | - | 36.16 | 2018-01-13 21:00 | 1 | 13 | 21 | W | 83.84 | - | 83.84 | 2019-01-13 21:00 | 1 | 13 | 21 | W | 28.9 | - | 28.9
2017-01-13 22:00 | 1 | 13 | 22 |  | 28.24 | - | 28.24 | 2018-01-13 22:00 | 1 | 13 | 22 | W | 74.09 | - | 74.09 | 2019-01-13 22:00 | 1 | 13 | 22 | W | 26.51 | - | 26.51
2017-01-13 23:00 | 1 | 13 | 23 |  | 26.39 | - | 26.39 | 2018-01-13 23:00 | 1 | 13 | 23 | W | 64.65 | - | 64.65 | 2019-01-13 23:00 | 1 | 13 | 23 | W | 25.87 | - | 25.87
2017-01-14 | 1 | 14 | 0 | W | 26.02 | - | 26.02 | 2018-01-14 | 1 | 14 | 0 | W | 82.12 | - | 82.12 | 2019-01-14 | 1 | 14 | 0 |  | 24.77 | - | 24.77
2017-01-14 01:00 | 1 | 14 | 1 | W | 25.58 | - | 25.58 | 2018-01-14 01:00 | 1 | 14 | 1 | W | 78.75 | - | 78.75 | 2019-01-14 01:00 | 1 | 14 | 1 |  | 24.67 | - | 24.67
2017-01-14 02:00 | 1 | 14 | 2 | W | 25.52 | - | 25.52 | 2018-01-14 02:00 | 1 | 14 | 2 | W | 79.41 | - | 79.41 | 2019-01-14 02:00 | 1 | 14 | 2 |  | 24.7 | - | 24.7
2017-01-14 03:00 | 1 | 14 | 3 | W | 25.49 | - | 25.49 | 2018-01-14 03:00 | 1 | 14 | 3 | W | 85.74 | - | 85.74 | 2019-01-14 03:00 | 1 | 14 | 3 |  | 24.97 | - | 24.97
2017-01-14 04:00 | 1 | 14 | 4 | W | 25.5 | - | 25.5 | 2018-01-14 04:00 | 1 | 14 | 4 | W | 88.41 | - | 88.41 | 2019-01-14 04:00 | 1 | 14 | 4 |  | 26.02 | - | 26.02
2017-01-14 05:00 | 1 | 14 | 5 | W | 25.93 | - | 25.93 | 2018-01-14 05:00 | 1 | 14 | 5 | W | 108.6 | - | 108.6 | 2019-01-14 05:00 | 1 | 14 | 5 |  | 28.58 | - | 28.58
2017-01-14 06:00 | 1 | 14 | 6 | W | 27.79 | - | 27.79 | 2018-01-14 06:00 | 1 | 14 | 6 | W | 130.02 | - | 130.02 | 2019-01-14 06:00 | 1 | 14 | 6 |  | 39.15 | - | 39.15
2017-01-14 07:00 | 1 | 14 | 7 | W | 31.34 | - | 31.34 | 2018-01-14 07:00 | 1 | 14 | 7 | W | 141.47 | - | 141.47 | 2019-01-14 07:00 | 1 | 14 | 7 |  | 43.25 | - | 43.25
2017-01-14 08:00 | 1 | 14 | 8 | W | 34.71 | - | 34.71 | 2018-01-14 08:00 | 1 | 14 | 8 | W | 151.13 | - | 151.13 | 2019-01-14 08:00 | 1 | 14 | 8 |  | 41.58 | 41.58 | -
2017-01-14 09:00 | 1 | 14 | 9 | W | 39.61 | - | 39.61 | 2018-01-14 09:00 | 1 | 14 | 9 | W | 153.23 | - | 153.23 | 2019-01-14 09:00 | 1 | 14 | 9 |  | 36.81 | 36.81 | -
2017-01-14 10:00 | 1 | 14 | 10 | W | 38.62 | - | 38.62 | 2018-01-14 10:00 | 1 | 14 | 10 | W | 108.52 | - | 108.52 | 2019-01-14 10:00 | 1 | 14 | 10 |  | 35.61 | 35.61 | -
2017-01-14 11:00 | 1 | 14 | 11 | W | 37.5 | - | 37.5 | 2018-01-14 11:00 | 1 | 14 | 11 | W | 78.74 | - | 78.74 | 2019-01-14 11:00 | 1 | 14 | 11 |  | 33.24 | 33.24 | -
2017-01-14 12:00 | 1 | 14 | 12 | W | 34.25 | - | 34.25 | 2018-01-14 12:00 | 1 | 14 | 12 | W | 68.63 | - | 68.63 | 2019-01-14 12:00 | 1 | 14 | 12 |  | 31.28 | 31.28 | -
2017-01-14 13:00 | 1 | 14 | 13 | W | 31.14 | - | 31.14 | 2018-01-14 13:00 | 1 | 14 | 13 | W | 59.75 | - | 59.75 | 2019-01-14 13:00 | 1 | 14 | 13 |  | 30.61 | 30.61 | -
2017-01-14 14:00 | 1 | 14 | 14 | W | 29.35 | - | 29.35 | 2018-01-14 14:00 | 1 | 14 | 14 | W | 52.6 | - | 52.6 | 2019-01-14 14:00 | 1 | 14 | 14 |  | 29.44 | 29.44 | -
2017-01-14 15:00 | 1 | 14 | 15 | W | 28.71 | - | 28.71 | 2018-01-14 15:00 | 1 | 14 | 15 | W | 52.01 | - | 52.01 | 2019-01-14 15:00 | 1 | 14 | 15 |  | 29.16 | 29.16 | -
2017-01-14 16:00 | 1 | 14 | 16 | W | 34.39 | - | 34.39 | 2018-01-14 16:00 | 1 | 14 | 16 | W | 67.39 | - | 67.39 | 2019-01-14 16:00 | 1 | 14 | 16 |  | 31.78 | 31.78 | -
2017-01-14 17:00 | 1 | 14 | 17 | W | 39.5 | - | 39.5 | 2018-01-14 17:00 | 1 | 14 | 17 | W | 96.52 | - | 96.52 | 2019-01-14 17:00 | 1 | 14 | 17 |  | 40.73 | - | 40.73
2017-01-14 18:00 | 1 | 14 | 18 | W | 39.74 | - | 39.74 | 2018-01-14 18:00 | 1 | 14 | 18 | W | 133.29 | - | 133.29 | 2019-01-14 18:00 | 1 | 14 | 18 |  | 40.8 | - | 40.8
2017-01-14 19:00 | 1 | 14 | 19 | W | 39.35 | - | 39.35 | 2018-01-14 19:00 | 1 | 14 | 19 | W | 127.05 | - | 127.05 | 2019-01-14 19:00 | 1 | 14 | 19 |  | 40.31 | - | 40.31
2017-01-14 20:00 | 1 | 14 | 20 | W | 35.62 | - | 35.62 | 2018-01-14 20:00 | 1 | 14 | 20 | W | 130.33 | - | 130.33 | 2019-01-14 20:00 | 1 | 14 | 20 |  | 38.04 | - | 38.04
2017-01-14 21:00 | 1 | 14 | 21 | W | 31.46 | - | 31.46 | 2018-01-14 21:00 | 1 | 14 | 21 | W | 102.98 | - | 102.98 | 2019-01-14 21:00 | 1 | 14 | 21 |  | 32.94 | - | 32.94
2017-01-14 22:00 | 1 | 14 | 22 | W | 27.04 | - | 27.04 | 2018-01-14 22:00 | 1 | 14 | 22 | W | 86.97 | - | 86.97 | 2019-01-14 22:00 | 1 | 14 | 22 |  | 29.65 | - | 29.65
2017-01-14 23:00 | 1 | 14 | 23 | W | 25.09 | - | 25.09 | 2018-01-14 23:00 | 1 | 14 | 23 | W | 67.69 | - | 67.69 | 2019-01-14 23:00 | 1 | 14 | 23 |  | 26.88 | - | 26.88
2017-01-15 | 1 | 15 | 0 | W | 25.14 | - | 25.14 | 2018-01-15 | 1 | 15 | 0 |  | 74.27 | - | 74.27 | 2019-01-15 | 1 | 15 | 0 |  | 27.05 | - | 27.05
2017-01-15 01:00 | 1 | 15 | 1 | W | 24.79 | - | 24.79 | 2018-01-15 01:00 | 1 | 15 | 1 |  | 75.45 | - | 75.45 | 2019-01-15 01:00 | 1 | 15 | 1 |  | 26.73 | - | 26.73
2017-01-15 02:00 | 1 | 15 | 2 | W | 24.77 | - | 24.77 | 2018-01-15 02:00 | 1 | 15 | 2 |  | 71.29 | - | 71.29 | 2019-01-15 02:00 | 1 | 15 | 2 |  | 26.6 | - | 26.6
2017-01-15 03:00 | 1 | 15 | 3 | W | 24.61 | - | 24.61 | 2018-01-15 03:00 | 1 | 15 | 3 |  | 77.84 | - | 77.84 | 2019-01-15 03:00 | 1 | 15 | 3 |  | 26.84 | - | 26.84
2017-01-15 04:00 | 1 | 15 | 4 | W | 24.55 | - | 24.55 | 2018-01-15 04:00 | 1 | 15 | 4 |  | 81.84 | - | 81.84 | 2019-01-15 04:00 | 1 | 15 | 4 |  | 27.21 | - | 27.21
2017-01-15 05:00 | 1 | 15 | 5 | W | 24.61 | - | 24.61 | 2018-01-15 05:00 | 1 | 15 | 5 |  | 101.4 | - | 101.4 | 2019-01-15 05:00 | 1 | 15 | 5 |  | 30.56 | - | 30.56
2017-01-15 06:00 | 1 | 15 | 6 | W | 26.05 | - | 26.05 | 2018-01-15 06:00 | 1 | 15 | 6 |  | 131.76 | - | 131.76 | 2019-01-15 06:00 | 1 | 15 | 6 |  | 40.95 | - | 40.95
2017-01-15 07:00 | 1 | 15 | 7 | W | 27.43 | - | 27.43 | 2018-01-15 07:00 | 1 | 15 | 7 |  | 130.51 | - | 130.51 | 2019-01-15 07:00 | 1 | 15 | 7 |  | 47.45 | - | 47.45
2017-01-15 08:00 | 1 | 15 | 8 | W | 28.84 | - | 28.84 | 2018-01-15 08:00 | 1 | 15 | 8 |  | 136.23 | 136.23 | - | 2019-01-15 08:00 | 1 | 15 | 8 |  | 39.28 | 39.28 | -
2017-01-15 09:00 | 1 | 15 | 9 | W | 29.86 | - | 29.86 | 2018-01-15 09:00 | 1 | 15 | 9 |  | 121.15 | 121.15 | - | 2019-01-15 09:00 | 1 | 15 | 9 |  | 35.68 | 35.68 | -
2017-01-15 10:00 | 1 | 15 | 10 | W | 30.24 | - | 30.24 | 2018-01-15 10:00 | 1 | 15 | 10 |  | 96.67 | 96.67 | - | 2019-01-15 10:00 | 1 | 15 | 10 |  | 33.96 | 33.96 | -
2017-01-15 11:00 | 1 | 15 | 11 | W | 28.11 | - | 28.11 | 2018-01-15 11:00 | 1 | 15 | 11 |  | 78.23 | 78.23 | - | 2019-01-15 11:00 | 1 | 15 | 11 |  | 31.45 | 31.45 | -
2017-01-15 12:00 | 1 | 15 | 12 | W | 27.39 | - | 27.39 | 2018-01-15 12:00 | 1 | 15 | 12 |  | 67.42 | 67.42 | - | 2019-01-15 12:00 | 1 | 15 | 12 |  | 30.06 | 30.06 | -
2017-01-15 13:00 | 1 | 15 | 13 | W | 26.69 | - | 26.69 | 2018-01-15 13:00 | 1 | 15 | 13 |  | 57.47 | 57.47 | - | 2019-01-15 13:00 | 1 | 15 | 13 |  | 28.73 | 28.73 | -
2017-01-15 14:00 | 1 | 15 | 14 | W | 26.07 | - | 26.07 | 2018-01-15 14:00 | 1 | 15 | 14 |  | 51.81 | 51.81 | - | 2019-01-15 14:00 | 1 | 15 | 14 |  | 27.94 | 27.94 | -
2017-01-15 15:00 | 1 | 15 | 15 | W | 26.14 | - | 26.14 | 2018-01-15 15:00 | 1 | 15 | 15 |  | 49.48 | 49.48 | - | 2019-01-15 15:00 | 1 | 15 | 15 |  | 27.55 | 27.55 | -
2017-01-15 16:00 | 1 | 15 | 16 | W | 28.56 | - | 28.56 | 2018-01-15 16:00 | 1 | 15 | 16 |  | 63.31 | 63.31 | - | 2019-01-15 16:00 | 1 | 15 | 16 |  | 29.64 | 29.64 | -
2017-01-15 17:00 | 1 | 15 | 17 | W | 38.64 | - | 38.64 | 2018-01-15 17:00 | 1 | 15 | 17 |  | 93.03 | - | 93.03 | 2019-01-15 17:00 | 1 | 15 | 17 |  | 35.02 | - | 35.02
2017-01-15 18:00 | 1 | 15 | 18 | W | 37.96 | - | 37.96 | 2018-01-15 18:00 | 1 | 15 | 18 |  | 110.01 | - | 110.01 | 2019-01-15 18:00 | 1 | 15 | 18 |  | 36.18 | - | 36.18
2017-01-15 19:00 | 1 | 15 | 19 | W | 38.7 | - | 38.7 | 2018-01-15 19:00 | 1 | 15 | 19 |  | 93.02 | - | 93.02 | 2019-01-15 19:00 | 1 | 15 | 19 |  | 34.75 | - | 34.75
2017-01-15 20:00 | 1 | 15 | 20 | W | 35.44 | - | 35.44 | 2018-01-15 20:00 | 1 | 15 | 20 |  | 85.35 | - | 85.35 | 2019-01-15 20:00 | 1 | 15 | 20 |  | 33.75 | - | 33.75
2017-01-15 21:00 | 1 | 15 | 21 | W | 31.82 | - | 31.82 | 2018-01-15 21:00 | 1 | 15 | 21 |  | 71.62 | - | 71.62 | 2019-01-15 21:00 | 1 | 15 | 21 |  | 30.52 | - | 30.52
2017-01-15 22:00 | 1 | 15 | 22 | W | 27.31 | - | 27.31 | 2018-01-15 22:00 | 1 | 15 | 22 |  | 57.05 | - | 57.05 | 2019-01-15 22:00 | 1 | 15 | 22 |  | 28.17 | - | 28.17
2017-01-15 23:00 | 1 | 15 | 23 | W | 25.19 | - | 25.19 | 2018-01-15 23:00 | 1 | 15 | 23 |  | 43.17 | - | 43.17 | 2019-01-15 23:00 | 1 | 15 | 23 |  | 25.44 | - | 25.44
2017-01-16 | 1 | 16 | 0 |  | 25.33 | - | 25.33 | 2018-01-16 | 1 | 16 | 0 |  | 45.37 | - | 45.37 | 2019-01-16 | 1 | 16 | 0 |  | 26.97 | - | 26.97
2017-01-16 01:00 | 1 | 16 | 1 |  | 24.47 | - | 24.47 | 2018-01-16 01:00 | 1 | 16 | 1 |  | 42.89 | - | 42.89 | 2019-01-16 01:00 | 1 | 16 | 1 |  | 27.6 | - | 27.6
2017-01-16 02:00 | 1 | 16 | 2 |  | 24.38 | - | 24.38 | 2018-01-16 02:00 | 1 | 16 | 2 |  | 40.35 | - | 40.35 | 2019-01-16 02:00 | 1 | 16 | 2 |  | 27.47 | - | 27.47
2017-01-16 03:00 | 1 | 16 | 3 |  | 24.55 | - | 24.55 | 2018-01-16 03:00 | 1 | 16 | 3 |  | 44.25 | - | 44.25 | 2019-01-16 03:00 | 1 | 16 | 3 |  | 27.76 | - | 27.76
2017-01-16 04:00 | 1 | 16 | 4 |  | 25 | - | 25 | 2018-01-16 04:00 | 1 | 16 | 4 |  | 49 | - | 49 | 2019-01-16 04:00 | 1 | 16 | 4 |  | 28.23 | - | 28.23
2017-01-16 05:00 | 1 | 16 | 5 |  | 27.15 | - | 27.15 | 2018-01-16 05:00 | 1 | 16 | 5 |  | 58.91 | - | 58.91 | 2019-01-16 05:00 | 1 | 16 | 5 |  | 30.78 | - | 30.78
2017-01-16 06:00 | 1 | 16 | 6 |  | 36.55 | - | 36.55 | 2018-01-16 06:00 | 1 | 16 | 6 |  | 83.85 | - | 83.85 | 2019-01-16 06:00 | 1 | 16 | 6 |  | 41.53 | - | 41.53
2017-01-16 07:00 | 1 | 16 | 7 |  | 37.2 | - | 37.2 | 2018-01-16 07:00 | 1 | 16 | 7 |  | 84.16 | - | 84.16 | 2019-01-16 07:00 | 1 | 16 | 7 |  | 50.75 | - | 50.75
2017-01-16 08:00 | 1 | 16 | 8 |  | 37.25 | 37.25 | - | 2018-01-16 08:00 | 1 | 16 | 8 |  | 82.35 | 82.35 | - | 2019-01-16 08:00 | 1 | 16 | 8 |  | 41.39 | 41.39 | -
2017-01-16 09:00 | 1 | 16 | 9 |  | 36.95 | 36.95 | - | 2018-01-16 09:00 | 1 | 16 | 9 |  | 85.21 | 85.21 | - | 2019-01-16 09:00 | 1 | 16 | 9 |  | 36.45 | 36.45 | -
2017-01-16 10:00 | 1 | 16 | 10 |  | 37.86 | 37.86 | - | 2018-01-16 10:00 | 1 | 16 | 10 |  | 75.69 | 75.69 | - | 2019-01-16 10:00 | 1 | 16 | 10 |  | 33.76 | 33.76 | -
2017-01-16 11:00 | 1 | 16 | 11 |  | 36.81 | 36.81 | - | 2018-01-16 11:00 | 1 | 16 | 11 |  | 72.92 | 72.92 | - | 2019-01-16 11:00 | 1 | 16 | 11 |  | 31.7 | 31.7 | -
2017-01-16 12:00 | 1 | 16 | 12 |  | 34.05 | 34.05 | - | 2018-01-16 12:00 | 1 | 16 | 12 |  | 61.92 | 61.92 | - | 2019-01-16 12:00 | 1 | 16 | 12 |  | 29.38 | 29.38 | -
2017-01-16 13:00 | 1 | 16 | 13 |  | 30.33 | 30.33 | - | 2018-01-16 13:00 | 1 | 16 | 13 |  | 55.91 | 55.91 | - | 2019-01-16 13:00 | 1 | 16 | 13 |  | 28.92 | 28.92 | -
2017-01-16 14:00 | 1 | 16 | 14 |  | 29.61 | 29.61 | - | 2018-01-16 14:00 | 1 | 16 | 14 |  | 51.39 | 51.39 | - | 2019-01-16 14:00 | 1 | 16 | 14 |  | 28.55 | 28.55 | -
2017-01-16 15:00 | 1 | 16 | 15 |  | 28.49 | 28.49 | - | 2018-01-16 15:00 | 1 | 16 | 15 |  | 51.36 | 51.36 | - | 2019-01-16 15:00 | 1 | 16 | 15 |  | 28.45 | 28.45 | -
2017-01-16 16:00 | 1 | 16 | 16 |  | 30.48 | 30.48 | - | 2018-01-16 16:00 | 1 | 16 | 16 |  | 58.85 | 58.85 | - | 2019-01-16 16:00 | 1 | 16 | 16 |  | 29.05 | 29.05 | -
2017-01-16 17:00 | 1 | 16 | 17 |  | 40.39 | - | 40.39 | 2018-01-16 17:00 | 1 | 16 | 17 |  | 85.07 | - | 85.07 | 2019-01-16 17:00 | 1 | 16 | 17 |  | 39.55 | - | 39.55
2017-01-16 18:00 | 1 | 16 | 18 |  | 39.82 | - | 39.82 | 2018-01-16 18:00 | 1 | 16 | 18 |  | 89.88 | - | 89.88 | 2019-01-16 18:00 | 1 | 16 | 18 |  | 39.49 | - | 39.49
2017-01-16 19:00 | 1 | 16 | 19 |  | 37.98 | - | 37.98 | 2018-01-16 19:00 | 1 | 16 | 19 |  | 86.59 | - | 86.59 | 2019-01-16 19:00 | 1 | 16 | 19 |  | 37.42 | - | 37.42
2017-01-16 20:00 | 1 | 16 | 20 |  | 34.54 | - | 34.54 | 2018-01-16 20:00 | 1 | 16 | 20 |  | 82.65 | - | 82.65 | 2019-01-16 20:00 | 1 | 16 | 20 |  | 34.46 | - | 34.46
2017-01-16 21:00 | 1 | 16 | 21 |  | 30.7 | - | 30.7 | 2018-01-16 21:00 | 1 | 16 | 21 |  | 70.27 | - | 70.27 | 2019-01-16 21:00 | 1 | 16 | 21 |  | 31.32 | - | 31.32
2017-01-16 22:00 | 1 | 16 | 22 |  | 25.92 | - | 25.92 | 2018-01-16 22:00 | 1 | 16 | 22 |  | 61.59 | - | 61.59 | 2019-01-16 22:00 | 1 | 16 | 22 |  | 28.77 | - | 28.77
2017-01-16 23:00 | 1 | 16 | 23 |  | 24.66 | - | 24.66 | 2018-01-16 23:00 | 1 | 16 | 23 |  | 53.97 | - | 53.97 | 2019-01-16 23:00 | 1 | 16 | 23 |  | 27.95 | - | 27.95
2017-01-17 | 1 | 17 | 0 |  | 24.37 | - | 24.37 | 2018-01-17 | 1 | 17 | 0 |  | 54.14 | - | 54.14 | 2019-01-17 | 1 | 17 | 0 |  | 27.73 | - | 27.73
2017-01-17 01:00 | 1 | 17 | 1 |  | 23.73 | - | 23.73 | 2018-01-17 01:00 | 1 | 17 | 1 |  | 56.77 | - | 56.77 | 2019-01-17 01:00 | 1 | 17 | 1 |  | 27.15 | - | 27.15
2017-01-17 02:00 | 1 | 17 | 2 |  | 23.56 | - | 23.56 | 2018-01-17 02:00 | 1 | 17 | 2 |  | 52.03 | - | 52.03 | 2019-01-17 02:00 | 1 | 17 | 2 |  | 26.88 | - | 26.88
2017-01-17 03:00 | 1 | 17 | 3 |  | 23.59 | - | 23.59 | 2018-01-17 03:00 | 1 | 17 | 3 |  | 57.02 | - | 57.02 | 2019-01-17 03:00 | 1 | 17 | 3 |  | 27.08 | - | 27.08
2017-01-17 04:00 | 1 | 17 | 4 |  | 23.78 | - | 23.78 | 2018-01-17 04:00 | 1 | 17 | 4 |  | 63.89 | - | 63.89 | 2019-01-17 04:00 | 1 | 17 | 4 |  | 28.32 | - | 28.32
2017-01-17 05:00 | 1 | 17 | 5 |  | 25.82 | - | 25.82 | 2018-01-17 05:00 | 1 | 17 | 5 |  | 70.71 | - | 70.71 | 2019-01-17 05:00 | 1 | 17 | 5 |  | 30.65 | - | 30.65
2017-01-17 06:00 | 1 | 17 | 6 |  | 36.35 | - | 36.35 | 2018-01-17 06:00 | 1 | 17 | 6 |  | 114.09 | - | 114.09 | 2019-01-17 06:00 | 1 | 17 | 6 |  | 43.39 | - | 43.39
2017-01-17 07:00 | 1 | 17 | 7 |  | 36.61 | - | 36.61 | 2018-01-17 07:00 | 1 | 17 | 7 |  | 129.5 | - | 129.5 | 2019-01-17 07:00 | 1 | 17 | 7 |  | 49.45 | - | 49.45
2017-01-17 08:00 | 1 | 17 | 8 |  | 36.73 | 36.73 | - | 2018-01-17 08:00 | 1 | 17 | 8 |  | 134.47 | 134.47 | - | 2019-01-17 08:00 | 1 | 17 | 8 |  | 42.11 | 42.11 | -
2017-01-17 09:00 | 1 | 17 | 9 |  | 35.13 | 35.13 | - | 2018-01-17 09:00 | 1 | 17 | 9 |  | 127.55 | 127.55 | - | 2019-01-17 09:00 | 1 | 17 | 9 |  | 39.58 | 39.58 | -
2017-01-17 10:00 | 1 | 17 | 10 |  | 35.81 | 35.81 | - | 2018-01-17 10:00 | 1 | 17 | 10 |  | 118.43 | 118.43 | - | 2019-01-17 10:00 | 1 | 17 | 10 |  | 39.44 | 39.44 | -
2017-01-17 11:00 | 1 | 17 | 11 |  | 33.55 | 33.55 | - | 2018-01-17 11:00 | 1 | 17 | 11 |  | 91.02 | 91.02 | - | 2019-01-17 11:00 | 1 | 17 | 11 |  | 36.68 | 36.68 | -
2017-01-17 12:00 | 1 | 17 | 12 |  | 30.84 | 30.84 | - | 2018-01-17 12:00 | 1 | 17 | 12 |  | 90.95 | 90.95 | - | 2019-01-17 12:00 | 1 | 17 | 12 |  | 33.79 | 33.79 | -
2017-01-17 13:00 | 1 | 17 | 13 |  | 28.18 | 28.18 | - | 2018-01-17 13:00 | 1 | 17 | 13 |  | 80.8 | 80.8 | - | 2019-01-17 13:00 | 1 | 17 | 13 |  | 32.29 | 32.29 | -
2017-01-17 14:00 | 1 | 17 | 14 |  | 28.07 | 28.07 | - | 2018-01-17 14:00 | 1 | 17 | 14 |  | 70.35 | 70.35 | - | 2019-01-17 14:00 | 1 | 17 | 14 |  | 31.24 | 31.24 | -
2017-01-17 15:00 | 1 | 17 | 15 |  | 27.62 | 27.62 | - | 2018-01-17 15:00 | 1 | 17 | 15 |  | 66.34 | 66.34 | - | 2019-01-17 15:00 | 1 | 17 | 15 |  | 31.1 | 31.1 | -
2017-01-17 16:00 | 1 | 17 | 16 |  | 28.62 | 28.62 | - | 2018-01-17 16:00 | 1 | 17 | 16 |  | 76.51 | 76.51 | - | 2019-01-17 16:00 | 1 | 17 | 16 |  | 32.83 | 32.83 | -
2017-01-17 17:00 | 1 | 17 | 17 |  | 36.33 | - | 36.33 | 2018-01-17 17:00 | 1 | 17 | 17 |  | 123.74 | - | 123.74 | 2019-01-17 17:00 | 1 | 17 | 17 |  | 41.4 | - | 41.4
2017-01-17 18:00 | 1 | 17 | 18 |  | 36.92 | - | 36.92 | 2018-01-17 18:00 | 1 | 17 | 18 |  | 133.78 | - | 133.78 | 2019-01-17 18:00 | 1 | 17 | 18 |  | 40.69 | - | 40.69
2017-01-17 19:00 | 1 | 17 | 19 |  | 35.08 | - | 35.08 | 2018-01-17 19:00 | 1 | 17 | 19 |  | 118.03 | - | 118.03 | 2019-01-17 19:00 | 1 | 17 | 19 |  | 36.83 | - | 36.83
2017-01-17 20:00 | 1 | 17 | 20 |  | 30.75 | - | 30.75 | 2018-01-17 20:00 | 1 | 17 | 20 |  | 117.84 | - | 117.84 | 2019-01-17 20:00 | 1 | 17 | 20 |  | 34.6 | - | 34.6
2017-01-17 21:00 | 1 | 17 | 21 |  | 27.66 | - | 27.66 | 2018-01-17 21:00 | 1 | 17 | 21 |  | 113.82 | - | 113.82 | 2019-01-17 21:00 | 1 | 17 | 21 |  | 30.91 | - | 30.91
2017-01-17 22:00 | 1 | 17 | 22 |  | 25.28 | - | 25.28 | 2018-01-17 22:00 | 1 | 17 | 22 |  | 86.49 | - | 86.49 | 2019-01-17 22:00 | 1 | 17 | 22 |  | 29 | - | 29
2017-01-17 23:00 | 1 | 17 | 23 |  | 23.43 | - | 23.43 | 2018-01-17 23:00 | 1 | 17 | 23 |  | 82.31 | - | 82.31 | 2019-01-17 23:00 | 1 | 17 | 23 |  | 26.78 | - | 26.78
2017-01-18 | 1 | 18 | 0 |  | 23.8 | - | 23.8 | 2018-01-18 | 1 | 18 | 0 |  | 70.37 | - | 70.37 | 2019-01-18 | 1 | 18 | 0 |  | 25.86 | - | 25.86
2017-01-18 01:00 | 1 | 18 | 1 |  | 23.19 | - | 23.19 | 2018-01-18 01:00 | 1 | 18 | 1 |  | 65.59 | - | 65.59 | 2019-01-18 01:00 | 1 | 18 | 1 |  | 25.26 | - | 25.26
2017-01-18 02:00 | 1 | 18 | 2 |  | 22.73 | - | 22.73 | 2018-01-18 02:00 | 1 | 18 | 2 |  | 63.39 | - | 63.39 | 2019-01-18 02:00 | 1 | 18 | 2 |  | 25.18 | - | 25.18
2017-01-18 03:00 | 1 | 18 | 3 |  | 22.57 | - | 22.57 | 2018-01-18 03:00 | 1 | 18 | 3 |  | 68.41 | - | 68.41 | 2019-01-18 03:00 | 1 | 18 | 3 |  | 25.3 | - | 25.3
2017-01-18 04:00 | 1 | 18 | 4 |  | 22.95 | - | 22.95 | 2018-01-18 04:00 | 1 | 18 | 4 |  | 72.32 | - | 72.32 | 2019-01-18 04:00 | 1 | 18 | 4 |  | 25.64 | - | 25.64
2017-01-18 05:00 | 1 | 18 | 5 |  | 25.15 | - | 25.15 | 2018-01-18 05:00 | 1 | 18 | 5 |  | 93.13 | - | 93.13 | 2019-01-18 05:00 | 1 | 18 | 5 |  | 26.18 | - | 26.18
2017-01-18 06:00 | 1 | 18 | 6 |  | 36.42 | - | 36.42 | 2018-01-18 06:00 | 1 | 18 | 6 |  | 116.91 | - | 116.91 | 2019-01-18 06:00 | 1 | 18 | 6 |  | 32.93 | - | 32.93
2017-01-18 07:00 | 1 | 18 | 7 |  | 36.74 | - | 36.74 | 2018-01-18 07:00 | 1 | 18 | 7 |  | 114.63 | - | 114.63 | 2019-01-18 07:00 | 1 | 18 | 7 |  | 36.07 | - | 36.07
2017-01-18 08:00 | 1 | 18 | 8 |  | 36.06 | 36.06 | - | 2018-01-18 08:00 | 1 | 18 | 8 |  | 109.65 | 109.65 | - | 2019-01-18 08:00 | 1 | 18 | 8 |  | 33.1 | 33.1 | -
2017-01-18 09:00 | 1 | 18 | 9 |  | 34.17 | 34.17 | - | 2018-01-18 09:00 | 1 | 18 | 9 |  | 82.87 | 82.87 | - | 2019-01-18 09:00 | 1 | 18 | 9 |  | 32.73 | 32.73 | -
2017-01-18 10:00 | 1 | 18 | 10 |  | 36.03 | 36.03 | - | 2018-01-18 10:00 | 1 | 18 | 10 |  | 59.28 | 59.28 | - | 2019-01-18 10:00 | 1 | 18 | 10 |  | 30.91 | 30.91 | -
2017-01-18 11:00 | 1 | 18 | 11 |  | 34.87 | 34.87 | - | 2018-01-18 11:00 | 1 | 18 | 11 |  | 51.44 | 51.44 | - | 2019-01-18 11:00 | 1 | 18 | 11 |  | 30.13 | 30.13 | -
2017-01-18 12:00 | 1 | 18 | 12 |  | 32.12 | 32.12 | - | 2018-01-18 12:00 | 1 | 18 | 12 |  | 35.84 | 35.84 | - | 2019-01-18 12:00 | 1 | 18 | 12 |  | 28.58 | 28.58 | -
2017-01-18 13:00 | 1 | 18 | 13 |  | 28.87 | 28.87 | - | 2018-01-18 13:00 | 1 | 18 | 13 |  | 31.36 | 31.36 | - | 2019-01-18 13:00 | 1 | 18 | 13 |  | 27.04 | 27.04 | -
2017-01-18 14:00 | 1 | 18 | 14 |  | 28.01 | 28.01 | - | 2018-01-18 14:00 | 1 | 18 | 14 |  | 29.15 | 29.15 | - | 2019-01-18 14:00 | 1 | 18 | 14 |  | 26.42 | 26.42 | -
2017-01-18 15:00 | 1 | 18 | 15 |  | 27.72 | 27.72 | - | 2018-01-18 15:00 | 1 | 18 | 15 |  | 28.97 | 28.97 | - | 2019-01-18 15:00 | 1 | 18 | 15 |  | 26.52 | 26.52 | -
2017-01-18 16:00 | 1 | 18 | 16 |  | 30.24 | 30.24 | - | 2018-01-18 16:00 | 1 | 18 | 16 |  | 35.26 | 35.26 | - | 2019-01-18 16:00 | 1 | 18 | 16 |  | 26.83 | 26.83 | -
2017-01-18 17:00 | 1 | 18 | 17 |  | 39.48 | - | 39.48 | 2018-01-18 17:00 | 1 | 18 | 17 |  | 58.84 | - | 58.84 | 2019-01-18 17:00 | 1 | 18 | 17 |  | 32.35 | - | 32.35
2017-01-18 18:00 | 1 | 18 | 18 |  | 38.51 | - | 38.51 | 2018-01-18 18:00 | 1 | 18 | 18 |  | 64.17 | - | 64.17 | 2019-01-18 18:00 | 1 | 18 | 18 |  | 30.83 | - | 30.83
2017-01-18 19:00 | 1 | 18 | 19 |  | 38.11 | - | 38.11 | 2018-01-18 19:00 | 1 | 18 | 19 |  | 59.89 | - | 59.89 | 2019-01-18 19:00 | 1 | 18 | 19 |  | 28.86 | - | 28.86
2017-01-18 20:00 | 1 | 18 | 20 |  | 37.91 | - | 37.91 | 2018-01-18 20:00 | 1 | 18 | 20 |  | 55.13 | - | 55.13 | 2019-01-18 20:00 | 1 | 18 | 20 |  | 27.82 | - | 27.82
2017-01-18 21:00 | 1 | 18 | 21 |  | 31.51 | - | 31.51 | 2018-01-18 21:00 | 1 | 18 | 21 |  | 48.95 | - | 48.95 | 2019-01-18 21:00 | 1 | 18 | 21 |  | 26.6 | - | 26.6
2017-01-18 22:00 | 1 | 18 | 22 |  | 27.11 | - | 27.11 | 2018-01-18 22:00 | 1 | 18 | 22 |  | 41.35 | - | 41.35 | 2019-01-18 22:00 | 1 | 18 | 22 |  | 24.95 | - | 24.95
2017-01-18 23:00 | 1 | 18 | 23 |  | 25.19 | - | 25.19 | 2018-01-18 23:00 | 1 | 18 | 23 |  | 33.98 | - | 33.98 | 2019-01-18 23:00 | 1 | 18 | 23 |  | 24.25 | - | 24.25
2017-01-19 | 1 | 19 | 0 |  | 25.28 | - | 25.28 | 2018-01-19 | 1 | 19 | 0 |  | 37.1 | - | 37.1 | 2019-01-19 | 1 | 19 | 0 | W | 25 | - | 25
2017-01-19 01:00 | 1 | 19 | 1 |  | 24.58 | - | 24.58 | 2018-01-19 01:00 | 1 | 19 | 1 |  | 35 | - | 35 | 2019-01-19 01:00 | 1 | 19 | 1 | W | 24.52 | - | 24.52
2017-01-19 02:00 | 1 | 19 | 2 |  | 24.51 | - | 24.51 | 2018-01-19 02:00 | 1 | 19 | 2 |  | 34.22 | - | 34.22 | 2019-01-19 02:00 | 1 | 19 | 2 | W | 24.38 | - | 24.38
2017-01-19 03:00 | 1 | 19 | 3 |  | 24.63 | - | 24.63 | 2018-01-19 03:00 | 1 | 19 | 3 |  | 35.3 | - | 35.3 | 2019-01-19 03:00 | 1 | 19 | 3 | W | 24.12 | - | 24.12
2017-01-19 04:00 | 1 | 19 | 4 |  | 25.28 | - | 25.28 | 2018-01-19 04:00 | 1 | 19 | 4 |  | 41 | - | 41 | 2019-01-19 04:00 | 1 | 19 | 4 | W | 24.22 | - | 24.22
2017-01-19 05:00 | 1 | 19 | 5 |  | 27.85 | - | 27.85 | 2018-01-19 05:00 | 1 | 19 | 5 |  | 53.62 | - | 53.62 | 2019-01-19 05:00 | 1 | 19 | 5 | W | 24.55 | - | 24.55
2017-01-19 06:00 | 1 | 19 | 6 |  | 41.7 | - | 41.7 | 2018-01-19 06:00 | 1 | 19 | 6 |  | 88.09 | - | 88.09 | 2019-01-19 06:00 | 1 | 19 | 6 | W | 24.91 | - | 24.91
2017-01-19 07:00 | 1 | 19 | 7 |  | 45.9 | - | 45.9 | 2018-01-19 07:00 | 1 | 19 | 7 |  | 87.73 | - | 87.73 | 2019-01-19 07:00 | 1 | 19 | 7 | W | 26.93 | - | 26.93
2017-01-19 08:00 | 1 | 19 | 8 |  | 39.3 | 39.3 | - | 2018-01-19 08:00 | 1 | 19 | 8 |  | 68.98 | 68.98 | - | 2019-01-19 08:00 | 1 | 19 | 8 | W | 28.37 | - | 28.37
2017-01-19 09:00 | 1 | 19 | 9 |  | 37.93 | 37.93 | - | 2018-01-19 09:00 | 1 | 19 | 9 |  | 56.12 | 56.12 | - | 2019-01-19 09:00 | 1 | 19 | 9 | W | 30.26 | - | 30.26
2017-01-19 10:00 | 1 | 19 | 10 |  | 37.26 | 37.26 | - | 2018-01-19 10:00 | 1 | 19 | 10 |  | 42.29 | 42.29 | - | 2019-01-19 10:00 | 1 | 19 | 10 | W | 35.33 | - | 35.33
2017-01-19 11:00 | 1 | 19 | 11 |  | 36.31 | 36.31 | - | 2018-01-19 11:00 | 1 | 19 | 11 |  | 34.99 | 34.99 | - | 2019-01-19 11:00 | 1 | 19 | 11 | W | 33.04 | - | 33.04
2017-01-19 12:00 | 1 | 19 | 12 |  | 32.33 | 32.33 | - | 2018-01-19 12:00 | 1 | 19 | 12 |  | 29.73 | 29.73 | - | 2019-01-19 12:00 | 1 | 19 | 12 | W | 31.93 | - | 31.93
2017-01-19 13:00 | 1 | 19 | 13 |  | 28.26 | 28.26 | - | 2018-01-19 13:00 | 1 | 19 | 13 |  | 27.41 | 27.41 | - | 2019-01-19 13:00 | 1 | 19 | 13 | W | 30.6 | - | 30.6
2017-01-19 14:00 | 1 | 19 | 14 |  | 27.58 | 27.58 | - | 2018-01-19 14:00 | 1 | 19 | 14 |  | 26.2 | 26.2 | - | 2019-01-19 14:00 | 1 | 19 | 14 | W | 29.59 | - | 29.59
2017-01-19 15:00 | 1 | 19 | 15 |  | 27.76 | 27.76 | - | 2018-01-19 15:00 | 1 | 19 | 15 |  | 25.83 | 25.83 | - | 2019-01-19 15:00 | 1 | 19 | 15 | W | 29.58 | - | 29.58
2017-01-19 16:00 | 1 | 19 | 16 |  | 28.85 | 28.85 | - | 2018-01-19 16:00 | 1 | 19 | 16 |  | 28.28 | 28.28 | - | 2019-01-19 16:00 | 1 | 19 | 16 | W | 31.38 | - | 31.38
2017-01-19 17:00 | 1 | 19 | 17 |  | 41.09 | - | 41.09 | 2018-01-19 17:00 | 1 | 19 | 17 |  | 41.96 | - | 41.96 | 2019-01-19 17:00 | 1 | 19 | 17 | W | 36.36 | - | 36.36
2017-01-19 18:00 | 1 | 19 | 18 |  | 41.07 | - | 41.07 | 2018-01-19 18:00 | 1 | 19 | 18 |  | 43.36 | - | 43.36 | 2019-01-19 18:00 | 1 | 19 | 18 | W | 35.92 | - | 35.92
2017-01-19 19:00 | 1 | 19 | 19 |  | 37.82 | - | 37.82 | 2018-01-19 19:00 | 1 | 19 | 19 |  | 37.65 | - | 37.65 | 2019-01-19 19:00 | 1 | 19 | 19 | W | 32.39 | - | 32.39
2017-01-19 20:00 | 1 | 19 | 20 |  | 37.1 | - | 37.1 | 2018-01-19 20:00 | 1 | 19 | 20 |  | 35.66 | - | 35.66 | 2019-01-19 20:00 | 1 | 19 | 20 | W | 31 | - | 31
2017-01-19 21:00 | 1 | 19 | 21 |  | 29.89 | - | 29.89 | 2018-01-19 21:00 | 1 | 19 | 21 |  | 33 | - | 33 | 2019-01-19 21:00 | 1 | 19 | 21 | W | 28.49 | - | 28.49
2017-01-19 22:00 | 1 | 19 | 22 |  | 26.27 | - | 26.27 | 2018-01-19 22:00 | 1 | 19 | 22 |  | 29.15 | - | 29.15 | 2019-01-19 22:00 | 1 | 19 | 22 | W | 26.13 | - | 26.13
2017-01-19 23:00 | 1 | 19 | 23 |  | 25.54 | - | 25.54 | 2018-01-19 23:00 | 1 | 19 | 23 |  | 27.71 | - | 27.71 | 2019-01-19 23:00 | 1 | 19 | 23 | W | 24.01 | - | 24.01
2017-01-20 | 1 | 20 | 0 |  | 24.14 | - | 24.14 | 2018-01-20 | 1 | 20 | 0 | W | 27.32 | - | 27.32 | 2019-01-20 | 1 | 20 | 0 | W | 22.12 | - | 22.12
2017-01-20 01:00 | 1 | 20 | 1 |  | 23.39 | - | 23.39 | 2018-01-20 01:00 | 1 | 20 | 1 | W | 26.55 | - | 26.55 | 2019-01-20 01:00 | 1 | 20 | 1 | W | 21.85 | - | 21.85
2017-01-20 02:00 | 1 | 20 | 2 |  | 23.52 | - | 23.52 | 2018-01-20 02:00 | 1 | 20 | 2 | W | 26.05 | - | 26.05 | 2019-01-20 02:00 | 1 | 20 | 2 | W | 21.84 | - | 21.84
2017-01-20 03:00 | 1 | 20 | 3 |  | 23.4 | - | 23.4 | 2018-01-20 03:00 | 1 | 20 | 3 | W | 26.47 | - | 26.47 | 2019-01-20 03:00 | 1 | 20 | 3 | W | 21.74 | - | 21.74
2017-01-20 04:00 | 1 | 20 | 4 |  | 23.82 | - | 23.82 | 2018-01-20 04:00 | 1 | 20 | 4 | W | 27.33 | - | 27.33 | 2019-01-20 04:00 | 1 | 20 | 4 | W | 21.86 | - | 21.86
2017-01-20 05:00 | 1 | 20 | 5 |  | 25.62 | - | 25.62 | 2018-01-20 05:00 | 1 | 20 | 5 | W | 28.84 | - | 28.84 | 2019-01-20 05:00 | 1 | 20 | 5 | W | 22.28 | - | 22.28
2017-01-20 06:00 | 1 | 20 | 6 |  | 37.91 | - | 37.91 | 2018-01-20 06:00 | 1 | 20 | 6 | W | 36.63 | - | 36.63 | 2019-01-20 06:00 | 1 | 20 | 6 | W | 22.61 | - | 22.61
2017-01-20 07:00 | 1 | 20 | 7 |  | 39.81 | - | 39.81 | 2018-01-20 07:00 | 1 | 20 | 7 | W | 40.03 | - | 40.03 | 2019-01-20 07:00 | 1 | 20 | 7 | W | 25.36 | - | 25.36
2017-01-20 08:00 | 1 | 20 | 8 |  | 38.28 | 38.28 | - | 2018-01-20 08:00 | 1 | 20 | 8 | W | 38.7 | - | 38.7 | 2019-01-20 08:00 | 1 | 20 | 8 | W | 28.75 | - | 28.75
2017-01-20 09:00 | 1 | 20 | 9 |  | 38.3 | 38.3 | - | 2018-01-20 09:00 | 1 | 20 | 9 | W | 36.21 | - | 36.21 | 2019-01-20 09:00 | 1 | 20 | 9 | W | 29.56 | - | 29.56
2017-01-20 10:00 | 1 | 20 | 10 |  | 37.72 | 37.72 | - | 2018-01-20 10:00 | 1 | 20 | 10 | W | 30.04 | - | 30.04 | 2019-01-20 10:00 | 1 | 20 | 10 | W | 31.06 | - | 31.06
2017-01-20 11:00 | 1 | 20 | 11 |  | 34.25 | 34.25 | - | 2018-01-20 11:00 | 1 | 20 | 11 | W | 27.27 | - | 27.27 | 2019-01-20 11:00 | 1 | 20 | 11 | W | 32.35 | - | 32.35
2017-01-20 12:00 | 1 | 20 | 12 |  | 30.55 | 30.55 | - | 2018-01-20 12:00 | 1 | 20 | 12 | W | 25.53 | - | 25.53 | 2019-01-20 12:00 | 1 | 20 | 12 | W | 31.47 | - | 31.47
2017-01-20 13:00 | 1 | 20 | 13 |  | 28.19 | 28.19 | - | 2018-01-20 13:00 | 1 | 20 | 13 | W | 24.67 | - | 24.67 | 2019-01-20 13:00 | 1 | 20 | 13 | W | 32.85 | - | 32.85
2017-01-20 14:00 | 1 | 20 | 14 |  | 27.65 | 27.65 | - | 2018-01-20 14:00 | 1 | 20 | 14 | W | 24.16 | - | 24.16 | 2019-01-20 14:00 | 1 | 20 | 14 | W | 32.68 | - | 32.68
2017-01-20 15:00 | 1 | 20 | 15 |  | 27.94 | 27.94 | - | 2018-01-20 15:00 | 1 | 20 | 15 | W | 24.1 | - | 24.1 | 2019-01-20 15:00 | 1 | 20 | 15 | W | 32.51 | - | 32.51
2017-01-20 16:00 | 1 | 20 | 16 |  | 29.64 | 29.64 | - | 2018-01-20 16:00 | 1 | 20 | 16 | W | 24.58 | - | 24.58 | 2019-01-20 16:00 | 1 | 20 | 16 | W | 39.19 | - | 39.19
2017-01-20 17:00 | 1 | 20 | 17 |  | 39.22 | - | 39.22 | 2018-01-20 17:00 | 1 | 20 | 17 | W | 30.75 | - | 30.75 | 2019-01-20 17:00 | 1 | 20 | 17 | W | 47.44 | - | 47.44
2017-01-20 18:00 | 1 | 20 | 18 |  | 38.56 | - | 38.56 | 2018-01-20 18:00 | 1 | 20 | 18 | W | 32.19 | - | 32.19 | 2019-01-20 18:00 | 1 | 20 | 18 | W | 52.7 | - | 52.7
2017-01-20 19:00 | 1 | 20 | 19 |  | 33.53 | - | 33.53 | 2018-01-20 19:00 | 1 | 20 | 19 | W | 29.13 | - | 29.13 | 2019-01-20 19:00 | 1 | 20 | 19 | W | 56.54 | - | 56.54
2017-01-20 20:00 | 1 | 20 | 20 |  | 29.92 | - | 29.92 | 2018-01-20 20:00 | 1 | 20 | 20 | W | 28.68 | - | 28.68 | 2019-01-20 20:00 | 1 | 20 | 20 | W | 52.52 | - | 52.52
2017-01-20 21:00 | 1 | 20 | 21 |  | 26.33 | - | 26.33 | 2018-01-20 21:00 | 1 | 20 | 21 | W | 27.36 | - | 27.36 | 2019-01-20 21:00 | 1 | 20 | 21 | W | 54.51 | - | 54.51
2017-01-20 22:00 | 1 | 20 | 22 |  | 24.58 | - | 24.58 | 2018-01-20 22:00 | 1 | 20 | 22 | W | 25.15 | - | 25.15 | 2019-01-20 22:00 | 1 | 20 | 22 | W | 52.61 | - | 52.61
2017-01-20 23:00 | 1 | 20 | 23 |  | 22.77 | - | 22.77 | 2018-01-20 23:00 | 1 | 20 | 23 | W | 24.06 | - | 24.06 | 2019-01-20 23:00 | 1 | 20 | 23 | W | 48.24 | - | 48.24
2017-01-21 | 1 | 21 | 0 | W | 21.89 | - | 21.89 | 2018-01-21 | 1 | 21 | 0 | W | 23.39 | - | 23.39 | 2019-01-21 | 1 | 21 | 0 |  | 42.2 | - | 42.2
2017-01-21 01:00 | 1 | 21 | 1 | W | 21.37 | - | 21.37 | 2018-01-21 01:00 | 1 | 21 | 1 | W | 23.22 | - | 23.22 | 2019-01-21 01:00 | 1 | 21 | 1 |  | 42.24 | - | 42.24
2017-01-21 02:00 | 1 | 21 | 2 | W | 20.7 | - | 20.7 | 2018-01-21 02:00 | 1 | 21 | 2 | W | 23.18 | - | 23.18 | 2019-01-21 02:00 | 1 | 21 | 2 |  | 42.31 | - | 42.31
2017-01-21 03:00 | 1 | 21 | 3 | W | 20.85 | - | 20.85 | 2018-01-21 03:00 | 1 | 21 | 3 | W | 23.21 | - | 23.21 | 2019-01-21 03:00 | 1 | 21 | 3 |  | 45.03 | - | 45.03
2017-01-21 04:00 | 1 | 21 | 4 | W | 20.84 | - | 20.84 | 2018-01-21 04:00 | 1 | 21 | 4 | W | 23.43 | - | 23.43 | 2019-01-21 04:00 | 1 | 21 | 4 |  | 51.83 | - | 51.83
2017-01-21 05:00 | 1 | 21 | 5 | W | 21.3 | - | 21.3 | 2018-01-21 05:00 | 1 | 21 | 5 | W | 23.59 | - | 23.59 | 2019-01-21 05:00 | 1 | 21 | 5 |  | 61.93 | - | 61.93
2017-01-21 06:00 | 1 | 21 | 6 | W | 22.81 | - | 22.81 | 2018-01-21 06:00 | 1 | 21 | 6 | W | 24.76 | - | 24.76 | 2019-01-21 06:00 | 1 | 21 | 6 |  | 99.95 | - | 99.95
2017-01-21 07:00 | 1 | 21 | 7 | W | 24.73 | - | 24.73 | 2018-01-21 07:00 | 1 | 21 | 7 | W | 26.09 | - | 26.09 | 2019-01-21 07:00 | 1 | 21 | 7 |  | 126.84 | - | 126.84
2017-01-21 08:00 | 1 | 21 | 8 | W | 25.5 | - | 25.5 | 2018-01-21 08:00 | 1 | 21 | 8 | W | 26.79 | - | 26.79 | 2019-01-21 08:00 | 1 | 21 | 8 |  | 142.73 | 142.73 | -
2017-01-21 09:00 | 1 | 21 | 9 | W | 27.58 | - | 27.58 | 2018-01-21 09:00 | 1 | 21 | 9 | W | 26.73 | - | 26.73 | 2019-01-21 09:00 | 1 | 21 | 9 |  | 123.19 | 123.19 | -
2017-01-21 10:00 | 1 | 21 | 10 | W | 27.38 | - | 27.38 | 2018-01-21 10:00 | 1 | 21 | 10 | W | 24.89 | - | 24.89 | 2019-01-21 10:00 | 1 | 21 | 10 |  | 97.85 | 97.85 | -
2017-01-21 11:00 | 1 | 21 | 11 | W | 27.42 | - | 27.42 | 2018-01-21 11:00 | 1 | 21 | 11 | W | 24.14 | - | 24.14 | 2019-01-21 11:00 | 1 | 21 | 11 |  | 68.99 | 68.99 | -
2017-01-21 12:00 | 1 | 21 | 12 | W | 25.39 | - | 25.39 | 2018-01-21 12:00 | 1 | 21 | 12 | W | 23.8 | - | 23.8 | 2019-01-21 12:00 | 1 | 21 | 12 |  | 53.67 | 53.67 | -
2017-01-21 13:00 | 1 | 21 | 13 | W | 24.41 | - | 24.41 | 2018-01-21 13:00 | 1 | 21 | 13 | W | 23.45 | - | 23.45 | 2019-01-21 13:00 | 1 | 21 | 13 |  | 52.49 | 52.49 | -
2017-01-21 14:00 | 1 | 21 | 14 | W | 23.68 | - | 23.68 | 2018-01-21 14:00 | 1 | 21 | 14 | W | 23.38 | - | 23.38 | 2019-01-21 14:00 | 1 | 21 | 14 |  | 42.18 | 42.18 | -
2017-01-21 15:00 | 1 | 21 | 15 | W | 23.43 | - | 23.43 | 2018-01-21 15:00 | 1 | 21 | 15 | W | 23.36 | - | 23.36 | 2019-01-21 15:00 | 1 | 21 | 15 |  | 39.95 | 39.95 | -
2017-01-21 16:00 | 1 | 21 | 16 | W | 23.92 | - | 23.92 | 2018-01-21 16:00 | 1 | 21 | 16 | W | 23.94 | - | 23.94 | 2019-01-21 16:00 | 1 | 21 | 16 |  | 47.54 | 47.54 | -
2017-01-21 17:00 | 1 | 21 | 17 | W | 30.84 | - | 30.84 | 2018-01-21 17:00 | 1 | 21 | 17 | W | 32.22 | - | 32.22 | 2019-01-21 17:00 | 1 | 21 | 17 |  | 82.62 | - | 82.62
2017-01-21 18:00 | 1 | 21 | 18 | W | 29.72 | - | 29.72 | 2018-01-21 18:00 | 1 | 21 | 18 | W | 30.41 | - | 30.41 | 2019-01-21 18:00 | 1 | 21 | 18 |  | 120.5 | - | 120.5
2017-01-21 19:00 | 1 | 21 | 19 | W | 26.62 | - | 26.62 | 2018-01-21 19:00 | 1 | 21 | 19 | W | 27.43 | - | 27.43 | 2019-01-21 19:00 | 1 | 21 | 19 |  | 124.1 | - | 124.1
2017-01-21 20:00 | 1 | 21 | 20 | W | 25.85 | - | 25.85 | 2018-01-21 20:00 | 1 | 21 | 20 | W | 26.5 | - | 26.5 | 2019-01-21 20:00 | 1 | 21 | 20 |  | 125.7 | - | 125.7
2017-01-21 21:00 | 1 | 21 | 21 | W | 24.47 | - | 24.47 | 2018-01-21 21:00 | 1 | 21 | 21 | W | 24.43 | - | 24.43 | 2019-01-21 21:00 | 1 | 21 | 21 |  | 109.26 | - | 109.26
2017-01-21 22:00 | 1 | 21 | 22 | W | 22.81 | - | 22.81 | 2018-01-21 22:00 | 1 | 21 | 22 | W | 23.36 | - | 23.36 | 2019-01-21 22:00 | 1 | 21 | 22 |  | 86.94 | - | 86.94
2017-01-21 23:00 | 1 | 21 | 23 | W | 21.26 | - | 21.26 | 2018-01-21 23:00 | 1 | 21 | 23 | W | 22.59 | - | 22.59 | 2019-01-21 23:00 | 1 | 21 | 23 |  | 49.49 | - | 49.49
2017-01-22 | 1 | 22 | 0 | W | 20.81 | - | 20.81 | 2018-01-22 | 1 | 22 | 0 |  | 21.05 | - | 21.05 | 2019-01-22 | 1 | 22 | 0 |  | 47.23 | - | 47.23
2017-01-22 01:00 | 1 | 22 | 1 | W | 20.42 | - | 20.42 | 2018-01-22 01:00 | 1 | 22 | 1 |  | 20.3 | - | 20.3 | 2019-01-22 01:00 | 1 | 22 | 1 |  | 48.5 | - | 48.5
2017-01-22 02:00 | 1 | 22 | 2 | W | 20.3 | - | 20.3 | 2018-01-22 02:00 | 1 | 22 | 2 |  | 20 | - | 20 | 2019-01-22 02:00 | 1 | 22 | 2 |  | 44.24 | - | 44.24
2017-01-22 03:00 | 1 | 22 | 3 | W | 20.09 | - | 20.09 | 2018-01-22 03:00 | 1 | 22 | 3 |  | 20.09 | - | 20.09 | 2019-01-22 03:00 | 1 | 22 | 3 |  | 47.2 | - | 47.2
2017-01-22 04:00 | 1 | 22 | 4 | W | 20.34 | - | 20.34 | 2018-01-22 04:00 | 1 | 22 | 4 |  | 20.75 | - | 20.75 | 2019-01-22 04:00 | 1 | 22 | 4 |  | 50.15 | - | 50.15
2017-01-22 05:00 | 1 | 22 | 5 | W | 20.46 | - | 20.46 | 2018-01-22 05:00 | 1 | 22 | 5 |  | 22.26 | - | 22.26 | 2019-01-22 05:00 | 1 | 22 | 5 |  | 64.02 | - | 64.02
2017-01-22 06:00 | 1 | 22 | 6 | W | 20.57 | - | 20.57 | 2018-01-22 06:00 | 1 | 22 | 6 |  | 29.83 | - | 29.83 | 2019-01-22 06:00 | 1 | 22 | 6 |  | 100.98 | - | 100.98
2017-01-22 07:00 | 1 | 22 | 7 | W | 22.17 | - | 22.17 | 2018-01-22 07:00 | 1 | 22 | 7 |  | 28.39 | - | 28.39 | 2019-01-22 07:00 | 1 | 22 | 7 |  | 117.79 | - | 117.79
2017-01-22 08:00 | 1 | 22 | 8 | W | 23.05 | - | 23.05 | 2018-01-22 08:00 | 1 | 22 | 8 |  | 27.99 | 27.99 | - | 2019-01-22 08:00 | 1 | 22 | 8 |  | 73.19 | 73.19 | -
2017-01-22 09:00 | 1 | 22 | 9 | W | 23.76 | - | 23.76 | 2018-01-22 09:00 | 1 | 22 | 9 |  | 27.93 | 27.93 | - | 2019-01-22 09:00 | 1 | 22 | 9 |  | 74.64 | 74.64 | -
2017-01-22 10:00 | 1 | 22 | 10 | W | 23.89 | - | 23.89 | 2018-01-22 10:00 | 1 | 22 | 10 |  | 27.58 | 27.58 | - | 2019-01-22 10:00 | 1 | 22 | 10 |  | 56.09 | 56.09 | -
2017-01-22 11:00 | 1 | 22 | 11 | W | 24.36 | - | 24.36 | 2018-01-22 11:00 | 1 | 22 | 11 |  | 26.78 | 26.78 | - | 2019-01-22 11:00 | 1 | 22 | 11 |  | 44.95 | 44.95 | -
2017-01-22 12:00 | 1 | 22 | 12 | W | 24.24 | - | 24.24 | 2018-01-22 12:00 | 1 | 22 | 12 |  | 25.11 | 25.11 | - | 2019-01-22 12:00 | 1 | 22 | 12 |  | 40.44 | 40.44 | -
2017-01-22 13:00 | 1 | 22 | 13 | W | 23.81 | - | 23.81 | 2018-01-22 13:00 | 1 | 22 | 13 |  | 24.54 | 24.54 | - | 2019-01-22 13:00 | 1 | 22 | 13 |  | 37.07 | 37.07 | -
2017-01-22 14:00 | 1 | 22 | 14 | W | 23.43 | - | 23.43 | 2018-01-22 14:00 | 1 | 22 | 14 |  | 24.05 | 24.05 | - | 2019-01-22 14:00 | 1 | 22 | 14 |  | 32.85 | 32.85 | -
2017-01-22 15:00 | 1 | 22 | 15 | W | 23.31 | - | 23.31 | 2018-01-22 15:00 | 1 | 22 | 15 |  | 23.89 | 23.89 | - | 2019-01-22 15:00 | 1 | 22 | 15 |  | 32.25 | 32.25 | -
2017-01-22 16:00 | 1 | 22 | 16 | W | 24.46 | - | 24.46 | 2018-01-22 16:00 | 1 | 22 | 16 |  | 24.31 | 24.31 | - | 2019-01-22 16:00 | 1 | 22 | 16 |  | 35.77 | 35.77 | -
2017-01-22 17:00 | 1 | 22 | 17 | W | 30.12 | - | 30.12 | 2018-01-22 17:00 | 1 | 22 | 17 |  | 27.73 | - | 27.73 | 2019-01-22 17:00 | 1 | 22 | 17 |  | 45.63 | - | 45.63
2017-01-22 18:00 | 1 | 22 | 18 | W | 29.37 | - | 29.37 | 2018-01-22 18:00 | 1 | 22 | 18 |  | 27.91 | - | 27.91 | 2019-01-22 18:00 | 1 | 22 | 18 |  | 49.94 | - | 49.94
2017-01-22 19:00 | 1 | 22 | 19 | W | 27.56 | - | 27.56 | 2018-01-22 19:00 | 1 | 22 | 19 |  | 26.45 | - | 26.45 | 2019-01-22 19:00 | 1 | 22 | 19 |  | 43.95 | - | 43.95
2017-01-22 20:00 | 1 | 22 | 20 | W | 26.05 | - | 26.05 | 2018-01-22 20:00 | 1 | 22 | 20 |  | 25.24 | - | 25.24 | 2019-01-22 20:00 | 1 | 22 | 20 |  | 44.79 | - | 44.79
2017-01-22 21:00 | 1 | 22 | 21 | W | 23.36 | - | 23.36 | 2018-01-22 21:00 | 1 | 22 | 21 |  | 23.96 | - | 23.96 | 2019-01-22 21:00 | 1 | 22 | 21 |  | 36.68 | - | 36.68
2017-01-22 22:00 | 1 | 22 | 22 | W | 21.81 | - | 21.81 | 2018-01-22 22:00 | 1 | 22 | 22 |  | 22.41 | - | 22.41 | 2019-01-22 22:00 | 1 | 22 | 22 |  | 35.35 | - | 35.35
2017-01-22 23:00 | 1 | 22 | 23 | W | 20.03 | - | 20.03 | 2018-01-22 23:00 | 1 | 22 | 23 |  | 21.28 | - | 21.28 | 2019-01-22 23:00 | 1 | 22 | 23 |  | 26.49 | - | 26.49
2017-01-23 | 1 | 23 | 0 |  | 19.68 | - | 19.68 | 2018-01-23 | 1 | 23 | 0 |  | 19.92 | - | 19.92 | 2019-01-23 | 1 | 23 | 0 |  | 27.52 | - | 27.52
2017-01-23 01:00 | 1 | 23 | 1 |  | 19.55 | - | 19.55 | 2018-01-23 01:00 | 1 | 23 | 1 |  | 19.76 | - | 19.76 | 2019-01-23 01:00 | 1 | 23 | 1 |  | 27.56 | - | 27.56
2017-01-23 02:00 | 1 | 23 | 2 |  | 19.08 | - | 19.08 | 2018-01-23 02:00 | 1 | 23 | 2 |  | 19.7 | - | 19.7 | 2019-01-23 02:00 | 1 | 23 | 2 |  | 26.79 | - | 26.79
2017-01-23 03:00 | 1 | 23 | 3 |  | 18.95 | - | 18.95 | 2018-01-23 03:00 | 1 | 23 | 3 |  | 19.72 | - | 19.72 | 2019-01-23 03:00 | 1 | 23 | 3 |  | 26.86 | - | 26.86
2017-01-23 04:00 | 1 | 23 | 4 |  | 19.78 | - | 19.78 | 2018-01-23 04:00 | 1 | 23 | 4 |  | 19.68 | - | 19.68 | 2019-01-23 04:00 | 1 | 23 | 4 |  | 27.33 | - | 27.33
2017-01-23 05:00 | 1 | 23 | 5 |  | 21.48 | - | 21.48 | 2018-01-23 05:00 | 1 | 23 | 5 |  | 21.8 | - | 21.8 | 2019-01-23 05:00 | 1 | 23 | 5 |  | 28.11 | - | 28.11
2017-01-23 06:00 | 1 | 23 | 6 |  | 27.28 | - | 27.28 | 2018-01-23 06:00 | 1 | 23 | 6 |  | 26.6 | - | 26.6 | 2019-01-23 06:00 | 1 | 23 | 6 |  | 33.22 | - | 33.22
2017-01-23 07:00 | 1 | 23 | 7 |  | 28.81 | - | 28.81 | 2018-01-23 07:00 | 1 | 23 | 7 |  | 27.58 | - | 27.58 | 2019-01-23 07:00 | 1 | 23 | 7 |  | 36.18 | - | 36.18
2017-01-23 08:00 | 1 | 23 | 8 |  | 28.58 | 28.58 | - | 2018-01-23 08:00 | 1 | 23 | 8 |  | 26.35 | 26.35 | - | 2019-01-23 08:00 | 1 | 23 | 8 |  | 33.76 | 33.76 | -
2017-01-23 09:00 | 1 | 23 | 9 |  | 31.33 | 31.33 | - | 2018-01-23 09:00 | 1 | 23 | 9 |  | 26.51 | 26.51 | - | 2019-01-23 09:00 | 1 | 23 | 9 |  | 32.62 | 32.62 | -
2017-01-23 10:00 | 1 | 23 | 10 |  | 30.41 | 30.41 | - | 2018-01-23 10:00 | 1 | 23 | 10 |  | 25.93 | 25.93 | - | 2019-01-23 10:00 | 1 | 23 | 10 |  | 27.1 | 27.1 | -
2017-01-23 11:00 | 1 | 23 | 11 |  | 30.19 | 30.19 | - | 2018-01-23 11:00 | 1 | 23 | 11 |  | 25.93 | 25.93 | - | 2019-01-23 11:00 | 1 | 23 | 11 |  | 26.64 | 26.64 | -
2017-01-23 12:00 | 1 | 23 | 12 |  | 29.39 | 29.39 | - | 2018-01-23 12:00 | 1 | 23 | 12 |  | 24.75 | 24.75 | - | 2019-01-23 12:00 | 1 | 23 | 12 |  | 25.66 | 25.66 | -
2017-01-23 13:00 | 1 | 23 | 13 |  | 27.89 | 27.89 | - | 2018-01-23 13:00 | 1 | 23 | 13 |  | 24.22 | 24.22 | - | 2019-01-23 13:00 | 1 | 23 | 13 |  | 25.18 | 25.18 | -
2017-01-23 14:00 | 1 | 23 | 14 |  | 26.81 | 26.81 | - | 2018-01-23 14:00 | 1 | 23 | 14 |  | 23.67 | 23.67 | - | 2019-01-23 14:00 | 1 | 23 | 14 |  | 25.02 | 25.02 | -
2017-01-23 15:00 | 1 | 23 | 15 |  | 26.61 | 26.61 | - | 2018-01-23 15:00 | 1 | 23 | 15 |  | 23.34 | 23.34 | - | 2019-01-23 15:00 | 1 | 23 | 15 |  | 24.54 | 24.54 | -
2017-01-23 16:00 | 1 | 23 | 16 |  | 28.37 | 28.37 | - | 2018-01-23 16:00 | 1 | 23 | 16 |  | 24.45 | 24.45 | - | 2019-01-23 16:00 | 1 | 23 | 16 |  | 25.22 | 25.22 | -
2017-01-23 17:00 | 1 | 23 | 17 |  | 32.4 | - | 32.4 | 2018-01-23 17:00 | 1 | 23 | 17 |  | 31.01 | - | 31.01 | 2019-01-23 17:00 | 1 | 23 | 17 |  | 26.22 | - | 26.22
2017-01-23 18:00 | 1 | 23 | 18 |  | 32.82 | - | 32.82 | 2018-01-23 18:00 | 1 | 23 | 18 |  | 30.85 | - | 30.85 | 2019-01-23 18:00 | 1 | 23 | 18 |  | 26.24 | - | 26.24
2017-01-23 19:00 | 1 | 23 | 19 |  | 31.58 | - | 31.58 | 2018-01-23 19:00 | 1 | 23 | 19 |  | 30.75 | - | 30.75 | 2019-01-23 19:00 | 1 | 23 | 19 |  | 25.67 | - | 25.67
2017-01-23 20:00 | 1 | 23 | 20 |  | 29.97 | - | 29.97 | 2018-01-23 20:00 | 1 | 23 | 20 |  | 30.09 | - | 30.09 | 2019-01-23 20:00 | 1 | 23 | 20 |  | 25.23 | - | 25.23
2017-01-23 21:00 | 1 | 23 | 21 |  | 26.34 | - | 26.34 | 2018-01-23 21:00 | 1 | 23 | 21 |  | 26.72 | - | 26.72 | 2019-01-23 21:00 | 1 | 23 | 21 |  | 25.68 | - | 25.68
2017-01-23 22:00 | 1 | 23 | 22 |  | 24.02 | - | 24.02 | 2018-01-23 22:00 | 1 | 23 | 22 |  | 24.4 | - | 24.4 | 2019-01-23 22:00 | 1 | 23 | 22 |  | 24.12 | - | 24.12
2017-01-23 23:00 | 1 | 23 | 23 |  | 22.6 | - | 22.6 | 2018-01-23 23:00 | 1 | 23 | 23 |  | 23.47 | - | 23.47 | 2019-01-23 23:00 | 1 | 23 | 23 |  | 23.05 | - | 23.05
2017-01-24 | 1 | 24 | 0 |  | 22.71 | - | 22.71 | 2018-01-24 | 1 | 24 | 0 |  | 23.12 | - | 23.12 | 2019-01-24 | 1 | 24 | 0 |  | 23.25 | - | 23.25
2017-01-24 01:00 | 1 | 24 | 1 |  | 22.23 | - | 22.23 | 2018-01-24 01:00 | 1 | 24 | 1 |  | 22.65 | - | 22.65 | 2019-01-24 01:00 | 1 | 24 | 1 |  | 22.98 | - | 22.98
2017-01-24 02:00 | 1 | 24 | 2 |  | 22.28 | - | 22.28 | 2018-01-24 02:00 | 1 | 24 | 2 |  | 22.78 | - | 22.78 | 2019-01-24 02:00 | 1 | 24 | 2 |  | 22.54 | - | 22.54
2017-01-24 03:00 | 1 | 24 | 3 |  | 22.21 | - | 22.21 | 2018-01-24 03:00 | 1 | 24 | 3 |  | 22.75 | - | 22.75 | 2019-01-24 03:00 | 1 | 24 | 3 |  | 22.23 | - | 22.23
2017-01-24 04:00 | 1 | 24 | 4 |  | 22.72 | - | 22.72 | 2018-01-24 04:00 | 1 | 24 | 4 |  | 23.08 | - | 23.08 | 2019-01-24 04:00 | 1 | 24 | 4 |  | 23.43 | - | 23.43
2017-01-24 05:00 | 1 | 24 | 5 |  | 24.57 | - | 24.57 | 2018-01-24 05:00 | 1 | 24 | 5 |  | 24.09 | - | 24.09 | 2019-01-24 05:00 | 1 | 24 | 5 |  | 24.23 | - | 24.23
2017-01-24 06:00 | 1 | 24 | 6 |  | 33.34 | - | 33.34 | 2018-01-24 06:00 | 1 | 24 | 6 |  | 33.26 | - | 33.26 | 2019-01-24 06:00 | 1 | 24 | 6 |  | 27.42 | - | 27.42
2017-01-24 07:00 | 1 | 24 | 7 |  | 33.24 | - | 33.24 | 2018-01-24 07:00 | 1 | 24 | 7 |  | 37.57 | - | 37.57 | 2019-01-24 07:00 | 1 | 24 | 7 |  | 30.45 | - | 30.45
2017-01-24 08:00 | 1 | 24 | 8 |  | 30.31 | 30.31 | - | 2018-01-24 08:00 | 1 | 24 | 8 |  | 34.05 | 34.05 | - | 2019-01-24 08:00 | 1 | 24 | 8 |  | 30.14 | 30.14 | -
2017-01-24 09:00 | 1 | 24 | 9 |  | 33.37 | 33.37 | - | 2018-01-24 09:00 | 1 | 24 | 9 |  | 30.81 | 30.81 | - | 2019-01-24 09:00 | 1 | 24 | 9 |  | 29.19 | 29.19 | -
2017-01-24 10:00 | 1 | 24 | 10 |  | 31.06 | 31.06 | - | 2018-01-24 10:00 | 1 | 24 | 10 |  | 31.43 | 31.43 | - | 2019-01-24 10:00 | 1 | 24 | 10 |  | 28.49 | 28.49 | -
2017-01-24 11:00 | 1 | 24 | 11 |  | 30.11 | 30.11 | - | 2018-01-24 11:00 | 1 | 24 | 11 |  | 30.24 | 30.24 | - | 2019-01-24 11:00 | 1 | 24 | 11 |  | 26.73 | 26.73 | -
2017-01-24 12:00 | 1 | 24 | 12 |  | 28.28 | 28.28 | - | 2018-01-24 12:00 | 1 | 24 | 12 |  | 29.05 | 29.05 | - | 2019-01-24 12:00 | 1 | 24 | 12 |  | 26.3 | 26.3 | -
2017-01-24 13:00 | 1 | 24 | 13 |  | 26.81 | 26.81 | - | 2018-01-24 13:00 | 1 | 24 | 13 |  | 28.04 | 28.04 | - | 2019-01-24 13:00 | 1 | 24 | 13 |  | 25.68 | 25.68 | -
2017-01-24 14:00 | 1 | 24 | 14 |  | 26.04 | 26.04 | - | 2018-01-24 14:00 | 1 | 24 | 14 |  | 26.87 | 26.87 | - | 2019-01-24 14:00 | 1 | 24 | 14 |  | 25.28 | 25.28 | -
2017-01-24 15:00 | 1 | 24 | 15 |  | 25.65 | 25.65 | - | 2018-01-24 15:00 | 1 | 24 | 15 |  | 27 | 27 | - | 2019-01-24 15:00 | 1 | 24 | 15 |  | 25.14 | 25.14 | -
2017-01-24 16:00 | 1 | 24 | 16 |  | 26.27 | 26.27 | - | 2018-01-24 16:00 | 1 | 24 | 16 |  | 30.62 | 30.62 | - | 2019-01-24 16:00 | 1 | 24 | 16 |  | 25.33 | 25.33 | -
2017-01-24 17:00 | 1 | 24 | 17 |  | 36.23 | - | 36.23 | 2018-01-24 17:00 | 1 | 24 | 17 |  | 40.19 | - | 40.19 | 2019-01-24 17:00 | 1 | 24 | 17 |  | 28.52 | - | 28.52
2017-01-24 18:00 | 1 | 24 | 18 |  | 35.95 | - | 35.95 | 2018-01-24 18:00 | 1 | 24 | 18 |  | 42.05 | - | 42.05 | 2019-01-24 18:00 | 1 | 24 | 18 |  | 32.79 | - | 32.79
2017-01-24 19:00 | 1 | 24 | 19 |  | 32.26 | - | 32.26 | 2018-01-24 19:00 | 1 | 24 | 19 |  | 39.96 | - | 39.96 | 2019-01-24 19:00 | 1 | 24 | 19 |  | 32.37 | - | 32.37
2017-01-24 20:00 | 1 | 24 | 20 |  | 28.35 | - | 28.35 | 2018-01-24 20:00 | 1 | 24 | 20 |  | 40.61 | - | 40.61 | 2019-01-24 20:00 | 1 | 24 | 20 |  | 30.9 | - | 30.9
2017-01-24 21:00 | 1 | 24 | 21 |  | 25.92 | - | 25.92 | 2018-01-24 21:00 | 1 | 24 | 21 |  | 35.78 | - | 35.78 | 2019-01-24 21:00 | 1 | 24 | 21 |  | 27.19 | - | 27.19
2017-01-24 22:00 | 1 | 24 | 22 |  | 24.31 | - | 24.31 | 2018-01-24 22:00 | 1 | 24 | 22 |  | 29.03 | - | 29.03 | 2019-01-24 22:00 | 1 | 24 | 22 |  | 25.82 | - | 25.82
2017-01-24 23:00 | 1 | 24 | 23 |  | 22.92 | - | 22.92 | 2018-01-24 23:00 | 1 | 24 | 23 |  | 27.08 | - | 27.08 | 2019-01-24 23:00 | 1 | 24 | 23 |  | 24.63 | - | 24.63
2017-01-25 | 1 | 25 | 0 |  | 22.88 | - | 22.88 | 2018-01-25 | 1 | 25 | 0 |  | 29.3 | - | 29.3 | 2019-01-25 | 1 | 25 | 0 |  | 23.73 | - | 23.73
2017-01-25 01:00 | 1 | 25 | 1 |  | 22.31 | - | 22.31 | 2018-01-25 01:00 | 1 | 25 | 1 |  | 27.13 | - | 27.13 | 2019-01-25 01:00 | 1 | 25 | 1 |  | 23.86 | - | 23.86
2017-01-25 02:00 | 1 | 25 | 2 |  | 22.49 | - | 22.49 | 2018-01-25 02:00 | 1 | 25 | 2 |  | 27.59 | - | 27.59 | 2019-01-25 02:00 | 1 | 25 | 2 |  | 23.88 | - | 23.88
2017-01-25 03:00 | 1 | 25 | 3 |  | 22.61 | - | 22.61 | 2018-01-25 03:00 | 1 | 25 | 3 |  | 28.25 | - | 28.25 | 2019-01-25 03:00 | 1 | 25 | 3 |  | 24.06 | - | 24.06
2017-01-25 04:00 | 1 | 25 | 4 |  | 22.84 | - | 22.84 | 2018-01-25 04:00 | 1 | 25 | 4 |  | 29.91 | - | 29.91 | 2019-01-25 04:00 | 1 | 25 | 4 |  | 24.33 | - | 24.33
2017-01-25 05:00 | 1 | 25 | 5 |  | 25.37 | - | 25.37 | 2018-01-25 05:00 | 1 | 25 | 5 |  | 36.6 | - | 36.6 | 2019-01-25 05:00 | 1 | 25 | 5 |  | 25.81 | - | 25.81
2017-01-25 06:00 | 1 | 25 | 6 |  | 35.59 | - | 35.59 | 2018-01-25 06:00 | 1 | 25 | 6 |  | 49.9 | - | 49.9 | 2019-01-25 06:00 | 1 | 25 | 6 |  | 38.91 | - | 38.91
2017-01-25 07:00 | 1 | 25 | 7 |  | 36.02 | - | 36.02 | 2018-01-25 07:00 | 1 | 25 | 7 |  | 62.84 | - | 62.84 | 2019-01-25 07:00 | 1 | 25 | 7 |  | 44 | - | 44
2017-01-25 08:00 | 1 | 25 | 8 |  | 32.72 | 32.72 | - | 2018-01-25 08:00 | 1 | 25 | 8 |  | 50.73 | 50.73 | - | 2019-01-25 08:00 | 1 | 25 | 8 |  | 41.74 | 41.74 | -
2017-01-25 09:00 | 1 | 25 | 9 |  | 30.26 | 30.26 | - | 2018-01-25 09:00 | 1 | 25 | 9 |  | 40.64 | 40.64 | - | 2019-01-25 09:00 | 1 | 25 | 9 |  | 39.62 | 39.62 | -
2017-01-25 10:00 | 1 | 25 | 10 |  | 28.17 | 28.17 | - | 2018-01-25 10:00 | 1 | 25 | 10 |  | 40.83 | 40.83 | - | 2019-01-25 10:00 | 1 | 25 | 10 |  | 39.58 | 39.58 | -
2017-01-25 11:00 | 1 | 25 | 11 |  | 27.37 | 27.37 | - | 2018-01-25 11:00 | 1 | 25 | 11 |  | 39.83 | 39.83 | - | 2019-01-25 11:00 | 1 | 25 | 11 |  | 36.46 | 36.46 | -
2017-01-25 12:00 | 1 | 25 | 12 |  | 26.13 | 26.13 | - | 2018-01-25 12:00 | 1 | 25 | 12 |  | 33.83 | 33.83 | - | 2019-01-25 12:00 | 1 | 25 | 12 |  | 34.35 | 34.35 | -
2017-01-25 13:00 | 1 | 25 | 13 |  | 25.47 | 25.47 | - | 2018-01-25 13:00 | 1 | 25 | 13 |  | 31.96 | 31.96 | - | 2019-01-25 13:00 | 1 | 25 | 13 |  | 31.26 | 31.26 | -
2017-01-25 14:00 | 1 | 25 | 14 |  | 25.13 | 25.13 | - | 2018-01-25 14:00 | 1 | 25 | 14 |  | 30.07 | 30.07 | - | 2019-01-25 14:00 | 1 | 25 | 14 |  | 30.5 | 30.5 | -
2017-01-25 15:00 | 1 | 25 | 15 |  | 24.94 | 24.94 | - | 2018-01-25 15:00 | 1 | 25 | 15 |  | 29.87 | 29.87 | - | 2019-01-25 15:00 | 1 | 25 | 15 |  | 29.84 | 29.84 | -
2017-01-25 16:00 | 1 | 25 | 16 |  | 25.48 | 25.48 | - | 2018-01-25 16:00 | 1 | 25 | 16 |  | 31.88 | 31.88 | - | 2019-01-25 16:00 | 1 | 25 | 16 |  | 31.69 | 31.69 | -
2017-01-25 17:00 | 1 | 25 | 17 |  | 34.77 | - | 34.77 | 2018-01-25 17:00 | 1 | 25 | 17 |  | 46.69 | - | 46.69 | 2019-01-25 17:00 | 1 | 25 | 17 |  | 42.41 | - | 42.41
2017-01-25 18:00 | 1 | 25 | 18 |  | 35.46 | - | 35.46 | 2018-01-25 18:00 | 1 | 25 | 18 |  | 47.54 | - | 47.54 | 2019-01-25 18:00 | 1 | 25 | 18 |  | 43.52 | - | 43.52
2017-01-25 19:00 | 1 | 25 | 19 |  | 30.7 | - | 30.7 | 2018-01-25 19:00 | 1 | 25 | 19 |  | 43.26 | - | 43.26 | 2019-01-25 19:00 | 1 | 25 | 19 |  | 41.78 | - | 41.78
2017-01-25 20:00 | 1 | 25 | 20 |  | 28.46 | - | 28.46 | 2018-01-25 20:00 | 1 | 25 | 20 |  | 43.42 | - | 43.42 | 2019-01-25 20:00 | 1 | 25 | 20 |  | 41.3 | - | 41.3
2017-01-25 21:00 | 1 | 25 | 21 |  | 25.89 | - | 25.89 | 2018-01-25 21:00 | 1 | 25 | 21 |  | 39.66 | - | 39.66 | 2019-01-25 21:00 | 1 | 25 | 21 |  | 38.06 | - | 38.06
2017-01-25 22:00 | 1 | 25 | 22 |  | 24.42 | - | 24.42 | 2018-01-25 22:00 | 1 | 25 | 22 |  | 30.79 | - | 30.79 | 2019-01-25 22:00 | 1 | 25 | 22 |  | 33.81 | - | 33.81
2017-01-25 23:00 | 1 | 25 | 23 |  | 22.15 | - | 22.15 | 2018-01-25 23:00 | 1 | 25 | 23 |  | 27.73 | - | 27.73 | 2019-01-25 23:00 | 1 | 25 | 23 |  | 29.95 | - | 29.95
2017-01-26 | 1 | 26 | 0 |  | 21.36 | - | 21.36 | 2018-01-26 | 1 | 26 | 0 |  | 31.42 | - | 31.42 | 2019-01-26 | 1 | 26 | 0 | W | 28.81 | - | 28.81
2017-01-26 01:00 | 1 | 26 | 1 |  | 21.34 | - | 21.34 | 2018-01-26 01:00 | 1 | 26 | 1 |  | 29.76 | - | 29.76 | 2019-01-26 01:00 | 1 | 26 | 1 | W | 28.34 | - | 28.34
2017-01-26 02:00 | 1 | 26 | 2 |  | 20.84 | - | 20.84 | 2018-01-26 02:00 | 1 | 26 | 2 |  | 29.46 | - | 29.46 | 2019-01-26 02:00 | 1 | 26 | 2 | W | 28.32 | - | 28.32
2017-01-26 03:00 | 1 | 26 | 3 |  | 20.99 | - | 20.99 | 2018-01-26 03:00 | 1 | 26 | 3 |  | 30.05 | - | 30.05 | 2019-01-26 03:00 | 1 | 26 | 3 | W | 28.55 | - | 28.55
2017-01-26 04:00 | 1 | 26 | 4 |  | 21.31 | - | 21.31 | 2018-01-26 04:00 | 1 | 26 | 4 |  | 31.4 | - | 31.4 | 2019-01-26 04:00 | 1 | 26 | 4 | W | 28.53 | - | 28.53
2017-01-26 05:00 | 1 | 26 | 5 |  | 23.25 | - | 23.25 | 2018-01-26 05:00 | 1 | 26 | 5 |  | 49.3 | - | 49.3 | 2019-01-26 05:00 | 1 | 26 | 5 | W | 29.04 | - | 29.04
2017-01-26 06:00 | 1 | 26 | 6 |  | 27.87 | - | 27.87 | 2018-01-26 06:00 | 1 | 26 | 6 |  | 87.89 | - | 87.89 | 2019-01-26 06:00 | 1 | 26 | 6 | W | 30.82 | - | 30.82
2017-01-26 07:00 | 1 | 26 | 7 |  | 29.17 | - | 29.17 | 2018-01-26 07:00 | 1 | 26 | 7 |  | 101.65 | - | 101.65 | 2019-01-26 07:00 | 1 | 26 | 7 | W | 33.52 | - | 33.52
2017-01-26 08:00 | 1 | 26 | 8 |  | 28.37 | 28.37 | - | 2018-01-26 08:00 | 1 | 26 | 8 |  | 82.38 | 82.38 | - | 2019-01-26 08:00 | 1 | 26 | 8 | W | 33.92 | - | 33.92
2017-01-26 09:00 | 1 | 26 | 9 |  | 27.9 | 27.9 | - | 2018-01-26 09:00 | 1 | 26 | 9 |  | 46.18 | 46.18 | - | 2019-01-26 09:00 | 1 | 26 | 9 | W | 33.38 | - | 33.38
2017-01-26 10:00 | 1 | 26 | 10 |  | 27.45 | 27.45 | - | 2018-01-26 10:00 | 1 | 26 | 10 |  | 36.58 | 36.58 | - | 2019-01-26 10:00 | 1 | 26 | 10 | W | 30.3 | - | 30.3
2017-01-26 11:00 | 1 | 26 | 11 |  | 27.18 | 27.18 | - | 2018-01-26 11:00 | 1 | 26 | 11 |  | 31.24 | 31.24 | - | 2019-01-26 11:00 | 1 | 26 | 11 | W | 27.99 | - | 27.99
2017-01-26 12:00 | 1 | 26 | 12 |  | 26.64 | 26.64 | - | 2018-01-26 12:00 | 1 | 26 | 12 |  | 27.49 | 27.49 | - | 2019-01-26 12:00 | 1 | 26 | 12 | W | 26.65 | - | 26.65
2017-01-26 13:00 | 1 | 26 | 13 |  | 26.34 | 26.34 | - | 2018-01-26 13:00 | 1 | 26 | 13 |  | 26.3 | 26.3 | - | 2019-01-26 13:00 | 1 | 26 | 13 | W | 25.6 | - | 25.6
2017-01-26 14:00 | 1 | 26 | 14 |  | 26.05 | 26.05 | - | 2018-01-26 14:00 | 1 | 26 | 14 |  | 25.51 | 25.51 | - | 2019-01-26 14:00 | 1 | 26 | 14 | W | 25.12 | - | 25.12
2017-01-26 15:00 | 1 | 26 | 15 |  | 25.77 | 25.77 | - | 2018-01-26 15:00 | 1 | 26 | 15 |  | 25.46 | 25.46 | - | 2019-01-26 15:00 | 1 | 26 | 15 | W | 25.14 | - | 25.14
2017-01-26 16:00 | 1 | 26 | 16 |  | 26.39 | 26.39 | - | 2018-01-26 16:00 | 1 | 26 | 16 |  | 26.18 | 26.18 | - | 2019-01-26 16:00 | 1 | 26 | 16 | W | 25.68 | - | 25.68
2017-01-26 17:00 | 1 | 26 | 17 |  | 34.31 | - | 34.31 | 2018-01-26 17:00 | 1 | 26 | 17 |  | 32.26 | - | 32.26 | 2019-01-26 17:00 | 1 | 26 | 17 | W | 28.79 | - | 28.79
2017-01-26 18:00 | 1 | 26 | 18 |  | 34.42 | - | 34.42 | 2018-01-26 18:00 | 1 | 26 | 18 |  | 34.02 | - | 34.02 | 2019-01-26 18:00 | 1 | 26 | 18 | W | 30.89 | - | 30.89
2017-01-26 19:00 | 1 | 26 | 19 |  | 33.09 | - | 33.09 | 2018-01-26 19:00 | 1 | 26 | 19 |  | 31.38 | - | 31.38 | 2019-01-26 19:00 | 1 | 26 | 19 | W | 29.12 | - | 29.12
2017-01-26 20:00 | 1 | 26 | 20 |  | 32.79 | - | 32.79 | 2018-01-26 20:00 | 1 | 26 | 20 |  | 30.32 | - | 30.32 | 2019-01-26 20:00 | 1 | 26 | 20 | W | 28.31 | - | 28.31
2017-01-26 21:00 | 1 | 26 | 21 |  | 27.52 | - | 27.52 | 2018-01-26 21:00 | 1 | 26 | 21 |  | 27.39 | - | 27.39 | 2019-01-26 21:00 | 1 | 26 | 21 | W | 27.03 | - | 27.03
2017-01-26 22:00 | 1 | 26 | 22 |  | 25.53 | - | 25.53 | 2018-01-26 22:00 | 1 | 26 | 22 |  | 25.41 | - | 25.41 | 2019-01-26 22:00 | 1 | 26 | 22 | W | 26.17 | - | 26.17
2017-01-26 23:00 | 1 | 26 | 23 |  | 23.69 | - | 23.69 | 2018-01-26 23:00 | 1 | 26 | 23 |  | 23.83 | - | 23.83 | 2019-01-26 23:00 | 1 | 26 | 23 | W | 25.25 | - | 25.25
2017-01-27 | 1 | 27 | 0 |  | 23.21 | - | 23.21 | 2018-01-27 | 1 | 27 | 0 | W | 24.14 | - | 24.14 | 2019-01-27 | 1 | 27 | 0 | W | 25.29 | - | 25.29
2017-01-27 01:00 | 1 | 27 | 1 |  | 22.94 | - | 22.94 | 2018-01-27 01:00 | 1 | 27 | 1 | W | 23.44 | - | 23.44 | 2019-01-27 01:00 | 1 | 27 | 1 | W | 24.88 | - | 24.88
2017-01-27 02:00 | 1 | 27 | 2 |  | 23 | - | 23 | 2018-01-27 02:00 | 1 | 27 | 2 | W | 23.13 | - | 23.13 | 2019-01-27 02:00 | 1 | 27 | 2 | W | 24.55 | - | 24.55
2017-01-27 03:00 | 1 | 27 | 3 |  | 23.04 | - | 23.04 | 2018-01-27 03:00 | 1 | 27 | 3 | W | 23.24 | - | 23.24 | 2019-01-27 03:00 | 1 | 27 | 3 | W | 24.45 | - | 24.45
2017-01-27 04:00 | 1 | 27 | 4 |  | 23.58 | - | 23.58 | 2018-01-27 04:00 | 1 | 27 | 4 | W | 23.15 | - | 23.15 | 2019-01-27 04:00 | 1 | 27 | 4 | W | 24.42 | - | 24.42
2017-01-27 05:00 | 1 | 27 | 5 |  | 25.71 | - | 25.71 | 2018-01-27 05:00 | 1 | 27 | 5 | W | 23.89 | - | 23.89 | 2019-01-27 05:00 | 1 | 27 | 5 | W | 24.67 | - | 24.67
2017-01-27 06:00 | 1 | 27 | 6 |  | 36.12 | - | 36.12 | 2018-01-27 06:00 | 1 | 27 | 6 | W | 27.13 | - | 27.13 | 2019-01-27 06:00 | 1 | 27 | 6 | W | 25.33 | - | 25.33
2017-01-27 07:00 | 1 | 27 | 7 |  | 38.63 | - | 38.63 | 2018-01-27 07:00 | 1 | 27 | 7 | W | 29.4 | - | 29.4 | 2019-01-27 07:00 | 1 | 27 | 7 | W | 26.41 | - | 26.41
2017-01-27 08:00 | 1 | 27 | 8 |  | 34.21 | 34.21 | - | 2018-01-27 08:00 | 1 | 27 | 8 | W | 30.62 | - | 30.62 | 2019-01-27 08:00 | 1 | 27 | 8 | W | 26.57 | - | 26.57
2017-01-27 09:00 | 1 | 27 | 9 |  | 31.87 | 31.87 | - | 2018-01-27 09:00 | 1 | 27 | 9 | W | 30.86 | - | 30.86 | 2019-01-27 09:00 | 1 | 27 | 9 | W | 26.3 | - | 26.3
2017-01-27 10:00 | 1 | 27 | 10 |  | 32.3 | 32.3 | - | 2018-01-27 10:00 | 1 | 27 | 10 | W | 29.94 | - | 29.94 | 2019-01-27 10:00 | 1 | 27 | 10 | W | 25.88 | - | 25.88
2017-01-27 11:00 | 1 | 27 | 11 |  | 29.98 | 29.98 | - | 2018-01-27 11:00 | 1 | 27 | 11 | W | 26.96 | - | 26.96 | 2019-01-27 11:00 | 1 | 27 | 11 | W | 25.36 | - | 25.36
2017-01-27 12:00 | 1 | 27 | 12 |  | 30.08 | 30.08 | - | 2018-01-27 12:00 | 1 | 27 | 12 | W | 25.06 | - | 25.06 | 2019-01-27 12:00 | 1 | 27 | 12 | W | 24.92 | - | 24.92
2017-01-27 13:00 | 1 | 27 | 13 |  | 28.73 | 28.73 | - | 2018-01-27 13:00 | 1 | 27 | 13 | W | 24.1 | - | 24.1 | 2019-01-27 13:00 | 1 | 27 | 13 | W | 24.63 | - | 24.63
2017-01-27 14:00 | 1 | 27 | 14 |  | 28.07 | 28.07 | - | 2018-01-27 14:00 | 1 | 27 | 14 | W | 23.67 | - | 23.67 | 2019-01-27 14:00 | 1 | 27 | 14 | W | 24.42 | - | 24.42
2017-01-27 15:00 | 1 | 27 | 15 |  | 27.91 | 27.91 | - | 2018-01-27 15:00 | 1 | 27 | 15 | W | 23.72 | - | 23.72 | 2019-01-27 15:00 | 1 | 27 | 15 | W | 24.6 | - | 24.6
2017-01-27 16:00 | 1 | 27 | 16 |  | 29.29 | 29.29 | - | 2018-01-27 16:00 | 1 | 27 | 16 | W | 24.35 | - | 24.35 | 2019-01-27 16:00 | 1 | 27 | 16 | W | 25.01 | - | 25.01
2017-01-27 17:00 | 1 | 27 | 17 |  | 38.94 | - | 38.94 | 2018-01-27 17:00 | 1 | 27 | 17 | W | 33.54 | - | 33.54 | 2019-01-27 17:00 | 1 | 27 | 17 | W | 29.09 | - | 29.09
2017-01-27 18:00 | 1 | 27 | 18 |  | 39.32 | - | 39.32 | 2018-01-27 18:00 | 1 | 27 | 18 | W | 32.52 | - | 32.52 | 2019-01-27 18:00 | 1 | 27 | 18 | W | 32.09 | - | 32.09
2017-01-27 19:00 | 1 | 27 | 19 |  | 37.84 | - | 37.84 | 2018-01-27 19:00 | 1 | 27 | 19 | W | 28.34 | - | 28.34 | 2019-01-27 19:00 | 1 | 27 | 19 | W | 29.43 | - | 29.43
2017-01-27 20:00 | 1 | 27 | 20 |  | 35.91 | - | 35.91 | 2018-01-27 20:00 | 1 | 27 | 20 | W | 27.78 | - | 27.78 | 2019-01-27 20:00 | 1 | 27 | 20 | W | 28.82 | - | 28.82
2017-01-27 21:00 | 1 | 27 | 21 |  | 30.34 | - | 30.34 | 2018-01-27 21:00 | 1 | 27 | 21 | W | 25.71 | - | 25.71 | 2019-01-27 21:00 | 1 | 27 | 21 | W | 27.68 | - | 27.68
2017-01-27 22:00 | 1 | 27 | 22 |  | 27 | - | 27 | 2018-01-27 22:00 | 1 | 27 | 22 | W | 24.13 | - | 24.13 | 2019-01-27 22:00 | 1 | 27 | 22 | W | 25.6 | - | 25.6
2017-01-27 23:00 | 1 | 27 | 23 |  | 25.42 | - | 25.42 | 2018-01-27 23:00 | 1 | 27 | 23 | W | 23.07 | - | 23.07 | 2019-01-27 23:00 | 1 | 27 | 23 | W | 24.64 | - | 24.64
2017-01-28 | 1 | 28 | 0 | W | 23.38 | - | 23.38 | 2018-01-28 | 1 | 28 | 0 | W | 22.6 | - | 22.6 | 2019-01-28 | 1 | 28 | 0 |  | 23.43 | - | 23.43
2017-01-28 01:00 | 1 | 28 | 1 | W | 23.01 | - | 23.01 | 2018-01-28 01:00 | 1 | 28 | 1 | W | 22.17 | - | 22.17 | 2019-01-28 01:00 | 1 | 28 | 1 |  | 23 | - | 23
2017-01-28 02:00 | 1 | 28 | 2 | W | 22.99 | - | 22.99 | 2018-01-28 02:00 | 1 | 28 | 2 | W | 21.74 | - | 21.74 | 2019-01-28 02:00 | 1 | 28 | 2 |  | 23.05 | - | 23.05
2017-01-28 03:00 | 1 | 28 | 3 | W | 22.95 | - | 22.95 | 2018-01-28 03:00 | 1 | 28 | 3 | W | 21.78 | - | 21.78 | 2019-01-28 03:00 | 1 | 28 | 3 |  | 23.2 | - | 23.2
2017-01-28 04:00 | 1 | 28 | 4 | W | 22.94 | - | 22.94 | 2018-01-28 04:00 | 1 | 28 | 4 | W | 21.95 | - | 21.95 | 2019-01-28 04:00 | 1 | 28 | 4 |  | 23.86 | - | 23.86
2017-01-28 05:00 | 1 | 28 | 5 | W | 23.54 | - | 23.54 | 2018-01-28 05:00 | 1 | 28 | 5 | W | 22.47 | - | 22.47 | 2019-01-28 05:00 | 1 | 28 | 5 |  | 25.85 | - | 25.85
2017-01-28 06:00 | 1 | 28 | 6 | W | 25.74 | - | 25.74 | 2018-01-28 06:00 | 1 | 28 | 6 | W | 23.68 | - | 23.68 | 2019-01-28 06:00 | 1 | 28 | 6 |  | 35.46 | - | 35.46
2017-01-28 07:00 | 1 | 28 | 7 | W | 27.38 | - | 27.38 | 2018-01-28 07:00 | 1 | 28 | 7 | W | 24.2 | - | 24.2 | 2019-01-28 07:00 | 1 | 28 | 7 |  | 39.52 | - | 39.52
2017-01-28 08:00 | 1 | 28 | 8 | W | 28.07 | - | 28.07 | 2018-01-28 08:00 | 1 | 28 | 8 | W | 25.29 | - | 25.29 | 2019-01-28 08:00 | 1 | 28 | 8 |  | 33.52 | 33.52 | -
2017-01-28 09:00 | 1 | 28 | 9 | W | 28.07 | - | 28.07 | 2018-01-28 09:00 | 1 | 28 | 9 | W | 26.31 | - | 26.31 | 2019-01-28 09:00 | 1 | 28 | 9 |  | 31.83 | 31.83 | -
2017-01-28 10:00 | 1 | 28 | 10 | W | 27.51 | - | 27.51 | 2018-01-28 10:00 | 1 | 28 | 10 | W | 26.62 | - | 26.62 | 2019-01-28 10:00 | 1 | 28 | 10 |  | 30.14 | 30.14 | -
2017-01-28 11:00 | 1 | 28 | 11 | W | 27.02 | - | 27.02 | 2018-01-28 11:00 | 1 | 28 | 11 | W | 25.44 | - | 25.44 | 2019-01-28 11:00 | 1 | 28 | 11 |  | 28.86 | 28.86 | -
2017-01-28 12:00 | 1 | 28 | 12 | W | 26.14 | - | 26.14 | 2018-01-28 12:00 | 1 | 28 | 12 | W | 25.52 | - | 25.52 | 2019-01-28 12:00 | 1 | 28 | 12 |  | 27.4 | 27.4 | -
2017-01-28 13:00 | 1 | 28 | 13 | W | 25.34 | - | 25.34 | 2018-01-28 13:00 | 1 | 28 | 13 | W | 25 | - | 25 | 2019-01-28 13:00 | 1 | 28 | 13 |  | 26.09 | 26.09 | -
2017-01-28 14:00 | 1 | 28 | 14 | W | 24.73 | - | 24.73 | 2018-01-28 14:00 | 1 | 28 | 14 | W | 24.83 | - | 24.83 | 2019-01-28 14:00 | 1 | 28 | 14 |  | 25.45 | 25.45 | -
2017-01-28 15:00 | 1 | 28 | 15 | W | 24.5 | - | 24.5 | 2018-01-28 15:00 | 1 | 28 | 15 | W | 24.81 | - | 24.81 | 2019-01-28 15:00 | 1 | 28 | 15 |  | 25.01 | 25.01 | -
2017-01-28 16:00 | 1 | 28 | 16 | W | 25.55 | - | 25.55 | 2018-01-28 16:00 | 1 | 28 | 16 | W | 26.03 | - | 26.03 | 2019-01-28 16:00 | 1 | 28 | 16 |  | 26.43 | 26.43 | -
2017-01-28 17:00 | 1 | 28 | 17 | W | 29.85 | - | 29.85 | 2018-01-28 17:00 | 1 | 28 | 17 | W | 37.37 | - | 37.37 | 2019-01-28 17:00 | 1 | 28 | 17 |  | 30.34 | - | 30.34
2017-01-28 18:00 | 1 | 28 | 18 | W | 29.73 | - | 29.73 | 2018-01-28 18:00 | 1 | 28 | 18 | W | 35.5 | - | 35.5 | 2019-01-28 18:00 | 1 | 28 | 18 |  | 31.88 | - | 31.88
2017-01-28 19:00 | 1 | 28 | 19 | W | 28.52 | - | 28.52 | 2018-01-28 19:00 | 1 | 28 | 19 | W | 34.93 | - | 34.93 | 2019-01-28 19:00 | 1 | 28 | 19 |  | 30.67 | - | 30.67
2017-01-28 20:00 | 1 | 28 | 20 | W | 28.02 | - | 28.02 | 2018-01-28 20:00 | 1 | 28 | 20 | W | 34.65 | - | 34.65 | 2019-01-28 20:00 | 1 | 28 | 20 |  | 29.68 | - | 29.68
2017-01-28 21:00 | 1 | 28 | 21 | W | 26.62 | - | 26.62 | 2018-01-28 21:00 | 1 | 28 | 21 | W | 28.92 | - | 28.92 | 2019-01-28 21:00 | 1 | 28 | 21 |  | 27.35 | - | 27.35
2017-01-28 22:00 | 1 | 28 | 22 | W | 25.12 | - | 25.12 | 2018-01-28 22:00 | 1 | 28 | 22 | W | 25.29 | - | 25.29 | 2019-01-28 22:00 | 1 | 28 | 22 |  | 25.39 | - | 25.39
2017-01-28 23:00 | 1 | 28 | 23 | W | 23.34 | - | 23.34 | 2018-01-28 23:00 | 1 | 28 | 23 | W | 24.62 | - | 24.62 | 2019-01-28 23:00 | 1 | 28 | 23 |  | 24.49 | - | 24.49
2017-01-29 | 1 | 29 | 0 | W | 22.81 | - | 22.81 | 2018-01-29 | 1 | 29 | 0 |  | 23.83 | - | 23.83 | 2019-01-29 | 1 | 29 | 0 |  | 25.52 | - | 25.52
2017-01-29 01:00 | 1 | 29 | 1 | W | 22.83 | - | 22.83 | 2018-01-29 01:00 | 1 | 29 | 1 |  | 23.58 | - | 23.58 | 2019-01-29 01:00 | 1 | 29 | 1 |  | 25.7 | - | 25.7
2017-01-29 02:00 | 1 | 29 | 2 | W | 22.65 | - | 22.65 | 2018-01-29 02:00 | 1 | 29 | 2 |  | 23.53 | - | 23.53 | 2019-01-29 02:00 | 1 | 29 | 2 |  | 25.68 | - | 25.68
2017-01-29 03:00 | 1 | 29 | 3 | W | 22.45 | - | 22.45 | 2018-01-29 03:00 | 1 | 29 | 3 |  | 23.66 | - | 23.66 | 2019-01-29 03:00 | 1 | 29 | 3 |  | 25.71 | - | 25.71
2017-01-29 04:00 | 1 | 29 | 4 | W | 22.5 | - | 22.5 | 2018-01-29 04:00 | 1 | 29 | 4 |  | 23.81 | - | 23.81 | 2019-01-29 04:00 | 1 | 29 | 4 |  | 26.21 | - | 26.21
2017-01-29 05:00 | 1 | 29 | 5 | W | 22.74 | - | 22.74 | 2018-01-29 05:00 | 1 | 29 | 5 |  | 26.06 | - | 26.06 | 2019-01-29 05:00 | 1 | 29 | 5 |  | 28.2 | - | 28.2
2017-01-29 06:00 | 1 | 29 | 6 | W | 23.89 | - | 23.89 | 2018-01-29 06:00 | 1 | 29 | 6 |  | 41.66 | - | 41.66 | 2019-01-29 06:00 | 1 | 29 | 6 |  | 34.26 | - | 34.26
2017-01-29 07:00 | 1 | 29 | 7 | W | 25.32 | - | 25.32 | 2018-01-29 07:00 | 1 | 29 | 7 |  | 45.69 | - | 45.69 | 2019-01-29 07:00 | 1 | 29 | 7 |  | 39.31 | - | 39.31
2017-01-29 08:00 | 1 | 29 | 8 | W | 25.95 | - | 25.95 | 2018-01-29 08:00 | 1 | 29 | 8 |  | 46.27 | 46.27 | - | 2019-01-29 08:00 | 1 | 29 | 8 |  | 35.27 | 35.27 | -
2017-01-29 09:00 | 1 | 29 | 9 | W | 26 | - | 26 | 2018-01-29 09:00 | 1 | 29 | 9 |  | 44.15 | 44.15 | - | 2019-01-29 09:00 | 1 | 29 | 9 |  | 34.17 | 34.17 | -
2017-01-29 10:00 | 1 | 29 | 10 | W | 25.71 | - | 25.71 | 2018-01-29 10:00 | 1 | 29 | 10 |  | 42.4 | 42.4 | - | 2019-01-29 10:00 | 1 | 29 | 10 |  | 34.7 | 34.7 | -
2017-01-29 11:00 | 1 | 29 | 11 | W | 25.41 | - | 25.41 | 2018-01-29 11:00 | 1 | 29 | 11 |  | 38.74 | 38.74 | - | 2019-01-29 11:00 | 1 | 29 | 11 |  | 32.94 | 32.94 | -
2017-01-29 12:00 | 1 | 29 | 12 | W | 24.48 | - | 24.48 | 2018-01-29 12:00 | 1 | 29 | 12 |  | 34.71 | 34.71 | - | 2019-01-29 12:00 | 1 | 29 | 12 |  | 32.28 | 32.28 | -
2017-01-29 13:00 | 1 | 29 | 13 | W | 24.29 | - | 24.29 | 2018-01-29 13:00 | 1 | 29 | 13 |  | 32.92 | 32.92 | - | 2019-01-29 13:00 | 1 | 29 | 13 |  | 32.03 | 32.03 | -
2017-01-29 14:00 | 1 | 29 | 14 | W | 23.86 | - | 23.86 | 2018-01-29 14:00 | 1 | 29 | 14 |  | 31.47 | 31.47 | - | 2019-01-29 14:00 | 1 | 29 | 14 |  | 31.93 | 31.93 | -
2017-01-29 15:00 | 1 | 29 | 15 | W | 24.11 | - | 24.11 | 2018-01-29 15:00 | 1 | 29 | 15 |  | 31.57 | 31.57 | - | 2019-01-29 15:00 | 1 | 29 | 15 |  | 31.44 | 31.44 | -
2017-01-29 16:00 | 1 | 29 | 16 | W | 25.29 | - | 25.29 | 2018-01-29 16:00 | 1 | 29 | 16 |  | 36.38 | 36.38 | - | 2019-01-29 16:00 | 1 | 29 | 16 |  | 32.27 | 32.27 | -
2017-01-29 17:00 | 1 | 29 | 17 | W | 31.31 | - | 31.31 | 2018-01-29 17:00 | 1 | 29 | 17 |  | 51.87 | - | 51.87 | 2019-01-29 17:00 | 1 | 29 | 17 |  | 38.34 | - | 38.34
2017-01-29 18:00 | 1 | 29 | 18 | W | 30.64 | - | 30.64 | 2018-01-29 18:00 | 1 | 29 | 18 |  | 51.6 | - | 51.6 | 2019-01-29 18:00 | 1 | 29 | 18 |  | 39.34 | - | 39.34
2017-01-29 19:00 | 1 | 29 | 19 | W | 29.92 | - | 29.92 | 2018-01-29 19:00 | 1 | 29 | 19 |  | 51.07 | - | 51.07 | 2019-01-29 19:00 | 1 | 29 | 19 |  | 39.84 | - | 39.84
2017-01-29 20:00 | 1 | 29 | 20 | W | 29.81 | - | 29.81 | 2018-01-29 20:00 | 1 | 29 | 20 |  | 46.5 | - | 46.5 | 2019-01-29 20:00 | 1 | 29 | 20 |  | 39.86 | - | 39.86
2017-01-29 21:00 | 1 | 29 | 21 | W | 26.71 | - | 26.71 | 2018-01-29 21:00 | 1 | 29 | 21 |  | 41.32 | - | 41.32 | 2019-01-29 21:00 | 1 | 29 | 21 |  | 37.03 | - | 37.03
2017-01-29 22:00 | 1 | 29 | 22 | W | 25.16 | - | 25.16 | 2018-01-29 22:00 | 1 | 29 | 22 |  | 33.16 | - | 33.16 | 2019-01-29 22:00 | 1 | 29 | 22 |  | 32.17 | - | 32.17
2017-01-29 23:00 | 1 | 29 | 23 | W | 24.15 | - | 24.15 | 2018-01-29 23:00 | 1 | 29 | 23 |  | 30.5 | - | 30.5 | 2019-01-29 23:00 | 1 | 29 | 23 |  | 28.78 | - | 28.78
2017-01-30 | 1 | 30 | 0 |  | 23.35 | - | 23.35 | 2018-01-30 | 1 | 30 | 0 |  | 25.13 | - | 25.13 | 2019-01-30 | 1 | 30 | 0 |  | 30.27 | - | 30.27
2017-01-30 01:00 | 1 | 30 | 1 |  | 22.98 | - | 22.98 | 2018-01-30 01:00 | 1 | 30 | 1 |  | 24.42 | - | 24.42 | 2019-01-30 01:00 | 1 | 30 | 1 |  | 29.02 | - | 29.02
2017-01-30 02:00 | 1 | 30 | 2 |  | 22.89 | - | 22.89 | 2018-01-30 02:00 | 1 | 30 | 2 |  | 24.27 | - | 24.27 | 2019-01-30 02:00 | 1 | 30 | 2 |  | 29.43 | - | 29.43
2017-01-30 03:00 | 1 | 30 | 3 |  | 22.95 | - | 22.95 | 2018-01-30 03:00 | 1 | 30 | 3 |  | 25.44 | - | 25.44 | 2019-01-30 03:00 | 1 | 30 | 3 |  | 29.7 | - | 29.7
2017-01-30 04:00 | 1 | 30 | 4 |  | 24 | - | 24 | 2018-01-30 04:00 | 1 | 30 | 4 |  | 27.43 | - | 27.43 | 2019-01-30 04:00 | 1 | 30 | 4 |  | 31.1 | - | 31.1
2017-01-30 05:00 | 1 | 30 | 5 |  | 25.79 | - | 25.79 | 2018-01-30 05:00 | 1 | 30 | 5 |  | 32.02 | - | 32.02 | 2019-01-30 05:00 | 1 | 30 | 5 |  | 37.8 | - | 37.8
2017-01-30 06:00 | 1 | 30 | 6 |  | 35.9 | - | 35.9 | 2018-01-30 06:00 | 1 | 30 | 6 |  | 52.59 | - | 52.59 | 2019-01-30 06:00 | 1 | 30 | 6 |  | 47.98 | - | 47.98
2017-01-30 07:00 | 1 | 30 | 7 |  | 37.65 | - | 37.65 | 2018-01-30 07:00 | 1 | 30 | 7 |  | 54.42 | - | 54.42 | 2019-01-30 07:00 | 1 | 30 | 7 |  | 60.14 | - | 60.14
2017-01-30 08:00 | 1 | 30 | 8 |  | 37 | 37 | - | 2018-01-30 08:00 | 1 | 30 | 8 |  | 52.28 | 52.28 | - | 2019-01-30 08:00 | 1 | 30 | 8 |  | 61.33 | 61.33 | -
2017-01-30 09:00 | 1 | 30 | 9 |  | 35.49 | 35.49 | - | 2018-01-30 09:00 | 1 | 30 | 9 |  | 44 | 44 | - | 2019-01-30 09:00 | 1 | 30 | 9 |  | 55.28 | 55.28 | -
2017-01-30 10:00 | 1 | 30 | 10 |  | 34 | 34 | - | 2018-01-30 10:00 | 1 | 30 | 10 |  | 43.33 | 43.33 | - | 2019-01-30 10:00 | 1 | 30 | 10 |  | 64.44 | 64.44 | -
2017-01-30 11:00 | 1 | 30 | 11 |  | 31.98 | 31.98 | - | 2018-01-30 11:00 | 1 | 30 | 11 |  | 42.73 | 42.73 | - | 2019-01-30 11:00 | 1 | 30 | 11 |  | 54.16 | 54.16 | -
2017-01-30 12:00 | 1 | 30 | 12 |  | 30.45 | 30.45 | - | 2018-01-30 12:00 | 1 | 30 | 12 |  | 38.71 | 38.71 | - | 2019-01-30 12:00 | 1 | 30 | 12 |  | 47.77 | 47.77 | -
2017-01-30 13:00 | 1 | 30 | 13 |  | 28.87 | 28.87 | - | 2018-01-30 13:00 | 1 | 30 | 13 |  | 36.23 | 36.23 | - | 2019-01-30 13:00 | 1 | 30 | 13 |  | 47.21 | 47.21 | -
2017-01-30 14:00 | 1 | 30 | 14 |  | 27.75 | 27.75 | - | 2018-01-30 14:00 | 1 | 30 | 14 |  | 34.61 | 34.61 | - | 2019-01-30 14:00 | 1 | 30 | 14 |  | 47.69 | 47.69 | -
2017-01-30 15:00 | 1 | 30 | 15 |  | 27.55 | 27.55 | - | 2018-01-30 15:00 | 1 | 30 | 15 |  | 34.65 | 34.65 | - | 2019-01-30 15:00 | 1 | 30 | 15 |  | 44.48 | 44.48 | -
2017-01-30 16:00 | 1 | 30 | 16 |  | 28.41 | 28.41 | - | 2018-01-30 16:00 | 1 | 30 | 16 |  | 39.43 | 39.43 | - | 2019-01-30 16:00 | 1 | 30 | 16 |  | 56.24 | 56.24 | -
2017-01-30 17:00 | 1 | 30 | 17 |  | 38.36 | - | 38.36 | 2018-01-30 17:00 | 1 | 30 | 17 |  | 51.54 | - | 51.54 | 2019-01-30 17:00 | 1 | 30 | 17 |  | 95.63 | - | 95.63
2017-01-30 18:00 | 1 | 30 | 18 |  | 38.61 | - | 38.61 | 2018-01-30 18:00 | 1 | 30 | 18 |  | 60.65 | - | 60.65 | 2019-01-30 18:00 | 1 | 30 | 18 |  | 102.92 | - | 102.92
2017-01-30 19:00 | 1 | 30 | 19 |  | 36.29 | - | 36.29 | 2018-01-30 19:00 | 1 | 30 | 19 |  | 57.14 | - | 57.14 | 2019-01-30 19:00 | 1 | 30 | 19 |  | 104.61 | - | 104.61
2017-01-30 20:00 | 1 | 30 | 20 |  | 34.46 | - | 34.46 | 2018-01-30 20:00 | 1 | 30 | 20 |  | 54.12 | - | 54.12 | 2019-01-30 20:00 | 1 | 30 | 20 |  | 97.12 | - | 97.12
2017-01-30 21:00 | 1 | 30 | 21 |  | 29.46 | - | 29.46 | 2018-01-30 21:00 | 1 | 30 | 21 |  | 48.13 | - | 48.13 | 2019-01-30 21:00 | 1 | 30 | 21 |  | 81.7 | - | 81.7
2017-01-30 22:00 | 1 | 30 | 22 |  | 25.97 | - | 25.97 | 2018-01-30 22:00 | 1 | 30 | 22 |  | 43.45 | - | 43.45 | 2019-01-30 22:00 | 1 | 30 | 22 |  | 71.14 | - | 71.14
2017-01-30 23:00 | 1 | 30 | 23 |  | 24.99 | - | 24.99 | 2018-01-30 23:00 | 1 | 30 | 23 |  | 36.65 | - | 36.65 | 2019-01-30 23:00 | 1 | 30 | 23 |  | 56.19 | - | 56.19
2017-01-31 | 1 | 31 | 0 |  | 23.92 | - | 23.92 | 2018-01-31 | 1 | 31 | 0 |  | 41.05 | - | 41.05 | 2019-01-31 | 1 | 31 | 0 |  | 67.51 | - | 67.51
2017-01-31 01:00 | 1 | 31 | 1 |  | 23.97 | - | 23.97 | 2018-01-31 01:00 | 1 | 31 | 1 |  | 38.05 | - | 38.05 | 2019-01-31 01:00 | 1 | 31 | 1 |  | 62.45 | - | 62.45
2017-01-31 02:00 | 1 | 31 | 2 |  | 23.92 | - | 23.92 | 2018-01-31 02:00 | 1 | 31 | 2 |  | 37.23 | - | 37.23 | 2019-01-31 02:00 | 1 | 31 | 2 |  | 63.7 | - | 63.7
2017-01-31 03:00 | 1 | 31 | 3 |  | 23.9 | - | 23.9 | 2018-01-31 03:00 | 1 | 31 | 3 |  | 36.89 | - | 36.89 | 2019-01-31 03:00 | 1 | 31 | 3 |  | 64.91 | - | 64.91
2017-01-31 04:00 | 1 | 31 | 4 |  | 23.96 | - | 23.96 | 2018-01-31 04:00 | 1 | 31 | 4 |  | 43.08 | - | 43.08 | 2019-01-31 04:00 | 1 | 31 | 4 |  | 75.84 | - | 75.84
2017-01-31 05:00 | 1 | 31 | 5 |  | 25.12 | - | 25.12 | 2018-01-31 05:00 | 1 | 31 | 5 |  | 57.42 | - | 57.42 | 2019-01-31 05:00 | 1 | 31 | 5 |  | 83.97 | - | 83.97
2017-01-31 06:00 | 1 | 31 | 6 |  | 34.63 | - | 34.63 | 2018-01-31 06:00 | 1 | 31 | 6 |  | 75.11 | - | 75.11 | 2019-01-31 06:00 | 1 | 31 | 6 |  | 123.01 | - | 123.01
2017-01-31 07:00 | 1 | 31 | 7 |  | 34.04 | - | 34.04 | 2018-01-31 07:00 | 1 | 31 | 7 |  | 88.03 | - | 88.03 | 2019-01-31 07:00 | 1 | 31 | 7 |  | 162.81 | - | 162.81
2017-01-31 08:00 | 1 | 31 | 8 |  | 30.11 | 30.11 | - | 2018-01-31 08:00 | 1 | 31 | 8 |  | 70.48 | 70.48 | - | 2019-01-31 08:00 | 1 | 31 | 8 |  | 132.25 | 132.25 | -
2017-01-31 09:00 | 1 | 31 | 9 |  | 29.96 | 29.96 | - | 2018-01-31 09:00 | 1 | 31 | 9 |  | 55.24 | 55.24 | - | 2019-01-31 09:00 | 1 | 31 | 9 |  | 114.52 | 114.52 | -
2017-01-31 10:00 | 1 | 31 | 10 |  | 28.26 | 28.26 | - | 2018-01-31 10:00 | 1 | 31 | 10 |  | 44.38 | 44.38 | - | 2019-01-31 10:00 | 1 | 31 | 10 |  | 107.73 | 107.73 | -
2017-01-31 11:00 | 1 | 31 | 11 |  | 27.53 | 27.53 | - | 2018-01-31 11:00 | 1 | 31 | 11 |  | 39.03 | 39.03 | - | 2019-01-31 11:00 | 1 | 31 | 11 |  | 90.95 | 90.95 | -
2017-01-31 12:00 | 1 | 31 | 12 |  | 26.06 | 26.06 | - | 2018-01-31 12:00 | 1 | 31 | 12 |  | 34.5 | 34.5 | - | 2019-01-31 12:00 | 1 | 31 | 12 |  | 76.45 | 76.45 | -
2017-01-31 13:00 | 1 | 31 | 13 |  | 25.46 | 25.46 | - | 2018-01-31 13:00 | 1 | 31 | 13 |  | 29.97 | 29.97 | - | 2019-01-31 13:00 | 1 | 31 | 13 |  | 69.8 | 69.8 | -
2017-01-31 14:00 | 1 | 31 | 14 |  | 25.03 | 25.03 | - | 2018-01-31 14:00 | 1 | 31 | 14 |  | 28.72 | 28.72 | - | 2019-01-31 14:00 | 1 | 31 | 14 |  | 55.54 | 55.54 | -
2017-01-31 15:00 | 1 | 31 | 15 |  | 24.64 | 24.64 | - | 2018-01-31 15:00 | 1 | 31 | 15 |  | 29.1 | 29.1 | - | 2019-01-31 15:00 | 1 | 31 | 15 |  | 52.37 | 52.37 | -
2017-01-31 16:00 | 1 | 31 | 16 |  | 25.19 | 25.19 | - | 2018-01-31 16:00 | 1 | 31 | 16 |  | 30.76 | 30.76 | - | 2019-01-31 16:00 | 1 | 31 | 16 |  | 57.22 | 57.22 | -
2017-01-31 17:00 | 1 | 31 | 17 |  | 29.14 | - | 29.14 | 2018-01-31 17:00 | 1 | 31 | 17 |  | 39.82 | - | 39.82 | 2019-01-31 17:00 | 1 | 31 | 17 |  | 82.16 | - | 82.16
2017-01-31 18:00 | 1 | 31 | 18 |  | 29.8 | - | 29.8 | 2018-01-31 18:00 | 1 | 31 | 18 |  | 45.33 | - | 45.33 | 2019-01-31 18:00 | 1 | 31 | 18 |  | 99.93 | - | 99.93
2017-01-31 19:00 | 1 | 31 | 19 |  | 27.9 | - | 27.9 | 2018-01-31 19:00 | 1 | 31 | 19 |  | 42.53 | - | 42.53 | 2019-01-31 19:00 | 1 | 31 | 19 |  | 93.42 | - | 93.42
2017-01-31 20:00 | 1 | 31 | 20 |  | 27.25 | - | 27.25 | 2018-01-31 20:00 | 1 | 31 | 20 |  | 39.73 | - | 39.73 | 2019-01-31 20:00 | 1 | 31 | 20 |  | 85.04 | - | 85.04
2017-01-31 21:00 | 1 | 31 | 21 |  | 25.27 | - | 25.27 | 2018-01-31 21:00 | 1 | 31 | 21 |  | 33.94 | - | 33.94 | 2019-01-31 21:00 | 1 | 31 | 21 |  | 71.8 | - | 71.8
2017-01-31 22:00 | 1 | 31 | 22 |  | 23.82 | - | 23.82 | 2018-01-31 22:00 | 1 | 31 | 22 |  | 30.48 | - | 30.48 | 2019-01-31 22:00 | 1 | 31 | 22 |  | 56.74 | - | 56.74
2017-01-31 23:00 | 1 | 31 | 23 |  | 22.9 | - | 22.9 | 2018-01-31 23:00 | 1 | 31 | 23 |  | 27.53 | - | 27.53 | 2019-01-31 23:00 | 1 | 31 | 23 |  | 47.64 | - | 47.64
2017-02-01 | 2 | 1 | 0 |  | 21.23 | - | 21.23 | 2018-02-01 | 2 | 1 | 0 |  | 27.62 | - | 27.62 | 2019-02-01 | 2 | 1 | 0 |  | 38.06 | - | 38.06
2017-02-01 01:00 | 2 | 1 | 1 |  | 20.72 | - | 20.72 | 2018-02-01 01:00 | 2 | 1 | 1 |  | 26.92 | - | 26.92 | 2019-02-01 01:00 | 2 | 1 | 1 |  | 37.9 | - | 37.9
2017-02-01 02:00 | 2 | 1 | 2 |  | 20.6 | - | 20.6 | 2018-02-01 02:00 | 2 | 1 | 2 |  | 26.41 | - | 26.41 | 2019-02-01 02:00 | 2 | 1 | 2 |  | 35.57 | - | 35.57
2017-02-01 03:00 | 2 | 1 | 3 |  | 20.79 | - | 20.79 | 2018-02-01 03:00 | 2 | 1 | 3 |  | 26.42 | - | 26.42 | 2019-02-01 03:00 | 2 | 1 | 3 |  | 37.7 | - | 37.7
2017-02-01 04:00 | 2 | 1 | 4 |  | 21.26 | - | 21.26 | 2018-02-01 04:00 | 2 | 1 | 4 |  | 26.9 | - | 26.9 | 2019-02-01 04:00 | 2 | 1 | 4 |  | 38.84 | - | 38.84
2017-02-01 05:00 | 2 | 1 | 5 |  | 22.06 | - | 22.06 | 2018-02-01 05:00 | 2 | 1 | 5 |  | 29.65 | - | 29.65 | 2019-02-01 05:00 | 2 | 1 | 5 |  | 49.09 | - | 49.09
2017-02-01 06:00 | 2 | 1 | 6 |  | 28.71 | - | 28.71 | 2018-02-01 06:00 | 2 | 1 | 6 |  | 37.34 | - | 37.34 | 2019-02-01 06:00 | 2 | 1 | 6 |  | 73.1 | - | 73.1
2017-02-01 07:00 | 2 | 1 | 7 |  | 28.61 | - | 28.61 | 2018-02-01 07:00 | 2 | 1 | 7 |  | 39.75 | - | 39.75 | 2019-02-01 07:00 | 2 | 1 | 7 |  | 82.5 | - | 82.5
2017-02-01 08:00 | 2 | 1 | 8 |  | 26.2 | 26.2 | - | 2018-02-01 08:00 | 2 | 1 | 8 |  | 36.6 | 36.6 | - | 2019-02-01 08:00 | 2 | 1 | 8 |  | 69.74 | 69.74 | -
2017-02-01 09:00 | 2 | 1 | 9 |  | 25.66 | 25.66 | - | 2018-02-01 09:00 | 2 | 1 | 9 |  | 33.67 | 33.67 | - | 2019-02-01 09:00 | 2 | 1 | 9 |  | 64.48 | 64.48 | -
2017-02-01 10:00 | 2 | 1 | 10 |  | 25.53 | 25.53 | - | 2018-02-01 10:00 | 2 | 1 | 10 |  | 32.5 | 32.5 | - | 2019-02-01 10:00 | 2 | 1 | 10 |  | 51.56 | 51.56 | -
2017-02-01 11:00 | 2 | 1 | 11 |  | 24.85 | 24.85 | - | 2018-02-01 11:00 | 2 | 1 | 11 |  | 30.27 | 30.27 | - | 2019-02-01 11:00 | 2 | 1 | 11 |  | 43.41 | 43.41 | -
2017-02-01 12:00 | 2 | 1 | 12 |  | 24.55 | 24.55 | - | 2018-02-01 12:00 | 2 | 1 | 12 |  | 28.93 | 28.93 | - | 2019-02-01 12:00 | 2 | 1 | 12 |  | 37.84 | 37.84 | -
2017-02-01 13:00 | 2 | 1 | 13 |  | 24.37 | 24.37 | - | 2018-02-01 13:00 | 2 | 1 | 13 |  | 28.69 | 28.69 | - | 2019-02-01 13:00 | 2 | 1 | 13 |  | 36.36 | 36.36 | -
2017-02-01 14:00 | 2 | 1 | 14 |  | 24 | 24 | - | 2018-02-01 14:00 | 2 | 1 | 14 |  | 27.63 | 27.63 | - | 2019-02-01 14:00 | 2 | 1 | 14 |  | 32.35 | 32.35 | -
2017-02-01 15:00 | 2 | 1 | 15 |  | 23.85 | 23.85 | - | 2018-02-01 15:00 | 2 | 1 | 15 |  | 27.33 | 27.33 | - | 2019-02-01 15:00 | 2 | 1 | 15 |  | 32.52 | 32.52 | -
2017-02-01 16:00 | 2 | 1 | 16 |  | 24.46 | 24.46 | - | 2018-02-01 16:00 | 2 | 1 | 16 |  | 28.67 | 28.67 | - | 2019-02-01 16:00 | 2 | 1 | 16 |  | 31.49 | 31.49 | -
2017-02-01 17:00 | 2 | 1 | 17 |  | 28.37 | - | 28.37 | 2018-02-01 17:00 | 2 | 1 | 17 |  | 34.39 | - | 34.39 | 2019-02-01 17:00 | 2 | 1 | 17 |  | 41.48 | - | 41.48
2017-02-01 18:00 | 2 | 1 | 18 |  | 31.84 | - | 31.84 | 2018-02-01 18:00 | 2 | 1 | 18 |  | 38.45 | - | 38.45 | 2019-02-01 18:00 | 2 | 1 | 18 |  | 47.78 | - | 47.78
2017-02-01 19:00 | 2 | 1 | 19 |  | 29.33 | - | 29.33 | 2018-02-01 19:00 | 2 | 1 | 19 |  | 35 | - | 35 | 2019-02-01 19:00 | 2 | 1 | 19 |  | 41.25 | - | 41.25
2017-02-01 20:00 | 2 | 1 | 20 |  | 28.44 | - | 28.44 | 2018-02-01 20:00 | 2 | 1 | 20 |  | 34.49 | - | 34.49 | 2019-02-01 20:00 | 2 | 1 | 20 |  | 40.59 | - | 40.59
2017-02-01 21:00 | 2 | 1 | 21 |  | 25.42 | - | 25.42 | 2018-02-01 21:00 | 2 | 1 | 21 |  | 32.6 | - | 32.6 | 2019-02-01 21:00 | 2 | 1 | 21 |  | 35.33 | - | 35.33
2017-02-01 22:00 | 2 | 1 | 22 |  | 23.71 | - | 23.71 | 2018-02-01 22:00 | 2 | 1 | 22 |  | 28.38 | - | 28.38 | 2019-02-01 22:00 | 2 | 1 | 22 |  | 32.59 | - | 32.59
2017-02-01 23:00 | 2 | 1 | 23 |  | 21.57 | - | 21.57 | 2018-02-01 23:00 | 2 | 1 | 23 |  | 25.82 | - | 25.82 | 2019-02-01 23:00 | 2 | 1 | 23 |  | 28.92 | - | 28.92
2017-02-02 | 2 | 2 | 0 |  | 22.14 | - | 22.14 | 2018-02-02 | 2 | 2 | 0 |  | 25.93 | - | 25.93 | 2019-02-02 | 2 | 2 | 0 | W | 32.64 | - | 32.64
2017-02-02 01:00 | 2 | 2 | 1 |  | 21.83 | - | 21.83 | 2018-02-02 01:00 | 2 | 2 | 1 |  | 25.66 | - | 25.66 | 2019-02-02 01:00 | 2 | 2 | 1 | W | 31.25 | - | 31.25
2017-02-02 02:00 | 2 | 2 | 2 |  | 21.77 | - | 21.77 | 2018-02-02 02:00 | 2 | 2 | 2 |  | 25.67 | - | 25.67 | 2019-02-02 02:00 | 2 | 2 | 2 | W | 28.74 | - | 28.74
2017-02-02 03:00 | 2 | 2 | 3 |  | 21.91 | - | 21.91 | 2018-02-02 03:00 | 2 | 2 | 3 |  | 25.83 | - | 25.83 | 2019-02-02 03:00 | 2 | 2 | 3 | W | 28.96 | - | 28.96
2017-02-02 04:00 | 2 | 2 | 4 |  | 22.27 | - | 22.27 | 2018-02-02 04:00 | 2 | 2 | 4 |  | 26.85 | - | 26.85 | 2019-02-02 04:00 | 2 | 2 | 4 | W | 29.32 | - | 29.32
2017-02-02 05:00 | 2 | 2 | 5 |  | 24.47 | - | 24.47 | 2018-02-02 05:00 | 2 | 2 | 5 |  | 32.61 | - | 32.61 | 2019-02-02 05:00 | 2 | 2 | 5 | W | 30.85 | - | 30.85
2017-02-02 06:00 | 2 | 2 | 6 |  | 29.93 | - | 29.93 | 2018-02-02 06:00 | 2 | 2 | 6 |  | 46.43 | - | 46.43 | 2019-02-02 06:00 | 2 | 2 | 6 | W | 34.84 | - | 34.84
2017-02-02 07:00 | 2 | 2 | 7 |  | 33.71 | - | 33.71 | 2018-02-02 07:00 | 2 | 2 | 7 |  | 52.58 | - | 52.58 | 2019-02-02 07:00 | 2 | 2 | 7 | W | 37.39 | - | 37.39
2017-02-02 08:00 | 2 | 2 | 8 |  | 29.76 | 29.76 | - | 2018-02-02 08:00 | 2 | 2 | 8 |  | 49.88 | 49.88 | - | 2019-02-02 08:00 | 2 | 2 | 8 | W | 38.09 | - | 38.09
2017-02-02 09:00 | 2 | 2 | 9 |  | 29.04 | 29.04 | - | 2018-02-02 09:00 | 2 | 2 | 9 |  | 44.54 | 44.54 | - | 2019-02-02 09:00 | 2 | 2 | 9 | W | 36.27 | - | 36.27
2017-02-02 10:00 | 2 | 2 | 10 |  | 28.34 | 28.34 | - | 2018-02-02 10:00 | 2 | 2 | 10 |  | 57.42 | 57.42 | - | 2019-02-02 10:00 | 2 | 2 | 10 | W | 29.74 | - | 29.74
2017-02-02 11:00 | 2 | 2 | 11 |  | 27.44 | 27.44 | - | 2018-02-02 11:00 | 2 | 2 | 11 |  | 57.37 | 57.37 | - | 2019-02-02 11:00 | 2 | 2 | 11 | W | 26.97 | - | 26.97
2017-02-02 12:00 | 2 | 2 | 12 |  | 26.15 | 26.15 | - | 2018-02-02 12:00 | 2 | 2 | 12 |  | 46.07 | 46.07 | - | 2019-02-02 12:00 | 2 | 2 | 12 | W | 25.62 | - | 25.62
2017-02-02 13:00 | 2 | 2 | 13 |  | 25.88 | 25.88 | - | 2018-02-02 13:00 | 2 | 2 | 13 |  | 45.47 | 45.47 | - | 2019-02-02 13:00 | 2 | 2 | 13 | W | 24.1 | - | 24.1
2017-02-02 14:00 | 2 | 2 | 14 |  | 25.43 | 25.43 | - | 2018-02-02 14:00 | 2 | 2 | 14 |  | 41.93 | 41.93 | - | 2019-02-02 14:00 | 2 | 2 | 14 | W | 23.56 | - | 23.56
2017-02-02 15:00 | 2 | 2 | 15 |  | 25.14 | 25.14 | - | 2018-02-02 15:00 | 2 | 2 | 15 |  | 40.85 | 40.85 | - | 2019-02-02 15:00 | 2 | 2 | 15 | W | 23.34 | - | 23.34
2017-02-02 16:00 | 2 | 2 | 16 |  | 25.81 | 25.81 | - | 2018-02-02 16:00 | 2 | 2 | 16 |  | 47.72 | 47.72 | - | 2019-02-02 16:00 | 2 | 2 | 16 | W | 23.45 | - | 23.45
2017-02-02 17:00 | 2 | 2 | 17 |  | 33.41 | - | 33.41 | 2018-02-02 17:00 | 2 | 2 | 17 |  | 61.21 | - | 61.21 | 2019-02-02 17:00 | 2 | 2 | 17 | W | 27.37 | - | 27.37
2017-02-02 18:00 | 2 | 2 | 18 |  | 38.83 | - | 38.83 | 2018-02-02 18:00 | 2 | 2 | 18 |  | 74.65 | - | 74.65 | 2019-02-02 18:00 | 2 | 2 | 18 | W | 29.86 | - | 29.86
2017-02-02 19:00 | 2 | 2 | 19 |  | 36.55 | - | 36.55 | 2018-02-02 19:00 | 2 | 2 | 19 |  | 70.25 | - | 70.25 | 2019-02-02 19:00 | 2 | 2 | 19 | W | 27.62 | - | 27.62
2017-02-02 20:00 | 2 | 2 | 20 |  | 35.53 | - | 35.53 | 2018-02-02 20:00 | 2 | 2 | 20 |  | 55.37 | - | 55.37 | 2019-02-02 20:00 | 2 | 2 | 20 | W | 27.18 | - | 27.18
2017-02-02 21:00 | 2 | 2 | 21 |  | 31.92 | - | 31.92 | 2018-02-02 21:00 | 2 | 2 | 21 |  | 58.02 | - | 58.02 | 2019-02-02 21:00 | 2 | 2 | 21 | W | 25.73 | - | 25.73
2017-02-02 22:00 | 2 | 2 | 22 |  | 26.41 | - | 26.41 | 2018-02-02 22:00 | 2 | 2 | 22 |  | 47.21 | - | 47.21 | 2019-02-02 22:00 | 2 | 2 | 22 | W | 25.02 | - | 25.02
2017-02-02 23:00 | 2 | 2 | 23 |  | 25.72 | - | 25.72 | 2018-02-02 23:00 | 2 | 2 | 23 |  | 39.29 | - | 39.29 | 2019-02-02 23:00 | 2 | 2 | 23 | W | 23.03 | - | 23.03
2017-02-03 | 2 | 3 | 0 |  | 24.36 | - | 24.36 | 2018-02-03 | 2 | 3 | 0 | W | 36.35 | - | 36.35 | 2019-02-03 | 2 | 3 | 0 | W | 22.7 | - | 22.7
2017-02-03 01:00 | 2 | 3 | 1 |  | 24.02 | - | 24.02 | 2018-02-03 01:00 | 2 | 3 | 1 | W | 34.64 | - | 34.64 | 2019-02-03 01:00 | 2 | 3 | 1 | W | 22.19 | - | 22.19
2017-02-03 02:00 | 2 | 3 | 2 |  | 24.03 | - | 24.03 | 2018-02-03 02:00 | 2 | 3 | 2 | W | 32.64 | - | 32.64 | 2019-02-03 02:00 | 2 | 3 | 2 | W | 21.48 | - | 21.48
2017-02-03 03:00 | 2 | 3 | 3 |  | 24.24 | - | 24.24 | 2018-02-03 03:00 | 2 | 3 | 3 | W | 33.46 | - | 33.46 | 2019-02-03 03:00 | 2 | 3 | 3 | W | 21.53 | - | 21.53
2017-02-03 04:00 | 2 | 3 | 4 |  | 24.28 | - | 24.28 | 2018-02-03 04:00 | 2 | 3 | 4 | W | 33.41 | - | 33.41 | 2019-02-03 04:00 | 2 | 3 | 4 | W | 21.55 | - | 21.55
2017-02-03 05:00 | 2 | 3 | 5 |  | 26.42 | - | 26.42 | 2018-02-03 05:00 | 2 | 3 | 5 | W | 37.6 | - | 37.6 | 2019-02-03 05:00 | 2 | 3 | 5 | W | 22.51 | - | 22.51
2017-02-03 06:00 | 2 | 3 | 6 |  | 40.23 | - | 40.23 | 2018-02-03 06:00 | 2 | 3 | 6 | W | 42.67 | - | 42.67 | 2019-02-03 06:00 | 2 | 3 | 6 | W | 22.93 | - | 22.93
2017-02-03 07:00 | 2 | 3 | 7 |  | 43.25 | - | 43.25 | 2018-02-03 07:00 | 2 | 3 | 7 | W | 49.85 | - | 49.85 | 2019-02-03 07:00 | 2 | 3 | 7 | W | 23.52 | - | 23.52
2017-02-03 08:00 | 2 | 3 | 8 |  | 34.26 | 34.26 | - | 2018-02-03 08:00 | 2 | 3 | 8 | W | 47.34 | - | 47.34 | 2019-02-03 08:00 | 2 | 3 | 8 | W | 24.54 | - | 24.54
2017-02-03 09:00 | 2 | 3 | 9 |  | 33.27 | 33.27 | - | 2018-02-03 09:00 | 2 | 3 | 9 | W | 43.35 | - | 43.35 | 2019-02-03 09:00 | 2 | 3 | 9 | W | 24.15 | - | 24.15
2017-02-03 10:00 | 2 | 3 | 10 |  | 31.81 | 31.81 | - | 2018-02-03 10:00 | 2 | 3 | 10 | W | 31.32 | - | 31.32 | 2019-02-03 10:00 | 2 | 3 | 10 | W | 23.39 | - | 23.39
2017-02-03 11:00 | 2 | 3 | 11 |  | 30.78 | 30.78 | - | 2018-02-03 11:00 | 2 | 3 | 11 | W | 28.02 | - | 28.02 | 2019-02-03 11:00 | 2 | 3 | 11 | W | 22.29 | - | 22.29
2017-02-03 12:00 | 2 | 3 | 12 |  | 28.46 | 28.46 | - | 2018-02-03 12:00 | 2 | 3 | 12 | W | 25.9 | - | 25.9 | 2019-02-03 12:00 | 2 | 3 | 12 | W | 21.35 | - | 21.35
2017-02-03 13:00 | 2 | 3 | 13 |  | 27.19 | 27.19 | - | 2018-02-03 13:00 | 2 | 3 | 13 | W | 24.66 | - | 24.66 | 2019-02-03 13:00 | 2 | 3 | 13 | W | 21.01 | - | 21.01
2017-02-03 14:00 | 2 | 3 | 14 |  | 26.25 | 26.25 | - | 2018-02-03 14:00 | 2 | 3 | 14 | W | 24.15 | - | 24.15 | 2019-02-03 14:00 | 2 | 3 | 14 | W | 20.76 | - | 20.76
2017-02-03 15:00 | 2 | 3 | 15 |  | 25.81 | 25.81 | - | 2018-02-03 15:00 | 2 | 3 | 15 | W | 23.56 | - | 23.56 | 2019-02-03 15:00 | 2 | 3 | 15 | W | 20.6 | - | 20.6
2017-02-03 16:00 | 2 | 3 | 16 |  | 26.81 | 26.81 | - | 2018-02-03 16:00 | 2 | 3 | 16 | W | 24.49 | - | 24.49 | 2019-02-03 16:00 | 2 | 3 | 16 | W | 21.15 | - | 21.15
2017-02-03 17:00 | 2 | 3 | 17 |  | 31.39 | - | 31.39 | 2018-02-03 17:00 | 2 | 3 | 17 | W | 27.77 | - | 27.77 | 2019-02-03 17:00 | 2 | 3 | 17 | W | 24.15 | - | 24.15
2017-02-03 18:00 | 2 | 3 | 18 |  | 32.88 | - | 32.88 | 2018-02-03 18:00 | 2 | 3 | 18 | W | 30.67 | - | 30.67 | 2019-02-03 18:00 | 2 | 3 | 18 | W | 25.63 | - | 25.63
2017-02-03 19:00 | 2 | 3 | 19 |  | 32.05 | - | 32.05 | 2018-02-03 19:00 | 2 | 3 | 19 | W | 28.27 | - | 28.27 | 2019-02-03 19:00 | 2 | 3 | 19 | W | 24.29 | - | 24.29
2017-02-03 20:00 | 2 | 3 | 20 |  | 31.37 | - | 31.37 | 2018-02-03 20:00 | 2 | 3 | 20 | W | 28.68 | - | 28.68 | 2019-02-03 20:00 | 2 | 3 | 20 | W | 23.77 | - | 23.77
2017-02-03 21:00 | 2 | 3 | 21 |  | 29.71 | - | 29.71 | 2018-02-03 21:00 | 2 | 3 | 21 | W | 26.87 | - | 26.87 | 2019-02-03 21:00 | 2 | 3 | 21 | W | 22.87 | - | 22.87
2017-02-03 22:00 | 2 | 3 | 22 |  | 27.18 | - | 27.18 | 2018-02-03 22:00 | 2 | 3 | 22 | W | 25.01 | - | 25.01 | 2019-02-03 22:00 | 2 | 3 | 22 | W | 21.92 | - | 21.92
2017-02-03 23:00 | 2 | 3 | 23 |  | 25.74 | - | 25.74 | 2018-02-03 23:00 | 2 | 3 | 23 | W | 23.66 | - | 23.66 | 2019-02-03 23:00 | 2 | 3 | 23 | W | 21.05 | - | 21.05
2017-02-04 | 2 | 4 | 0 | W | 25.87 | - | 25.87 | 2018-02-04 | 2 | 4 | 0 | W | 23.74 | - | 23.74 | 2019-02-04 | 2 | 4 | 0 |  | 19.98 | - | 19.98
2017-02-04 01:00 | 2 | 4 | 1 | W | 25.34 | - | 25.34 | 2018-02-04 01:00 | 2 | 4 | 1 | W | 23.59 | - | 23.59 | 2019-02-04 01:00 | 2 | 4 | 1 |  | 20.13 | - | 20.13
2017-02-04 02:00 | 2 | 4 | 2 | W | 24.81 | - | 24.81 | 2018-02-04 02:00 | 2 | 4 | 2 | W | 23.17 | - | 23.17 | 2019-02-04 02:00 | 2 | 4 | 2 |  | 19.93 | - | 19.93
2017-02-04 03:00 | 2 | 4 | 3 | W | 24.9 | - | 24.9 | 2018-02-04 03:00 | 2 | 4 | 3 | W | 23.23 | - | 23.23 | 2019-02-04 03:00 | 2 | 4 | 3 |  | 20.19 | - | 20.19
2017-02-04 04:00 | 2 | 4 | 4 | W | 25.38 | - | 25.38 | 2018-02-04 04:00 | 2 | 4 | 4 | W | 23.37 | - | 23.37 | 2019-02-04 04:00 | 2 | 4 | 4 |  | 20.98 | - | 20.98
2017-02-04 05:00 | 2 | 4 | 5 | W | 26.51 | - | 26.51 | 2018-02-04 05:00 | 2 | 4 | 5 | W | 23.73 | - | 23.73 | 2019-02-04 05:00 | 2 | 4 | 5 |  | 22.73 | - | 22.73
2017-02-04 06:00 | 2 | 4 | 6 | W | 31.63 | - | 31.63 | 2018-02-04 06:00 | 2 | 4 | 6 | W | 24.34 | - | 24.34 | 2019-02-04 06:00 | 2 | 4 | 6 |  | 29.64 | - | 29.64
2017-02-04 07:00 | 2 | 4 | 7 | W | 33.47 | - | 33.47 | 2018-02-04 07:00 | 2 | 4 | 7 | W | 24.69 | - | 24.69 | 2019-02-04 07:00 | 2 | 4 | 7 |  | 29.56 | - | 29.56
2017-02-04 08:00 | 2 | 4 | 8 | W | 33.5 | - | 33.5 | 2018-02-04 08:00 | 2 | 4 | 8 | W | 25.48 | - | 25.48 | 2019-02-04 08:00 | 2 | 4 | 8 |  | 26.64 | 26.64 | -
2017-02-04 09:00 | 2 | 4 | 9 | W | 33.63 | - | 33.63 | 2018-02-04 09:00 | 2 | 4 | 9 | W | 26.64 | - | 26.64 | 2019-02-04 09:00 | 2 | 4 | 9 |  | 26.27 | 26.27 | -
2017-02-04 10:00 | 2 | 4 | 10 | W | 29.89 | - | 29.89 | 2018-02-04 10:00 | 2 | 4 | 10 | W | 25.92 | - | 25.92 | 2019-02-04 10:00 | 2 | 4 | 10 |  | 24.77 | 24.77 | -
2017-02-04 11:00 | 2 | 4 | 11 | W | 27.42 | - | 27.42 | 2018-02-04 11:00 | 2 | 4 | 11 | W | 25.15 | - | 25.15 | 2019-02-04 11:00 | 2 | 4 | 11 |  | 23.56 | 23.56 | -
2017-02-04 12:00 | 2 | 4 | 12 | W | 25.81 | - | 25.81 | 2018-02-04 12:00 | 2 | 4 | 12 | W | 25.08 | - | 25.08 | 2019-02-04 12:00 | 2 | 4 | 12 |  | 22.77 | 22.77 | -
2017-02-04 13:00 | 2 | 4 | 13 | W | 25.13 | - | 25.13 | 2018-02-04 13:00 | 2 | 4 | 13 | W | 24.44 | - | 24.44 | 2019-02-04 13:00 | 2 | 4 | 13 |  | 22.22 | 22.22 | -
2017-02-04 14:00 | 2 | 4 | 14 | W | 24.47 | - | 24.47 | 2018-02-04 14:00 | 2 | 4 | 14 | W | 24.19 | - | 24.19 | 2019-02-04 14:00 | 2 | 4 | 14 |  | 21.4 | 21.4 | -
2017-02-04 15:00 | 2 | 4 | 15 | W | 24.29 | - | 24.29 | 2018-02-04 15:00 | 2 | 4 | 15 | W | 24.1 | - | 24.1 | 2019-02-04 15:00 | 2 | 4 | 15 |  | 21.05 | 21.05 | -
2017-02-04 16:00 | 2 | 4 | 16 | W | 24.97 | - | 24.97 | 2018-02-04 16:00 | 2 | 4 | 16 | W | 24.71 | - | 24.71 | 2019-02-04 16:00 | 2 | 4 | 16 |  | 21.8 | 21.8 | -
2017-02-04 17:00 | 2 | 4 | 17 | W | 28.81 | - | 28.81 | 2018-02-04 17:00 | 2 | 4 | 17 | W | 28.29 | - | 28.29 | 2019-02-04 17:00 | 2 | 4 | 17 |  | 25.33 | - | 25.33
2017-02-04 18:00 | 2 | 4 | 18 | W | 32.51 | - | 32.51 | 2018-02-04 18:00 | 2 | 4 | 18 | W | 28.69 | - | 28.69 | 2019-02-04 18:00 | 2 | 4 | 18 |  | 25.85 | - | 25.85
2017-02-04 19:00 | 2 | 4 | 19 | W | 30.56 | - | 30.56 | 2018-02-04 19:00 | 2 | 4 | 19 | W | 27.44 | - | 27.44 | 2019-02-04 19:00 | 2 | 4 | 19 |  | 24.57 | - | 24.57
2017-02-04 20:00 | 2 | 4 | 20 | W | 28.63 | - | 28.63 | 2018-02-04 20:00 | 2 | 4 | 20 | W | 27.47 | - | 27.47 | 2019-02-04 20:00 | 2 | 4 | 20 |  | 24 | - | 24
2017-02-04 21:00 | 2 | 4 | 21 | W | 26.65 | - | 26.65 | 2018-02-04 21:00 | 2 | 4 | 21 | W | 26.09 | - | 26.09 | 2019-02-04 21:00 | 2 | 4 | 21 |  | 23.08 | - | 23.08
2017-02-04 22:00 | 2 | 4 | 22 | W | 25.33 | - | 25.33 | 2018-02-04 22:00 | 2 | 4 | 22 | W | 24.77 | - | 24.77 | 2019-02-04 22:00 | 2 | 4 | 22 |  | 21.4 | - | 21.4
2017-02-04 23:00 | 2 | 4 | 23 | W | 24.29 | - | 24.29 | 2018-02-04 23:00 | 2 | 4 | 23 | W | 23.66 | - | 23.66 | 2019-02-04 23:00 | 2 | 4 | 23 |  | 20.8 | - | 20.8
2017-02-05 | 2 | 5 | 0 | W | 24.06 | - | 24.06 | 2018-02-05 | 2 | 5 | 0 |  | 23.21 | - | 23.21 | 2019-02-05 | 2 | 5 | 0 |  | 20.35 | - | 20.35
2017-02-05 01:00 | 2 | 5 | 1 | W | 23.61 | - | 23.61 | 2018-02-05 01:00 | 2 | 5 | 1 |  | 23.26 | - | 23.26 | 2019-02-05 01:00 | 2 | 5 | 1 |  | 20.21 | - | 20.21
2017-02-05 02:00 | 2 | 5 | 2 | W | 23 | - | 23 | 2018-02-05 02:00 | 2 | 5 | 2 |  | 23.27 | - | 23.27 | 2019-02-05 02:00 | 2 | 5 | 2 |  | 19.86 | - | 19.86
2017-02-05 03:00 | 2 | 5 | 3 | W | 22.84 | - | 22.84 | 2018-02-05 03:00 | 2 | 5 | 3 |  | 23.38 | - | 23.38 | 2019-02-05 03:00 | 2 | 5 | 3 |  | 20.11 | - | 20.11
2017-02-05 04:00 | 2 | 5 | 4 | W | 22.95 | - | 22.95 | 2018-02-05 04:00 | 2 | 5 | 4 |  | 24.14 | - | 24.14 | 2019-02-05 04:00 | 2 | 5 | 4 |  | 21.45 | - | 21.45
2017-02-05 05:00 | 2 | 5 | 5 | W | 23.72 | - | 23.72 | 2018-02-05 05:00 | 2 | 5 | 5 |  | 28.33 | - | 28.33 | 2019-02-05 05:00 | 2 | 5 | 5 |  | 23.14 | - | 23.14
2017-02-05 06:00 | 2 | 5 | 6 | W | 25.04 | - | 25.04 | 2018-02-05 06:00 | 2 | 5 | 6 |  | 39.98 | - | 39.98 | 2019-02-05 06:00 | 2 | 5 | 6 |  | 28.54 | - | 28.54
2017-02-05 07:00 | 2 | 5 | 7 | W | 25.51 | - | 25.51 | 2018-02-05 07:00 | 2 | 5 | 7 |  | 43.75 | - | 43.75 | 2019-02-05 07:00 | 2 | 5 | 7 |  | 28.23 | - | 28.23
2017-02-05 08:00 | 2 | 5 | 8 | W | 25.64 | - | 25.64 | 2018-02-05 08:00 | 2 | 5 | 8 |  | 38.72 | 38.72 | - | 2019-02-05 08:00 | 2 | 5 | 8 |  | 26.47 | 26.47 | -
2017-02-05 09:00 | 2 | 5 | 9 | W | 25.42 | - | 25.42 | 2018-02-05 09:00 | 2 | 5 | 9 |  | 38.02 | 38.02 | - | 2019-02-05 09:00 | 2 | 5 | 9 |  | 26.24 | 26.24 | -
2017-02-05 10:00 | 2 | 5 | 10 | W | 24.29 | - | 24.29 | 2018-02-05 10:00 | 2 | 5 | 10 |  | 36.77 | 36.77 | - | 2019-02-05 10:00 | 2 | 5 | 10 |  | 25.7 | 25.7 | -
2017-02-05 11:00 | 2 | 5 | 11 | W | 23.62 | - | 23.62 | 2018-02-05 11:00 | 2 | 5 | 11 |  | 33.95 | 33.95 | - | 2019-02-05 11:00 | 2 | 5 | 11 |  | 24.75 | 24.75 | -
2017-02-05 12:00 | 2 | 5 | 12 | W | 23.49 | - | 23.49 | 2018-02-05 12:00 | 2 | 5 | 12 |  | 30.39 | 30.39 | - | 2019-02-05 12:00 | 2 | 5 | 12 |  | 24.17 | 24.17 | -
2017-02-05 13:00 | 2 | 5 | 13 | W | 23.03 | - | 23.03 | 2018-02-05 13:00 | 2 | 5 | 13 |  | 28.79 | 28.79 | - | 2019-02-05 13:00 | 2 | 5 | 13 |  | 24.07 | 24.07 | -
2017-02-05 14:00 | 2 | 5 | 14 | W | 22.58 | - | 22.58 | 2018-02-05 14:00 | 2 | 5 | 14 |  | 27.32 | 27.32 | - | 2019-02-05 14:00 | 2 | 5 | 14 |  | 23.51 | 23.51 | -
2017-02-05 15:00 | 2 | 5 | 15 | W | 22.48 | - | 22.48 | 2018-02-05 15:00 | 2 | 5 | 15 |  | 26.98 | 26.98 | - | 2019-02-05 15:00 | 2 | 5 | 15 |  | 23.15 | 23.15 | -
2017-02-05 16:00 | 2 | 5 | 16 | W | 23 | - | 23 | 2018-02-05 16:00 | 2 | 5 | 16 |  | 28.74 | 28.74 | - | 2019-02-05 16:00 | 2 | 5 | 16 |  | 23.79 | 23.79 | -
2017-02-05 17:00 | 2 | 5 | 17 | W | 26.72 | - | 26.72 | 2018-02-05 17:00 | 2 | 5 | 17 |  | 39 | - | 39 | 2019-02-05 17:00 | 2 | 5 | 17 |  | 26.45 | - | 26.45
2017-02-05 18:00 | 2 | 5 | 18 | W | 26.54 | - | 26.54 | 2018-02-05 18:00 | 2 | 5 | 18 |  | 41.58 | - | 41.58 | 2019-02-05 18:00 | 2 | 5 | 18 |  | 29.42 | - | 29.42
2017-02-05 19:00 | 2 | 5 | 19 | W | 25.59 | - | 25.59 | 2018-02-05 19:00 | 2 | 5 | 19 |  | 39.86 | - | 39.86 | 2019-02-05 19:00 | 2 | 5 | 19 |  | 27.34 | - | 27.34
2017-02-05 20:00 | 2 | 5 | 20 | W | 25.13 | - | 25.13 | 2018-02-05 20:00 | 2 | 5 | 20 |  | 39.44 | - | 39.44 | 2019-02-05 20:00 | 2 | 5 | 20 |  | 26.36 | - | 26.36
2017-02-05 21:00 | 2 | 5 | 21 | W | 24.41 | - | 24.41 | 2018-02-05 21:00 | 2 | 5 | 21 |  | 36.02 | - | 36.02 | 2019-02-05 21:00 | 2 | 5 | 21 |  | 24.23 | - | 24.23
2017-02-05 22:00 | 2 | 5 | 22 | W | 23.21 | - | 23.21 | 2018-02-05 22:00 | 2 | 5 | 22 |  | 31.32 | - | 31.32 | 2019-02-05 22:00 | 2 | 5 | 22 |  | 22.7 | - | 22.7
2017-02-05 23:00 | 2 | 5 | 23 | W | 22.46 | - | 22.46 | 2018-02-05 23:00 | 2 | 5 | 23 |  | 27.53 | - | 27.53 | 2019-02-05 23:00 | 2 | 5 | 23 |  | 20.44 | - | 20.44
2017-02-06 | 2 | 6 | 0 |  | 21.92 | - | 21.92 | 2018-02-06 | 2 | 6 | 0 |  | 26.31 | - | 26.31 | 2019-02-06 | 2 | 6 | 0 |  | 19.69 | - | 19.69
2017-02-06 01:00 | 2 | 6 | 1 |  | 21.62 | - | 21.62 | 2018-02-06 01:00 | 2 | 6 | 1 |  | 25.44 | - | 25.44 | 2019-02-06 01:00 | 2 | 6 | 1 |  | 19.41 | - | 19.41
2017-02-06 02:00 | 2 | 6 | 2 |  | 21.61 | - | 21.61 | 2018-02-06 02:00 | 2 | 6 | 2 |  | 25.15 | - | 25.15 | 2019-02-06 02:00 | 2 | 6 | 2 |  | 19.4 | - | 19.4
2017-02-06 03:00 | 2 | 6 | 3 |  | 21.73 | - | 21.73 | 2018-02-06 03:00 | 2 | 6 | 3 |  | 25.19 | - | 25.19 | 2019-02-06 03:00 | 2 | 6 | 3 |  | 19.49 | - | 19.49
2017-02-06 04:00 | 2 | 6 | 4 |  | 23.21 | - | 23.21 | 2018-02-06 04:00 | 2 | 6 | 4 |  | 25.75 | - | 25.75 | 2019-02-06 04:00 | 2 | 6 | 4 |  | 19.78 | - | 19.78
2017-02-06 05:00 | 2 | 6 | 5 |  | 25.95 | - | 25.95 | 2018-02-06 05:00 | 2 | 6 | 5 |  | 29.02 | - | 29.02 | 2019-02-06 05:00 | 2 | 6 | 5 |  | 21.29 | - | 21.29
2017-02-06 06:00 | 2 | 6 | 6 |  | 35.13 | - | 35.13 | 2018-02-06 06:00 | 2 | 6 | 6 |  | 37.61 | - | 37.61 | 2019-02-06 06:00 | 2 | 6 | 6 |  | 26.09 | - | 26.09
2017-02-06 07:00 | 2 | 6 | 7 |  | 38.4 | - | 38.4 | 2018-02-06 07:00 | 2 | 6 | 7 |  | 42.89 | - | 42.89 | 2019-02-06 07:00 | 2 | 6 | 7 |  | 27.33 | - | 27.33
2017-02-06 08:00 | 2 | 6 | 8 |  | 33.34 | 33.34 | - | 2018-02-06 08:00 | 2 | 6 | 8 |  | 35.48 | 35.48 | - | 2019-02-06 08:00 | 2 | 6 | 8 |  | 26.37 | 26.37 | -
2017-02-06 09:00 | 2 | 6 | 9 |  | 30.98 | 30.98 | - | 2018-02-06 09:00 | 2 | 6 | 9 |  | 33.24 | 33.24 | - | 2019-02-06 09:00 | 2 | 6 | 9 |  | 25.69 | 25.69 | -
2017-02-06 10:00 | 2 | 6 | 10 |  | 29.71 | 29.71 | - | 2018-02-06 10:00 | 2 | 6 | 10 |  | 29.65 | 29.65 | - | 2019-02-06 10:00 | 2 | 6 | 10 |  | 25.05 | 25.05 | -
2017-02-06 11:00 | 2 | 6 | 11 |  | 28.19 | 28.19 | - | 2018-02-06 11:00 | 2 | 6 | 11 |  | 27.14 | 27.14 | - | 2019-02-06 11:00 | 2 | 6 | 11 |  | 24.39 | 24.39 | -
2017-02-06 12:00 | 2 | 6 | 12 |  | 26.81 | 26.81 | - | 2018-02-06 12:00 | 2 | 6 | 12 |  | 25.98 | 25.98 | - | 2019-02-06 12:00 | 2 | 6 | 12 |  | 23.72 | 23.72 | -
2017-02-06 13:00 | 2 | 6 | 13 |  | 25.79 | 25.79 | - | 2018-02-06 13:00 | 2 | 6 | 13 |  | 25.94 | 25.94 | - | 2019-02-06 13:00 | 2 | 6 | 13 |  | 23.47 | 23.47 | -
2017-02-06 14:00 | 2 | 6 | 14 |  | 25.06 | 25.06 | - | 2018-02-06 14:00 | 2 | 6 | 14 |  | 25.42 | 25.42 | - | 2019-02-06 14:00 | 2 | 6 | 14 |  | 23.22 | 23.22 | -
2017-02-06 15:00 | 2 | 6 | 15 |  | 24.8 | 24.8 | - | 2018-02-06 15:00 | 2 | 6 | 15 |  | 25.14 | 25.14 | - | 2019-02-06 15:00 | 2 | 6 | 15 |  | 23.2 | 23.2 | -
2017-02-06 16:00 | 2 | 6 | 16 |  | 25.38 | 25.38 | - | 2018-02-06 16:00 | 2 | 6 | 16 |  | 25.63 | 25.63 | - | 2019-02-06 16:00 | 2 | 6 | 16 |  | 23.64 | 23.64 | -
2017-02-06 17:00 | 2 | 6 | 17 |  | 30.4 | - | 30.4 | 2018-02-06 17:00 | 2 | 6 | 17 |  | 29.84 | - | 29.84 | 2019-02-06 17:00 | 2 | 6 | 17 |  | 26.62 | - | 26.62
2017-02-06 18:00 | 2 | 6 | 18 |  | 33.77 | - | 33.77 | 2018-02-06 18:00 | 2 | 6 | 18 |  | 33.18 | - | 33.18 | 2019-02-06 18:00 | 2 | 6 | 18 |  | 27.76 | - | 27.76
2017-02-06 19:00 | 2 | 6 | 19 |  | 30.86 | - | 30.86 | 2018-02-06 19:00 | 2 | 6 | 19 |  | 30.65 | - | 30.65 | 2019-02-06 19:00 | 2 | 6 | 19 |  | 25.53 | - | 25.53
2017-02-06 20:00 | 2 | 6 | 20 |  | 28.5 | - | 28.5 | 2018-02-06 20:00 | 2 | 6 | 20 |  | 30.78 | - | 30.78 | 2019-02-06 20:00 | 2 | 6 | 20 |  | 24.26 | - | 24.26
2017-02-06 21:00 | 2 | 6 | 21 |  | 26.75 | - | 26.75 | 2018-02-06 21:00 | 2 | 6 | 21 |  | 27.8 | - | 27.8 | 2019-02-06 21:00 | 2 | 6 | 21 |  | 23.1 | - | 23.1
2017-02-06 22:00 | 2 | 6 | 22 |  | 23.66 | - | 23.66 | 2018-02-06 22:00 | 2 | 6 | 22 |  | 25.25 | - | 25.25 | 2019-02-06 22:00 | 2 | 6 | 22 |  | 20.8 | - | 20.8
2017-02-06 23:00 | 2 | 6 | 23 |  | 22.26 | - | 22.26 | 2018-02-06 23:00 | 2 | 6 | 23 |  | 24.42 | - | 24.42 | 2019-02-06 23:00 | 2 | 6 | 23 |  | 19.88 | - | 19.88
2017-02-07 | 2 | 7 | 0 |  | 20.91 | - | 20.91 | 2018-02-07 | 2 | 7 | 0 |  | 25.04 | - | 25.04 | 2019-02-07 | 2 | 7 | 0 |  | 19.3 | - | 19.3
2017-02-07 01:00 | 2 | 7 | 1 |  | 20.69 | - | 20.69 | 2018-02-07 01:00 | 2 | 7 | 1 |  | 24.21 | - | 24.21 | 2019-02-07 01:00 | 2 | 7 | 1 |  | 19.2 | - | 19.2
2017-02-07 02:00 | 2 | 7 | 2 |  | 20.68 | - | 20.68 | 2018-02-07 02:00 | 2 | 7 | 2 |  | 24.17 | - | 24.17 | 2019-02-07 02:00 | 2 | 7 | 2 |  | 19.18 | - | 19.18
2017-02-07 03:00 | 2 | 7 | 3 |  | 20.54 | - | 20.54 | 2018-02-07 03:00 | 2 | 7 | 3 |  | 24.15 | - | 24.15 | 2019-02-07 03:00 | 2 | 7 | 3 |  | 19.2 | - | 19.2
2017-02-07 04:00 | 2 | 7 | 4 |  | 20.71 | - | 20.71 | 2018-02-07 04:00 | 2 | 7 | 4 |  | 24.15 | - | 24.15 | 2019-02-07 04:00 | 2 | 7 | 4 |  | 19.21 | - | 19.21
2017-02-07 05:00 | 2 | 7 | 5 |  | 22.64 | - | 22.64 | 2018-02-07 05:00 | 2 | 7 | 5 |  | 26.39 | - | 26.39 | 2019-02-07 05:00 | 2 | 7 | 5 |  | 20.4 | - | 20.4
2017-02-07 06:00 | 2 | 7 | 6 |  | 28.86 | - | 28.86 | 2018-02-07 06:00 | 2 | 7 | 6 |  | 35.47 | - | 35.47 | 2019-02-07 06:00 | 2 | 7 | 6 |  | 24.77 | - | 24.77
2017-02-07 07:00 | 2 | 7 | 7 |  | 28.68 | - | 28.68 | 2018-02-07 07:00 | 2 | 7 | 7 |  | 43.15 | - | 43.15 | 2019-02-07 07:00 | 2 | 7 | 7 |  | 26.19 | - | 26.19
2017-02-07 08:00 | 2 | 7 | 8 |  | 26.73 | 26.73 | - | 2018-02-07 08:00 | 2 | 7 | 8 |  | 40.06 | 40.06 | - | 2019-02-07 08:00 | 2 | 7 | 8 |  | 25.09 | 25.09 | -
2017-02-07 09:00 | 2 | 7 | 9 |  | 26.54 | 26.54 | - | 2018-02-07 09:00 | 2 | 7 | 9 |  | 39.92 | 39.92 | - | 2019-02-07 09:00 | 2 | 7 | 9 |  | 24.5 | 24.5 | -
2017-02-07 10:00 | 2 | 7 | 10 |  | 26.03 | 26.03 | - | 2018-02-07 10:00 | 2 | 7 | 10 |  | 38.58 | 38.58 | - | 2019-02-07 10:00 | 2 | 7 | 10 |  | 24.05 | 24.05 | -
2017-02-07 11:00 | 2 | 7 | 11 |  | 25.92 | 25.92 | - | 2018-02-07 11:00 | 2 | 7 | 11 |  | 36.53 | 36.53 | - | 2019-02-07 11:00 | 2 | 7 | 11 |  | 24.02 | 24.02 | -
2017-02-07 12:00 | 2 | 7 | 12 |  | 25.17 | 25.17 | - | 2018-02-07 12:00 | 2 | 7 | 12 |  | 33.52 | 33.52 | - | 2019-02-07 12:00 | 2 | 7 | 12 |  | 23.19 | 23.19 | -
2017-02-07 13:00 | 2 | 7 | 13 |  | 24.42 | 24.42 | - | 2018-02-07 13:00 | 2 | 7 | 13 |  | 32.11 | 32.11 | - | 2019-02-07 13:00 | 2 | 7 | 13 |  | 22.73 | 22.73 | -
2017-02-07 14:00 | 2 | 7 | 14 |  | 23.48 | 23.48 | - | 2018-02-07 14:00 | 2 | 7 | 14 |  | 29.93 | 29.93 | - | 2019-02-07 14:00 | 2 | 7 | 14 |  | 21.75 | 21.75 | -
2017-02-07 15:00 | 2 | 7 | 15 |  | 23.08 | 23.08 | - | 2018-02-07 15:00 | 2 | 7 | 15 |  | 28.68 | 28.68 | - | 2019-02-07 15:00 | 2 | 7 | 15 |  | 21.43 | 21.43 | -
2017-02-07 16:00 | 2 | 7 | 16 |  | 22.68 | 22.68 | - | 2018-02-07 16:00 | 2 | 7 | 16 |  | 29.93 | 29.93 | - | 2019-02-07 16:00 | 2 | 7 | 16 |  | 21.41 | 21.41 | -
2017-02-07 17:00 | 2 | 7 | 17 |  | 25.08 | - | 25.08 | 2018-02-07 17:00 | 2 | 7 | 17 |  | 38.76 | - | 38.76 | 2019-02-07 17:00 | 2 | 7 | 17 |  | 23.18 | - | 23.18
2017-02-07 18:00 | 2 | 7 | 18 |  | 26.67 | - | 26.67 | 2018-02-07 18:00 | 2 | 7 | 18 |  | 41.53 | - | 41.53 | 2019-02-07 18:00 | 2 | 7 | 18 |  | 25.05 | - | 25.05
2017-02-07 19:00 | 2 | 7 | 19 |  | 25.45 | - | 25.45 | 2018-02-07 19:00 | 2 | 7 | 19 |  | 43.15 | - | 43.15 | 2019-02-07 19:00 | 2 | 7 | 19 |  | 23.45 | - | 23.45
2017-02-07 20:00 | 2 | 7 | 20 |  | 24.51 | - | 24.51 | 2018-02-07 20:00 | 2 | 7 | 20 |  | 37.45 | - | 37.45 | 2019-02-07 20:00 | 2 | 7 | 20 |  | 22.21 | - | 22.21
2017-02-07 21:00 | 2 | 7 | 21 |  | 23.21 | - | 23.21 | 2018-02-07 21:00 | 2 | 7 | 21 |  | 33.2 | - | 33.2 | 2019-02-07 21:00 | 2 | 7 | 21 |  | 20.46 | - | 20.46
2017-02-07 22:00 | 2 | 7 | 22 |  | 21.38 | - | 21.38 | 2018-02-07 22:00 | 2 | 7 | 22 |  | 27.19 | - | 27.19 | 2019-02-07 22:00 | 2 | 7 | 22 |  | 19.58 | - | 19.58
2017-02-07 23:00 | 2 | 7 | 23 |  | 19.55 | - | 19.55 | 2018-02-07 23:00 | 2 | 7 | 23 |  | 24.15 | - | 24.15 | 2019-02-07 23:00 | 2 | 7 | 23 |  | 18.68 | - | 18.68
2017-02-08 | 2 | 8 | 0 |  | 20.07 | - | 20.07 | 2018-02-08 | 2 | 8 | 0 |  | 25.02 | - | 25.02 | 2019-02-08 | 2 | 8 | 0 |  | 18.77 | - | 18.77
2017-02-08 01:00 | 2 | 8 | 1 |  | 20.04 | - | 20.04 | 2018-02-08 01:00 | 2 | 8 | 1 |  | 24.79 | - | 24.79 | 2019-02-08 01:00 | 2 | 8 | 1 |  | 18.59 | - | 18.59
2017-02-08 02:00 | 2 | 8 | 2 |  | 19.99 | - | 19.99 | 2018-02-08 02:00 | 2 | 8 | 2 |  | 24.98 | - | 24.98 | 2019-02-08 02:00 | 2 | 8 | 2 |  | 18.44 | - | 18.44
2017-02-08 03:00 | 2 | 8 | 3 |  | 19.92 | - | 19.92 | 2018-02-08 03:00 | 2 | 8 | 3 |  | 25.57 | - | 25.57 | 2019-02-08 03:00 | 2 | 8 | 3 |  | 18.62 | - | 18.62
2017-02-08 04:00 | 2 | 8 | 4 |  | 20.25 | - | 20.25 | 2018-02-08 04:00 | 2 | 8 | 4 |  | 26.78 | - | 26.78 | 2019-02-08 04:00 | 2 | 8 | 4 |  | 19.29 | - | 19.29
2017-02-08 05:00 | 2 | 8 | 5 |  | 21.25 | - | 21.25 | 2018-02-08 05:00 | 2 | 8 | 5 |  | 31.69 | - | 31.69 | 2019-02-08 05:00 | 2 | 8 | 5 |  | 20.5 | - | 20.5
2017-02-08 06:00 | 2 | 8 | 6 |  | 26.26 | - | 26.26 | 2018-02-08 06:00 | 2 | 8 | 6 |  | 43.46 | - | 43.46 | 2019-02-08 06:00 | 2 | 8 | 6 |  | 26.32 | - | 26.32
2017-02-08 07:00 | 2 | 8 | 7 |  | 27.66 | - | 27.66 | 2018-02-08 07:00 | 2 | 8 | 7 |  | 49.3 | - | 49.3 | 2019-02-08 07:00 | 2 | 8 | 7 |  | 29.25 | - | 29.25
2017-02-08 08:00 | 2 | 8 | 8 |  | 26.16 | 26.16 | - | 2018-02-08 08:00 | 2 | 8 | 8 |  | 39.73 | 39.73 | - | 2019-02-08 08:00 | 2 | 8 | 8 |  | 27.56 | 27.56 | -
2017-02-08 09:00 | 2 | 8 | 9 |  | 27.17 | 27.17 | - | 2018-02-08 09:00 | 2 | 8 | 9 |  | 38.25 | 38.25 | - | 2019-02-08 09:00 | 2 | 8 | 9 |  | 28.34 | 28.34 | -
2017-02-08 10:00 | 2 | 8 | 10 |  | 26.78 | 26.78 | - | 2018-02-08 10:00 | 2 | 8 | 10 |  | 36.25 | 36.25 | - | 2019-02-08 10:00 | 2 | 8 | 10 |  | 27.83 | 27.83 | -
2017-02-08 11:00 | 2 | 8 | 11 |  | 27.21 | 27.21 | - | 2018-02-08 11:00 | 2 | 8 | 11 |  | 32.98 | 32.98 | - | 2019-02-08 11:00 | 2 | 8 | 11 |  | 28.19 | 28.19 | -
2017-02-08 12:00 | 2 | 8 | 12 |  | 25.82 | 25.82 | - | 2018-02-08 12:00 | 2 | 8 | 12 |  | 30.68 | 30.68 | - | 2019-02-08 12:00 | 2 | 8 | 12 |  | 27.24 | 27.24 | -
2017-02-08 13:00 | 2 | 8 | 13 |  | 25.53 | 25.53 | - | 2018-02-08 13:00 | 2 | 8 | 13 |  | 29.47 | 29.47 | - | 2019-02-08 13:00 | 2 | 8 | 13 |  | 26.45 | 26.45 | -
2017-02-08 14:00 | 2 | 8 | 14 |  | 24.68 | 24.68 | - | 2018-02-08 14:00 | 2 | 8 | 14 |  | 28.32 | 28.32 | - | 2019-02-08 14:00 | 2 | 8 | 14 |  | 25.84 | 25.84 | -
2017-02-08 15:00 | 2 | 8 | 15 |  | 24.3 | 24.3 | - | 2018-02-08 15:00 | 2 | 8 | 15 |  | 27.85 | 27.85 | - | 2019-02-08 15:00 | 2 | 8 | 15 |  | 24.91 | 24.91 | -
2017-02-08 16:00 | 2 | 8 | 16 |  | 24.61 | 24.61 | - | 2018-02-08 16:00 | 2 | 8 | 16 |  | 28.87 | 28.87 | - | 2019-02-08 16:00 | 2 | 8 | 16 |  | 25.12 | 25.12 | -
2017-02-08 17:00 | 2 | 8 | 17 |  | 29.36 | - | 29.36 | 2018-02-08 17:00 | 2 | 8 | 17 |  | 37.14 | - | 37.14 | 2019-02-08 17:00 | 2 | 8 | 17 |  | 32.81 | - | 32.81
2017-02-08 18:00 | 2 | 8 | 18 |  | 32.65 | - | 32.65 | 2018-02-08 18:00 | 2 | 8 | 18 |  | 42.62 | - | 42.62 | 2019-02-08 18:00 | 2 | 8 | 18 |  | 35.72 | - | 35.72
2017-02-08 19:00 | 2 | 8 | 19 |  | 31.21 | - | 31.21 | 2018-02-08 19:00 | 2 | 8 | 19 |  | 40.33 | - | 40.33 | 2019-02-08 19:00 | 2 | 8 | 19 |  | 37.27 | - | 37.27
2017-02-08 20:00 | 2 | 8 | 20 |  | 29.49 | - | 29.49 | 2018-02-08 20:00 | 2 | 8 | 20 |  | 38.27 | - | 38.27 | 2019-02-08 20:00 | 2 | 8 | 20 |  | 37.26 | - | 37.26
2017-02-08 21:00 | 2 | 8 | 21 |  | 26.53 | - | 26.53 | 2018-02-08 21:00 | 2 | 8 | 21 |  | 35.74 | - | 35.74 | 2019-02-08 21:00 | 2 | 8 | 21 |  | 37.31 | - | 37.31
2017-02-08 22:00 | 2 | 8 | 22 |  | 23.54 | - | 23.54 | 2018-02-08 22:00 | 2 | 8 | 22 |  | 31.06 | - | 31.06 | 2019-02-08 22:00 | 2 | 8 | 22 |  | 29.64 | - | 29.64
2017-02-08 23:00 | 2 | 8 | 23 |  | 21.71 | - | 21.71 | 2018-02-08 23:00 | 2 | 8 | 23 |  | 28.2 | - | 28.2 | 2019-02-08 23:00 | 2 | 8 | 23 |  | 25.42 | - | 25.42
2017-02-09 | 2 | 9 | 0 |  | 22.21 | - | 22.21 | 2018-02-09 | 2 | 9 | 0 |  | 27.36 | - | 27.36 | 2019-02-09 | 2 | 9 | 0 | W | 25.31 | - | 25.31
2017-02-09 01:00 | 2 | 9 | 1 |  | 22.14 | - | 22.14 | 2018-02-09 01:00 | 2 | 9 | 1 |  | 26.84 | - | 26.84 | 2019-02-09 01:00 | 2 | 9 | 1 | W | 24.35 | - | 24.35
2017-02-09 02:00 | 2 | 9 | 2 |  | 22.06 | - | 22.06 | 2018-02-09 02:00 | 2 | 9 | 2 |  | 26.34 | - | 26.34 | 2019-02-09 02:00 | 2 | 9 | 2 | W | 24.88 | - | 24.88
2017-02-09 03:00 | 2 | 9 | 3 |  | 22.13 | - | 22.13 | 2018-02-09 03:00 | 2 | 9 | 3 |  | 26.87 | - | 26.87 | 2019-02-09 03:00 | 2 | 9 | 3 | W | 25.25 | - | 25.25
2017-02-09 04:00 | 2 | 9 | 4 |  | 22.57 | - | 22.57 | 2018-02-09 04:00 | 2 | 9 | 4 |  | 27.39 | - | 27.39 | 2019-02-09 04:00 | 2 | 9 | 4 | W | 26.11 | - | 26.11
2017-02-09 05:00 | 2 | 9 | 5 |  | 24.29 | - | 24.29 | 2018-02-09 05:00 | 2 | 9 | 5 |  | 31.48 | - | 31.48 | 2019-02-09 05:00 | 2 | 9 | 5 | W | 27.99 | - | 27.99
2017-02-09 06:00 | 2 | 9 | 6 |  | 31.36 | - | 31.36 | 2018-02-09 06:00 | 2 | 9 | 6 |  | 36.87 | - | 36.87 | 2019-02-09 06:00 | 2 | 9 | 6 | W | 31.79 | - | 31.79
2017-02-09 07:00 | 2 | 9 | 7 |  | 35.09 | - | 35.09 | 2018-02-09 07:00 | 2 | 9 | 7 |  | 39.58 | - | 39.58 | 2019-02-09 07:00 | 2 | 9 | 7 | W | 35.67 | - | 35.67
2017-02-09 08:00 | 2 | 9 | 8 |  | 33.22 | 33.22 | - | 2018-02-09 08:00 | 2 | 9 | 8 |  | 35.63 | 35.63 | - | 2019-02-09 08:00 | 2 | 9 | 8 | W | 35.73 | - | 35.73
2017-02-09 09:00 | 2 | 9 | 9 |  | 35.27 | 35.27 | - | 2018-02-09 09:00 | 2 | 9 | 9 |  | 32.9 | 32.9 | - | 2019-02-09 09:00 | 2 | 9 | 9 | W | 35.74 | - | 35.74
2017-02-09 10:00 | 2 | 9 | 10 |  | 34.81 | 34.81 | - | 2018-02-09 10:00 | 2 | 9 | 10 |  | 29.36 | 29.36 | - | 2019-02-09 10:00 | 2 | 9 | 10 | W | 31.76 | - | 31.76
2017-02-09 11:00 | 2 | 9 | 11 |  | 34.69 | 34.69 | - | 2018-02-09 11:00 | 2 | 9 | 11 |  | 28.75 | 28.75 | - | 2019-02-09 11:00 | 2 | 9 | 11 | W | 27.84 | - | 27.84
2017-02-09 12:00 | 2 | 9 | 12 |  | 33.04 | 33.04 | - | 2018-02-09 12:00 | 2 | 9 | 12 |  | 26.49 | 26.49 | - | 2019-02-09 12:00 | 2 | 9 | 12 | W | 25.4 | - | 25.4
2017-02-09 13:00 | 2 | 9 | 13 |  | 32.42 | 32.42 | - | 2018-02-09 13:00 | 2 | 9 | 13 |  | 25.57 | 25.57 | - | 2019-02-09 13:00 | 2 | 9 | 13 | W | 24.42 | - | 24.42
2017-02-09 14:00 | 2 | 9 | 14 |  | 30.52 | 30.52 | - | 2018-02-09 14:00 | 2 | 9 | 14 |  | 24.5 | 24.5 | - | 2019-02-09 14:00 | 2 | 9 | 14 | W | 24.25 | - | 24.25
2017-02-09 15:00 | 2 | 9 | 15 |  | 30.12 | 30.12 | - | 2018-02-09 15:00 | 2 | 9 | 15 |  | 24.29 | 24.29 | - | 2019-02-09 15:00 | 2 | 9 | 15 | W | 24.34 | - | 24.34
2017-02-09 16:00 | 2 | 9 | 16 |  | 30.33 | 30.33 | - | 2018-02-09 16:00 | 2 | 9 | 16 |  | 24.56 | 24.56 | - | 2019-02-09 16:00 | 2 | 9 | 16 | W | 24.56 | - | 24.56
2017-02-09 17:00 | 2 | 9 | 17 |  | 38.79 | - | 38.79 | 2018-02-09 17:00 | 2 | 9 | 17 |  | 27.37 | - | 27.37 | 2019-02-09 17:00 | 2 | 9 | 17 | W | 30.61 | - | 30.61
2017-02-09 18:00 | 2 | 9 | 18 |  | 42.65 | - | 42.65 | 2018-02-09 18:00 | 2 | 9 | 18 |  | 29.54 | - | 29.54 | 2019-02-09 18:00 | 2 | 9 | 18 | W | 33.97 | - | 33.97
2017-02-09 19:00 | 2 | 9 | 19 |  | 40.66 | - | 40.66 | 2018-02-09 19:00 | 2 | 9 | 19 |  | 26.85 | - | 26.85 | 2019-02-09 19:00 | 2 | 9 | 19 | W | 35.06 | - | 35.06
2017-02-09 20:00 | 2 | 9 | 20 |  | 38.01 | - | 38.01 | 2018-02-09 20:00 | 2 | 9 | 20 |  | 27.15 | - | 27.15 | 2019-02-09 20:00 | 2 | 9 | 20 | W | 35.78 | - | 35.78
2017-02-09 21:00 | 2 | 9 | 21 |  | 38.67 | - | 38.67 | 2018-02-09 21:00 | 2 | 9 | 21 |  | 24.99 | - | 24.99 | 2019-02-09 21:00 | 2 | 9 | 21 | W | 31.65 | - | 31.65
2017-02-09 22:00 | 2 | 9 | 22 |  | 33.68 | - | 33.68 | 2018-02-09 22:00 | 2 | 9 | 22 |  | 23.33 | - | 23.33 | 2019-02-09 22:00 | 2 | 9 | 22 | W | 30.14 | - | 30.14
2017-02-09 23:00 | 2 | 9 | 23 |  | 29.01 | - | 29.01 | 2018-02-09 23:00 | 2 | 9 | 23 |  | 22.12 | - | 22.12 | 2019-02-09 23:00 | 2 | 9 | 23 | W | 26.57 | - | 26.57
2017-02-10 | 2 | 10 | 0 |  | 27.64 | - | 27.64 | 2018-02-10 | 2 | 10 | 0 | W | 22.34 | - | 22.34 | 2019-02-10 | 2 | 10 | 0 | W | 27.05 | - | 27.05
2017-02-10 01:00 | 2 | 10 | 1 |  | 26.16 | - | 26.16 | 2018-02-10 01:00 | 2 | 10 | 1 | W | 21.39 | - | 21.39 | 2019-02-10 01:00 | 2 | 10 | 1 | W | 26.74 | - | 26.74
2017-02-10 02:00 | 2 | 10 | 2 |  | 25.81 | - | 25.81 | 2018-02-10 02:00 | 2 | 10 | 2 | W | 21.12 | - | 21.12 | 2019-02-10 02:00 | 2 | 10 | 2 | W | 25.82 | - | 25.82
2017-02-10 03:00 | 2 | 10 | 3 |  | 25.96 | - | 25.96 | 2018-02-10 03:00 | 2 | 10 | 3 | W | 21.1 | - | 21.1 | 2019-02-10 03:00 | 2 | 10 | 3 | W | 26.32 | - | 26.32
2017-02-10 04:00 | 2 | 10 | 4 |  | 27.72 | - | 27.72 | 2018-02-10 04:00 | 2 | 10 | 4 | W | 21.08 | - | 21.08 | 2019-02-10 04:00 | 2 | 10 | 4 | W | 26.98 | - | 26.98
2017-02-10 05:00 | 2 | 10 | 5 |  | 33.08 | - | 33.08 | 2018-02-10 05:00 | 2 | 10 | 5 | W | 21.64 | - | 21.64 | 2019-02-10 05:00 | 2 | 10 | 5 | W | 28.73 | - | 28.73
2017-02-10 06:00 | 2 | 10 | 6 |  | 48.43 | - | 48.43 | 2018-02-10 06:00 | 2 | 10 | 6 | W | 23.01 | - | 23.01 | 2019-02-10 06:00 | 2 | 10 | 6 | W | 29.96 | - | 29.96
2017-02-10 07:00 | 2 | 10 | 7 |  | 45.59 | - | 45.59 | 2018-02-10 07:00 | 2 | 10 | 7 | W | 23.52 | - | 23.52 | 2019-02-10 07:00 | 2 | 10 | 7 | W | 34.46 | - | 34.46
2017-02-10 08:00 | 2 | 10 | 8 |  | 39.05 | 39.05 | - | 2018-02-10 08:00 | 2 | 10 | 8 | W | 24.72 | - | 24.72 | 2019-02-10 08:00 | 2 | 10 | 8 | W | 33.7 | - | 33.7
2017-02-10 09:00 | 2 | 10 | 9 |  | 37.44 | 37.44 | - | 2018-02-10 09:00 | 2 | 10 | 9 | W | 25.75 | - | 25.75 | 2019-02-10 09:00 | 2 | 10 | 9 | W | 34.44 | - | 34.44
2017-02-10 10:00 | 2 | 10 | 10 |  | 36.02 | 36.02 | - | 2018-02-10 10:00 | 2 | 10 | 10 | W | 25.7 | - | 25.7 | 2019-02-10 10:00 | 2 | 10 | 10 | W | 28.07 | - | 28.07
2017-02-10 11:00 | 2 | 10 | 11 |  | 32.02 | 32.02 | - | 2018-02-10 11:00 | 2 | 10 | 11 | W | 24.56 | - | 24.56 | 2019-02-10 11:00 | 2 | 10 | 11 | W | 25.23 | - | 25.23
2017-02-10 12:00 | 2 | 10 | 12 |  | 28.17 | 28.17 | - | 2018-02-10 12:00 | 2 | 10 | 12 | W | 23.77 | - | 23.77 | 2019-02-10 12:00 | 2 | 10 | 12 | W | 24.73 | - | 24.73
2017-02-10 13:00 | 2 | 10 | 13 |  | 27.06 | 27.06 | - | 2018-02-10 13:00 | 2 | 10 | 13 | W | 23.02 | - | 23.02 | 2019-02-10 13:00 | 2 | 10 | 13 | W | 24.41 | - | 24.41
2017-02-10 14:00 | 2 | 10 | 14 |  | 26.13 | 26.13 | - | 2018-02-10 14:00 | 2 | 10 | 14 | W | 22.53 | - | 22.53 | 2019-02-10 14:00 | 2 | 10 | 14 | W | 24.26 | - | 24.26
2017-02-10 15:00 | 2 | 10 | 15 |  | 25.82 | 25.82 | - | 2018-02-10 15:00 | 2 | 10 | 15 | W | 22.2 | - | 22.2 | 2019-02-10 15:00 | 2 | 10 | 15 | W | 24.42 | - | 24.42
2017-02-10 16:00 | 2 | 10 | 16 |  | 26.32 | 26.32 | - | 2018-02-10 16:00 | 2 | 10 | 16 | W | 22.46 | - | 22.46 | 2019-02-10 16:00 | 2 | 10 | 16 | W | 24.59 | - | 24.59
2017-02-10 17:00 | 2 | 10 | 17 |  | 30.31 | - | 30.31 | 2018-02-10 17:00 | 2 | 10 | 17 | W | 24.11 | - | 24.11 | 2019-02-10 17:00 | 2 | 10 | 17 | W | 33.3 | - | 33.3
2017-02-10 18:00 | 2 | 10 | 18 |  | 35.11 | - | 35.11 | 2018-02-10 18:00 | 2 | 10 | 18 | W | 25.86 | - | 25.86 | 2019-02-10 18:00 | 2 | 10 | 18 | W | 36.76 | - | 36.76
2017-02-10 19:00 | 2 | 10 | 19 |  | 31.4 | - | 31.4 | 2018-02-10 19:00 | 2 | 10 | 19 | W | 23.37 | - | 23.37 | 2019-02-10 19:00 | 2 | 10 | 19 | W | 33.67 | - | 33.67
2017-02-10 20:00 | 2 | 10 | 20 |  | 29.13 | - | 29.13 | 2018-02-10 20:00 | 2 | 10 | 20 | W | 23.48 | - | 23.48 | 2019-02-10 20:00 | 2 | 10 | 20 | W | 32.5 | - | 32.5
2017-02-10 21:00 | 2 | 10 | 21 |  | 27.09 | - | 27.09 | 2018-02-10 21:00 | 2 | 10 | 21 | W | 22.57 | - | 22.57 | 2019-02-10 21:00 | 2 | 10 | 21 | W | 28.95 | - | 28.95
2017-02-10 22:00 | 2 | 10 | 22 |  | 25.48 | - | 25.48 | 2018-02-10 22:00 | 2 | 10 | 22 | W | 21.16 | - | 21.16 | 2019-02-10 22:00 | 2 | 10 | 22 | W | 25.86 | - | 25.86
2017-02-10 23:00 | 2 | 10 | 23 |  | 23.61 | - | 23.61 | 2018-02-10 23:00 | 2 | 10 | 23 | W | 20.88 | - | 20.88 | 2019-02-10 23:00 | 2 | 10 | 23 | W | 24.03 | - | 24.03
2017-02-11 | 2 | 11 | 0 | W | 22.26 | - | 22.26 | 2018-02-11 | 2 | 11 | 0 | W | 20.51 | - | 20.51 | 2019-02-11 | 2 | 11 | 0 |  | 22.74 | - | 22.74
2017-02-11 01:00 | 2 | 11 | 1 | W | 22.04 | - | 22.04 | 2018-02-11 01:00 | 2 | 11 | 1 | W | 19.04 | - | 19.04 | 2019-02-11 01:00 | 2 | 11 | 1 |  | 22.82 | - | 22.82
2017-02-11 02:00 | 2 | 11 | 2 | W | 21.93 | - | 21.93 | 2018-02-11 02:00 | 2 | 11 | 2 | W | 19.04 | - | 19.04 | 2019-02-11 02:00 | 2 | 11 | 2 |  | 22.37 | - | 22.37
2017-02-11 03:00 | 2 | 11 | 3 | W | 21.95 | - | 21.95 | 2018-02-11 03:00 | 2 | 11 | 3 | W | 18.91 | - | 18.91 | 2019-02-11 03:00 | 2 | 11 | 3 |  | 22.7 | - | 22.7
2017-02-11 04:00 | 2 | 11 | 4 | W | 21.95 | - | 21.95 | 2018-02-11 04:00 | 2 | 11 | 4 | W | 18.92 | - | 18.92 | 2019-02-11 04:00 | 2 | 11 | 4 |  | 22.98 | - | 22.98
2017-02-11 05:00 | 2 | 11 | 5 | W | 22.12 | - | 22.12 | 2018-02-11 05:00 | 2 | 11 | 5 | W | 19.04 | - | 19.04 | 2019-02-11 05:00 | 2 | 11 | 5 |  | 24.9 | - | 24.9
2017-02-11 06:00 | 2 | 11 | 6 | W | 23.35 | - | 23.35 | 2018-02-11 06:00 | 2 | 11 | 6 | W | 19.42 | - | 19.42 | 2019-02-11 06:00 | 2 | 11 | 6 |  | 34.18 | - | 34.18
2017-02-11 07:00 | 2 | 11 | 7 | W | 24.85 | - | 24.85 | 2018-02-11 07:00 | 2 | 11 | 7 | W | 20.61 | - | 20.61 | 2019-02-11 07:00 | 2 | 11 | 7 |  | 35.67 | - | 35.67
2017-02-11 08:00 | 2 | 11 | 8 | W | 25.17 | - | 25.17 | 2018-02-11 08:00 | 2 | 11 | 8 | W | 21.67 | - | 21.67 | 2019-02-11 08:00 | 2 | 11 | 8 |  | 37.39 | 37.39 | -
2017-02-11 09:00 | 2 | 11 | 9 | W | 25.55 | - | 25.55 | 2018-02-11 09:00 | 2 | 11 | 9 | W | 22.64 | - | 22.64 | 2019-02-11 09:00 | 2 | 11 | 9 |  | 34.16 | 34.16 | -
2017-02-11 10:00 | 2 | 11 | 10 | W | 25.22 | - | 25.22 | 2018-02-11 10:00 | 2 | 11 | 10 | W | 23.05 | - | 23.05 | 2019-02-11 10:00 | 2 | 11 | 10 |  | 34.93 | 34.93 | -
2017-02-11 11:00 | 2 | 11 | 11 | W | 24.19 | - | 24.19 | 2018-02-11 11:00 | 2 | 11 | 11 | W | 22.89 | - | 22.89 | 2019-02-11 11:00 | 2 | 11 | 11 |  | 31.66 | 31.66 | -
2017-02-11 12:00 | 2 | 11 | 12 | W | 22.91 | - | 22.91 | 2018-02-11 12:00 | 2 | 11 | 12 | W | 22.66 | - | 22.66 | 2019-02-11 12:00 | 2 | 11 | 12 |  | 32.61 | 32.61 | -
2017-02-11 13:00 | 2 | 11 | 13 | W | 22.37 | - | 22.37 | 2018-02-11 13:00 | 2 | 11 | 13 | W | 22.17 | - | 22.17 | 2019-02-11 13:00 | 2 | 11 | 13 |  | 30.3 | 30.3 | -
2017-02-11 14:00 | 2 | 11 | 14 | W | 22.01 | - | 22.01 | 2018-02-11 14:00 | 2 | 11 | 14 | W | 21.97 | - | 21.97 | 2019-02-11 14:00 | 2 | 11 | 14 |  | 28.27 | 28.27 | -
2017-02-11 15:00 | 2 | 11 | 15 | W | 21.82 | - | 21.82 | 2018-02-11 15:00 | 2 | 11 | 15 | W | 21.76 | - | 21.76 | 2019-02-11 15:00 | 2 | 11 | 15 |  | 27.59 | 27.59 | -
2017-02-11 16:00 | 2 | 11 | 16 | W | 22.04 | - | 22.04 | 2018-02-11 16:00 | 2 | 11 | 16 | W | 22.29 | - | 22.29 | 2019-02-11 16:00 | 2 | 11 | 16 |  | 27.63 | 27.63 | -
2017-02-11 17:00 | 2 | 11 | 17 | W | 23.68 | - | 23.68 | 2018-02-11 17:00 | 2 | 11 | 17 | W | 24.39 | - | 24.39 | 2019-02-11 17:00 | 2 | 11 | 17 |  | 32.75 | - | 32.75
2017-02-11 18:00 | 2 | 11 | 18 | W | 25.51 | - | 25.51 | 2018-02-11 18:00 | 2 | 11 | 18 | W | 26.41 | - | 26.41 | 2019-02-11 18:00 | 2 | 11 | 18 |  | 32.65 | - | 32.65
2017-02-11 19:00 | 2 | 11 | 19 | W | 24.07 | - | 24.07 | 2018-02-11 19:00 | 2 | 11 | 19 | W | 24.73 | - | 24.73 | 2019-02-11 19:00 | 2 | 11 | 19 |  | 30.71 | - | 30.71
2017-02-11 20:00 | 2 | 11 | 20 | W | 23.69 | - | 23.69 | 2018-02-11 20:00 | 2 | 11 | 20 | W | 24.34 | - | 24.34 | 2019-02-11 20:00 | 2 | 11 | 20 |  | 28.34 | - | 28.34
2017-02-11 21:00 | 2 | 11 | 21 | W | 22.92 | - | 22.92 | 2018-02-11 21:00 | 2 | 11 | 21 | W | 23.04 | - | 23.04 | 2019-02-11 21:00 | 2 | 11 | 21 |  | 26.75 | - | 26.75
2017-02-11 22:00 | 2 | 11 | 22 | W | 21.69 | - | 21.69 | 2018-02-11 22:00 | 2 | 11 | 22 | W | 21.97 | - | 21.97 | 2019-02-11 22:00 | 2 | 11 | 22 |  | 23.84 | - | 23.84
2017-02-11 23:00 | 2 | 11 | 23 | W | 21.44 | - | 21.44 | 2018-02-11 23:00 | 2 | 11 | 23 | W | 20.37 | - | 20.37 | 2019-02-11 23:00 | 2 | 11 | 23 |  | 21.98 | - | 21.98
2017-02-12 | 2 | 12 | 0 | W | 21.22 | - | 21.22 | 2018-02-12 | 2 | 12 | 0 |  | 19.58 | - | 19.58 | 2019-02-12 | 2 | 12 | 0 |  | 21.86 | - | 21.86
2017-02-12 01:00 | 2 | 12 | 1 | W | 20.86 | - | 20.86 | 2018-02-12 01:00 | 2 | 12 | 1 |  | 19.49 | - | 19.49 | 2019-02-12 01:00 | 2 | 12 | 1 |  | 21.58 | - | 21.58
2017-02-12 02:00 | 2 | 12 | 2 | W | 20.84 | - | 20.84 | 2018-02-12 02:00 | 2 | 12 | 2 |  | 19.26 | - | 19.26 | 2019-02-12 02:00 | 2 | 12 | 2 |  | 21.3 | - | 21.3
2017-02-12 03:00 | 2 | 12 | 3 | W | 20.75 | - | 20.75 | 2018-02-12 03:00 | 2 | 12 | 3 |  | 19.6 | - | 19.6 | 2019-02-12 03:00 | 2 | 12 | 3 |  | 21.53 | - | 21.53
2017-02-12 04:00 | 2 | 12 | 4 | W | 20.8 | - | 20.8 | 2018-02-12 04:00 | 2 | 12 | 4 |  | 20.58 | - | 20.58 | 2019-02-12 04:00 | 2 | 12 | 4 |  | 22.04 | - | 22.04
2017-02-12 05:00 | 2 | 12 | 5 | W | 20.88 | - | 20.88 | 2018-02-12 05:00 | 2 | 12 | 5 |  | 22.26 | - | 22.26 | 2019-02-12 05:00 | 2 | 12 | 5 |  | 24.73 | - | 24.73
2017-02-12 06:00 | 2 | 12 | 6 | W | 21.62 | - | 21.62 | 2018-02-12 06:00 | 2 | 12 | 6 |  | 26.51 | - | 26.51 | 2019-02-12 06:00 | 2 | 12 | 6 |  | 28.38 | - | 28.38
2017-02-12 07:00 | 2 | 12 | 7 | W | 21.82 | - | 21.82 | 2018-02-12 07:00 | 2 | 12 | 7 |  | 27.99 | - | 27.99 | 2019-02-12 07:00 | 2 | 12 | 7 |  | 29.63 | - | 29.63
2017-02-12 08:00 | 2 | 12 | 8 | W | 22 | - | 22 | 2018-02-12 08:00 | 2 | 12 | 8 |  | 27.87 | 27.87 | - | 2019-02-12 08:00 | 2 | 12 | 8 |  | 28.79 | 28.79 | -
2017-02-12 09:00 | 2 | 12 | 9 | W | 22.52 | - | 22.52 | 2018-02-12 09:00 | 2 | 12 | 9 |  | 27.55 | 27.55 | - | 2019-02-12 09:00 | 2 | 12 | 9 |  | 29.01 | 29.01 | -
2017-02-12 10:00 | 2 | 12 | 10 | W | 22.65 | - | 22.65 | 2018-02-12 10:00 | 2 | 12 | 10 |  | 27.95 | 27.95 | - | 2019-02-12 10:00 | 2 | 12 | 10 |  | 28.02 | 28.02 | -
2017-02-12 11:00 | 2 | 12 | 11 | W | 22.64 | - | 22.64 | 2018-02-12 11:00 | 2 | 12 | 11 |  | 27.11 | 27.11 | - | 2019-02-12 11:00 | 2 | 12 | 11 |  | 26.32 | 26.32 | -
2017-02-12 12:00 | 2 | 12 | 12 | W | 22.31 | - | 22.31 | 2018-02-12 12:00 | 2 | 12 | 12 |  | 26.9 | 26.9 | - | 2019-02-12 12:00 | 2 | 12 | 12 |  | 26.06 | 26.06 | -
2017-02-12 13:00 | 2 | 12 | 13 | W | 22.05 | - | 22.05 | 2018-02-12 13:00 | 2 | 12 | 13 |  | 25.92 | 25.92 | - | 2019-02-12 13:00 | 2 | 12 | 13 |  | 25.71 | 25.71 | -
2017-02-12 14:00 | 2 | 12 | 14 | W | 21.69 | - | 21.69 | 2018-02-12 14:00 | 2 | 12 | 14 |  | 25.08 | 25.08 | - | 2019-02-12 14:00 | 2 | 12 | 14 |  | 24.62 | 24.62 | -
2017-02-12 15:00 | 2 | 12 | 15 | W | 21.78 | - | 21.78 | 2018-02-12 15:00 | 2 | 12 | 15 |  | 24.67 | 24.67 | - | 2019-02-12 15:00 | 2 | 12 | 15 |  | 23.66 | 23.66 | -
2017-02-12 16:00 | 2 | 12 | 16 | W | 22.41 | - | 22.41 | 2018-02-12 16:00 | 2 | 12 | 16 |  | 25.21 | 25.21 | - | 2019-02-12 16:00 | 2 | 12 | 16 |  | 24.72 | 24.72 | -
2017-02-12 17:00 | 2 | 12 | 17 | W | 24.43 | - | 24.43 | 2018-02-12 17:00 | 2 | 12 | 17 |  | 28.08 | - | 28.08 | 2019-02-12 17:00 | 2 | 12 | 17 |  | 26.43 | - | 26.43
2017-02-12 18:00 | 2 | 12 | 18 | W | 26.73 | - | 26.73 | 2018-02-12 18:00 | 2 | 12 | 18 |  | 30.57 | - | 30.57 | 2019-02-12 18:00 | 2 | 12 | 18 |  | 27.73 | - | 27.73
2017-02-12 19:00 | 2 | 12 | 19 | W | 25.58 | - | 25.58 | 2018-02-12 19:00 | 2 | 12 | 19 |  | 30.13 | - | 30.13 | 2019-02-12 19:00 | 2 | 12 | 19 |  | 26.45 | - | 26.45
2017-02-12 20:00 | 2 | 12 | 20 | W | 24.92 | - | 24.92 | 2018-02-12 20:00 | 2 | 12 | 20 |  | 30.2 | - | 30.2 | 2019-02-12 20:00 | 2 | 12 | 20 |  | 25.98 | - | 25.98
2017-02-12 21:00 | 2 | 12 | 21 | W | 23.51 | - | 23.51 | 2018-02-12 21:00 | 2 | 12 | 21 |  | 28.31 | - | 28.31 | 2019-02-12 21:00 | 2 | 12 | 21 |  | 24.88 | - | 24.88
2017-02-12 22:00 | 2 | 12 | 22 | W | 22.67 | - | 22.67 | 2018-02-12 22:00 | 2 | 12 | 22 |  | 24.56 | - | 24.56 | 2019-02-12 22:00 | 2 | 12 | 22 |  | 22.5 | - | 22.5
2017-02-12 23:00 | 2 | 12 | 23 | W | 21.22 | - | 21.22 | 2018-02-12 23:00 | 2 | 12 | 23 |  | 22.76 | - | 22.76 | 2019-02-12 23:00 | 2 | 12 | 23 |  | 20.52 | - | 20.52
2017-02-13 | 2 | 13 | 0 |  | 20.64 | - | 20.64 | 2018-02-13 | 2 | 13 | 0 |  | 23.32 | - | 23.32 | 2019-02-13 | 2 | 13 | 0 |  | 21.6 | - | 21.6
2017-02-13 01:00 | 2 | 13 | 1 |  | 20.67 | - | 20.67 | 2018-02-13 01:00 | 2 | 13 | 1 |  | 23 | - | 23 | 2019-02-13 01:00 | 2 | 13 | 1 |  | 21.86 | - | 21.86
2017-02-13 02:00 | 2 | 13 | 2 |  | 20.7 | - | 20.7 | 2018-02-13 02:00 | 2 | 13 | 2 |  | 22.9 | - | 22.9 | 2019-02-13 02:00 | 2 | 13 | 2 |  | 21.9 | - | 21.9
2017-02-13 03:00 | 2 | 13 | 3 |  | 21.07 | - | 21.07 | 2018-02-13 03:00 | 2 | 13 | 3 |  | 23.08 | - | 23.08 | 2019-02-13 03:00 | 2 | 13 | 3 |  | 21.79 | - | 21.79
2017-02-13 04:00 | 2 | 13 | 4 |  | 22.28 | - | 22.28 | 2018-02-13 04:00 | 2 | 13 | 4 |  | 24.1 | - | 24.1 | 2019-02-13 04:00 | 2 | 13 | 4 |  | 22.73 | - | 22.73
2017-02-13 05:00 | 2 | 13 | 5 |  | 23.83 | - | 23.83 | 2018-02-13 05:00 | 2 | 13 | 5 |  | 29.24 | - | 29.24 | 2019-02-13 05:00 | 2 | 13 | 5 |  | 25.48 | - | 25.48
2017-02-13 06:00 | 2 | 13 | 6 |  | 30.15 | - | 30.15 | 2018-02-13 06:00 | 2 | 13 | 6 |  | 38.01 | - | 38.01 | 2019-02-13 06:00 | 2 | 13 | 6 |  | 31.8 | - | 31.8
2017-02-13 07:00 | 2 | 13 | 7 |  | 31.48 | - | 31.48 | 2018-02-13 07:00 | 2 | 13 | 7 |  | 43.77 | - | 43.77 | 2019-02-13 07:00 | 2 | 13 | 7 |  | 32.98 | - | 32.98
2017-02-13 08:00 | 2 | 13 | 8 |  | 29.25 | 29.25 | - | 2018-02-13 08:00 | 2 | 13 | 8 |  | 33.53 | 33.53 | - | 2019-02-13 08:00 | 2 | 13 | 8 |  | 32.01 | 32.01 | -
2017-02-13 09:00 | 2 | 13 | 9 |  | 28.93 | 28.93 | - | 2018-02-13 09:00 | 2 | 13 | 9 |  | 30.97 | 30.97 | - | 2019-02-13 09:00 | 2 | 13 | 9 |  | 28 | 28 | -
2017-02-13 10:00 | 2 | 13 | 10 |  | 28.82 | 28.82 | - | 2018-02-13 10:00 | 2 | 13 | 10 |  | 29.6 | 29.6 | - | 2019-02-13 10:00 | 2 | 13 | 10 |  | 27.08 | 27.08 | -
2017-02-13 11:00 | 2 | 13 | 11 |  | 28.12 | 28.12 | - | 2018-02-13 11:00 | 2 | 13 | 11 |  | 26.67 | 26.67 | - | 2019-02-13 11:00 | 2 | 13 | 11 |  | 25.99 | 25.99 | -
2017-02-13 12:00 | 2 | 13 | 12 |  | 26.81 | 26.81 | - | 2018-02-13 12:00 | 2 | 13 | 12 |  | 25.37 | 25.37 | - | 2019-02-13 12:00 | 2 | 13 | 12 |  | 25.54 | 25.54 | -
2017-02-13 13:00 | 2 | 13 | 13 |  | 25.9 | 25.9 | - | 2018-02-13 13:00 | 2 | 13 | 13 |  | 24.4 | 24.4 | - | 2019-02-13 13:00 | 2 | 13 | 13 |  | 25.34 | 25.34 | -
2017-02-13 14:00 | 2 | 13 | 14 |  | 24.89 | 24.89 | - | 2018-02-13 14:00 | 2 | 13 | 14 |  | 23.85 | 23.85 | - | 2019-02-13 14:00 | 2 | 13 | 14 |  | 25.14 | 25.14 | -
2017-02-13 15:00 | 2 | 13 | 15 |  | 24.6 | 24.6 | - | 2018-02-13 15:00 | 2 | 13 | 15 |  | 23.74 | 23.74 | - | 2019-02-13 15:00 | 2 | 13 | 15 |  | 24.87 | 24.87 | -
2017-02-13 16:00 | 2 | 13 | 16 |  | 25.28 | 25.28 | - | 2018-02-13 16:00 | 2 | 13 | 16 |  | 24.35 | 24.35 | - | 2019-02-13 16:00 | 2 | 13 | 16 |  | 25.22 | 25.22 | -
2017-02-13 17:00 | 2 | 13 | 17 |  | 30.63 | - | 30.63 | 2018-02-13 17:00 | 2 | 13 | 17 |  | 30.22 | - | 30.22 | 2019-02-13 17:00 | 2 | 13 | 17 |  | 29.07 | - | 29.07
2017-02-13 18:00 | 2 | 13 | 18 |  | 34.33 | - | 34.33 | 2018-02-13 18:00 | 2 | 13 | 18 |  | 31.43 | - | 31.43 | 2019-02-13 18:00 | 2 | 13 | 18 |  | 33.18 | - | 33.18
2017-02-13 19:00 | 2 | 13 | 19 |  | 32.01 | - | 32.01 | 2018-02-13 19:00 | 2 | 13 | 19 |  | 30.38 | - | 30.38 | 2019-02-13 19:00 | 2 | 13 | 19 |  | 30.95 | - | 30.95
2017-02-13 20:00 | 2 | 13 | 20 |  | 31.43 | - | 31.43 | 2018-02-13 20:00 | 2 | 13 | 20 |  | 28.17 | - | 28.17 | 2019-02-13 20:00 | 2 | 13 | 20 |  | 30.07 | - | 30.07
2017-02-13 21:00 | 2 | 13 | 21 |  | 29.28 | - | 29.28 | 2018-02-13 21:00 | 2 | 13 | 21 |  | 25.66 | - | 25.66 | 2019-02-13 21:00 | 2 | 13 | 21 |  | 26.69 | - | 26.69
2017-02-13 22:00 | 2 | 13 | 22 |  | 25.22 | - | 25.22 | 2018-02-13 22:00 | 2 | 13 | 22 |  | 23.44 | - | 23.44 | 2019-02-13 22:00 | 2 | 13 | 22 |  | 25.33 | - | 25.33
2017-02-13 23:00 | 2 | 13 | 23 |  | 23.99 | - | 23.99 | 2018-02-13 23:00 | 2 | 13 | 23 |  | 22.16 | - | 22.16 | 2019-02-13 23:00 | 2 | 13 | 23 |  | 22.85 | - | 22.85
2017-02-14 | 2 | 14 | 0 |  | 23.54 | - | 23.54 | 2018-02-14 | 2 | 14 | 0 |  | 21.63 | - | 21.63 | 2019-02-14 | 2 | 14 | 0 |  | 23.68 | - | 23.68
2017-02-14 01:00 | 2 | 14 | 1 |  | 23.37 | - | 23.37 | 2018-02-14 01:00 | 2 | 14 | 1 |  | 20.4 | - | 20.4 | 2019-02-14 01:00 | 2 | 14 | 1 |  | 23.47 | - | 23.47
2017-02-14 02:00 | 2 | 14 | 2 |  | 23.37 | - | 23.37 | 2018-02-14 02:00 | 2 | 14 | 2 |  | 20.24 | - | 20.24 | 2019-02-14 02:00 | 2 | 14 | 2 |  | 23.63 | - | 23.63
2017-02-14 03:00 | 2 | 14 | 3 |  | 23.45 | - | 23.45 | 2018-02-14 03:00 | 2 | 14 | 3 |  | 20.17 | - | 20.17 | 2019-02-14 03:00 | 2 | 14 | 3 |  | 23.62 | - | 23.62
2017-02-14 04:00 | 2 | 14 | 4 |  | 23.75 | - | 23.75 | 2018-02-14 04:00 | 2 | 14 | 4 |  | 20.23 | - | 20.23 | 2019-02-14 04:00 | 2 | 14 | 4 |  | 24.18 | - | 24.18
2017-02-14 05:00 | 2 | 14 | 5 |  | 26.87 | - | 26.87 | 2018-02-14 05:00 | 2 | 14 | 5 |  | 22.35 | - | 22.35 | 2019-02-14 05:00 | 2 | 14 | 5 |  | 26.76 | - | 26.76
2017-02-14 06:00 | 2 | 14 | 6 |  | 41.57 | - | 41.57 | 2018-02-14 06:00 | 2 | 14 | 6 |  | 28.5 | - | 28.5 | 2019-02-14 06:00 | 2 | 14 | 6 |  | 34.07 | - | 34.07
2017-02-14 07:00 | 2 | 14 | 7 |  | 40.95 | - | 40.95 | 2018-02-14 07:00 | 2 | 14 | 7 |  | 28.19 | - | 28.19 | 2019-02-14 07:00 | 2 | 14 | 7 |  | 35.65 | - | 35.65
2017-02-14 08:00 | 2 | 14 | 8 |  | 35.88 | 35.88 | - | 2018-02-14 08:00 | 2 | 14 | 8 |  | 28.4 | 28.4 | - | 2019-02-14 08:00 | 2 | 14 | 8 |  | 28.94 | 28.94 | -
2017-02-14 09:00 | 2 | 14 | 9 |  | 33.6 | 33.6 | - | 2018-02-14 09:00 | 2 | 14 | 9 |  | 27.22 | 27.22 | - | 2019-02-14 09:00 | 2 | 14 | 9 |  | 26.51 | 26.51 | -
2017-02-14 10:00 | 2 | 14 | 10 |  | 31.19 | 31.19 | - | 2018-02-14 10:00 | 2 | 14 | 10 |  | 25.34 | 25.34 | - | 2019-02-14 10:00 | 2 | 14 | 10 |  | 25.44 | 25.44 | -
2017-02-14 11:00 | 2 | 14 | 11 |  | 28.92 | 28.92 | - | 2018-02-14 11:00 | 2 | 14 | 11 |  | 23.4 | 23.4 | - | 2019-02-14 11:00 | 2 | 14 | 11 |  | 24.39 | 24.39 | -
2017-02-14 12:00 | 2 | 14 | 12 |  | 26.7 | 26.7 | - | 2018-02-14 12:00 | 2 | 14 | 12 |  | 22.8 | 22.8 | - | 2019-02-14 12:00 | 2 | 14 | 12 |  | 23.66 | 23.66 | -
2017-02-14 13:00 | 2 | 14 | 13 |  | 25.64 | 25.64 | - | 2018-02-14 13:00 | 2 | 14 | 13 |  | 21.89 | 21.89 | - | 2019-02-14 13:00 | 2 | 14 | 13 |  | 23.84 | 23.84 | -
2017-02-14 14:00 | 2 | 14 | 14 |  | 24.46 | 24.46 | - | 2018-02-14 14:00 | 2 | 14 | 14 |  | 21.45 | 21.45 | - | 2019-02-14 14:00 | 2 | 14 | 14 |  | 23.06 | 23.06 | -
2017-02-14 15:00 | 2 | 14 | 15 |  | 23.97 | 23.97 | - | 2018-02-14 15:00 | 2 | 14 | 15 |  | 21.16 | 21.16 | - | 2019-02-14 15:00 | 2 | 14 | 15 |  | 23.03 | 23.03 | -
2017-02-14 16:00 | 2 | 14 | 16 |  | 24.73 | 24.73 | - | 2018-02-14 16:00 | 2 | 14 | 16 |  | 21.48 | 21.48 | - | 2019-02-14 16:00 | 2 | 14 | 16 |  | 23.75 | 23.75 | -
2017-02-14 17:00 | 2 | 14 | 17 |  | 27.44 | - | 27.44 | 2018-02-14 17:00 | 2 | 14 | 17 |  | 24.87 | - | 24.87 | 2019-02-14 17:00 | 2 | 14 | 17 |  | 25.22 | - | 25.22
2017-02-14 18:00 | 2 | 14 | 18 |  | 34.49 | - | 34.49 | 2018-02-14 18:00 | 2 | 14 | 18 |  | 25.95 | - | 25.95 | 2019-02-14 18:00 | 2 | 14 | 18 |  | 27.08 | - | 27.08
2017-02-14 19:00 | 2 | 14 | 19 |  | 31.55 | - | 31.55 | 2018-02-14 19:00 | 2 | 14 | 19 |  | 23.71 | - | 23.71 | 2019-02-14 19:00 | 2 | 14 | 19 |  | 25.68 | - | 25.68
2017-02-14 20:00 | 2 | 14 | 20 |  | 31 | - | 31 | 2018-02-14 20:00 | 2 | 14 | 20 |  | 23.07 | - | 23.07 | 2019-02-14 20:00 | 2 | 14 | 20 |  | 25.14 | - | 25.14
2017-02-14 21:00 | 2 | 14 | 21 |  | 26.67 | - | 26.67 | 2018-02-14 21:00 | 2 | 14 | 21 |  | 21.85 | - | 21.85 | 2019-02-14 21:00 | 2 | 14 | 21 |  | 24.06 | - | 24.06
2017-02-14 22:00 | 2 | 14 | 22 |  | 23.99 | - | 23.99 | 2018-02-14 22:00 | 2 | 14 | 22 |  | 19.79 | - | 19.79 | 2019-02-14 22:00 | 2 | 14 | 22 |  | 21.91 | - | 21.91
2017-02-14 23:00 | 2 | 14 | 23 |  | 23.3 | - | 23.3 | 2018-02-14 23:00 | 2 | 14 | 23 |  | 18.65 | - | 18.65 | 2019-02-14 23:00 | 2 | 14 | 23 |  | 20.96 | - | 20.96
2017-02-15 | 2 | 15 | 0 |  | 22.78 | - | 22.78 | 2018-02-15 | 2 | 15 | 0 |  | 18.22 | - | 18.22 | 2019-02-15 | 2 | 15 | 0 |  | 20.93 | - | 20.93
2017-02-15 01:00 | 2 | 15 | 1 |  | 21.96 | - | 21.96 | 2018-02-15 01:00 | 2 | 15 | 1 |  | 17.64 | - | 17.64 | 2019-02-15 01:00 | 2 | 15 | 1 |  | 21.02 | - | 21.02
2017-02-15 02:00 | 2 | 15 | 2 |  | 21.95 | - | 21.95 | 2018-02-15 02:00 | 2 | 15 | 2 |  | 16.81 | - | 16.81 | 2019-02-15 02:00 | 2 | 15 | 2 |  | 21.08 | - | 21.08
2017-02-15 03:00 | 2 | 15 | 3 |  | 21.92 | - | 21.92 | 2018-02-15 03:00 | 2 | 15 | 3 |  | 17 | - | 17 | 2019-02-15 03:00 | 2 | 15 | 3 |  | 20.98 | - | 20.98
2017-02-15 04:00 | 2 | 15 | 4 |  | 22.1 | - | 22.1 | 2018-02-15 04:00 | 2 | 15 | 4 |  | 17.56 | - | 17.56 | 2019-02-15 04:00 | 2 | 15 | 4 |  | 21.2 | - | 21.2
2017-02-15 05:00 | 2 | 15 | 5 |  | 23.7 | - | 23.7 | 2018-02-15 05:00 | 2 | 15 | 5 |  | 19.39 | - | 19.39 | 2019-02-15 05:00 | 2 | 15 | 5 |  | 24.41 | - | 24.41
2017-02-15 06:00 | 2 | 15 | 6 |  | 31.54 | - | 31.54 | 2018-02-15 06:00 | 2 | 15 | 6 |  | 22.98 | - | 22.98 | 2019-02-15 06:00 | 2 | 15 | 6 |  | 28.47 | - | 28.47
2017-02-15 07:00 | 2 | 15 | 7 |  | 32.93 | - | 32.93 | 2018-02-15 07:00 | 2 | 15 | 7 |  | 22.56 | - | 22.56 | 2019-02-15 07:00 | 2 | 15 | 7 |  | 31.28 | - | 31.28
2017-02-15 08:00 | 2 | 15 | 8 |  | 29.95 | 29.95 | - | 2018-02-15 08:00 | 2 | 15 | 8 |  | 22.39 | 22.39 | - | 2019-02-15 08:00 | 2 | 15 | 8 |  | 28.12 | 28.12 | -
2017-02-15 09:00 | 2 | 15 | 9 |  | 29.55 | 29.55 | - | 2018-02-15 09:00 | 2 | 15 | 9 |  | 22.46 | 22.46 | - | 2019-02-15 09:00 | 2 | 15 | 9 |  | 28.96 | 28.96 | -
2017-02-15 10:00 | 2 | 15 | 10 |  | 28.58 | 28.58 | - | 2018-02-15 10:00 | 2 | 15 | 10 |  | 22.42 | 22.42 | - | 2019-02-15 10:00 | 2 | 15 | 10 |  | 28.55 | 28.55 | -
2017-02-15 11:00 | 2 | 15 | 11 |  | 26.82 | 26.82 | - | 2018-02-15 11:00 | 2 | 15 | 11 |  | 22.17 | 22.17 | - | 2019-02-15 11:00 | 2 | 15 | 11 |  | 27.97 | 27.97 | -
2017-02-15 12:00 | 2 | 15 | 12 |  | 25.34 | 25.34 | - | 2018-02-15 12:00 | 2 | 15 | 12 |  | 21.87 | 21.87 | - | 2019-02-15 12:00 | 2 | 15 | 12 |  | 26.73 | 26.73 | -
2017-02-15 13:00 | 2 | 15 | 13 |  | 24.97 | 24.97 | - | 2018-02-15 13:00 | 2 | 15 | 13 |  | 21.83 | 21.83 | - | 2019-02-15 13:00 | 2 | 15 | 13 |  | 26.41 | 26.41 | -
2017-02-15 14:00 | 2 | 15 | 14 |  | 24.49 | 24.49 | - | 2018-02-15 14:00 | 2 | 15 | 14 |  | 21.43 | 21.43 | - | 2019-02-15 14:00 | 2 | 15 | 14 |  | 25.46 | 25.46 | -
2017-02-15 15:00 | 2 | 15 | 15 |  | 24.1 | 24.1 | - | 2018-02-15 15:00 | 2 | 15 | 15 |  | 21.2 | 21.2 | - | 2019-02-15 15:00 | 2 | 15 | 15 |  | 25.29 | 25.29 | -
2017-02-15 16:00 | 2 | 15 | 16 |  | 24.98 | 24.98 | - | 2018-02-15 16:00 | 2 | 15 | 16 |  | 21.47 | 21.47 | - | 2019-02-15 16:00 | 2 | 15 | 16 |  | 25.53 | 25.53 | -
2017-02-15 17:00 | 2 | 15 | 17 |  | 30.62 | - | 30.62 | 2018-02-15 17:00 | 2 | 15 | 17 |  | 22.31 | - | 22.31 | 2019-02-15 17:00 | 2 | 15 | 17 |  | 28.35 | - | 28.35
2017-02-15 18:00 | 2 | 15 | 18 |  | 38.03 | - | 38.03 | 2018-02-15 18:00 | 2 | 15 | 18 |  | 23.29 | - | 23.29 | 2019-02-15 18:00 | 2 | 15 | 18 |  | 35.45 | - | 35.45
2017-02-15 19:00 | 2 | 15 | 19 |  | 35.51 | - | 35.51 | 2018-02-15 19:00 | 2 | 15 | 19 |  | 22.42 | - | 22.42 | 2019-02-15 19:00 | 2 | 15 | 19 |  | 32.58 | - | 32.58
2017-02-15 20:00 | 2 | 15 | 20 |  | 35.23 | - | 35.23 | 2018-02-15 20:00 | 2 | 15 | 20 |  | 22 | - | 22 | 2019-02-15 20:00 | 2 | 15 | 20 |  | 33.93 | - | 33.93
2017-02-15 21:00 | 2 | 15 | 21 |  | 30.49 | - | 30.49 | 2018-02-15 21:00 | 2 | 15 | 21 |  | 21.7 | - | 21.7 | 2019-02-15 21:00 | 2 | 15 | 21 |  | 27.84 | - | 27.84
2017-02-15 22:00 | 2 | 15 | 22 |  | 24.93 | - | 24.93 | 2018-02-15 22:00 | 2 | 15 | 22 |  | 19.87 | - | 19.87 | 2019-02-15 22:00 | 2 | 15 | 22 |  | 25.5 | - | 25.5
2017-02-15 23:00 | 2 | 15 | 23 |  | 24.2 | - | 24.2 | 2018-02-15 23:00 | 2 | 15 | 23 |  | 18.48 | - | 18.48 | 2019-02-15 23:00 | 2 | 15 | 23 |  | 24.49 | - | 24.49
2017-02-16 | 2 | 16 | 0 |  | 24.48 | - | 24.48 | 2018-02-16 | 2 | 16 | 0 |  | 18.81 | - | 18.81 | 2019-02-16 | 2 | 16 | 0 | W | 22.62 | - | 22.62
2017-02-16 01:00 | 2 | 16 | 1 |  | 24.3 | - | 24.3 | 2018-02-16 01:00 | 2 | 16 | 1 |  | 18.46 | - | 18.46 | 2019-02-16 01:00 | 2 | 16 | 1 | W | 22.61 | - | 22.61
2017-02-16 02:00 | 2 | 16 | 2 |  | 23.88 | - | 23.88 | 2018-02-16 02:00 | 2 | 16 | 2 |  | 17.78 | - | 17.78 | 2019-02-16 02:00 | 2 | 16 | 2 | W | 21.92 | - | 21.92
2017-02-16 03:00 | 2 | 16 | 3 |  | 24.19 | - | 24.19 | 2018-02-16 03:00 | 2 | 16 | 3 |  | 18.18 | - | 18.18 | 2019-02-16 03:00 | 2 | 16 | 3 | W | 21.95 | - | 21.95
2017-02-16 04:00 | 2 | 16 | 4 |  | 24.5 | - | 24.5 | 2018-02-16 04:00 | 2 | 16 | 4 |  | 18.45 | - | 18.45 | 2019-02-16 04:00 | 2 | 16 | 4 | W | 21.98 | - | 21.98
2017-02-16 05:00 | 2 | 16 | 5 |  | 28.17 | - | 28.17 | 2018-02-16 05:00 | 2 | 16 | 5 |  | 20.68 | - | 20.68 | 2019-02-16 05:00 | 2 | 16 | 5 | W | 23.91 | - | 23.91
2017-02-16 06:00 | 2 | 16 | 6 |  | 41.09 | - | 41.09 | 2018-02-16 06:00 | 2 | 16 | 6 |  | 23.91 | - | 23.91 | 2019-02-16 06:00 | 2 | 16 | 6 | W | 26.05 | - | 26.05
2017-02-16 07:00 | 2 | 16 | 7 |  | 42.23 | - | 42.23 | 2018-02-16 07:00 | 2 | 16 | 7 |  | 24.96 | - | 24.96 | 2019-02-16 07:00 | 2 | 16 | 7 | W | 26.51 | - | 26.51
2017-02-16 08:00 | 2 | 16 | 8 |  | 38.02 | 38.02 | - | 2018-02-16 08:00 | 2 | 16 | 8 |  | 24.38 | 24.38 | - | 2019-02-16 08:00 | 2 | 16 | 8 | W | 28.35 | - | 28.35
2017-02-16 09:00 | 2 | 16 | 9 |  | 35.78 | 35.78 | - | 2018-02-16 09:00 | 2 | 16 | 9 |  | 24.98 | 24.98 | - | 2019-02-16 09:00 | 2 | 16 | 9 | W | 29.94 | - | 29.94
2017-02-16 10:00 | 2 | 16 | 10 |  | 33.91 | 33.91 | - | 2018-02-16 10:00 | 2 | 16 | 10 |  | 26.78 | 26.78 | - | 2019-02-16 10:00 | 2 | 16 | 10 | W | 29.44 | - | 29.44
2017-02-16 11:00 | 2 | 16 | 11 |  | 31.83 | 31.83 | - | 2018-02-16 11:00 | 2 | 16 | 11 |  | 26.38 | 26.38 | - | 2019-02-16 11:00 | 2 | 16 | 11 | W | 26.99 | - | 26.99
2017-02-16 12:00 | 2 | 16 | 12 |  | 29.16 | 29.16 | - | 2018-02-16 12:00 | 2 | 16 | 12 |  | 26.36 | 26.36 | - | 2019-02-16 12:00 | 2 | 16 | 12 | W | 26.35 | - | 26.35
2017-02-16 13:00 | 2 | 16 | 13 |  | 28.03 | 28.03 | - | 2018-02-16 13:00 | 2 | 16 | 13 |  | 26.59 | 26.59 | - | 2019-02-16 13:00 | 2 | 16 | 13 | W | 25.79 | - | 25.79
2017-02-16 14:00 | 2 | 16 | 14 |  | 26.89 | 26.89 | - | 2018-02-16 14:00 | 2 | 16 | 14 |  | 25.94 | 25.94 | - | 2019-02-16 14:00 | 2 | 16 | 14 | W | 24.45 | - | 24.45
2017-02-16 15:00 | 2 | 16 | 15 |  | 26.49 | 26.49 | - | 2018-02-16 15:00 | 2 | 16 | 15 |  | 25.17 | 25.17 | - | 2019-02-16 15:00 | 2 | 16 | 15 | W | 24.11 | - | 24.11
2017-02-16 16:00 | 2 | 16 | 16 |  | 27.4 | 27.4 | - | 2018-02-16 16:00 | 2 | 16 | 16 |  | 26.1 | 26.1 | - | 2019-02-16 16:00 | 2 | 16 | 16 | W | 24.34 | - | 24.34
2017-02-16 17:00 | 2 | 16 | 17 |  | 31.21 | - | 31.21 | 2018-02-16 17:00 | 2 | 16 | 17 |  | 31.6 | - | 31.6 | 2019-02-16 17:00 | 2 | 16 | 17 | W | 26.45 | - | 26.45
2017-02-16 18:00 | 2 | 16 | 18 |  | 40.96 | - | 40.96 | 2018-02-16 18:00 | 2 | 16 | 18 |  | 34.31 | - | 34.31 | 2019-02-16 18:00 | 2 | 16 | 18 | W | 30.48 | - | 30.48
2017-02-16 19:00 | 2 | 16 | 19 |  | 37.52 | - | 37.52 | 2018-02-16 19:00 | 2 | 16 | 19 |  | 32.65 | - | 32.65 | 2019-02-16 19:00 | 2 | 16 | 19 | W | 27.79 | - | 27.79
2017-02-16 20:00 | 2 | 16 | 20 |  | 36.09 | - | 36.09 | 2018-02-16 20:00 | 2 | 16 | 20 |  | 32.01 | - | 32.01 | 2019-02-16 20:00 | 2 | 16 | 20 | W | 27.67 | - | 27.67
2017-02-16 21:00 | 2 | 16 | 21 |  | 33.71 | - | 33.71 | 2018-02-16 21:00 | 2 | 16 | 21 |  | 30.91 | - | 30.91 | 2019-02-16 21:00 | 2 | 16 | 21 | W | 26.64 | - | 26.64
2017-02-16 22:00 | 2 | 16 | 22 |  | 27.53 | - | 27.53 | 2018-02-16 22:00 | 2 | 16 | 22 |  | 26.78 | - | 26.78 | 2019-02-16 22:00 | 2 | 16 | 22 | W | 25.45 | - | 25.45
2017-02-16 23:00 | 2 | 16 | 23 |  | 26.22 | - | 26.22 | 2018-02-16 23:00 | 2 | 16 | 23 |  | 23.26 | - | 23.26 | 2019-02-16 23:00 | 2 | 16 | 23 | W | 24.62 | - | 24.62
2017-02-17 | 2 | 17 | 0 |  | 23.93 | - | 23.93 | 2018-02-17 | 2 | 17 | 0 | W | 23.29 | - | 23.29 | 2019-02-17 | 2 | 17 | 0 | W | 23.85 | - | 23.85
2017-02-17 01:00 | 2 | 17 | 1 |  | 23.35 | - | 23.35 | 2018-02-17 01:00 | 2 | 17 | 1 | W | 23.25 | - | 23.25 | 2019-02-17 01:00 | 2 | 17 | 1 | W | 23.31 | - | 23.31
2017-02-17 02:00 | 2 | 17 | 2 |  | 23.14 | - | 23.14 | 2018-02-17 02:00 | 2 | 17 | 2 | W | 22.76 | - | 22.76 | 2019-02-17 02:00 | 2 | 17 | 2 | W | 22.93 | - | 22.93
2017-02-17 03:00 | 2 | 17 | 3 |  | 23.24 | - | 23.24 | 2018-02-17 03:00 | 2 | 17 | 3 | W | 22.65 | - | 22.65 | 2019-02-17 03:00 | 2 | 17 | 3 | W | 22.74 | - | 22.74
2017-02-17 04:00 | 2 | 17 | 4 |  | 23.78 | - | 23.78 | 2018-02-17 04:00 | 2 | 17 | 4 | W | 23.17 | - | 23.17 | 2019-02-17 04:00 | 2 | 17 | 4 | W | 23.31 | - | 23.31
2017-02-17 05:00 | 2 | 17 | 5 |  | 26.75 | - | 26.75 | 2018-02-17 05:00 | 2 | 17 | 5 | W | 23.45 | - | 23.45 | 2019-02-17 05:00 | 2 | 17 | 5 | W | 23.3 | - | 23.3
2017-02-17 06:00 | 2 | 17 | 6 |  | 40.94 | - | 40.94 | 2018-02-17 06:00 | 2 | 17 | 6 | W | 27.42 | - | 27.42 | 2019-02-17 06:00 | 2 | 17 | 6 | W | 24.65 | - | 24.65
2017-02-17 07:00 | 2 | 17 | 7 |  | 39.76 | - | 39.76 | 2018-02-17 07:00 | 2 | 17 | 7 | W | 26.94 | - | 26.94 | 2019-02-17 07:00 | 2 | 17 | 7 | W | 26.36 | - | 26.36
2017-02-17 08:00 | 2 | 17 | 8 |  | 31.54 | 31.54 | - | 2018-02-17 08:00 | 2 | 17 | 8 | W | 27.68 | - | 27.68 | 2019-02-17 08:00 | 2 | 17 | 8 | W | 26.49 | - | 26.49
2017-02-17 09:00 | 2 | 17 | 9 |  | 30.26 | 30.26 | - | 2018-02-17 09:00 | 2 | 17 | 9 | W | 27.96 | - | 27.96 | 2019-02-17 09:00 | 2 | 17 | 9 | W | 26.89 | - | 26.89
2017-02-17 10:00 | 2 | 17 | 10 |  | 28.53 | 28.53 | - | 2018-02-17 10:00 | 2 | 17 | 10 | W | 27.54 | - | 27.54 | 2019-02-17 10:00 | 2 | 17 | 10 | W | 26.43 | - | 26.43
2017-02-17 11:00 | 2 | 17 | 11 |  | 26.89 | 26.89 | - | 2018-02-17 11:00 | 2 | 17 | 11 | W | 27.01 | - | 27.01 | 2019-02-17 11:00 | 2 | 17 | 11 | W | 25.6 | - | 25.6
2017-02-17 12:00 | 2 | 17 | 12 |  | 25.29 | 25.29 | - | 2018-02-17 12:00 | 2 | 17 | 12 | W | 25.85 | - | 25.85 | 2019-02-17 12:00 | 2 | 17 | 12 | W | 24.55 | - | 24.55
2017-02-17 13:00 | 2 | 17 | 13 |  | 24.47 | 24.47 | - | 2018-02-17 13:00 | 2 | 17 | 13 | W | 24.73 | - | 24.73 | 2019-02-17 13:00 | 2 | 17 | 13 | W | 24.09 | - | 24.09
2017-02-17 14:00 | 2 | 17 | 14 |  | 23.48 | 23.48 | - | 2018-02-17 14:00 | 2 | 17 | 14 | W | 24.19 | - | 24.19 | 2019-02-17 14:00 | 2 | 17 | 14 | W | 23.78 | - | 23.78
2017-02-17 15:00 | 2 | 17 | 15 |  | 22.88 | 22.88 | - | 2018-02-17 15:00 | 2 | 17 | 15 | W | 24.03 | - | 24.03 | 2019-02-17 15:00 | 2 | 17 | 15 | W | 23.8 | - | 23.8
2017-02-17 16:00 | 2 | 17 | 16 |  | 23.16 | 23.16 | - | 2018-02-17 16:00 | 2 | 17 | 16 | W | 25.75 | - | 25.75 | 2019-02-17 16:00 | 2 | 17 | 16 | W | 25.02 | - | 25.02
2017-02-17 17:00 | 2 | 17 | 17 |  | 24.61 | - | 24.61 | 2018-02-17 17:00 | 2 | 17 | 17 | W | 28.1 | - | 28.1 | 2019-02-17 17:00 | 2 | 17 | 17 | W | 27.91 | - | 27.91
2017-02-17 18:00 | 2 | 17 | 18 |  | 28.62 | - | 28.62 | 2018-02-17 18:00 | 2 | 17 | 18 | W | 32.47 | - | 32.47 | 2019-02-17 18:00 | 2 | 17 | 18 | W | 30.19 | - | 30.19
2017-02-17 19:00 | 2 | 17 | 19 |  | 27.03 | - | 27.03 | 2018-02-17 19:00 | 2 | 17 | 19 | W | 28.31 | - | 28.31 | 2019-02-17 19:00 | 2 | 17 | 19 | W | 27.84 | - | 27.84
2017-02-17 20:00 | 2 | 17 | 20 |  | 26.09 | - | 26.09 | 2018-02-17 20:00 | 2 | 17 | 20 | W | 27.04 | - | 27.04 | 2019-02-17 20:00 | 2 | 17 | 20 | W | 27.15 | - | 27.15
2017-02-17 21:00 | 2 | 17 | 21 |  | 25.06 | - | 25.06 | 2018-02-17 21:00 | 2 | 17 | 21 | W | 26.39 | - | 26.39 | 2019-02-17 21:00 | 2 | 17 | 21 | W | 26.29 | - | 26.29
2017-02-17 22:00 | 2 | 17 | 22 |  | 22.35 | - | 22.35 | 2018-02-17 22:00 | 2 | 17 | 22 | W | 23.99 | - | 23.99 | 2019-02-17 22:00 | 2 | 17 | 22 | W | 24.87 | - | 24.87
2017-02-17 23:00 | 2 | 17 | 23 |  | 21.16 | - | 21.16 | 2018-02-17 23:00 | 2 | 17 | 23 | W | 23.3 | - | 23.3 | 2019-02-17 23:00 | 2 | 17 | 23 | W | 23.31 | - | 23.31
2017-02-18 | 2 | 18 | 0 | W | 21.57 | - | 21.57 | 2018-02-18 | 2 | 18 | 0 | W | 21.34 | - | 21.34 | 2019-02-18 | 2 | 18 | 0 |  | 23.01 | - | 23.01
2017-02-18 01:00 | 2 | 18 | 1 | W | 21.19 | - | 21.19 | 2018-02-18 01:00 | 2 | 18 | 1 | W | 20.75 | - | 20.75 | 2019-02-18 01:00 | 2 | 18 | 1 |  | 22.15 | - | 22.15
2017-02-18 02:00 | 2 | 18 | 2 | W | 21.34 | - | 21.34 | 2018-02-18 02:00 | 2 | 18 | 2 | W | 20.59 | - | 20.59 | 2019-02-18 02:00 | 2 | 18 | 2 |  | 22.24 | - | 22.24
2017-02-18 03:00 | 2 | 18 | 3 | W | 21.29 | - | 21.29 | 2018-02-18 03:00 | 2 | 18 | 3 | W | 20.61 | - | 20.61 | 2019-02-18 03:00 | 2 | 18 | 3 |  | 22.42 | - | 22.42
2017-02-18 04:00 | 2 | 18 | 4 | W | 21.27 | - | 21.27 | 2018-02-18 04:00 | 2 | 18 | 4 | W | 20.56 | - | 20.56 | 2019-02-18 04:00 | 2 | 18 | 4 |  | 22.86 | - | 22.86
2017-02-18 05:00 | 2 | 18 | 5 | W | 21.85 | - | 21.85 | 2018-02-18 05:00 | 2 | 18 | 5 | W | 22.03 | - | 22.03 | 2019-02-18 05:00 | 2 | 18 | 5 |  | 25.35 | - | 25.35
2017-02-18 06:00 | 2 | 18 | 6 | W | 24.31 | - | 24.31 | 2018-02-18 06:00 | 2 | 18 | 6 | W | 23.53 | - | 23.53 | 2019-02-18 06:00 | 2 | 18 | 6 |  | 29.09 | - | 29.09
2017-02-18 07:00 | 2 | 18 | 7 | W | 27.43 | - | 27.43 | 2018-02-18 07:00 | 2 | 18 | 7 | W | 24.39 | - | 24.39 | 2019-02-18 07:00 | 2 | 18 | 7 |  | 29.33 | - | 29.33
2017-02-18 08:00 | 2 | 18 | 8 | W | 28.51 | - | 28.51 | 2018-02-18 08:00 | 2 | 18 | 8 | W | 25.52 | - | 25.52 | 2019-02-18 08:00 | 2 | 18 | 8 |  | 29.35 | 29.35 | -
2017-02-18 09:00 | 2 | 18 | 9 | W | 28.82 | - | 28.82 | 2018-02-18 09:00 | 2 | 18 | 9 | W | 24.91 | - | 24.91 | 2019-02-18 09:00 | 2 | 18 | 9 |  | 29.63 | 29.63 | -
2017-02-18 10:00 | 2 | 18 | 10 | W | 26.74 | - | 26.74 | 2018-02-18 10:00 | 2 | 18 | 10 | W | 23.53 | - | 23.53 | 2019-02-18 10:00 | 2 | 18 | 10 |  | 29.57 | 29.57 | -
2017-02-18 11:00 | 2 | 18 | 11 | W | 25.18 | - | 25.18 | 2018-02-18 11:00 | 2 | 18 | 11 | W | 22.36 | - | 22.36 | 2019-02-18 11:00 | 2 | 18 | 11 |  | 28.75 | 28.75 | -
2017-02-18 12:00 | 2 | 18 | 12 | W | 23.93 | - | 23.93 | 2018-02-18 12:00 | 2 | 18 | 12 | W | 21.37 | - | 21.37 | 2019-02-18 12:00 | 2 | 18 | 12 |  | 27.01 | 27.01 | -
2017-02-18 13:00 | 2 | 18 | 13 | W | 22.71 | - | 22.71 | 2018-02-18 13:00 | 2 | 18 | 13 | W | 20.84 | - | 20.84 | 2019-02-18 13:00 | 2 | 18 | 13 |  | 26.55 | 26.55 | -
2017-02-18 14:00 | 2 | 18 | 14 | W | 22.17 | - | 22.17 | 2018-02-18 14:00 | 2 | 18 | 14 | W | 20.67 | - | 20.67 | 2019-02-18 14:00 | 2 | 18 | 14 |  | 26.11 | 26.11 | -
2017-02-18 15:00 | 2 | 18 | 15 | W | 21.92 | - | 21.92 | 2018-02-18 15:00 | 2 | 18 | 15 | W | 20.34 | - | 20.34 | 2019-02-18 15:00 | 2 | 18 | 15 |  | 25.85 | 25.85 | -
2017-02-18 16:00 | 2 | 18 | 16 | W | 22.22 | - | 22.22 | 2018-02-18 16:00 | 2 | 18 | 16 | W | 20.9 | - | 20.9 | 2019-02-18 16:00 | 2 | 18 | 16 |  | 26.28 | 26.28 | -
2017-02-18 17:00 | 2 | 18 | 17 | W | 23.46 | - | 23.46 | 2018-02-18 17:00 | 2 | 18 | 17 | W | 23.5 | - | 23.5 | 2019-02-18 17:00 | 2 | 18 | 17 |  | 29.18 | - | 29.18
2017-02-18 18:00 | 2 | 18 | 18 | W | 27.48 | - | 27.48 | 2018-02-18 18:00 | 2 | 18 | 18 | W | 27.18 | - | 27.18 | 2019-02-18 18:00 | 2 | 18 | 18 |  | 32.79 | - | 32.79
2017-02-18 19:00 | 2 | 18 | 19 | W | 25.95 | - | 25.95 | 2018-02-18 19:00 | 2 | 18 | 19 | W | 25.67 | - | 25.67 | 2019-02-18 19:00 | 2 | 18 | 19 |  | 31.22 | - | 31.22
2017-02-18 20:00 | 2 | 18 | 20 | W | 25.25 | - | 25.25 | 2018-02-18 20:00 | 2 | 18 | 20 | W | 25.72 | - | 25.72 | 2019-02-18 20:00 | 2 | 18 | 20 |  | 31.06 | - | 31.06
2017-02-18 21:00 | 2 | 18 | 21 | W | 23.93 | - | 23.93 | 2018-02-18 21:00 | 2 | 18 | 21 | W | 24.7 | - | 24.7 | 2019-02-18 21:00 | 2 | 18 | 21 |  | 28.54 | - | 28.54
2017-02-18 22:00 | 2 | 18 | 22 | W | 22.03 | - | 22.03 | 2018-02-18 22:00 | 2 | 18 | 22 | W | 22.71 | - | 22.71 | 2019-02-18 22:00 | 2 | 18 | 22 |  | 26.73 | - | 26.73
2017-02-18 23:00 | 2 | 18 | 23 | W | 20.9 | - | 20.9 | 2018-02-18 23:00 | 2 | 18 | 23 | W | 20.65 | - | 20.65 | 2019-02-18 23:00 | 2 | 18 | 23 |  | 25.76 | - | 25.76
2017-02-19 | 2 | 19 | 0 | W | 20.78 | - | 20.78 | 2018-02-19 | 2 | 19 | 0 |  | 19.96 | - | 19.96 | 2019-02-19 | 2 | 19 | 0 |  | 28.02 | - | 28.02
2017-02-19 01:00 | 2 | 19 | 1 | W | 20.54 | - | 20.54 | 2018-02-19 01:00 | 2 | 19 | 1 |  | 20.03 | - | 20.03 | 2019-02-19 01:00 | 2 | 19 | 1 |  | 28.31 | - | 28.31
2017-02-19 02:00 | 2 | 19 | 2 | W | 20.41 | - | 20.41 | 2018-02-19 02:00 | 2 | 19 | 2 |  | 19.86 | - | 19.86 | 2019-02-19 02:00 | 2 | 19 | 2 |  | 28.54 | - | 28.54
2017-02-19 03:00 | 2 | 19 | 3 | W | 20.38 | - | 20.38 | 2018-02-19 03:00 | 2 | 19 | 3 |  | 20 | - | 20 | 2019-02-19 03:00 | 2 | 19 | 3 |  | 28.72 | - | 28.72
2017-02-19 04:00 | 2 | 19 | 4 | W | 20.39 | - | 20.39 | 2018-02-19 04:00 | 2 | 19 | 4 |  | 20.4 | - | 20.4 | 2019-02-19 04:00 | 2 | 19 | 4 |  | 30.86 | - | 30.86
2017-02-19 05:00 | 2 | 19 | 5 | W | 20.44 | - | 20.44 | 2018-02-19 05:00 | 2 | 19 | 5 |  | 22.65 | - | 22.65 | 2019-02-19 05:00 | 2 | 19 | 5 |  | 42.79 | - | 42.79
2017-02-19 06:00 | 2 | 19 | 6 | W | 21.04 | - | 21.04 | 2018-02-19 06:00 | 2 | 19 | 6 |  | 28.3 | - | 28.3 | 2019-02-19 06:00 | 2 | 19 | 6 |  | 45.76 | - | 45.76
2017-02-19 07:00 | 2 | 19 | 7 | W | 22.14 | - | 22.14 | 2018-02-19 07:00 | 2 | 19 | 7 |  | 28.79 | - | 28.79 | 2019-02-19 07:00 | 2 | 19 | 7 |  | 54.26 | - | 54.26
2017-02-19 08:00 | 2 | 19 | 8 | W | 23.66 | - | 23.66 | 2018-02-19 08:00 | 2 | 19 | 8 |  | 29.82 | 29.82 | - | 2019-02-19 08:00 | 2 | 19 | 8 |  | 48.56 | 48.56 | -
2017-02-19 09:00 | 2 | 19 | 9 | W | 23.83 | - | 23.83 | 2018-02-19 09:00 | 2 | 19 | 9 |  | 29.82 | 29.82 | - | 2019-02-19 09:00 | 2 | 19 | 9 |  | 42.76 | 42.76 | -
2017-02-19 10:00 | 2 | 19 | 10 | W | 23.53 | - | 23.53 | 2018-02-19 10:00 | 2 | 19 | 10 |  | 28.45 | 28.45 | - | 2019-02-19 10:00 | 2 | 19 | 10 |  | 40.73 | 40.73 | -
2017-02-19 11:00 | 2 | 19 | 11 | W | 23.26 | - | 23.26 | 2018-02-19 11:00 | 2 | 19 | 11 |  | 27.69 | 27.69 | - | 2019-02-19 11:00 | 2 | 19 | 11 |  | 38.2 | 38.2 | -
2017-02-19 12:00 | 2 | 19 | 12 | W | 23.25 | - | 23.25 | 2018-02-19 12:00 | 2 | 19 | 12 |  | 27.57 | 27.57 | - | 2019-02-19 12:00 | 2 | 19 | 12 |  | 34.73 | 34.73 | -
2017-02-19 13:00 | 2 | 19 | 13 | W | 22.83 | - | 22.83 | 2018-02-19 13:00 | 2 | 19 | 13 |  | 26.61 | 26.61 | - | 2019-02-19 13:00 | 2 | 19 | 13 |  | 30.75 | 30.75 | -
2017-02-19 14:00 | 2 | 19 | 14 | W | 22.36 | - | 22.36 | 2018-02-19 14:00 | 2 | 19 | 14 |  | 25.27 | 25.27 | - | 2019-02-19 14:00 | 2 | 19 | 14 |  | 29.27 | 29.27 | -
2017-02-19 15:00 | 2 | 19 | 15 | W | 22.06 | - | 22.06 | 2018-02-19 15:00 | 2 | 19 | 15 |  | 24.53 | 24.53 | - | 2019-02-19 15:00 | 2 | 19 | 15 |  | 29.65 | 29.65 | -
2017-02-19 16:00 | 2 | 19 | 16 | W | 22.24 | - | 22.24 | 2018-02-19 16:00 | 2 | 19 | 16 |  | 25.38 | 25.38 | - | 2019-02-19 16:00 | 2 | 19 | 16 |  | 28.73 | 28.73 | -
2017-02-19 17:00 | 2 | 19 | 17 | W | 26.82 | - | 26.82 | 2018-02-19 17:00 | 2 | 19 | 17 |  | 27.15 | - | 27.15 | 2019-02-19 17:00 | 2 | 19 | 17 |  | 38.13 | - | 38.13
2017-02-19 18:00 | 2 | 19 | 18 | W | 33.37 | - | 33.37 | 2018-02-19 18:00 | 2 | 19 | 18 |  | 28.55 | - | 28.55 | 2019-02-19 18:00 | 2 | 19 | 18 |  | 41.62 | - | 41.62
2017-02-19 19:00 | 2 | 19 | 19 | W | 31.29 | - | 31.29 | 2018-02-19 19:00 | 2 | 19 | 19 |  | 26.61 | - | 26.61 | 2019-02-19 19:00 | 2 | 19 | 19 |  | 39.94 | - | 39.94
2017-02-19 20:00 | 2 | 19 | 20 | W | 27.62 | - | 27.62 | 2018-02-19 20:00 | 2 | 19 | 20 |  | 26.26 | - | 26.26 | 2019-02-19 20:00 | 2 | 19 | 20 |  | 37.78 | - | 37.78
2017-02-19 21:00 | 2 | 19 | 21 | W | 24.62 | - | 24.62 | 2018-02-19 21:00 | 2 | 19 | 21 |  | 23.52 | - | 23.52 | 2019-02-19 21:00 | 2 | 19 | 21 |  | 30.93 | - | 30.93
2017-02-19 22:00 | 2 | 19 | 22 | W | 21.97 | - | 21.97 | 2018-02-19 22:00 | 2 | 19 | 22 |  | 20.91 | - | 20.91 | 2019-02-19 22:00 | 2 | 19 | 22 |  | 28.71 | - | 28.71
2017-02-19 23:00 | 2 | 19 | 23 | W | 21.17 | - | 21.17 | 2018-02-19 23:00 | 2 | 19 | 23 |  | 18.64 | - | 18.64 | 2019-02-19 23:00 | 2 | 19 | 23 |  | 26.84 | - | 26.84
2017-02-20 | 2 | 20 | 0 |  | 21.36 | - | 21.36 | 2018-02-20 | 2 | 20 | 0 |  | 18.59 | - | 18.59 | 2019-02-20 | 2 | 20 | 0 |  | 26.06 | - | 26.06
2017-02-20 01:00 | 2 | 20 | 1 |  | 21.02 | - | 21.02 | 2018-02-20 01:00 | 2 | 20 | 1 |  | 18.33 | - | 18.33 | 2019-02-20 01:00 | 2 | 20 | 1 |  | 25.73 | - | 25.73
2017-02-20 02:00 | 2 | 20 | 2 |  | 20.97 | - | 20.97 | 2018-02-20 02:00 | 2 | 20 | 2 |  | 17.76 | - | 17.76 | 2019-02-20 02:00 | 2 | 20 | 2 |  | 24.5 | - | 24.5
2017-02-20 03:00 | 2 | 20 | 3 |  | 21 | - | 21 | 2018-02-20 03:00 | 2 | 20 | 3 |  | 17.77 | - | 17.77 | 2019-02-20 03:00 | 2 | 20 | 3 |  | 24.85 | - | 24.85
2017-02-20 04:00 | 2 | 20 | 4 |  | 21.5 | - | 21.5 | 2018-02-20 04:00 | 2 | 20 | 4 |  | 18.09 | - | 18.09 | 2019-02-20 04:00 | 2 | 20 | 4 |  | 25.21 | - | 25.21
2017-02-20 05:00 | 2 | 20 | 5 |  | 23.4 | - | 23.4 | 2018-02-20 05:00 | 2 | 20 | 5 |  | 19.98 | - | 19.98 | 2019-02-20 05:00 | 2 | 20 | 5 |  | 26.69 | - | 26.69
2017-02-20 06:00 | 2 | 20 | 6 |  | 29.65 | - | 29.65 | 2018-02-20 06:00 | 2 | 20 | 6 |  | 26.51 | - | 26.51 | 2019-02-20 06:00 | 2 | 20 | 6 |  | 31.23 | - | 31.23
2017-02-20 07:00 | 2 | 20 | 7 |  | 32.77 | - | 32.77 | 2018-02-20 07:00 | 2 | 20 | 7 |  | 27.43 | - | 27.43 | 2019-02-20 07:00 | 2 | 20 | 7 |  | 31.97 | - | 31.97
2017-02-20 08:00 | 2 | 20 | 8 |  | 31.62 | 31.62 | - | 2018-02-20 08:00 | 2 | 20 | 8 |  | 25.63 | 25.63 | - | 2019-02-20 08:00 | 2 | 20 | 8 |  | 31.05 | 31.05 | -
2017-02-20 09:00 | 2 | 20 | 9 |  | 31.8 | 31.8 | - | 2018-02-20 09:00 | 2 | 20 | 9 |  | 25.47 | 25.47 | - | 2019-02-20 09:00 | 2 | 20 | 9 |  | 31.1 | 31.1 | -
2017-02-20 10:00 | 2 | 20 | 10 |  | 31.54 | 31.54 | - | 2018-02-20 10:00 | 2 | 20 | 10 |  | 25.65 | 25.65 | - | 2019-02-20 10:00 | 2 | 20 | 10 |  | 33.02 | 33.02 | -
2017-02-20 11:00 | 2 | 20 | 11 |  | 29.66 | 29.66 | - | 2018-02-20 11:00 | 2 | 20 | 11 |  | 25.32 | 25.32 | - | 2019-02-20 11:00 | 2 | 20 | 11 |  | 33.77 | 33.77 | -
2017-02-20 12:00 | 2 | 20 | 12 |  | 27.3 | 27.3 | - | 2018-02-20 12:00 | 2 | 20 | 12 |  | 24.71 | 24.71 | - | 2019-02-20 12:00 | 2 | 20 | 12 |  | 31.82 | 31.82 | -
2017-02-20 13:00 | 2 | 20 | 13 |  | 25.2 | 25.2 | - | 2018-02-20 13:00 | 2 | 20 | 13 |  | 24.03 | 24.03 | - | 2019-02-20 13:00 | 2 | 20 | 13 |  | 31.9 | 31.9 | -
2017-02-20 14:00 | 2 | 20 | 14 |  | 24.35 | 24.35 | - | 2018-02-20 14:00 | 2 | 20 | 14 |  | 23.54 | 23.54 | - | 2019-02-20 14:00 | 2 | 20 | 14 |  | 30.08 | 30.08 | -
2017-02-20 15:00 | 2 | 20 | 15 |  | 24.14 | 24.14 | - | 2018-02-20 15:00 | 2 | 20 | 15 |  | 23.34 | 23.34 | - | 2019-02-20 15:00 | 2 | 20 | 15 |  | 29.06 | 29.06 | -
2017-02-20 16:00 | 2 | 20 | 16 |  | 25.03 | 25.03 | - | 2018-02-20 16:00 | 2 | 20 | 16 |  | 23.93 | 23.93 | - | 2019-02-20 16:00 | 2 | 20 | 16 |  | 28.93 | 28.93 | -
2017-02-20 17:00 | 2 | 20 | 17 |  | 30.11 | - | 30.11 | 2018-02-20 17:00 | 2 | 20 | 17 |  | 26.6 | - | 26.6 | 2019-02-20 17:00 | 2 | 20 | 17 |  | 29.61 | - | 29.61
2017-02-20 18:00 | 2 | 20 | 18 |  | 34.87 | - | 34.87 | 2018-02-20 18:00 | 2 | 20 | 18 |  | 28.13 | - | 28.13 | 2019-02-20 18:00 | 2 | 20 | 18 |  | 32.18 | - | 32.18
2017-02-20 19:00 | 2 | 20 | 19 |  | 31.65 | - | 31.65 | 2018-02-20 19:00 | 2 | 20 | 19 |  | 25.94 | - | 25.94 | 2019-02-20 19:00 | 2 | 20 | 19 |  | 28.83 | - | 28.83
2017-02-20 20:00 | 2 | 20 | 20 |  | 31.28 | - | 31.28 | 2018-02-20 20:00 | 2 | 20 | 20 |  | 25.76 | - | 25.76 | 2019-02-20 20:00 | 2 | 20 | 20 |  | 28.71 | - | 28.71
2017-02-20 21:00 | 2 | 20 | 21 |  | 27.08 | - | 27.08 | 2018-02-20 21:00 | 2 | 20 | 21 |  | 23.18 | - | 23.18 | 2019-02-20 21:00 | 2 | 20 | 21 |  | 26.16 | - | 26.16
2017-02-20 22:00 | 2 | 20 | 22 |  | 23.15 | - | 23.15 | 2018-02-20 22:00 | 2 | 20 | 22 |  | 21.21 | - | 21.21 | 2019-02-20 22:00 | 2 | 20 | 22 |  | 24.33 | - | 24.33
2017-02-20 23:00 | 2 | 20 | 23 |  | 21.95 | - | 21.95 | 2018-02-20 23:00 | 2 | 20 | 23 |  | 18.79 | - | 18.79 | 2019-02-20 23:00 | 2 | 20 | 23 |  | 23.34 | - | 23.34
2017-02-21 | 2 | 21 | 0 |  | 22.24 | - | 22.24 | 2018-02-21 | 2 | 21 | 0 |  | 19.59 | - | 19.59 | 2019-02-21 | 2 | 21 | 0 |  | 21.7 | - | 21.7
2017-02-21 01:00 | 2 | 21 | 1 |  | 21.59 | - | 21.59 | 2018-02-21 01:00 | 2 | 21 | 1 |  | 19.2 | - | 19.2 | 2019-02-21 01:00 | 2 | 21 | 1 |  | 22.09 | - | 22.09
2017-02-21 02:00 | 2 | 21 | 2 |  | 21.46 | - | 21.46 | 2018-02-21 02:00 | 2 | 21 | 2 |  | 18.48 | - | 18.48 | 2019-02-21 02:00 | 2 | 21 | 2 |  | 21.56 | - | 21.56
2017-02-21 03:00 | 2 | 21 | 3 |  | 21.46 | - | 21.46 | 2018-02-21 03:00 | 2 | 21 | 3 |  | 18.57 | - | 18.57 | 2019-02-21 03:00 | 2 | 21 | 3 |  | 21.58 | - | 21.58
2017-02-21 04:00 | 2 | 21 | 4 |  | 21.91 | - | 21.91 | 2018-02-21 04:00 | 2 | 21 | 4 |  | 19.2 | - | 19.2 | 2019-02-21 04:00 | 2 | 21 | 4 |  | 22.19 | - | 22.19
2017-02-21 05:00 | 2 | 21 | 5 |  | 24.3 | - | 24.3 | 2018-02-21 05:00 | 2 | 21 | 5 |  | 21.24 | - | 21.24 | 2019-02-21 05:00 | 2 | 21 | 5 |  | 24.72 | - | 24.72
2017-02-21 06:00 | 2 | 21 | 6 |  | 33.31 | - | 33.31 | 2018-02-21 06:00 | 2 | 21 | 6 |  | 27.34 | - | 27.34 | 2019-02-21 06:00 | 2 | 21 | 6 |  | 32.22 | - | 32.22
2017-02-21 07:00 | 2 | 21 | 7 |  | 33.85 | - | 33.85 | 2018-02-21 07:00 | 2 | 21 | 7 |  | 27.43 | - | 27.43 | 2019-02-21 07:00 | 2 | 21 | 7 |  | 31.65 | - | 31.65
2017-02-21 08:00 | 2 | 21 | 8 |  | 31.71 | 31.71 | - | 2018-02-21 08:00 | 2 | 21 | 8 |  | 27.13 | 27.13 | - | 2019-02-21 08:00 | 2 | 21 | 8 |  | 29.48 | 29.48 | -
2017-02-21 09:00 | 2 | 21 | 9 |  | 30.48 | 30.48 | - | 2018-02-21 09:00 | 2 | 21 | 9 |  | 28.09 | 28.09 | - | 2019-02-21 09:00 | 2 | 21 | 9 |  | 29.41 | 29.41 | -
2017-02-21 10:00 | 2 | 21 | 10 |  | 29.76 | 29.76 | - | 2018-02-21 10:00 | 2 | 21 | 10 |  | 29.41 | 29.41 | - | 2019-02-21 10:00 | 2 | 21 | 10 |  | 27.83 | 27.83 | -
2017-02-21 11:00 | 2 | 21 | 11 |  | 28.07 | 28.07 | - | 2018-02-21 11:00 | 2 | 21 | 11 |  | 29.16 | 29.16 | - | 2019-02-21 11:00 | 2 | 21 | 11 |  | 26.48 | 26.48 | -
2017-02-21 12:00 | 2 | 21 | 12 |  | 26.86 | 26.86 | - | 2018-02-21 12:00 | 2 | 21 | 12 |  | 29.05 | 29.05 | - | 2019-02-21 12:00 | 2 | 21 | 12 |  | 25.91 | 25.91 | -
2017-02-21 13:00 | 2 | 21 | 13 |  | 25.46 | 25.46 | - | 2018-02-21 13:00 | 2 | 21 | 13 |  | 29.39 | 29.39 | - | 2019-02-21 13:00 | 2 | 21 | 13 |  | 25.34 | 25.34 | -
2017-02-21 14:00 | 2 | 21 | 14 |  | 24.66 | 24.66 | - | 2018-02-21 14:00 | 2 | 21 | 14 |  | 28.88 | 28.88 | - | 2019-02-21 14:00 | 2 | 21 | 14 |  | 24.75 | 24.75 | -
2017-02-21 15:00 | 2 | 21 | 15 |  | 24.55 | 24.55 | - | 2018-02-21 15:00 | 2 | 21 | 15 |  | 28.88 | 28.88 | - | 2019-02-21 15:00 | 2 | 21 | 15 |  | 24.97 | 24.97 | -
2017-02-21 16:00 | 2 | 21 | 16 |  | 24.96 | 24.96 | - | 2018-02-21 16:00 | 2 | 21 | 16 |  | 29.33 | 29.33 | - | 2019-02-21 16:00 | 2 | 21 | 16 |  | 25.13 | 25.13 | -
2017-02-21 17:00 | 2 | 21 | 17 |  | 27.94 | - | 27.94 | 2018-02-21 17:00 | 2 | 21 | 17 |  | 31.52 | - | 31.52 | 2019-02-21 17:00 | 2 | 21 | 17 |  | 27.89 | - | 27.89
2017-02-21 18:00 | 2 | 21 | 18 |  | 33.7 | - | 33.7 | 2018-02-21 18:00 | 2 | 21 | 18 |  | 38.58 | - | 38.58 | 2019-02-21 18:00 | 2 | 21 | 18 |  | 32.51 | - | 32.51
2017-02-21 19:00 | 2 | 21 | 19 |  | 32.84 | - | 32.84 | 2018-02-21 19:00 | 2 | 21 | 19 |  | 33.18 | - | 33.18 | 2019-02-21 19:00 | 2 | 21 | 19 |  | 30.47 | - | 30.47
2017-02-21 20:00 | 2 | 21 | 20 |  | 29.26 | - | 29.26 | 2018-02-21 20:00 | 2 | 21 | 20 |  | 32.11 | - | 32.11 | 2019-02-21 20:00 | 2 | 21 | 20 |  | 30.86 | - | 30.86
2017-02-21 21:00 | 2 | 21 | 21 |  | 24.91 | - | 24.91 | 2018-02-21 21:00 | 2 | 21 | 21 |  | 29.79 | - | 29.79 | 2019-02-21 21:00 | 2 | 21 | 21 |  | 28.3 | - | 28.3
2017-02-21 22:00 | 2 | 21 | 22 |  | 22.2 | - | 22.2 | 2018-02-21 22:00 | 2 | 21 | 22 |  | 23.23 | - | 23.23 | 2019-02-21 22:00 | 2 | 21 | 22 |  | 26.24 | - | 26.24
2017-02-21 23:00 | 2 | 21 | 23 |  | 21.71 | - | 21.71 | 2018-02-21 23:00 | 2 | 21 | 23 |  | 21.26 | - | 21.26 | 2019-02-21 23:00 | 2 | 21 | 23 |  | 23.9 | - | 23.9
2017-02-22 | 2 | 22 | 0 |  | 21.13 | - | 21.13 | 2018-02-22 | 2 | 22 | 0 |  | 19.81 | - | 19.81 | 2019-02-22 | 2 | 22 | 0 |  | 22.73 | - | 22.73
2017-02-22 01:00 | 2 | 22 | 1 |  | 20.32 | - | 20.32 | 2018-02-22 01:00 | 2 | 22 | 1 |  | 19.35 | - | 19.35 | 2019-02-22 01:00 | 2 | 22 | 1 |  | 22.08 | - | 22.08
2017-02-22 02:00 | 2 | 22 | 2 |  | 20.18 | - | 20.18 | 2018-02-22 02:00 | 2 | 22 | 2 |  | 18.55 | - | 18.55 | 2019-02-22 02:00 | 2 | 22 | 2 |  | 22.09 | - | 22.09
2017-02-22 03:00 | 2 | 22 | 3 |  | 20.13 | - | 20.13 | 2018-02-22 03:00 | 2 | 22 | 3 |  | 18.56 | - | 18.56 | 2019-02-22 03:00 | 2 | 22 | 3 |  | 22.35 | - | 22.35
2017-02-22 04:00 | 2 | 22 | 4 |  | 20.36 | - | 20.36 | 2018-02-22 04:00 | 2 | 22 | 4 |  | 19.49 | - | 19.49 | 2019-02-22 04:00 | 2 | 22 | 4 |  | 22.77 | - | 22.77
2017-02-22 05:00 | 2 | 22 | 5 |  | 21.41 | - | 21.41 | 2018-02-22 05:00 | 2 | 22 | 5 |  | 20.64 | - | 20.64 | 2019-02-22 05:00 | 2 | 22 | 5 |  | 26.15 | - | 26.15
2017-02-22 06:00 | 2 | 22 | 6 |  | 28.7 | - | 28.7 | 2018-02-22 06:00 | 2 | 22 | 6 |  | 29.31 | - | 29.31 | 2019-02-22 06:00 | 2 | 22 | 6 |  | 33.11 | - | 33.11
2017-02-22 07:00 | 2 | 22 | 7 |  | 29.42 | - | 29.42 | 2018-02-22 07:00 | 2 | 22 | 7 |  | 29.67 | - | 29.67 | 2019-02-22 07:00 | 2 | 22 | 7 |  | 34.12 | - | 34.12
2017-02-22 08:00 | 2 | 22 | 8 |  | 27.55 | 27.55 | - | 2018-02-22 08:00 | 2 | 22 | 8 |  | 29.56 | 29.56 | - | 2019-02-22 08:00 | 2 | 22 | 8 |  | 31.43 | 31.43 | -
2017-02-22 09:00 | 2 | 22 | 9 |  | 26.75 | 26.75 | - | 2018-02-22 09:00 | 2 | 22 | 9 |  | 30.85 | 30.85 | - | 2019-02-22 09:00 | 2 | 22 | 9 |  | 31.6 | 31.6 | -
2017-02-22 10:00 | 2 | 22 | 10 |  | 26.92 | 26.92 | - | 2018-02-22 10:00 | 2 | 22 | 10 |  | 30.86 | 30.86 | - | 2019-02-22 10:00 | 2 | 22 | 10 |  | 31.33 | 31.33 | -
2017-02-22 11:00 | 2 | 22 | 11 |  | 26.15 | 26.15 | - | 2018-02-22 11:00 | 2 | 22 | 11 |  | 30.43 | 30.43 | - | 2019-02-22 11:00 | 2 | 22 | 11 |  | 29.62 | 29.62 | -
2017-02-22 12:00 | 2 | 22 | 12 |  | 25.07 | 25.07 | - | 2018-02-22 12:00 | 2 | 22 | 12 |  | 30.55 | 30.55 | - | 2019-02-22 12:00 | 2 | 22 | 12 |  | 27.96 | 27.96 | -
2017-02-22 13:00 | 2 | 22 | 13 |  | 24.28 | 24.28 | - | 2018-02-22 13:00 | 2 | 22 | 13 |  | 29.15 | 29.15 | - | 2019-02-22 13:00 | 2 | 22 | 13 |  | 26.73 | 26.73 | -
2017-02-22 14:00 | 2 | 22 | 14 |  | 23.72 | 23.72 | - | 2018-02-22 14:00 | 2 | 22 | 14 |  | 27.85 | 27.85 | - | 2019-02-22 14:00 | 2 | 22 | 14 |  | 26.3 | 26.3 | -
2017-02-22 15:00 | 2 | 22 | 15 |  | 23.28 | 23.28 | - | 2018-02-22 15:00 | 2 | 22 | 15 |  | 27.42 | 27.42 | - | 2019-02-22 15:00 | 2 | 22 | 15 |  | 26.23 | 26.23 | -
2017-02-22 16:00 | 2 | 22 | 16 |  | 23.5 | 23.5 | - | 2018-02-22 16:00 | 2 | 22 | 16 |  | 29.42 | 29.42 | - | 2019-02-22 16:00 | 2 | 22 | 16 |  | 26.06 | 26.06 | -
2017-02-22 17:00 | 2 | 22 | 17 |  | 25.26 | - | 25.26 | 2018-02-22 17:00 | 2 | 22 | 17 |  | 30.73 | - | 30.73 | 2019-02-22 17:00 | 2 | 22 | 17 |  | 28 | - | 28
2017-02-22 18:00 | 2 | 22 | 18 |  | 30.33 | - | 30.33 | 2018-02-22 18:00 | 2 | 22 | 18 |  | 33.6 | - | 33.6 | 2019-02-22 18:00 | 2 | 22 | 18 |  | 33.27 | - | 33.27
2017-02-22 19:00 | 2 | 22 | 19 |  | 27.42 | - | 27.42 | 2018-02-22 19:00 | 2 | 22 | 19 |  | 31.95 | - | 31.95 | 2019-02-22 19:00 | 2 | 22 | 19 |  | 30.42 | - | 30.42
2017-02-22 20:00 | 2 | 22 | 20 |  | 25.82 | - | 25.82 | 2018-02-22 20:00 | 2 | 22 | 20 |  | 31.03 | - | 31.03 | 2019-02-22 20:00 | 2 | 22 | 20 |  | 28.12 | - | 28.12
2017-02-22 21:00 | 2 | 22 | 21 |  | 23.37 | - | 23.37 | 2018-02-22 21:00 | 2 | 22 | 21 |  | 29.54 | - | 29.54 | 2019-02-22 21:00 | 2 | 22 | 21 |  | 26.51 | - | 26.51
2017-02-22 22:00 | 2 | 22 | 22 |  | 21.68 | - | 21.68 | 2018-02-22 22:00 | 2 | 22 | 22 |  | 23.32 | - | 23.32 | 2019-02-22 22:00 | 2 | 22 | 22 |  | 24.87 | - | 24.87
2017-02-22 23:00 | 2 | 22 | 23 |  | 20.18 | - | 20.18 | 2018-02-22 23:00 | 2 | 22 | 23 |  | 22.47 | - | 22.47 | 2019-02-22 23:00 | 2 | 22 | 23 |  | 22.44 | - | 22.44
2017-02-23 | 2 | 23 | 0 |  | 20.4 | - | 20.4 | 2018-02-23 | 2 | 23 | 0 |  | 20.47 | - | 20.47 | 2019-02-23 | 2 | 23 | 0 | W | 23.52 | - | 23.52
2017-02-23 01:00 | 2 | 23 | 1 |  | 20.2 | - | 20.2 | 2018-02-23 01:00 | 2 | 23 | 1 |  | 19.78 | - | 19.78 | 2019-02-23 01:00 | 2 | 23 | 1 | W | 23.21 | - | 23.21
2017-02-23 02:00 | 2 | 23 | 2 |  | 20.1 | - | 20.1 | 2018-02-23 02:00 | 2 | 23 | 2 |  | 19.54 | - | 19.54 | 2019-02-23 02:00 | 2 | 23 | 2 | W | 23.17 | - | 23.17
2017-02-23 03:00 | 2 | 23 | 3 |  | 20.06 | - | 20.06 | 2018-02-23 03:00 | 2 | 23 | 3 |  | 19.77 | - | 19.77 | 2019-02-23 03:00 | 2 | 23 | 3 | W | 23.02 | - | 23.02
2017-02-23 04:00 | 2 | 23 | 4 |  | 20.09 | - | 20.09 | 2018-02-23 04:00 | 2 | 23 | 4 |  | 19.9 | - | 19.9 | 2019-02-23 04:00 | 2 | 23 | 4 | W | 22.8 | - | 22.8
2017-02-23 05:00 | 2 | 23 | 5 |  | 21.07 | - | 21.07 | 2018-02-23 05:00 | 2 | 23 | 5 |  | 21.7 | - | 21.7 | 2019-02-23 05:00 | 2 | 23 | 5 | W | 22.92 | - | 22.92
2017-02-23 06:00 | 2 | 23 | 6 |  | 28.64 | - | 28.64 | 2018-02-23 06:00 | 2 | 23 | 6 |  | 29.11 | - | 29.11 | 2019-02-23 06:00 | 2 | 23 | 6 | W | 25.08 | - | 25.08
2017-02-23 07:00 | 2 | 23 | 7 |  | 29.49 | - | 29.49 | 2018-02-23 07:00 | 2 | 23 | 7 |  | 27.61 | - | 27.61 | 2019-02-23 07:00 | 2 | 23 | 7 | W | 26.44 | - | 26.44
2017-02-23 08:00 | 2 | 23 | 8 |  | 28.51 | 28.51 | - | 2018-02-23 08:00 | 2 | 23 | 8 |  | 28.8 | 28.8 | - | 2019-02-23 08:00 | 2 | 23 | 8 | W | 28.04 | - | 28.04
2017-02-23 09:00 | 2 | 23 | 9 |  | 28.45 | 28.45 | - | 2018-02-23 09:00 | 2 | 23 | 9 |  | 29.07 | 29.07 | - | 2019-02-23 09:00 | 2 | 23 | 9 | W | 28.9 | - | 28.9
2017-02-23 10:00 | 2 | 23 | 10 |  | 29.66 | 29.66 | - | 2018-02-23 10:00 | 2 | 23 | 10 |  | 27.89 | 27.89 | - | 2019-02-23 10:00 | 2 | 23 | 10 | W | 29.12 | - | 29.12
2017-02-23 11:00 | 2 | 23 | 11 |  | 28.04 | 28.04 | - | 2018-02-23 11:00 | 2 | 23 | 11 |  | 27.71 | 27.71 | - | 2019-02-23 11:00 | 2 | 23 | 11 | W | 27.26 | - | 27.26
2017-02-23 12:00 | 2 | 23 | 12 |  | 27.98 | 27.98 | - | 2018-02-23 12:00 | 2 | 23 | 12 |  | 27.49 | 27.49 | - | 2019-02-23 12:00 | 2 | 23 | 12 | W | 26.54 | - | 26.54
2017-02-23 13:00 | 2 | 23 | 13 |  | 26.95 | 26.95 | - | 2018-02-23 13:00 | 2 | 23 | 13 |  | 26.17 | 26.17 | - | 2019-02-23 13:00 | 2 | 23 | 13 | W | 25.29 | - | 25.29
2017-02-23 14:00 | 2 | 23 | 14 |  | 25.79 | 25.79 | - | 2018-02-23 14:00 | 2 | 23 | 14 |  | 25.31 | 25.31 | - | 2019-02-23 14:00 | 2 | 23 | 14 | W | 24.7 | - | 24.7
2017-02-23 15:00 | 2 | 23 | 15 |  | 25.62 | 25.62 | - | 2018-02-23 15:00 | 2 | 23 | 15 |  | 25.16 | 25.16 | - | 2019-02-23 15:00 | 2 | 23 | 15 | W | 24.36 | - | 24.36
2017-02-23 16:00 | 2 | 23 | 16 |  | 25.4 | 25.4 | - | 2018-02-23 16:00 | 2 | 23 | 16 |  | 25.66 | 25.66 | - | 2019-02-23 16:00 | 2 | 23 | 16 | W | 24.63 | - | 24.63
2017-02-23 17:00 | 2 | 23 | 17 |  | 27.41 | - | 27.41 | 2018-02-23 17:00 | 2 | 23 | 17 |  | 26.95 | - | 26.95 | 2019-02-23 17:00 | 2 | 23 | 17 | W | 26.94 | - | 26.94
2017-02-23 18:00 | 2 | 23 | 18 |  | 33.58 | - | 33.58 | 2018-02-23 18:00 | 2 | 23 | 18 |  | 27.54 | - | 27.54 | 2019-02-23 18:00 | 2 | 23 | 18 | W | 28.67 | - | 28.67
2017-02-23 19:00 | 2 | 23 | 19 |  | 32.4 | - | 32.4 | 2018-02-23 19:00 | 2 | 23 | 19 |  | 27.26 | - | 27.26 | 2019-02-23 19:00 | 2 | 23 | 19 | W | 25.62 | - | 25.62
2017-02-23 20:00 | 2 | 23 | 20 |  | 29.07 | - | 29.07 | 2018-02-23 20:00 | 2 | 23 | 20 |  | 26.31 | - | 26.31 | 2019-02-23 20:00 | 2 | 23 | 20 | W | 25 | - | 25
2017-02-23 21:00 | 2 | 23 | 21 |  | 24.96 | - | 24.96 | 2018-02-23 21:00 | 2 | 23 | 21 |  | 24.53 | - | 24.53 | 2019-02-23 21:00 | 2 | 23 | 21 | W | 24.01 | - | 24.01
2017-02-23 22:00 | 2 | 23 | 22 |  | 21.75 | - | 21.75 | 2018-02-23 22:00 | 2 | 23 | 22 |  | 21.67 | - | 21.67 | 2019-02-23 22:00 | 2 | 23 | 22 | W | 22.58 | - | 22.58
2017-02-23 23:00 | 2 | 23 | 23 |  | 20.39 | - | 20.39 | 2018-02-23 23:00 | 2 | 23 | 23 |  | 19.84 | - | 19.84 | 2019-02-23 23:00 | 2 | 23 | 23 | W | 21.31 | - | 21.31
2017-02-24 | 2 | 24 | 0 |  | 18.56 | - | 18.56 | 2018-02-24 | 2 | 24 | 0 | W | 19.98 | - | 19.98 | 2019-02-24 | 2 | 24 | 0 | W | 20.66 | - | 20.66
2017-02-24 01:00 | 2 | 24 | 1 |  | 17.73 | - | 17.73 | 2018-02-24 01:00 | 2 | 24 | 1 | W | 19.23 | - | 19.23 | 2019-02-24 01:00 | 2 | 24 | 1 | W | 20.23 | - | 20.23
2017-02-24 02:00 | 2 | 24 | 2 |  | 17.55 | - | 17.55 | 2018-02-24 02:00 | 2 | 24 | 2 | W | 18.83 | - | 18.83 | 2019-02-24 02:00 | 2 | 24 | 2 | W | 20 | - | 20
2017-02-24 03:00 | 2 | 24 | 3 |  | 17.47 | - | 17.47 | 2018-02-24 03:00 | 2 | 24 | 3 | W | 18.78 | - | 18.78 | 2019-02-24 03:00 | 2 | 24 | 3 | W | 19.86 | - | 19.86
2017-02-24 04:00 | 2 | 24 | 4 |  | 17.78 | - | 17.78 | 2018-02-24 04:00 | 2 | 24 | 4 | W | 18.96 | - | 18.96 | 2019-02-24 04:00 | 2 | 24 | 4 | W | 19.89 | - | 19.89
2017-02-24 05:00 | 2 | 24 | 5 |  | 19.56 | - | 19.56 | 2018-02-24 05:00 | 2 | 24 | 5 | W | 19.56 | - | 19.56 | 2019-02-24 05:00 | 2 | 24 | 5 | W | 19.91 | - | 19.91
2017-02-24 06:00 | 2 | 24 | 6 |  | 25.84 | - | 25.84 | 2018-02-24 06:00 | 2 | 24 | 6 | W | 20.77 | - | 20.77 | 2019-02-24 06:00 | 2 | 24 | 6 | W | 20.25 | - | 20.25
2017-02-24 07:00 | 2 | 24 | 7 |  | 26.89 | - | 26.89 | 2018-02-24 07:00 | 2 | 24 | 7 | W | 21.59 | - | 21.59 | 2019-02-24 07:00 | 2 | 24 | 7 | W | 20.42 | - | 20.42
2017-02-24 08:00 | 2 | 24 | 8 |  | 26.02 | 26.02 | - | 2018-02-24 08:00 | 2 | 24 | 8 | W | 23.28 | - | 23.28 | 2019-02-24 08:00 | 2 | 24 | 8 | W | 21.49 | - | 21.49
2017-02-24 09:00 | 2 | 24 | 9 |  | 26 | 26 | - | 2018-02-24 09:00 | 2 | 24 | 9 | W | 24.5 | - | 24.5 | 2019-02-24 09:00 | 2 | 24 | 9 | W | 22.83 | - | 22.83
2017-02-24 10:00 | 2 | 24 | 10 |  | 26.22 | 26.22 | - | 2018-02-24 10:00 | 2 | 24 | 10 | W | 25.87 | - | 25.87 | 2019-02-24 10:00 | 2 | 24 | 10 | W | 23.33 | - | 23.33
2017-02-24 11:00 | 2 | 24 | 11 |  | 25.34 | 25.34 | - | 2018-02-24 11:00 | 2 | 24 | 11 | W | 24.7 | - | 24.7 | 2019-02-24 11:00 | 2 | 24 | 11 | W | 22.09 | - | 22.09
2017-02-24 12:00 | 2 | 24 | 12 |  | 25 | 25 | - | 2018-02-24 12:00 | 2 | 24 | 12 | W | 23.76 | - | 23.76 | 2019-02-24 12:00 | 2 | 24 | 12 | W | 21.76 | - | 21.76
2017-02-24 13:00 | 2 | 24 | 13 |  | 24.86 | 24.86 | - | 2018-02-24 13:00 | 2 | 24 | 13 | W | 22.48 | - | 22.48 | 2019-02-24 13:00 | 2 | 24 | 13 | W | 21.58 | - | 21.58
2017-02-24 14:00 | 2 | 24 | 14 |  | 24.03 | 24.03 | - | 2018-02-24 14:00 | 2 | 24 | 14 | W | 21.77 | - | 21.77 | 2019-02-24 14:00 | 2 | 24 | 14 | W | 20.97 | - | 20.97
2017-02-24 15:00 | 2 | 24 | 15 |  | 23.65 | 23.65 | - | 2018-02-24 15:00 | 2 | 24 | 15 | W | 21.27 | - | 21.27 | 2019-02-24 15:00 | 2 | 24 | 15 | W | 21.18 | - | 21.18
2017-02-24 16:00 | 2 | 24 | 16 |  | 23.94 | 23.94 | - | 2018-02-24 16:00 | 2 | 24 | 16 | W | 21.77 | - | 21.77 | 2019-02-24 16:00 | 2 | 24 | 16 | W | 22.09 | - | 22.09
2017-02-24 17:00 | 2 | 24 | 17 |  | 24.46 | - | 24.46 | 2018-02-24 17:00 | 2 | 24 | 17 | W | 23.74 | - | 23.74 | 2019-02-24 17:00 | 2 | 24 | 17 | W | 24.57 | - | 24.57
2017-02-24 18:00 | 2 | 24 | 18 |  | 27.39 | - | 27.39 | 2018-02-24 18:00 | 2 | 24 | 18 | W | 26.62 | - | 26.62 | 2019-02-24 18:00 | 2 | 24 | 18 | W | 28.79 | - | 28.79
2017-02-24 19:00 | 2 | 24 | 19 |  | 26.74 | - | 26.74 | 2018-02-24 19:00 | 2 | 24 | 19 | W | 24.19 | - | 24.19 | 2019-02-24 19:00 | 2 | 24 | 19 | W | 28.13 | - | 28.13
2017-02-24 20:00 | 2 | 24 | 20 |  | 24.82 | - | 24.82 | 2018-02-24 20:00 | 2 | 24 | 20 | W | 22.56 | - | 22.56 | 2019-02-24 20:00 | 2 | 24 | 20 | W | 27.15 | - | 27.15
2017-02-24 21:00 | 2 | 24 | 21 |  | 22.7 | - | 22.7 | 2018-02-24 21:00 | 2 | 24 | 21 | W | 21.54 | - | 21.54 | 2019-02-24 21:00 | 2 | 24 | 21 | W | 25.59 | - | 25.59
2017-02-24 22:00 | 2 | 24 | 22 |  | 20.66 | - | 20.66 | 2018-02-24 22:00 | 2 | 24 | 22 | W | 20.24 | - | 20.24 | 2019-02-24 22:00 | 2 | 24 | 22 | W | 24.43 | - | 24.43
2017-02-24 23:00 | 2 | 24 | 23 |  | 19.32 | - | 19.32 | 2018-02-24 23:00 | 2 | 24 | 23 | W | 18.54 | - | 18.54 | 2019-02-24 23:00 | 2 | 24 | 23 | W | 22.67 | - | 22.67
2017-02-25 | 2 | 25 | 0 | W | 19.8 | - | 19.8 | 2018-02-25 | 2 | 25 | 0 | W | 18.14 | - | 18.14 | 2019-02-25 | 2 | 25 | 0 |  | 23.09 | - | 23.09
2017-02-25 01:00 | 2 | 25 | 1 | W | 19.9 | - | 19.9 | 2018-02-25 01:00 | 2 | 25 | 1 | W | 18.01 | - | 18.01 | 2019-02-25 01:00 | 2 | 25 | 1 |  | 23.08 | - | 23.08
2017-02-25 02:00 | 2 | 25 | 2 | W | 19.71 | - | 19.71 | 2018-02-25 02:00 | 2 | 25 | 2 | W | 17.71 | - | 17.71 | 2019-02-25 02:00 | 2 | 25 | 2 |  | 23.04 | - | 23.04
2017-02-25 03:00 | 2 | 25 | 3 | W | 19.66 | - | 19.66 | 2018-02-25 03:00 | 2 | 25 | 3 | W | 17.6 | - | 17.6 | 2019-02-25 03:00 | 2 | 25 | 3 |  | 23.45 | - | 23.45
2017-02-25 04:00 | 2 | 25 | 4 | W | 19.71 | - | 19.71 | 2018-02-25 04:00 | 2 | 25 | 4 | W | 17.7 | - | 17.7 | 2019-02-25 04:00 | 2 | 25 | 4 |  | 24.52 | - | 24.52
2017-02-25 05:00 | 2 | 25 | 5 | W | 20.04 | - | 20.04 | 2018-02-25 05:00 | 2 | 25 | 5 | W | 17.78 | - | 17.78 | 2019-02-25 05:00 | 2 | 25 | 5 |  | 30.24 | - | 30.24
2017-02-25 06:00 | 2 | 25 | 6 | W | 21.12 | - | 21.12 | 2018-02-25 06:00 | 2 | 25 | 6 | W | 18.69 | - | 18.69 | 2019-02-25 06:00 | 2 | 25 | 6 |  | 42.99 | - | 42.99
2017-02-25 07:00 | 2 | 25 | 7 | W | 22.66 | - | 22.66 | 2018-02-25 07:00 | 2 | 25 | 7 | W | 19.01 | - | 19.01 | 2019-02-25 07:00 | 2 | 25 | 7 |  | 45.27 | - | 45.27
2017-02-25 08:00 | 2 | 25 | 8 | W | 24.42 | - | 24.42 | 2018-02-25 08:00 | 2 | 25 | 8 | W | 20.64 | - | 20.64 | 2019-02-25 08:00 | 2 | 25 | 8 |  | 38.24 | 38.24 | -
2017-02-25 09:00 | 2 | 25 | 9 | W | 25.33 | - | 25.33 | 2018-02-25 09:00 | 2 | 25 | 9 | W | 21.8 | - | 21.8 | 2019-02-25 09:00 | 2 | 25 | 9 |  | 37.78 | 37.78 | -
2017-02-25 10:00 | 2 | 25 | 10 | W | 26.25 | - | 26.25 | 2018-02-25 10:00 | 2 | 25 | 10 | W | 22.2 | - | 22.2 | 2019-02-25 10:00 | 2 | 25 | 10 |  | 34.23 | 34.23 | -
2017-02-25 11:00 | 2 | 25 | 11 | W | 25.58 | - | 25.58 | 2018-02-25 11:00 | 2 | 25 | 11 | W | 21.66 | - | 21.66 | 2019-02-25 11:00 | 2 | 25 | 11 |  | 31.54 | 31.54 | -
2017-02-25 12:00 | 2 | 25 | 12 | W | 25.1 | - | 25.1 | 2018-02-25 12:00 | 2 | 25 | 12 | W | 21.28 | - | 21.28 | 2019-02-25 12:00 | 2 | 25 | 12 |  | 28.79 | 28.79 | -
2017-02-25 13:00 | 2 | 25 | 13 | W | 24.63 | - | 24.63 | 2018-02-25 13:00 | 2 | 25 | 13 | W | 20.74 | - | 20.74 | 2019-02-25 13:00 | 2 | 25 | 13 |  | 28.81 | 28.81 | -
2017-02-25 14:00 | 2 | 25 | 14 | W | 24.04 | - | 24.04 | 2018-02-25 14:00 | 2 | 25 | 14 | W | 20.73 | - | 20.73 | 2019-02-25 14:00 | 2 | 25 | 14 |  | 27.95 | 27.95 | -
2017-02-25 15:00 | 2 | 25 | 15 | W | 23.79 | - | 23.79 | 2018-02-25 15:00 | 2 | 25 | 15 | W | 20.7 | - | 20.7 | 2019-02-25 15:00 | 2 | 25 | 15 |  | 27.6 | 27.6 | -
2017-02-25 16:00 | 2 | 25 | 16 | W | 24.24 | - | 24.24 | 2018-02-25 16:00 | 2 | 25 | 16 | W | 21.68 | - | 21.68 | 2019-02-25 16:00 | 2 | 25 | 16 |  | 28.47 | 28.47 | -
2017-02-25 17:00 | 2 | 25 | 17 | W | 26.46 | - | 26.46 | 2018-02-25 17:00 | 2 | 25 | 17 | W | 24.74 | - | 24.74 | 2019-02-25 17:00 | 2 | 25 | 17 |  | 32.35 | - | 32.35
2017-02-25 18:00 | 2 | 25 | 18 | W | 33.97 | - | 33.97 | 2018-02-25 18:00 | 2 | 25 | 18 | W | 29.67 | - | 29.67 | 2019-02-25 18:00 | 2 | 25 | 18 |  | 40.2 | - | 40.2
2017-02-25 19:00 | 2 | 25 | 19 | W | 35.34 | - | 35.34 | 2018-02-25 19:00 | 2 | 25 | 19 | W | 26.18 | - | 26.18 | 2019-02-25 19:00 | 2 | 25 | 19 |  | 40.24 | - | 40.24
2017-02-25 20:00 | 2 | 25 | 20 | W | 30.89 | - | 30.89 | 2018-02-25 20:00 | 2 | 25 | 20 | W | 26 | - | 26 | 2019-02-25 20:00 | 2 | 25 | 20 |  | 41.24 | - | 41.24
2017-02-25 21:00 | 2 | 25 | 21 | W | 27.98 | - | 27.98 | 2018-02-25 21:00 | 2 | 25 | 21 | W | 23.9 | - | 23.9 | 2019-02-25 21:00 | 2 | 25 | 21 |  | 36.25 | - | 36.25
2017-02-25 22:00 | 2 | 25 | 22 | W | 24.43 | - | 24.43 | 2018-02-25 22:00 | 2 | 25 | 22 | W | 21 | - | 21 | 2019-02-25 22:00 | 2 | 25 | 22 |  | 31.27 | - | 31.27
2017-02-25 23:00 | 2 | 25 | 23 | W | 22.59 | - | 22.59 | 2018-02-25 23:00 | 2 | 25 | 23 | W | 18.96 | - | 18.96 | 2019-02-25 23:00 | 2 | 25 | 23 |  | 28.22 | - | 28.22
2017-02-26 | 2 | 26 | 0 | W | 22.31 | - | 22.31 | 2018-02-26 | 2 | 26 | 0 |  | 19.44 | - | 19.44 | 2019-02-26 | 2 | 26 | 0 |  | 27.4 | - | 27.4
2017-02-26 01:00 | 2 | 26 | 1 | W | 22.18 | - | 22.18 | 2018-02-26 01:00 | 2 | 26 | 1 |  | 18.96 | - | 18.96 | 2019-02-26 01:00 | 2 | 26 | 1 |  | 27.47 | - | 27.47
2017-02-26 02:00 | 2 | 26 | 2 | W | 22.22 | - | 22.22 | 2018-02-26 02:00 | 2 | 26 | 2 |  | 18.68 | - | 18.68 | 2019-02-26 02:00 | 2 | 26 | 2 |  | 27.56 | - | 27.56
2017-02-26 03:00 | 2 | 26 | 3 | W | 22.24 | - | 22.24 | 2018-02-26 03:00 | 2 | 26 | 3 |  | 19.24 | - | 19.24 | 2019-02-26 03:00 | 2 | 26 | 3 |  | 27.48 | - | 27.48
2017-02-26 04:00 | 2 | 26 | 4 | W | 22.38 | - | 22.38 | 2018-02-26 04:00 | 2 | 26 | 4 |  | 20.31 | - | 20.31 | 2019-02-26 04:00 | 2 | 26 | 4 |  | 28.73 | - | 28.73
2017-02-26 05:00 | 2 | 26 | 5 | W | 23.84 | - | 23.84 | 2018-02-26 05:00 | 2 | 26 | 5 |  | 22.75 | - | 22.75 | 2019-02-26 05:00 | 2 | 26 | 5 |  | 37.34 | - | 37.34
2017-02-26 06:00 | 2 | 26 | 6 | W | 25.63 | - | 25.63 | 2018-02-26 06:00 | 2 | 26 | 6 |  | 39.51 | - | 39.51 | 2019-02-26 06:00 | 2 | 26 | 6 |  | 46.15 | - | 46.15
2017-02-26 07:00 | 2 | 26 | 7 | W | 26.93 | - | 26.93 | 2018-02-26 07:00 | 2 | 26 | 7 |  | 30.32 | - | 30.32 | 2019-02-26 07:00 | 2 | 26 | 7 |  | 47.42 | - | 47.42
2017-02-26 08:00 | 2 | 26 | 8 | W | 27.48 | - | 27.48 | 2018-02-26 08:00 | 2 | 26 | 8 |  | 29.67 | 29.67 | - | 2019-02-26 08:00 | 2 | 26 | 8 |  | 39.95 | 39.95 | -
2017-02-26 09:00 | 2 | 26 | 9 | W | 27.46 | - | 27.46 | 2018-02-26 09:00 | 2 | 26 | 9 |  | 29.7 | 29.7 | - | 2019-02-26 09:00 | 2 | 26 | 9 |  | 36.91 | 36.91 | -
2017-02-26 10:00 | 2 | 26 | 10 | W | 26.09 | - | 26.09 | 2018-02-26 10:00 | 2 | 26 | 10 |  | 30.51 | 30.51 | - | 2019-02-26 10:00 | 2 | 26 | 10 |  | 36.5 | 36.5 | -
2017-02-26 11:00 | 2 | 26 | 11 | W | 24.93 | - | 24.93 | 2018-02-26 11:00 | 2 | 26 | 11 |  | 26.81 | 26.81 | - | 2019-02-26 11:00 | 2 | 26 | 11 |  | 32.33 | 32.33 | -
2017-02-26 12:00 | 2 | 26 | 12 | W | 24.27 | - | 24.27 | 2018-02-26 12:00 | 2 | 26 | 12 |  | 26.34 | 26.34 | - | 2019-02-26 12:00 | 2 | 26 | 12 |  | 30.11 | 30.11 | -
2017-02-26 13:00 | 2 | 26 | 13 | W | 23.38 | - | 23.38 | 2018-02-26 13:00 | 2 | 26 | 13 |  | 25.27 | 25.27 | - | 2019-02-26 13:00 | 2 | 26 | 13 |  | 28.53 | 28.53 | -
2017-02-26 14:00 | 2 | 26 | 14 | W | 22.63 | - | 22.63 | 2018-02-26 14:00 | 2 | 26 | 14 |  | 24.72 | 24.72 | - | 2019-02-26 14:00 | 2 | 26 | 14 |  | 27.46 | 27.46 | -
2017-02-26 15:00 | 2 | 26 | 15 | W | 22.49 | - | 22.49 | 2018-02-26 15:00 | 2 | 26 | 15 |  | 24.5 | 24.5 | - | 2019-02-26 15:00 | 2 | 26 | 15 |  | 27.44 | 27.44 | -
2017-02-26 16:00 | 2 | 26 | 16 | W | 23.32 | - | 23.32 | 2018-02-26 16:00 | 2 | 26 | 16 |  | 24.99 | 24.99 | - | 2019-02-26 16:00 | 2 | 26 | 16 |  | 27.75 | 27.75 | -
2017-02-26 17:00 | 2 | 26 | 17 | W | 27.28 | - | 27.28 | 2018-02-26 17:00 | 2 | 26 | 17 |  | 28.01 | - | 28.01 | 2019-02-26 17:00 | 2 | 26 | 17 |  | 30.88 | - | 30.88
2017-02-26 18:00 | 2 | 26 | 18 | W | 35.31 | - | 35.31 | 2018-02-26 18:00 | 2 | 26 | 18 |  | 32.5 | - | 32.5 | 2019-02-26 18:00 | 2 | 26 | 18 |  | 36.93 | - | 36.93
2017-02-26 19:00 | 2 | 26 | 19 | W | 36.18 | - | 36.18 | 2018-02-26 19:00 | 2 | 26 | 19 |  | 30.31 | - | 30.31 | 2019-02-26 19:00 | 2 | 26 | 19 |  | 36.19 | - | 36.19
2017-02-26 20:00 | 2 | 26 | 20 | W | 32.67 | - | 32.67 | 2018-02-26 20:00 | 2 | 26 | 20 |  | 30.77 | - | 30.77 | 2019-02-26 20:00 | 2 | 26 | 20 |  | 35.72 | - | 35.72
2017-02-26 21:00 | 2 | 26 | 21 | W | 28.65 | - | 28.65 | 2018-02-26 21:00 | 2 | 26 | 21 |  | 30.67 | - | 30.67 | 2019-02-26 21:00 | 2 | 26 | 21 |  | 32.62 | - | 32.62
2017-02-26 22:00 | 2 | 26 | 22 | W | 24.66 | - | 24.66 | 2018-02-26 22:00 | 2 | 26 | 22 |  | 23.72 | - | 23.72 | 2019-02-26 22:00 | 2 | 26 | 22 |  | 28.94 | - | 28.94
2017-02-26 23:00 | 2 | 26 | 23 | W | 22.98 | - | 22.98 | 2018-02-26 23:00 | 2 | 26 | 23 |  | 22.09 | - | 22.09 | 2019-02-26 23:00 | 2 | 26 | 23 |  | 26.76 | - | 26.76
2017-02-27 | 2 | 27 | 0 |  | 22.19 | - | 22.19 | 2018-02-27 | 2 | 27 | 0 |  | 22.67 | - | 22.67 | 2019-02-27 | 2 | 27 | 0 |  | 27.25 | - | 27.25
2017-02-27 01:00 | 2 | 27 | 1 |  | 22.02 | - | 22.02 | 2018-02-27 01:00 | 2 | 27 | 1 |  | 22.92 | - | 22.92 | 2019-02-27 01:00 | 2 | 27 | 1 |  | 27.91 | - | 27.91
2017-02-27 02:00 | 2 | 27 | 2 |  | 22.17 | - | 22.17 | 2018-02-27 02:00 | 2 | 27 | 2 |  | 22.49 | - | 22.49 | 2019-02-27 02:00 | 2 | 27 | 2 |  | 27.85 | - | 27.85
2017-02-27 03:00 | 2 | 27 | 3 |  | 22.28 | - | 22.28 | 2018-02-27 03:00 | 2 | 27 | 3 |  | 23.03 | - | 23.03 | 2019-02-27 03:00 | 2 | 27 | 3 |  | 27.36 | - | 27.36
2017-02-27 04:00 | 2 | 27 | 4 |  | 23.5 | - | 23.5 | 2018-02-27 04:00 | 2 | 27 | 4 |  | 22.83 | - | 22.83 | 2019-02-27 04:00 | 2 | 27 | 4 |  | 28.51 | - | 28.51
2017-02-27 05:00 | 2 | 27 | 5 |  | 28.52 | - | 28.52 | 2018-02-27 05:00 | 2 | 27 | 5 |  | 30.66 | - | 30.66 | 2019-02-27 05:00 | 2 | 27 | 5 |  | 32.17 | - | 32.17
2017-02-27 06:00 | 2 | 27 | 6 |  | 38.98 | - | 38.98 | 2018-02-27 06:00 | 2 | 27 | 6 |  | 40.93 | - | 40.93 | 2019-02-27 06:00 | 2 | 27 | 6 |  | 44.87 | - | 44.87
2017-02-27 07:00 | 2 | 27 | 7 |  | 37.09 | - | 37.09 | 2018-02-27 07:00 | 2 | 27 | 7 |  | 38.03 | - | 38.03 | 2019-02-27 07:00 | 2 | 27 | 7 |  | 46.43 | - | 46.43
2017-02-27 08:00 | 2 | 27 | 8 |  | 35.59 | 35.59 | - | 2018-02-27 08:00 | 2 | 27 | 8 |  | 35.2 | 35.2 | - | 2019-02-27 08:00 | 2 | 27 | 8 |  | 40.1 | 40.1 | -
2017-02-27 09:00 | 2 | 27 | 9 |  | 34.56 | 34.56 | - | 2018-02-27 09:00 | 2 | 27 | 9 |  | 31.37 | 31.37 | - | 2019-02-27 09:00 | 2 | 27 | 9 |  | 39.16 | 39.16 | -
2017-02-27 10:00 | 2 | 27 | 10 |  | 34.17 | 34.17 | - | 2018-02-27 10:00 | 2 | 27 | 10 |  | 28.21 | 28.21 | - | 2019-02-27 10:00 | 2 | 27 | 10 |  | 41.53 | 41.53 | -
2017-02-27 11:00 | 2 | 27 | 11 |  | 31.56 | 31.56 | - | 2018-02-27 11:00 | 2 | 27 | 11 |  | 24.85 | 24.85 | - | 2019-02-27 11:00 | 2 | 27 | 11 |  | 33.72 | 33.72 | -
2017-02-27 12:00 | 2 | 27 | 12 |  | 28.53 | 28.53 | - | 2018-02-27 12:00 | 2 | 27 | 12 |  | 23.91 | 23.91 | - | 2019-02-27 12:00 | 2 | 27 | 12 |  | 29.82 | 29.82 | -
2017-02-27 13:00 | 2 | 27 | 13 |  | 26.64 | 26.64 | - | 2018-02-27 13:00 | 2 | 27 | 13 |  | 23.43 | 23.43 | - | 2019-02-27 13:00 | 2 | 27 | 13 |  | 28.74 | 28.74 | -
2017-02-27 14:00 | 2 | 27 | 14 |  | 25.58 | 25.58 | - | 2018-02-27 14:00 | 2 | 27 | 14 |  | 22.52 | 22.52 | - | 2019-02-27 14:00 | 2 | 27 | 14 |  | 27.8 | 27.8 | -
2017-02-27 15:00 | 2 | 27 | 15 |  | 24.98 | 24.98 | - | 2018-02-27 15:00 | 2 | 27 | 15 |  | 22.56 | 22.56 | - | 2019-02-27 15:00 | 2 | 27 | 15 |  | 27.61 | 27.61 | -
2017-02-27 16:00 | 2 | 27 | 16 |  | 25.18 | 25.18 | - | 2018-02-27 16:00 | 2 | 27 | 16 |  | 23.42 | 23.42 | - | 2019-02-27 16:00 | 2 | 27 | 16 |  | 28.25 | 28.25 | -
2017-02-27 17:00 | 2 | 27 | 17 |  | 28.94 | - | 28.94 | 2018-02-27 17:00 | 2 | 27 | 17 |  | 28.62 | - | 28.62 | 2019-02-27 17:00 | 2 | 27 | 17 |  | 30.55 | - | 30.55
2017-02-27 18:00 | 2 | 27 | 18 |  | 34.66 | - | 34.66 | 2018-02-27 18:00 | 2 | 27 | 18 |  | 32.57 | - | 32.57 | 2019-02-27 18:00 | 2 | 27 | 18 |  | 38.84 | - | 38.84
2017-02-27 19:00 | 2 | 27 | 19 |  | 34.98 | - | 34.98 | 2018-02-27 19:00 | 2 | 27 | 19 |  | 30.83 | - | 30.83 | 2019-02-27 19:00 | 2 | 27 | 19 |  | 40.74 | - | 40.74
2017-02-27 20:00 | 2 | 27 | 20 |  | 30.62 | - | 30.62 | 2018-02-27 20:00 | 2 | 27 | 20 |  | 30.87 | - | 30.87 | 2019-02-27 20:00 | 2 | 27 | 20 |  | 34.13 | - | 34.13
2017-02-27 21:00 | 2 | 27 | 21 |  | 26.77 | - | 26.77 | 2018-02-27 21:00 | 2 | 27 | 21 |  | 28.31 | - | 28.31 | 2019-02-27 21:00 | 2 | 27 | 21 |  | 29.78 | - | 29.78
2017-02-27 22:00 | 2 | 27 | 22 |  | 22.39 | - | 22.39 | 2018-02-27 22:00 | 2 | 27 | 22 |  | 23.03 | - | 23.03 | 2019-02-27 22:00 | 2 | 27 | 22 |  | 27.51 | - | 27.51
2017-02-27 23:00 | 2 | 27 | 23 |  | 21.85 | - | 21.85 | 2018-02-27 23:00 | 2 | 27 | 23 |  | 22.13 | - | 22.13 | 2019-02-27 23:00 | 2 | 27 | 23 |  | 25.95 | - | 25.95
2017-02-28 | 2 | 28 | 0 |  | 20.15 | - | 20.15 | 2018-02-28 | 2 | 28 | 0 |  | 20.76 | - | 20.76 | 2019-02-28 | 2 | 28 | 0 |  | 25.53 | - | 25.53
2017-02-28 01:00 | 2 | 28 | 1 |  | 19.8 | - | 19.8 | 2018-02-28 01:00 | 2 | 28 | 1 |  | 20.53 | - | 20.53 | 2019-02-28 01:00 | 2 | 28 | 1 |  | 25.5 | - | 25.5
2017-02-28 02:00 | 2 | 28 | 2 |  | 19.56 | - | 19.56 | 2018-02-28 02:00 | 2 | 28 | 2 |  | 20.18 | - | 20.18 | 2019-02-28 02:00 | 2 | 28 | 2 |  | 25.23 | - | 25.23
2017-02-28 03:00 | 2 | 28 | 3 |  | 19.7 | - | 19.7 | 2018-02-28 03:00 | 2 | 28 | 3 |  | 20.34 | - | 20.34 | 2019-02-28 03:00 | 2 | 28 | 3 |  | 25.54 | - | 25.54
2017-02-28 04:00 | 2 | 28 | 4 |  | 19.81 | - | 19.81 | 2018-02-28 04:00 | 2 | 28 | 4 |  | 20.93 | - | 20.93 | 2019-02-28 04:00 | 2 | 28 | 4 |  | 25.85 | - | 25.85
2017-02-28 05:00 | 2 | 28 | 5 |  | 21.56 | - | 21.56 | 2018-02-28 05:00 | 2 | 28 | 5 |  | 24.3 | - | 24.3 | 2019-02-28 05:00 | 2 | 28 | 5 |  | 29.36 | - | 29.36
2017-02-28 06:00 | 2 | 28 | 6 |  | 30.71 | - | 30.71 | 2018-02-28 06:00 | 2 | 28 | 6 |  | 37.22 | - | 37.22 | 2019-02-28 06:00 | 2 | 28 | 6 |  | 39.97 | - | 39.97
2017-02-28 07:00 | 2 | 28 | 7 |  | 29.82 | - | 29.82 | 2018-02-28 07:00 | 2 | 28 | 7 |  | 32.21 | - | 32.21 | 2019-02-28 07:00 | 2 | 28 | 7 |  | 37.1 | - | 37.1
2017-02-28 08:00 | 2 | 28 | 8 |  | 28.51 | 28.51 | - | 2018-02-28 08:00 | 2 | 28 | 8 |  | 29.99 | 29.99 | - | 2019-02-28 08:00 | 2 | 28 | 8 |  | 35.52 | 35.52 | -
2017-02-28 09:00 | 2 | 28 | 9 |  | 27.57 | 27.57 | - | 2018-02-28 09:00 | 2 | 28 | 9 |  | 28.89 | 28.89 | - | 2019-02-28 09:00 | 2 | 28 | 9 |  | 34.01 | 34.01 | -
2017-02-28 10:00 | 2 | 28 | 10 |  | 27.56 | 27.56 | - | 2018-02-28 10:00 | 2 | 28 | 10 |  | 28.34 | 28.34 | - | 2019-02-28 10:00 | 2 | 28 | 10 |  | 33.78 | 33.78 | -
2017-02-28 11:00 | 2 | 28 | 11 |  | 26.18 | 26.18 | - | 2018-02-28 11:00 | 2 | 28 | 11 |  | 26.91 | 26.91 | - | 2019-02-28 11:00 | 2 | 28 | 11 |  | 30.69 | 30.69 | -
2017-02-28 12:00 | 2 | 28 | 12 |  | 25.34 | 25.34 | - | 2018-02-28 12:00 | 2 | 28 | 12 |  | 25.91 | 25.91 | - | 2019-02-28 12:00 | 2 | 28 | 12 |  | 28.72 | 28.72 | -
2017-02-28 13:00 | 2 | 28 | 13 |  | 24.85 | 24.85 | - | 2018-02-28 13:00 | 2 | 28 | 13 |  | 25.28 | 25.28 | - | 2019-02-28 13:00 | 2 | 28 | 13 |  | 28.25 | 28.25 | -
2017-02-28 14:00 | 2 | 28 | 14 |  | 24.41 | 24.41 | - | 2018-02-28 14:00 | 2 | 28 | 14 |  | 24.68 | 24.68 | - | 2019-02-28 14:00 | 2 | 28 | 14 |  | 27.69 | 27.69 | -
2017-02-28 15:00 | 2 | 28 | 15 |  | 23.68 | 23.68 | - | 2018-02-28 15:00 | 2 | 28 | 15 |  | 24.49 | 24.49 | - | 2019-02-28 15:00 | 2 | 28 | 15 |  | 27.6 | 27.6 | -
2017-02-28 16:00 | 2 | 28 | 16 |  | 23.35 | 23.35 | - | 2018-02-28 16:00 | 2 | 28 | 16 |  | 25.49 | 25.49 | - | 2019-02-28 16:00 | 2 | 28 | 16 |  | 28.09 | 28.09 | -
2017-02-28 17:00 | 2 | 28 | 17 |  | 24.12 | - | 24.12 | 2018-02-28 17:00 | 2 | 28 | 17 |  | 28.16 | - | 28.16 | 2019-02-28 17:00 | 2 | 28 | 17 |  | 30.47 | - | 30.47
2017-02-28 18:00 | 2 | 28 | 18 |  | 29.11 | - | 29.11 | 2018-02-28 18:00 | 2 | 28 | 18 |  | 33.86 | - | 33.86 | 2019-02-28 18:00 | 2 | 28 | 18 |  | 37.96 | - | 37.96
2017-02-28 19:00 | 2 | 28 | 19 |  | 29.07 | - | 29.07 | 2018-02-28 19:00 | 2 | 28 | 19 |  | 30.01 | - | 30.01 | 2019-02-28 19:00 | 2 | 28 | 19 |  | 38.31 | - | 38.31
2017-02-28 20:00 | 2 | 28 | 20 |  | 26.33 | - | 26.33 | 2018-02-28 20:00 | 2 | 28 | 20 |  | 28.58 | - | 28.58 | 2019-02-28 20:00 | 2 | 28 | 20 |  | 35.19 | - | 35.19
2017-02-28 21:00 | 2 | 28 | 21 |  | 23.8 | - | 23.8 | 2018-02-28 21:00 | 2 | 28 | 21 |  | 26.17 | - | 26.17 | 2019-02-28 21:00 | 2 | 28 | 21 |  | 30.32 | - | 30.32
2017-02-28 22:00 | 2 | 28 | 22 |  | 21.17 | - | 21.17 | 2018-02-28 22:00 | 2 | 28 | 22 |  | 22.65 | - | 22.65 | 2019-02-28 22:00 | 2 | 28 | 22 |  | 27.84 | - | 27.84
2017-02-28 23:00 | 2 | 28 | 23 |  | 19.68 | - | 19.68 | 2018-02-28 23:00 | 2 | 28 | 23 |  | 21.47 | - | 21.47 | 2019-02-28 23:00 | 2 | 28 | 23 |  | 26.03 | - | 26.03
2017-03-01 | 3 | 1 | 0 |  | 18.04 | - | 18.04 | 2018-03-01 | 3 | 1 | 0 |  | 21.44 | - | 21.44 | 2019-03-01 | 3 | 1 | 0 |  | 27.87 | - | 27.87
2017-03-01 01:00 | 3 | 1 | 1 |  | 18.19 | - | 18.19 | 2018-03-01 01:00 | 3 | 1 | 1 |  | 20.57 | - | 20.57 | 2019-03-01 01:00 | 3 | 1 | 1 |  | 27.73 | - | 27.73
2017-03-01 02:00 | 3 | 1 | 2 |  | 18.1 | - | 18.1 | 2018-03-01 02:00 | 3 | 1 | 2 |  | 20.3 | - | 20.3 | 2019-03-01 02:00 | 3 | 1 | 2 |  | 27.53 | - | 27.53
2017-03-01 03:00 | 3 | 1 | 3 |  | 18.16 | - | 18.16 | 2018-03-01 03:00 | 3 | 1 | 3 |  | 20.41 | - | 20.41 | 2019-03-01 03:00 | 3 | 1 | 3 |  | 27.57 | - | 27.57
2017-03-01 04:00 | 3 | 1 | 4 |  | 18.14 | - | 18.14 | 2018-03-01 04:00 | 3 | 1 | 4 |  | 21.14 | - | 21.14 | 2019-03-01 04:00 | 3 | 1 | 4 |  | 28.54 | - | 28.54
2017-03-01 05:00 | 3 | 1 | 5 |  | 19.74 | - | 19.74 | 2018-03-01 05:00 | 3 | 1 | 5 |  | 22.67 | - | 22.67 | 2019-03-01 05:00 | 3 | 1 | 5 |  | 30.37 | - | 30.37
2017-03-01 06:00 | 3 | 1 | 6 |  | 23.35 | - | 23.35 | 2018-03-01 06:00 | 3 | 1 | 6 |  | 31.3 | - | 31.3 | 2019-03-01 06:00 | 3 | 1 | 6 |  | 41.33 | - | 41.33
2017-03-01 07:00 | 3 | 1 | 7 |  | 25.13 | - | 25.13 | 2018-03-01 07:00 | 3 | 1 | 7 |  | 29.66 | - | 29.66 | 2019-03-01 07:00 | 3 | 1 | 7 |  | 42.73 | - | 42.73
2017-03-01 08:00 | 3 | 1 | 8 |  | 24.96 | 24.96 | - | 2018-03-01 08:00 | 3 | 1 | 8 |  | 30.08 | 30.08 | - | 2019-03-01 08:00 | 3 | 1 | 8 |  | 41.78 | 41.78 | -
2017-03-01 09:00 | 3 | 1 | 9 |  | 25.39 | 25.39 | - | 2018-03-01 09:00 | 3 | 1 | 9 |  | 30.44 | 30.44 | - | 2019-03-01 09:00 | 3 | 1 | 9 |  | 40.75 | 40.75 | -
2017-03-01 10:00 | 3 | 1 | 10 |  | 25.98 | 25.98 | - | 2018-03-01 10:00 | 3 | 1 | 10 |  | 31.77 | 31.77 | - | 2019-03-01 10:00 | 3 | 1 | 10 |  | 41.96 | 41.96 | -
2017-03-01 11:00 | 3 | 1 | 11 |  | 25.29 | 25.29 | - | 2018-03-01 11:00 | 3 | 1 | 11 |  | 31.06 | 31.06 | - | 2019-03-01 11:00 | 3 | 1 | 11 |  | 40.46 | 40.46 | -
2017-03-01 12:00 | 3 | 1 | 12 |  | 25.5 | 25.5 | - | 2018-03-01 12:00 | 3 | 1 | 12 |  | 29.91 | 29.91 | - | 2019-03-01 12:00 | 3 | 1 | 12 |  | 37.54 | 37.54 | -
2017-03-01 13:00 | 3 | 1 | 13 |  | 25.32 | 25.32 | - | 2018-03-01 13:00 | 3 | 1 | 13 |  | 28.94 | 28.94 | - | 2019-03-01 13:00 | 3 | 1 | 13 |  | 36.58 | 36.58 | -
2017-03-01 14:00 | 3 | 1 | 14 |  | 24.74 | 24.74 | - | 2018-03-01 14:00 | 3 | 1 | 14 |  | 27.53 | 27.53 | - | 2019-03-01 14:00 | 3 | 1 | 14 |  | 31.57 | 31.57 | -
2017-03-01 15:00 | 3 | 1 | 15 |  | 24.39 | 24.39 | - | 2018-03-01 15:00 | 3 | 1 | 15 |  | 26.65 | 26.65 | - | 2019-03-01 15:00 | 3 | 1 | 15 |  | 30.05 | 30.05 | -
2017-03-01 16:00 | 3 | 1 | 16 |  | 24.37 | 24.37 | - | 2018-03-01 16:00 | 3 | 1 | 16 |  | 27.17 | 27.17 | - | 2019-03-01 16:00 | 3 | 1 | 16 |  | 30.87 | 30.87 | -
2017-03-01 17:00 | 3 | 1 | 17 |  | 24.88 | - | 24.88 | 2018-03-01 17:00 | 3 | 1 | 17 |  | 29.42 | - | 29.42 | 2019-03-01 17:00 | 3 | 1 | 17 |  | 32.4 | - | 32.4
2017-03-01 18:00 | 3 | 1 | 18 |  | 29.66 | - | 29.66 | 2018-03-01 18:00 | 3 | 1 | 18 |  | 35.66 | - | 35.66 | 2019-03-01 18:00 | 3 | 1 | 18 |  | 38.83 | - | 38.83
2017-03-01 19:00 | 3 | 1 | 19 |  | 28.99 | - | 28.99 | 2018-03-01 19:00 | 3 | 1 | 19 |  | 33.89 | - | 33.89 | 2019-03-01 19:00 | 3 | 1 | 19 |  | 41.66 | - | 41.66
2017-03-01 20:00 | 3 | 1 | 20 |  | 27.31 | - | 27.31 | 2018-03-01 20:00 | 3 | 1 | 20 |  | 30.43 | - | 30.43 | 2019-03-01 20:00 | 3 | 1 | 20 |  | 36.87 | - | 36.87
2017-03-01 21:00 | 3 | 1 | 21 |  | 24.35 | - | 24.35 | 2018-03-01 21:00 | 3 | 1 | 21 |  | 28.12 | - | 28.12 | 2019-03-01 21:00 | 3 | 1 | 21 |  | 32.99 | - | 32.99
2017-03-01 22:00 | 3 | 1 | 22 |  | 21.84 | - | 21.84 | 2018-03-01 22:00 | 3 | 1 | 22 |  | 24.14 | - | 24.14 | 2019-03-01 22:00 | 3 | 1 | 22 |  | 28.91 | - | 28.91
2017-03-01 23:00 | 3 | 1 | 23 |  | 20.07 | - | 20.07 | 2018-03-01 23:00 | 3 | 1 | 23 |  | 22.2 | - | 22.2 | 2019-03-01 23:00 | 3 | 1 | 23 |  | 27.88 | - | 27.88
2017-03-02 | 3 | 2 | 0 |  | 20.76 | - | 20.76 | 2018-03-02 | 3 | 2 | 0 |  | 22.35 | - | 22.35 | 2019-03-02 | 3 | 2 | 0 | W | 27.35 | - | 27.35
2017-03-02 01:00 | 3 | 2 | 1 |  | 20.73 | - | 20.73 | 2018-03-02 01:00 | 3 | 2 | 1 |  | 21.34 | - | 21.34 | 2019-03-02 01:00 | 3 | 2 | 1 | W | 26.47 | - | 26.47
2017-03-02 02:00 | 3 | 2 | 2 |  | 20.51 | - | 20.51 | 2018-03-02 02:00 | 3 | 2 | 2 |  | 20.94 | - | 20.94 | 2019-03-02 02:00 | 3 | 2 | 2 | W | 25.95 | - | 25.95
2017-03-02 03:00 | 3 | 2 | 3 |  | 20.58 | - | 20.58 | 2018-03-02 03:00 | 3 | 2 | 3 |  | 21.29 | - | 21.29 | 2019-03-02 03:00 | 3 | 2 | 3 | W | 25.65 | - | 25.65
2017-03-02 04:00 | 3 | 2 | 4 |  | 20.79 | - | 20.79 | 2018-03-02 04:00 | 3 | 2 | 4 |  | 21.96 | - | 21.96 | 2019-03-02 04:00 | 3 | 2 | 4 | W | 25.75 | - | 25.75
2017-03-02 05:00 | 3 | 2 | 5 |  | 22.44 | - | 22.44 | 2018-03-02 05:00 | 3 | 2 | 5 |  | 24.65 | - | 24.65 | 2019-03-02 05:00 | 3 | 2 | 5 | W | 25.75 | - | 25.75
2017-03-02 06:00 | 3 | 2 | 6 |  | 29.21 | - | 29.21 | 2018-03-02 06:00 | 3 | 2 | 6 |  | 37.67 | - | 37.67 | 2019-03-02 06:00 | 3 | 2 | 6 | W | 27.47 | - | 27.47
2017-03-02 07:00 | 3 | 2 | 7 |  | 33.89 | - | 33.89 | 2018-03-02 07:00 | 3 | 2 | 7 |  | 34.45 | - | 34.45 | 2019-03-02 07:00 | 3 | 2 | 7 | W | 28 | - | 28
2017-03-02 08:00 | 3 | 2 | 8 |  | 31.28 | 31.28 | - | 2018-03-02 08:00 | 3 | 2 | 8 |  | 33.69 | 33.69 | - | 2019-03-02 08:00 | 3 | 2 | 8 | W | 29.61 | - | 29.61
2017-03-02 09:00 | 3 | 2 | 9 |  | 31.45 | 31.45 | - | 2018-03-02 09:00 | 3 | 2 | 9 |  | 34.64 | 34.64 | - | 2019-03-02 09:00 | 3 | 2 | 9 | W | 30.33 | - | 30.33
2017-03-02 10:00 | 3 | 2 | 10 |  | 31.08 | 31.08 | - | 2018-03-02 10:00 | 3 | 2 | 10 |  | 34.71 | 34.71 | - | 2019-03-02 10:00 | 3 | 2 | 10 | W | 32.41 | - | 32.41
2017-03-02 11:00 | 3 | 2 | 11 |  | 29.24 | 29.24 | - | 2018-03-02 11:00 | 3 | 2 | 11 |  | 34.61 | 34.61 | - | 2019-03-02 11:00 | 3 | 2 | 11 | W | 29.87 | - | 29.87
2017-03-02 12:00 | 3 | 2 | 12 |  | 28.52 | 28.52 | - | 2018-03-02 12:00 | 3 | 2 | 12 |  | 33.06 | 33.06 | - | 2019-03-02 12:00 | 3 | 2 | 12 | W | 27.86 | - | 27.86
2017-03-02 13:00 | 3 | 2 | 13 |  | 27.68 | 27.68 | - | 2018-03-02 13:00 | 3 | 2 | 13 |  | 30.94 | 30.94 | - | 2019-03-02 13:00 | 3 | 2 | 13 | W | 26.38 | - | 26.38
2017-03-02 14:00 | 3 | 2 | 14 |  | 25.99 | 25.99 | - | 2018-03-02 14:00 | 3 | 2 | 14 |  | 29.34 | 29.34 | - | 2019-03-02 14:00 | 3 | 2 | 14 | W | 25.72 | - | 25.72
2017-03-02 15:00 | 3 | 2 | 15 |  | 25.36 | 25.36 | - | 2018-03-02 15:00 | 3 | 2 | 15 |  | 27.44 | 27.44 | - | 2019-03-02 15:00 | 3 | 2 | 15 | W | 25.31 | - | 25.31
2017-03-02 16:00 | 3 | 2 | 16 |  | 25.6 | 25.6 | - | 2018-03-02 16:00 | 3 | 2 | 16 |  | 28.51 | 28.51 | - | 2019-03-02 16:00 | 3 | 2 | 16 | W | 25.65 | - | 25.65
2017-03-02 17:00 | 3 | 2 | 17 |  | 29.03 | - | 29.03 | 2018-03-02 17:00 | 3 | 2 | 17 |  | 29.78 | - | 29.78 | 2019-03-02 17:00 | 3 | 2 | 17 | W | 26.89 | - | 26.89
2017-03-02 18:00 | 3 | 2 | 18 |  | 34.99 | - | 34.99 | 2018-03-02 18:00 | 3 | 2 | 18 |  | 37.42 | - | 37.42 | 2019-03-02 18:00 | 3 | 2 | 18 | W | 30.51 | - | 30.51
2017-03-02 19:00 | 3 | 2 | 19 |  | 34.46 | - | 34.46 | 2018-03-02 19:00 | 3 | 2 | 19 |  | 35.82 | - | 35.82 | 2019-03-02 19:00 | 3 | 2 | 19 | W | 29.77 | - | 29.77
2017-03-02 20:00 | 3 | 2 | 20 |  | 35.95 | - | 35.95 | 2018-03-02 20:00 | 3 | 2 | 20 |  | 33.59 | - | 33.59 | 2019-03-02 20:00 | 3 | 2 | 20 | W | 29.44 | - | 29.44
2017-03-02 21:00 | 3 | 2 | 21 |  | 31.27 | - | 31.27 | 2018-03-02 21:00 | 3 | 2 | 21 |  | 33.01 | - | 33.01 | 2019-03-02 21:00 | 3 | 2 | 21 | W | 28.07 | - | 28.07
2017-03-02 22:00 | 3 | 2 | 22 |  | 25.66 | - | 25.66 | 2018-03-02 22:00 | 3 | 2 | 22 |  | 29.95 | - | 29.95 | 2019-03-02 22:00 | 3 | 2 | 22 | W | 27.72 | - | 27.72
2017-03-02 23:00 | 3 | 2 | 23 |  | 23.09 | - | 23.09 | 2018-03-02 23:00 | 3 | 2 | 23 |  | 26.68 | - | 26.68 | 2019-03-02 23:00 | 3 | 2 | 23 | W | 27.07 | - | 27.07
2017-03-03 | 3 | 3 | 0 |  | 23.81 | - | 23.81 | 2018-03-03 | 3 | 3 | 0 | W | 26.78 | - | 26.78 | 2019-03-03 | 3 | 3 | 0 | W | 26.34 | - | 26.34
2017-03-03 01:00 | 3 | 3 | 1 |  | 23.65 | - | 23.65 | 2018-03-03 01:00 | 3 | 3 | 1 | W | 26.85 | - | 26.85 | 2019-03-03 01:00 | 3 | 3 | 1 | W | 25.9 | - | 25.9
2017-03-03 02:00 | 3 | 3 | 2 |  | 23.52 | - | 23.52 | 2018-03-03 02:00 | 3 | 3 | 2 | W | 26.6 | - | 26.6 | 2019-03-03 02:00 | 3 | 3 | 2 | W | 25.84 | - | 25.84
2017-03-03 03:00 | 3 | 3 | 3 |  | 23.84 | - | 23.84 | 2018-03-03 03:00 | 3 | 3 | 3 | W | 26.52 | - | 26.52 | 2019-03-03 03:00 | 3 | 3 | 3 | W | 25.36 | - | 25.36
2017-03-03 04:00 | 3 | 3 | 4 |  | 24.14 | - | 24.14 | 2018-03-03 04:00 | 3 | 3 | 4 | W | 26.63 | - | 26.63 | 2019-03-03 04:00 | 3 | 3 | 4 | W | 25.51 | - | 25.51
2017-03-03 05:00 | 3 | 3 | 5 |  | 29.02 | - | 29.02 | 2018-03-03 05:00 | 3 | 3 | 5 | W | 28.75 | - | 28.75 | 2019-03-03 05:00 | 3 | 3 | 5 | W | 25.51 | - | 25.51
2017-03-03 06:00 | 3 | 3 | 6 |  | 42 | - | 42 | 2018-03-03 06:00 | 3 | 3 | 6 | W | 34.17 | - | 34.17 | 2019-03-03 06:00 | 3 | 3 | 6 | W | 27.07 | - | 27.07
2017-03-03 07:00 | 3 | 3 | 7 |  | 44.59 | - | 44.59 | 2018-03-03 07:00 | 3 | 3 | 7 | W | 35.84 | - | 35.84 | 2019-03-03 07:00 | 3 | 3 | 7 | W | 27.3 | - | 27.3
2017-03-03 08:00 | 3 | 3 | 8 |  | 39.81 | 39.81 | - | 2018-03-03 08:00 | 3 | 3 | 8 | W | 36.35 | - | 36.35 | 2019-03-03 08:00 | 3 | 3 | 8 | W | 28.43 | - | 28.43
2017-03-03 09:00 | 3 | 3 | 9 |  | 38.45 | 38.45 | - | 2018-03-03 09:00 | 3 | 3 | 9 | W | 34.29 | - | 34.29 | 2019-03-03 09:00 | 3 | 3 | 9 | W | 30.09 | - | 30.09
2017-03-03 10:00 | 3 | 3 | 10 |  | 36.19 | 36.19 | - | 2018-03-03 10:00 | 3 | 3 | 10 | W | 34.69 | - | 34.69 | 2019-03-03 10:00 | 3 | 3 | 10 | W | 29.25 | - | 29.25
2017-03-03 11:00 | 3 | 3 | 11 |  | 33.09 | 33.09 | - | 2018-03-03 11:00 | 3 | 3 | 11 | W | 30.86 | - | 30.86 | 2019-03-03 11:00 | 3 | 3 | 11 | W | 28.63 | - | 28.63
2017-03-03 12:00 | 3 | 3 | 12 |  | 29.46 | 29.46 | - | 2018-03-03 12:00 | 3 | 3 | 12 | W | 27.64 | - | 27.64 | 2019-03-03 12:00 | 3 | 3 | 12 | W | 27.72 | - | 27.72
2017-03-03 13:00 | 3 | 3 | 13 |  | 29.1 | 29.1 | - | 2018-03-03 13:00 | 3 | 3 | 13 | W | 27.06 | - | 27.06 | 2019-03-03 13:00 | 3 | 3 | 13 | W | 27.44 | - | 27.44
2017-03-03 14:00 | 3 | 3 | 14 |  | 27.12 | 27.12 | - | 2018-03-03 14:00 | 3 | 3 | 14 | W | 25.31 | - | 25.31 | 2019-03-03 14:00 | 3 | 3 | 14 | W | 27.23 | - | 27.23
2017-03-03 15:00 | 3 | 3 | 15 |  | 26.25 | 26.25 | - | 2018-03-03 15:00 | 3 | 3 | 15 | W | 24.72 | - | 24.72 | 2019-03-03 15:00 | 3 | 3 | 15 | W | 27.34 | - | 27.34
2017-03-03 16:00 | 3 | 3 | 16 |  | 26.92 | 26.92 | - | 2018-03-03 16:00 | 3 | 3 | 16 | W | 25.48 | - | 25.48 | 2019-03-03 16:00 | 3 | 3 | 16 | W | 27.95 | - | 27.95
2017-03-03 17:00 | 3 | 3 | 17 |  | 31.63 | - | 31.63 | 2018-03-03 17:00 | 3 | 3 | 17 | W | 27.13 | - | 27.13 | 2019-03-03 17:00 | 3 | 3 | 17 | W | 32.19 | - | 32.19
2017-03-03 18:00 | 3 | 3 | 18 |  | 39.34 | - | 39.34 | 2018-03-03 18:00 | 3 | 3 | 18 | W | 37.36 | - | 37.36 | 2019-03-03 18:00 | 3 | 3 | 18 | W | 38.64 | - | 38.64
2017-03-03 19:00 | 3 | 3 | 19 |  | 39.09 | - | 39.09 | 2018-03-03 19:00 | 3 | 3 | 19 | W | 36.69 | - | 36.69 | 2019-03-03 19:00 | 3 | 3 | 19 | W | 38.75 | - | 38.75
2017-03-03 20:00 | 3 | 3 | 20 |  | 37.8 | - | 37.8 | 2018-03-03 20:00 | 3 | 3 | 20 | W | 35.55 | - | 35.55 | 2019-03-03 20:00 | 3 | 3 | 20 | W | 35.6 | - | 35.6
2017-03-03 21:00 | 3 | 3 | 21 |  | 33.14 | - | 33.14 | 2018-03-03 21:00 | 3 | 3 | 21 | W | 33 | - | 33 | 2019-03-03 21:00 | 3 | 3 | 21 | W | 32.79 | - | 32.79
2017-03-03 22:00 | 3 | 3 | 22 |  | 28.94 | - | 28.94 | 2018-03-03 22:00 | 3 | 3 | 22 | W | 29.17 | - | 29.17 | 2019-03-03 22:00 | 3 | 3 | 22 | W | 28.7 | - | 28.7
2017-03-03 23:00 | 3 | 3 | 23 |  | 24.78 | - | 24.78 | 2018-03-03 23:00 | 3 | 3 | 23 | W | 27.35 | - | 27.35 | 2019-03-03 23:00 | 3 | 3 | 23 | W | 27.55 | - | 27.55
2017-03-04 | 3 | 4 | 0 | W | 29.61 | - | 29.61 | 2018-03-04 | 3 | 4 | 0 | W | 28.65 | - | 28.65 | 2019-03-04 | 3 | 4 | 0 |  | 26.46 | - | 26.46
2017-03-04 01:00 | 3 | 4 | 1 | W | 28.37 | - | 28.37 | 2018-03-04 01:00 | 3 | 4 | 1 | W | 27.83 | - | 27.83 | 2019-03-04 01:00 | 3 | 4 | 1 |  | 26.13 | - | 26.13
2017-03-04 02:00 | 3 | 4 | 2 | W | 27.74 | - | 27.74 | 2018-03-04 02:00 | 3 | 4 | 2 | W | 27.26 | - | 27.26 | 2019-03-04 02:00 | 3 | 4 | 2 |  | 25.95 | - | 25.95
2017-03-04 03:00 | 3 | 4 | 3 | W | 27.75 | - | 27.75 | 2018-03-04 03:00 | 3 | 4 | 3 | W | 27.34 | - | 27.34 | 2019-03-04 03:00 | 3 | 4 | 3 |  | 26.88 | - | 26.88
2017-03-04 04:00 | 3 | 4 | 4 | W | 27.29 | - | 27.29 | 2018-03-04 04:00 | 3 | 4 | 4 | W | 27.63 | - | 27.63 | 2019-03-04 04:00 | 3 | 4 | 4 |  | 27.95 | - | 27.95
2017-03-04 05:00 | 3 | 4 | 5 | W | 31.31 | - | 31.31 | 2018-03-04 05:00 | 3 | 4 | 5 | W | 28.43 | - | 28.43 | 2019-03-04 05:00 | 3 | 4 | 5 |  | 33.21 | - | 33.21
2017-03-04 06:00 | 3 | 4 | 6 | W | 37.93 | - | 37.93 | 2018-03-04 06:00 | 3 | 4 | 6 | W | 30.35 | - | 30.35 | 2019-03-04 06:00 | 3 | 4 | 6 |  | 51.26 | - | 51.26
2017-03-04 07:00 | 3 | 4 | 7 | W | 38.91 | - | 38.91 | 2018-03-04 07:00 | 3 | 4 | 7 | W | 31.53 | - | 31.53 | 2019-03-04 07:00 | 3 | 4 | 7 |  | 50.38 | - | 50.38
2017-03-04 08:00 | 3 | 4 | 8 | W | 39.78 | - | 39.78 | 2018-03-04 08:00 | 3 | 4 | 8 | W | 34.41 | - | 34.41 | 2019-03-04 08:00 | 3 | 4 | 8 |  | 47.83 | 47.83 | -
2017-03-04 09:00 | 3 | 4 | 9 | W | 39.29 | - | 39.29 | 2018-03-04 09:00 | 3 | 4 | 9 | W | 32.44 | - | 32.44 | 2019-03-04 09:00 | 3 | 4 | 9 |  | 42.39 | 42.39 | -
2017-03-04 10:00 | 3 | 4 | 10 | W | 34.91 | - | 34.91 | 2018-03-04 10:00 | 3 | 4 | 10 | W | 27.78 | - | 27.78 | 2019-03-04 10:00 | 3 | 4 | 10 |  | 39.02 | 39.02 | -
2017-03-04 11:00 | 3 | 4 | 11 | W | 31.76 | - | 31.76 | 2018-03-04 11:00 | 3 | 4 | 11 | W | 27.3 | - | 27.3 | 2019-03-04 11:00 | 3 | 4 | 11 |  | 36.92 | 36.92 | -
2017-03-04 12:00 | 3 | 4 | 12 | W | 28.38 | - | 28.38 | 2018-03-04 12:00 | 3 | 4 | 12 | W | 26.67 | - | 26.67 | 2019-03-04 12:00 | 3 | 4 | 12 |  | 34.34 | 34.34 | -
2017-03-04 13:00 | 3 | 4 | 13 | W | 27.84 | - | 27.84 | 2018-03-04 13:00 | 3 | 4 | 13 | W | 24.36 | - | 24.36 | 2019-03-04 13:00 | 3 | 4 | 13 |  | 31.46 | 31.46 | -
2017-03-04 14:00 | 3 | 4 | 14 | W | 26.88 | - | 26.88 | 2018-03-04 14:00 | 3 | 4 | 14 | W | 23.32 | - | 23.32 | 2019-03-04 14:00 | 3 | 4 | 14 |  | 30.19 | 30.19 | -
2017-03-04 15:00 | 3 | 4 | 15 | W | 26.47 | - | 26.47 | 2018-03-04 15:00 | 3 | 4 | 15 | W | 23.04 | - | 23.04 | 2019-03-04 15:00 | 3 | 4 | 15 |  | 29.65 | 29.65 | -
2017-03-04 16:00 | 3 | 4 | 16 | W | 26.82 | - | 26.82 | 2018-03-04 16:00 | 3 | 4 | 16 | W | 23.99 | - | 23.99 | 2019-03-04 16:00 | 3 | 4 | 16 |  | 30.19 | 30.19 | -
2017-03-04 17:00 | 3 | 4 | 17 | W | 31.11 | - | 31.11 | 2018-03-04 17:00 | 3 | 4 | 17 | W | 27.56 | - | 27.56 | 2019-03-04 17:00 | 3 | 4 | 17 |  | 36.33 | - | 36.33
2017-03-04 18:00 | 3 | 4 | 18 | W | 40.41 | - | 40.41 | 2018-03-04 18:00 | 3 | 4 | 18 | W | 37.86 | - | 37.86 | 2019-03-04 18:00 | 3 | 4 | 18 |  | 50.86 | - | 50.86
2017-03-04 19:00 | 3 | 4 | 19 | W | 40.94 | - | 40.94 | 2018-03-04 19:00 | 3 | 4 | 19 | W | 38.2 | - | 38.2 | 2019-03-04 19:00 | 3 | 4 | 19 |  | 50.43 | - | 50.43
2017-03-04 20:00 | 3 | 4 | 20 | W | 40.37 | - | 40.37 | 2018-03-04 20:00 | 3 | 4 | 20 | W | 36.23 | - | 36.23 | 2019-03-04 20:00 | 3 | 4 | 20 |  | 49.96 | - | 49.96
2017-03-04 21:00 | 3 | 4 | 21 | W | 35.91 | - | 35.91 | 2018-03-04 21:00 | 3 | 4 | 21 | W | 36.07 | - | 36.07 | 2019-03-04 21:00 | 3 | 4 | 21 |  | 45.98 | - | 45.98
2017-03-04 22:00 | 3 | 4 | 22 | W | 28.75 | - | 28.75 | 2018-03-04 22:00 | 3 | 4 | 22 | W | 31.83 | - | 31.83 | 2019-03-04 22:00 | 3 | 4 | 22 |  | 36.64 | - | 36.64
2017-03-04 23:00 | 3 | 4 | 23 | W | 27.31 | - | 27.31 | 2018-03-04 23:00 | 3 | 4 | 23 | W | 27.45 | - | 27.45 | 2019-03-04 23:00 | 3 | 4 | 23 |  | 34.09 | - | 34.09
2017-03-05 | 3 | 5 | 0 | W | 31.05 | - | 31.05 | 2018-03-05 | 3 | 5 | 0 |  | 26.5 | - | 26.5 | 2019-03-05 | 3 | 5 | 0 |  | 34.81 | - | 34.81
2017-03-05 01:00 | 3 | 5 | 1 | W | 30.52 | - | 30.52 | 2018-03-05 01:00 | 3 | 5 | 1 |  | 25.86 | - | 25.86 | 2019-03-05 01:00 | 3 | 5 | 1 |  | 34.98 | - | 34.98
2017-03-05 02:00 | 3 | 5 | 2 | W | 29.77 | - | 29.77 | 2018-03-05 02:00 | 3 | 5 | 2 |  | 25.88 | - | 25.88 | 2019-03-05 02:00 | 3 | 5 | 2 |  | 35.11 | - | 35.11
2017-03-05 03:00 | 3 | 5 | 3 | W | 30.35 | - | 30.35 | 2018-03-05 03:00 | 3 | 5 | 3 |  | 26.96 | - | 26.96 | 2019-03-05 03:00 | 3 | 5 | 3 |  | 35.47 | - | 35.47
2017-03-05 04:00 | 3 | 5 | 4 | W | 30.19 | - | 30.19 | 2018-03-05 04:00 | 3 | 5 | 4 |  | 29 | - | 29 | 2019-03-05 04:00 | 3 | 5 | 4 |  | 37.19 | - | 37.19
2017-03-05 05:00 | 3 | 5 | 5 | W | 34.04 | - | 34.04 | 2018-03-05 05:00 | 3 | 5 | 5 |  | 37.44 | - | 37.44 | 2019-03-05 05:00 | 3 | 5 | 5 |  | 44.5 | - | 44.5
2017-03-05 06:00 | 3 | 5 | 6 | W | 35.86 | - | 35.86 | 2018-03-05 06:00 | 3 | 5 | 6 |  | 46.25 | - | 46.25 | 2019-03-05 06:00 | 3 | 5 | 6 |  | 57.36 | - | 57.36
2017-03-05 07:00 | 3 | 5 | 7 | W | 36.12 | - | 36.12 | 2018-03-05 07:00 | 3 | 5 | 7 |  | 50.4 | - | 50.4 | 2019-03-05 07:00 | 3 | 5 | 7 |  | 67.59 | - | 67.59
2017-03-05 08:00 | 3 | 5 | 8 | W | 36.23 | - | 36.23 | 2018-03-05 08:00 | 3 | 5 | 8 |  | 38.69 | 38.69 | - | 2019-03-05 08:00 | 3 | 5 | 8 |  | 56.37 | 56.37 | -
2017-03-05 09:00 | 3 | 5 | 9 | W | 33.99 | - | 33.99 | 2018-03-05 09:00 | 3 | 5 | 9 |  | 35.74 | 35.74 | - | 2019-03-05 09:00 | 3 | 5 | 9 |  | 52.32 | 52.32 | -
2017-03-05 10:00 | 3 | 5 | 10 | W | 29.38 | - | 29.38 | 2018-03-05 10:00 | 3 | 5 | 10 |  | 35.57 | 35.57 | - | 2019-03-05 10:00 | 3 | 5 | 10 |  | 46.63 | 46.63 | -
2017-03-05 11:00 | 3 | 5 | 11 | W | 26.61 | - | 26.61 | 2018-03-05 11:00 | 3 | 5 | 11 |  | 32.59 | 32.59 | - | 2019-03-05 11:00 | 3 | 5 | 11 |  | 42.06 | 42.06 | -
2017-03-05 12:00 | 3 | 5 | 12 | W | 25.32 | - | 25.32 | 2018-03-05 12:00 | 3 | 5 | 12 |  | 30.85 | 30.85 | - | 2019-03-05 12:00 | 3 | 5 | 12 |  | 38.55 | 38.55 | -
2017-03-05 13:00 | 3 | 5 | 13 | W | 25.02 | - | 25.02 | 2018-03-05 13:00 | 3 | 5 | 13 |  | 27.56 | 27.56 | - | 2019-03-05 13:00 | 3 | 5 | 13 |  | 38.35 | 38.35 | -
2017-03-05 14:00 | 3 | 5 | 14 | W | 24.27 | - | 24.27 | 2018-03-05 14:00 | 3 | 5 | 14 |  | 27 | 27 | - | 2019-03-05 14:00 | 3 | 5 | 14 |  | 36.07 | 36.07 | -
2017-03-05 15:00 | 3 | 5 | 15 | W | 24.01 | - | 24.01 | 2018-03-05 15:00 | 3 | 5 | 15 |  | 26.61 | 26.61 | - | 2019-03-05 15:00 | 3 | 5 | 15 |  | 35.54 | 35.54 | -
2017-03-05 16:00 | 3 | 5 | 16 | W | 24.58 | - | 24.58 | 2018-03-05 16:00 | 3 | 5 | 16 |  | 26.53 | 26.53 | - | 2019-03-05 16:00 | 3 | 5 | 16 |  | 36.63 | 36.63 | -
2017-03-05 17:00 | 3 | 5 | 17 | W | 27 | - | 27 | 2018-03-05 17:00 | 3 | 5 | 17 |  | 29.54 | - | 29.54 | 2019-03-05 17:00 | 3 | 5 | 17 |  | 43.02 | - | 43.02
2017-03-05 18:00 | 3 | 5 | 18 | W | 36.8 | - | 36.8 | 2018-03-05 18:00 | 3 | 5 | 18 |  | 36.97 | - | 36.97 | 2019-03-05 18:00 | 3 | 5 | 18 |  | 53.76 | - | 53.76
2017-03-05 19:00 | 3 | 5 | 19 | W | 38.44 | - | 38.44 | 2018-03-05 19:00 | 3 | 5 | 19 |  | 37.23 | - | 37.23 | 2019-03-05 19:00 | 3 | 5 | 19 |  | 56.52 | - | 56.52
2017-03-05 20:00 | 3 | 5 | 20 | W | 36.07 | - | 36.07 | 2018-03-05 20:00 | 3 | 5 | 20 |  | 35.67 | - | 35.67 | 2019-03-05 20:00 | 3 | 5 | 20 |  | 52.44 | - | 52.44
2017-03-05 21:00 | 3 | 5 | 21 | W | 30.63 | - | 30.63 | 2018-03-05 21:00 | 3 | 5 | 21 |  | 35.85 | - | 35.85 | 2019-03-05 21:00 | 3 | 5 | 21 |  | 46.63 | - | 46.63
2017-03-05 22:00 | 3 | 5 | 22 | W | 26.08 | - | 26.08 | 2018-03-05 22:00 | 3 | 5 | 22 |  | 30.34 | - | 30.34 | 2019-03-05 22:00 | 3 | 5 | 22 |  | 42.17 | - | 42.17
2017-03-05 23:00 | 3 | 5 | 23 | W | 25.15 | - | 25.15 | 2018-03-05 23:00 | 3 | 5 | 23 |  | 26.93 | - | 26.93 | 2019-03-05 23:00 | 3 | 5 | 23 |  | 37.87 | - | 37.87
2017-03-06 | 3 | 6 | 0 |  | 23.88 | - | 23.88 | 2018-03-06 | 3 | 6 | 0 |  | 25.98 | - | 25.98 | 2019-03-06 | 3 | 6 | 0 |  | 35.97 | - | 35.97
2017-03-06 01:00 | 3 | 6 | 1 |  | 23.6 | - | 23.6 | 2018-03-06 01:00 | 3 | 6 | 1 |  | 25.48 | - | 25.48 | 2019-03-06 01:00 | 3 | 6 | 1 |  | 36.14 | - | 36.14
2017-03-06 02:00 | 3 | 6 | 2 |  | 23.33 | - | 23.33 | 2018-03-06 02:00 | 3 | 6 | 2 |  | 24.92 | - | 24.92 | 2019-03-06 02:00 | 3 | 6 | 2 |  | 36.71 | - | 36.71
2017-03-06 03:00 | 3 | 6 | 3 |  | 23.56 | - | 23.56 | 2018-03-06 03:00 | 3 | 6 | 3 |  | 25.46 | - | 25.46 | 2019-03-06 03:00 | 3 | 6 | 3 |  | 37.88 | - | 37.88
2017-03-06 04:00 | 3 | 6 | 4 |  | 25.06 | - | 25.06 | 2018-03-06 04:00 | 3 | 6 | 4 |  | 26.69 | - | 26.69 | 2019-03-06 04:00 | 3 | 6 | 4 |  | 40.71 | - | 40.71
2017-03-06 05:00 | 3 | 6 | 5 |  | 29.06 | - | 29.06 | 2018-03-06 05:00 | 3 | 6 | 5 |  | 31.95 | - | 31.95 | 2019-03-06 05:00 | 3 | 6 | 5 |  | 46.34 | - | 46.34
2017-03-06 06:00 | 3 | 6 | 6 |  | 40.84 | - | 40.84 | 2018-03-06 06:00 | 3 | 6 | 6 |  | 44.32 | - | 44.32 | 2019-03-06 06:00 | 3 | 6 | 6 |  | 63.26 | - | 63.26
2017-03-06 07:00 | 3 | 6 | 7 |  | 40.59 | - | 40.59 | 2018-03-06 07:00 | 3 | 6 | 7 |  | 41.61 | - | 41.61 | 2019-03-06 07:00 | 3 | 6 | 7 |  | 71.92 | - | 71.92
2017-03-06 08:00 | 3 | 6 | 8 |  | 33.76 | 33.76 | - | 2018-03-06 08:00 | 3 | 6 | 8 |  | 37.54 | 37.54 | - | 2019-03-06 08:00 | 3 | 6 | 8 |  | 59.52 | 59.52 | -
2017-03-06 09:00 | 3 | 6 | 9 |  | 33.38 | 33.38 | - | 2018-03-06 09:00 | 3 | 6 | 9 |  | 35.44 | 35.44 | - | 2019-03-06 09:00 | 3 | 6 | 9 |  | 53.31 | 53.31 | -
2017-03-06 10:00 | 3 | 6 | 10 |  | 32.37 | 32.37 | - | 2018-03-06 10:00 | 3 | 6 | 10 |  | 35.58 | 35.58 | - | 2019-03-06 10:00 | 3 | 6 | 10 |  | 47.6 | 47.6 | -
2017-03-06 11:00 | 3 | 6 | 11 |  | 29.56 | 29.56 | - | 2018-03-06 11:00 | 3 | 6 | 11 |  | 32.8 | 32.8 | - | 2019-03-06 11:00 | 3 | 6 | 11 |  | 40.88 | 40.88 | -
2017-03-06 12:00 | 3 | 6 | 12 |  | 27.26 | 27.26 | - | 2018-03-06 12:00 | 3 | 6 | 12 |  | 30.95 | 30.95 | - | 2019-03-06 12:00 | 3 | 6 | 12 |  | 38.31 | 38.31 | -
2017-03-06 13:00 | 3 | 6 | 13 |  | 26.3 | 26.3 | - | 2018-03-06 13:00 | 3 | 6 | 13 |  | 29.19 | 29.19 | - | 2019-03-06 13:00 | 3 | 6 | 13 |  | 37 | 37 | -
2017-03-06 14:00 | 3 | 6 | 14 |  | 24.87 | 24.87 | - | 2018-03-06 14:00 | 3 | 6 | 14 |  | 28.69 | 28.69 | - | 2019-03-06 14:00 | 3 | 6 | 14 |  | 34.88 | 34.88 | -
2017-03-06 15:00 | 3 | 6 | 15 |  | 24.33 | 24.33 | - | 2018-03-06 15:00 | 3 | 6 | 15 |  | 28.33 | 28.33 | - | 2019-03-06 15:00 | 3 | 6 | 15 |  | 34.41 | 34.41 | -
2017-03-06 16:00 | 3 | 6 | 16 |  | 24.53 | 24.53 | - | 2018-03-06 16:00 | 3 | 6 | 16 |  | 29.14 | 29.14 | - | 2019-03-06 16:00 | 3 | 6 | 16 |  | 34.8 | 34.8 | -
2017-03-06 17:00 | 3 | 6 | 17 |  | 25.44 | - | 25.44 | 2018-03-06 17:00 | 3 | 6 | 17 |  | 32.06 | - | 32.06 | 2019-03-06 17:00 | 3 | 6 | 17 |  | 39.61 | - | 39.61
2017-03-06 18:00 | 3 | 6 | 18 |  | 33.96 | - | 33.96 | 2018-03-06 18:00 | 3 | 6 | 18 |  | 40.5 | - | 40.5 | 2019-03-06 18:00 | 3 | 6 | 18 |  | 51.05 | - | 51.05
2017-03-06 19:00 | 3 | 6 | 19 |  | 32.18 | - | 32.18 | 2018-03-06 19:00 | 3 | 6 | 19 |  | 38.86 | - | 38.86 | 2019-03-06 19:00 | 3 | 6 | 19 |  | 54.55 | - | 54.55
2017-03-06 20:00 | 3 | 6 | 20 |  | 28.71 | - | 28.71 | 2018-03-06 20:00 | 3 | 6 | 20 |  | 36.11 | - | 36.11 | 2019-03-06 20:00 | 3 | 6 | 20 |  | 51.06 | - | 51.06
2017-03-06 21:00 | 3 | 6 | 21 |  | 25.3 | - | 25.3 | 2018-03-06 21:00 | 3 | 6 | 21 |  | 33.77 | - | 33.77 | 2019-03-06 21:00 | 3 | 6 | 21 |  | 45.53 | - | 45.53
2017-03-06 22:00 | 3 | 6 | 22 |  | 22.23 | - | 22.23 | 2018-03-06 22:00 | 3 | 6 | 22 |  | 29.06 | - | 29.06 | 2019-03-06 22:00 | 3 | 6 | 22 |  | 40.48 | - | 40.48
2017-03-06 23:00 | 3 | 6 | 23 |  | 21.31 | - | 21.31 | 2018-03-06 23:00 | 3 | 6 | 23 |  | 26.16 | - | 26.16 | 2019-03-06 23:00 | 3 | 6 | 23 |  | 36.32 | - | 36.32
2017-03-07 | 3 | 7 | 0 |  | 20.19 | - | 20.19 | 2018-03-07 | 3 | 7 | 0 |  | 25.73 | - | 25.73 | 2019-03-07 | 3 | 7 | 0 |  | 32.26 | - | 32.26
2017-03-07 01:00 | 3 | 7 | 1 |  | 19.84 | - | 19.84 | 2018-03-07 01:00 | 3 | 7 | 1 |  | 24.87 | - | 24.87 | 2019-03-07 01:00 | 3 | 7 | 1 |  | 33.02 | - | 33.02
2017-03-07 02:00 | 3 | 7 | 2 |  | 19.88 | - | 19.88 | 2018-03-07 02:00 | 3 | 7 | 2 |  | 24.16 | - | 24.16 | 2019-03-07 02:00 | 3 | 7 | 2 |  | 32.53 | - | 32.53
2017-03-07 03:00 | 3 | 7 | 3 |  | 19.76 | - | 19.76 | 2018-03-07 03:00 | 3 | 7 | 3 |  | 24.1 | - | 24.1 | 2019-03-07 03:00 | 3 | 7 | 3 |  | 34.59 | - | 34.59
2017-03-07 04:00 | 3 | 7 | 4 |  | 19.71 | - | 19.71 | 2018-03-07 04:00 | 3 | 7 | 4 |  | 25.22 | - | 25.22 | 2019-03-07 04:00 | 3 | 7 | 4 |  | 35.1 | - | 35.1
2017-03-07 05:00 | 3 | 7 | 5 |  | 21.27 | - | 21.27 | 2018-03-07 05:00 | 3 | 7 | 5 |  | 27.28 | - | 27.28 | 2019-03-07 05:00 | 3 | 7 | 5 |  | 43.27 | - | 43.27
2017-03-07 06:00 | 3 | 7 | 6 |  | 28.53 | - | 28.53 | 2018-03-07 06:00 | 3 | 7 | 6 |  | 38.9 | - | 38.9 | 2019-03-07 06:00 | 3 | 7 | 6 |  | 55.02 | - | 55.02
2017-03-07 07:00 | 3 | 7 | 7 |  | 26.77 | - | 26.77 | 2018-03-07 07:00 | 3 | 7 | 7 |  | 36.29 | - | 36.29 | 2019-03-07 07:00 | 3 | 7 | 7 |  | 58.02 | - | 58.02
2017-03-07 08:00 | 3 | 7 | 8 |  | 25.53 | 25.53 | - | 2018-03-07 08:00 | 3 | 7 | 8 |  | 36.78 | 36.78 | - | 2019-03-07 08:00 | 3 | 7 | 8 |  | 45.98 | 45.98 | -
2017-03-07 09:00 | 3 | 7 | 9 |  | 25.62 | 25.62 | - | 2018-03-07 09:00 | 3 | 7 | 9 |  | 34.86 | 34.86 | - | 2019-03-07 09:00 | 3 | 7 | 9 |  | 40.62 | 40.62 | -
2017-03-07 10:00 | 3 | 7 | 10 |  | 26.64 | 26.64 | - | 2018-03-07 10:00 | 3 | 7 | 10 |  | 38.34 | 38.34 | - | 2019-03-07 10:00 | 3 | 7 | 10 |  | 36.01 | 36.01 | -
2017-03-07 11:00 | 3 | 7 | 11 |  | 25.81 | 25.81 | - | 2018-03-07 11:00 | 3 | 7 | 11 |  | 38.44 | 38.44 | - | 2019-03-07 11:00 | 3 | 7 | 11 |  | 32.92 | 32.92 | -
2017-03-07 12:00 | 3 | 7 | 12 |  | 25.1 | 25.1 | - | 2018-03-07 12:00 | 3 | 7 | 12 |  | 35.65 | 35.65 | - | 2019-03-07 12:00 | 3 | 7 | 12 |  | 30.57 | 30.57 | -
2017-03-07 13:00 | 3 | 7 | 13 |  | 24.86 | 24.86 | - | 2018-03-07 13:00 | 3 | 7 | 13 |  | 32.67 | 32.67 | - | 2019-03-07 13:00 | 3 | 7 | 13 |  | 29.59 | 29.59 | -
2017-03-07 14:00 | 3 | 7 | 14 |  | 24.21 | 24.21 | - | 2018-03-07 14:00 | 3 | 7 | 14 |  | 31.19 | 31.19 | - | 2019-03-07 14:00 | 3 | 7 | 14 |  | 28.44 | 28.44 | -
2017-03-07 15:00 | 3 | 7 | 15 |  | 23.71 | 23.71 | - | 2018-03-07 15:00 | 3 | 7 | 15 |  | 30.5 | 30.5 | - | 2019-03-07 15:00 | 3 | 7 | 15 |  | 28.6 | 28.6 | -
2017-03-07 16:00 | 3 | 7 | 16 |  | 23.58 | 23.58 | - | 2018-03-07 16:00 | 3 | 7 | 16 |  | 31.7 | 31.7 | - | 2019-03-07 16:00 | 3 | 7 | 16 |  | 28.41 | 28.41 | -
2017-03-07 17:00 | 3 | 7 | 17 |  | 24.4 | - | 24.4 | 2018-03-07 17:00 | 3 | 7 | 17 |  | 37.51 | - | 37.51 | 2019-03-07 17:00 | 3 | 7 | 17 |  | 30.88 | - | 30.88
2017-03-07 18:00 | 3 | 7 | 18 |  | 28.82 | - | 28.82 | 2018-03-07 18:00 | 3 | 7 | 18 |  | 45.18 | - | 45.18 | 2019-03-07 18:00 | 3 | 7 | 18 |  | 39.08 | - | 39.08
2017-03-07 19:00 | 3 | 7 | 19 |  | 27.77 | - | 27.77 | 2018-03-07 19:00 | 3 | 7 | 19 |  | 43.41 | - | 43.41 | 2019-03-07 19:00 | 3 | 7 | 19 |  | 39.13 | - | 39.13
2017-03-07 20:00 | 3 | 7 | 20 |  | 26.07 | - | 26.07 | 2018-03-07 20:00 | 3 | 7 | 20 |  | 40.61 | - | 40.61 | 2019-03-07 20:00 | 3 | 7 | 20 |  | 38.99 | - | 38.99
2017-03-07 21:00 | 3 | 7 | 21 |  | 24.04 | - | 24.04 | 2018-03-07 21:00 | 3 | 7 | 21 |  | 37.6 | - | 37.6 | 2019-03-07 21:00 | 3 | 7 | 21 |  | 35.16 | - | 35.16
2017-03-07 22:00 | 3 | 7 | 22 |  | 21.95 | - | 21.95 | 2018-03-07 22:00 | 3 | 7 | 22 |  | 31.7 | - | 31.7 | 2019-03-07 22:00 | 3 | 7 | 22 |  | 31.13 | - | 31.13
2017-03-07 23:00 | 3 | 7 | 23 |  | 20.51 | - | 20.51 | 2018-03-07 23:00 | 3 | 7 | 23 |  | 28.16 | - | 28.16 | 2019-03-07 23:00 | 3 | 7 | 23 |  | 28.94 | - | 28.94
2017-03-08 | 3 | 8 | 0 |  | 21.15 | - | 21.15 | 2018-03-08 | 3 | 8 | 0 |  | 27.04 | - | 27.04 | 2019-03-08 | 3 | 8 | 0 |  | 28.49 | - | 28.49
2017-03-08 01:00 | 3 | 8 | 1 |  | 21.13 | - | 21.13 | 2018-03-08 01:00 | 3 | 8 | 1 |  | 26.33 | - | 26.33 | 2019-03-08 01:00 | 3 | 8 | 1 |  | 28.67 | - | 28.67
2017-03-08 02:00 | 3 | 8 | 2 |  | 21 | - | 21 | 2018-03-08 02:00 | 3 | 8 | 2 |  | 25.7 | - | 25.7 | 2019-03-08 02:00 | 3 | 8 | 2 |  | 28.38 | - | 28.38
2017-03-08 03:00 | 3 | 8 | 3 |  | 21.07 | - | 21.07 | 2018-03-08 03:00 | 3 | 8 | 3 |  | 26.19 | - | 26.19 | 2019-03-08 03:00 | 3 | 8 | 3 |  | 28.63 | - | 28.63
2017-03-08 04:00 | 3 | 8 | 4 |  | 21.83 | - | 21.83 | 2018-03-08 04:00 | 3 | 8 | 4 |  | 27.61 | - | 27.61 | 2019-03-08 04:00 | 3 | 8 | 4 |  | 28.31 | - | 28.31
2017-03-08 05:00 | 3 | 8 | 5 |  | 23 | - | 23 | 2018-03-08 05:00 | 3 | 8 | 5 |  | 31.9 | - | 31.9 | 2019-03-08 05:00 | 3 | 8 | 5 |  | 30.54 | - | 30.54
2017-03-08 06:00 | 3 | 8 | 6 |  | 31.72 | - | 31.72 | 2018-03-08 06:00 | 3 | 8 | 6 |  | 47.2 | - | 47.2 | 2019-03-08 06:00 | 3 | 8 | 6 |  | 40.49 | - | 40.49
2017-03-08 07:00 | 3 | 8 | 7 |  | 32.51 | - | 32.51 | 2018-03-08 07:00 | 3 | 8 | 7 |  | 43.84 | - | 43.84 | 2019-03-08 07:00 | 3 | 8 | 7 |  | 43.85 | - | 43.85
2017-03-08 08:00 | 3 | 8 | 8 |  | 28.97 | 28.97 | - | 2018-03-08 08:00 | 3 | 8 | 8 |  | 40.78 | 40.78 | - | 2019-03-08 08:00 | 3 | 8 | 8 |  | 41.77 | 41.77 | -
2017-03-08 09:00 | 3 | 8 | 9 |  | 28.57 | 28.57 | - | 2018-03-08 09:00 | 3 | 8 | 9 |  | 37 | 37 | - | 2019-03-08 09:00 | 3 | 8 | 9 |  | 41.08 | 41.08 | -
2017-03-08 10:00 | 3 | 8 | 10 |  | 27.99 | 27.99 | - | 2018-03-08 10:00 | 3 | 8 | 10 |  | 37.23 | 37.23 | - | 2019-03-08 10:00 | 3 | 8 | 10 |  | 40.46 | 40.46 | -
2017-03-08 11:00 | 3 | 8 | 11 |  | 27.22 | 27.22 | - | 2018-03-08 11:00 | 3 | 8 | 11 |  | 35.95 | 35.95 | - | 2019-03-08 11:00 | 3 | 8 | 11 |  | 38.94 | 38.94 | -
2017-03-08 12:00 | 3 | 8 | 12 |  | 26.49 | 26.49 | - | 2018-03-08 12:00 | 3 | 8 | 12 |  | 32.81 | 32.81 | - | 2019-03-08 12:00 | 3 | 8 | 12 |  | 35.77 | 35.77 | -
2017-03-08 13:00 | 3 | 8 | 13 |  | 25.71 | 25.71 | - | 2018-03-08 13:00 | 3 | 8 | 13 |  | 30.89 | 30.89 | - | 2019-03-08 13:00 | 3 | 8 | 13 |  | 34.53 | 34.53 | -
2017-03-08 14:00 | 3 | 8 | 14 |  | 24.84 | 24.84 | - | 2018-03-08 14:00 | 3 | 8 | 14 |  | 29.75 | 29.75 | - | 2019-03-08 14:00 | 3 | 8 | 14 |  | 31.52 | 31.52 | -
2017-03-08 15:00 | 3 | 8 | 15 |  | 24.26 | 24.26 | - | 2018-03-08 15:00 | 3 | 8 | 15 |  | 29.66 | 29.66 | - | 2019-03-08 15:00 | 3 | 8 | 15 |  | 31.84 | 31.84 | -
2017-03-08 16:00 | 3 | 8 | 16 |  | 24.22 | 24.22 | - | 2018-03-08 16:00 | 3 | 8 | 16 |  | 29.28 | 29.28 | - | 2019-03-08 16:00 | 3 | 8 | 16 |  | 31.62 | 31.62 | -
2017-03-08 17:00 | 3 | 8 | 17 |  | 25.21 | - | 25.21 | 2018-03-08 17:00 | 3 | 8 | 17 |  | 31.35 | - | 31.35 | 2019-03-08 17:00 | 3 | 8 | 17 |  | 31.93 | - | 31.93
2017-03-08 18:00 | 3 | 8 | 18 |  | 35.38 | - | 35.38 | 2018-03-08 18:00 | 3 | 8 | 18 |  | 43.05 | - | 43.05 | 2019-03-08 18:00 | 3 | 8 | 18 |  | 41.61 | - | 41.61
2017-03-08 19:00 | 3 | 8 | 19 |  | 36.41 | - | 36.41 | 2018-03-08 19:00 | 3 | 8 | 19 |  | 43.75 | - | 43.75 | 2019-03-08 19:00 | 3 | 8 | 19 |  | 39.35 | - | 39.35
2017-03-08 20:00 | 3 | 8 | 20 |  | 34.1 | - | 34.1 | 2018-03-08 20:00 | 3 | 8 | 20 |  | 39.8 | - | 39.8 | 2019-03-08 20:00 | 3 | 8 | 20 |  | 35.37 | - | 35.37
2017-03-08 21:00 | 3 | 8 | 21 |  | 27.55 | - | 27.55 | 2018-03-08 21:00 | 3 | 8 | 21 |  | 36.69 | - | 36.69 | 2019-03-08 21:00 | 3 | 8 | 21 |  | 30.12 | - | 30.12
2017-03-08 22:00 | 3 | 8 | 22 |  | 24.15 | - | 24.15 | 2018-03-08 22:00 | 3 | 8 | 22 |  | 31.81 | - | 31.81 | 2019-03-08 22:00 | 3 | 8 | 22 |  | 28.65 | - | 28.65
2017-03-08 23:00 | 3 | 8 | 23 |  | 22.03 | - | 22.03 | 2018-03-08 23:00 | 3 | 8 | 23 |  | 29.41 | - | 29.41 | 2019-03-08 23:00 | 3 | 8 | 23 |  | 25.56 | - | 25.56
2017-03-09 | 3 | 9 | 0 |  | 21.99 | - | 21.99 | 2018-03-09 | 3 | 9 | 0 |  | 27.73 | - | 27.73 | 2019-03-09 | 3 | 9 | 0 | W | 27.65 | - | 27.65
2017-03-09 01:00 | 3 | 9 | 1 |  | 21.56 | - | 21.56 | 2018-03-09 01:00 | 3 | 9 | 1 |  | 26.8 | - | 26.8 | 2019-03-09 01:00 | 3 | 9 | 1 | W | 26.93 | - | 26.93
2017-03-09 02:00 | 3 | 9 | 2 |  | 21.51 | - | 21.51 | 2018-03-09 02:00 | 3 | 9 | 2 |  | 27.07 | - | 27.07 | 2019-03-09 02:00 | 3 | 9 | 2 | W | 25.78 | - | 25.78
2017-03-09 03:00 | 3 | 9 | 3 |  | 21.73 | - | 21.73 | 2018-03-09 03:00 | 3 | 9 | 3 |  | 27.66 | - | 27.66 | 2019-03-09 03:00 | 3 | 9 | 3 | W | 25.55 | - | 25.55
2017-03-09 04:00 | 3 | 9 | 4 |  | 22.29 | - | 22.29 | 2018-03-09 04:00 | 3 | 9 | 4 |  | 29.4 | - | 29.4 | 2019-03-09 04:00 | 3 | 9 | 4 | W | 25.92 | - | 25.92
2017-03-09 05:00 | 3 | 9 | 5 |  | 23.96 | - | 23.96 | 2018-03-09 05:00 | 3 | 9 | 5 |  | 35.4 | - | 35.4 | 2019-03-09 05:00 | 3 | 9 | 5 | W | 26.06 | - | 26.06
2017-03-09 06:00 | 3 | 9 | 6 |  | 33.73 | - | 33.73 | 2018-03-09 06:00 | 3 | 9 | 6 |  | 54.38 | - | 54.38 | 2019-03-09 06:00 | 3 | 9 | 6 | W | 28.23 | - | 28.23
2017-03-09 07:00 | 3 | 9 | 7 |  | 33.75 | - | 33.75 | 2018-03-09 07:00 | 3 | 9 | 7 |  | 54.76 | - | 54.76 | 2019-03-09 07:00 | 3 | 9 | 7 | W | 28.53 | - | 28.53
2017-03-09 08:00 | 3 | 9 | 8 |  | 31.48 | 31.48 | - | 2018-03-09 08:00 | 3 | 9 | 8 |  | 44.54 | 44.54 | - | 2019-03-09 08:00 | 3 | 9 | 8 | W | 31.81 | - | 31.81
2017-03-09 09:00 | 3 | 9 | 9 |  | 31.09 | 31.09 | - | 2018-03-09 09:00 | 3 | 9 | 9 |  | 38.69 | 38.69 | - | 2019-03-09 09:00 | 3 | 9 | 9 | W | 31.58 | - | 31.58
2017-03-09 10:00 | 3 | 9 | 10 |  | 30.03 | 30.03 | - | 2018-03-09 10:00 | 3 | 9 | 10 |  | 38.53 | 38.53 | - | 2019-03-09 10:00 | 3 | 9 | 10 | W | 30.39 | - | 30.39
2017-03-09 11:00 | 3 | 9 | 11 |  | 29.3 | 29.3 | - | 2018-03-09 11:00 | 3 | 9 | 11 |  | 34.24 | 34.24 | - | 2019-03-09 11:00 | 3 | 9 | 11 | W | 27.84 | - | 27.84
2017-03-09 12:00 | 3 | 9 | 12 |  | 28.37 | 28.37 | - | 2018-03-09 12:00 | 3 | 9 | 12 |  | 29.97 | 29.97 | - | 2019-03-09 12:00 | 3 | 9 | 12 | W | 26.46 | - | 26.46
2017-03-09 13:00 | 3 | 9 | 13 |  | 27.31 | 27.31 | - | 2018-03-09 13:00 | 3 | 9 | 13 |  | 28.55 | 28.55 | - | 2019-03-09 13:00 | 3 | 9 | 13 | W | 24.38 | - | 24.38
2017-03-09 14:00 | 3 | 9 | 14 |  | 25.78 | 25.78 | - | 2018-03-09 14:00 | 3 | 9 | 14 |  | 27.44 | 27.44 | - | 2019-03-09 14:00 | 3 | 9 | 14 | W | 23.97 | - | 23.97
2017-03-09 15:00 | 3 | 9 | 15 |  | 24.95 | 24.95 | - | 2018-03-09 15:00 | 3 | 9 | 15 |  | 27.25 | 27.25 | - | 2019-03-09 15:00 | 3 | 9 | 15 | W | 24.12 | - | 24.12
2017-03-09 16:00 | 3 | 9 | 16 |  | 25.24 | 25.24 | - | 2018-03-09 16:00 | 3 | 9 | 16 |  | 27.09 | 27.09 | - | 2019-03-09 16:00 | 3 | 9 | 16 | W | 23.9 | - | 23.9
2017-03-09 17:00 | 3 | 9 | 17 |  | 26.14 | - | 26.14 | 2018-03-09 17:00 | 3 | 9 | 17 |  | 28.41 | - | 28.41 | 2019-03-09 17:00 | 3 | 9 | 17 | W | 25.1 | - | 25.1
2017-03-09 18:00 | 3 | 9 | 18 |  | 33.59 | - | 33.59 | 2018-03-09 18:00 | 3 | 9 | 18 |  | 37.41 | - | 37.41 | 2019-03-09 18:00 | 3 | 9 | 18 | W | 28.89 | - | 28.89
2017-03-09 19:00 | 3 | 9 | 19 |  | 33.51 | - | 33.51 | 2018-03-09 19:00 | 3 | 9 | 19 |  | 39.13 | - | 39.13 | 2019-03-09 19:00 | 3 | 9 | 19 | W | 28.71 | - | 28.71
2017-03-09 20:00 | 3 | 9 | 20 |  | 31.5 | - | 31.5 | 2018-03-09 20:00 | 3 | 9 | 20 |  | 37.21 | - | 37.21 | 2019-03-09 20:00 | 3 | 9 | 20 | W | 26.8 | - | 26.8
2017-03-09 21:00 | 3 | 9 | 21 |  | 27.77 | - | 27.77 | 2018-03-09 21:00 | 3 | 9 | 21 |  | 33.21 | - | 33.21 | 2019-03-09 21:00 | 3 | 9 | 21 | W | 24.79 | - | 24.79
2017-03-09 22:00 | 3 | 9 | 22 |  | 23.79 | - | 23.79 | 2018-03-09 22:00 | 3 | 9 | 22 |  | 29.43 | - | 29.43 | 2019-03-09 22:00 | 3 | 9 | 22 | W | 24.05 | - | 24.05
2017-03-09 23:00 | 3 | 9 | 23 |  | 22.09 | - | 22.09 | 2018-03-09 23:00 | 3 | 9 | 23 |  | 26.94 | - | 26.94 | 2019-03-09 23:00 | 3 | 9 | 23 | W | 23.2 | - | 23.2
2017-03-10 | 3 | 10 | 0 |  | 22.96 | - | 22.96 | 2018-03-10 | 3 | 10 | 0 | W | 28.01 | - | 28.01 | 2019-03-10 | 3 | 10 | 0 | W | 24.81 | - | 24.81
2017-03-10 01:00 | 3 | 10 | 1 |  | 22.84 | - | 22.84 | 2018-03-10 01:00 | 3 | 10 | 1 | W | 27.53 | - | 27.53 | 2019-03-10 01:00 | 3 | 10 | 1 | W | 25.32 | - | 25.32
2017-03-10 02:00 | 3 | 10 | 2 |  | 22.72 | - | 22.72 | 2018-03-10 02:00 | 3 | 10 | 2 | W | 26.95 | - | 26.95 | 2019-03-10 03:00 | 3 | 10 | 3 | W | 22.42 | - | 22.42
2017-03-10 03:00 | 3 | 10 | 3 |  | 22.68 | - | 22.68 | 2018-03-10 03:00 | 3 | 10 | 3 | W | 27.01 | - | 27.01 | 2019-03-10 04:00 | 3 | 10 | 4 | W | 23.24 | - | 23.24
2017-03-10 04:00 | 3 | 10 | 4 |  | 22.88 | - | 22.88 | 2018-03-10 04:00 | 3 | 10 | 4 | W | 27.97 | - | 27.97 | 2019-03-10 05:00 | 3 | 10 | 5 | W | 23.24 | - | 23.24
2017-03-10 05:00 | 3 | 10 | 5 |  | 24.86 | - | 24.86 | 2018-03-10 05:00 | 3 | 10 | 5 | W | 30.73 | - | 30.73 | 2019-03-10 06:00 | 3 | 10 | 6 | W | 23.45 | - | 23.45
2017-03-10 06:00 | 3 | 10 | 6 |  | 34.16 | - | 34.16 | 2018-03-10 06:00 | 3 | 10 | 6 | W | 32.95 | - | 32.95 | 2019-03-10 07:00 | 3 | 10 | 7 | W | 25.26 | - | 25.26
2017-03-10 07:00 | 3 | 10 | 7 |  | 36.43 | - | 36.43 | 2018-03-10 07:00 | 3 | 10 | 7 | W | 34.73 | - | 34.73 | 2019-03-10 08:00 | 3 | 10 | 8 | W | 26.64 | - | 26.64
2017-03-10 08:00 | 3 | 10 | 8 |  | 36.24 | 36.24 | - | 2018-03-10 08:00 | 3 | 10 | 8 | W | 34.62 | - | 34.62 | 2019-03-10 09:00 | 3 | 10 | 9 | W | 27.29 | - | 27.29
2017-03-10 09:00 | 3 | 10 | 9 |  | 36.24 | 36.24 | - | 2018-03-10 09:00 | 3 | 10 | 9 | W | 33.17 | - | 33.17 | 2019-03-10 10:00 | 3 | 10 | 10 | W | 26.18 | - | 26.18
2017-03-10 10:00 | 3 | 10 | 10 |  | 36.73 | 36.73 | - | 2018-03-10 10:00 | 3 | 10 | 10 | W | 30.15 | - | 30.15 | 2019-03-10 11:00 | 3 | 10 | 11 | W | 25.89 | - | 25.89
2017-03-10 11:00 | 3 | 10 | 11 |  | 36.13 | 36.13 | - | 2018-03-10 11:00 | 3 | 10 | 11 | W | 27.5 | - | 27.5 | 2019-03-10 12:00 | 3 | 10 | 12 | W | 24.33 | - | 24.33
2017-03-10 12:00 | 3 | 10 | 12 |  | 31.85 | 31.85 | - | 2018-03-10 12:00 | 3 | 10 | 12 | W | 26.15 | - | 26.15 | 2019-03-10 13:00 | 3 | 10 | 13 | W | 24.21 | - | 24.21
2017-03-10 13:00 | 3 | 10 | 13 |  | 31.33 | 31.33 | - | 2018-03-10 13:00 | 3 | 10 | 13 | W | 25.58 | - | 25.58 | 2019-03-10 14:00 | 3 | 10 | 14 | W | 23.7 | - | 23.7
2017-03-10 14:00 | 3 | 10 | 14 |  | 29.1 | 29.1 | - | 2018-03-10 14:00 | 3 | 10 | 14 | W | 24.84 | - | 24.84 | 2019-03-10 15:00 | 3 | 10 | 15 | W | 23.76 | - | 23.76
2017-03-10 15:00 | 3 | 10 | 15 |  | 28.68 | 28.68 | - | 2018-03-10 15:00 | 3 | 10 | 15 | W | 24.44 | - | 24.44 | 2019-03-10 16:00 | 3 | 10 | 16 | W | 23.8 | - | 23.8
2017-03-10 16:00 | 3 | 10 | 16 |  | 30.21 | 30.21 | - | 2018-03-10 16:00 | 3 | 10 | 16 | W | 24.66 | - | 24.66 | 2019-03-10 17:00 | 3 | 10 | 17 | W | 23.65 | - | 23.65
2017-03-10 17:00 | 3 | 10 | 17 |  | 32.95 | - | 32.95 | 2018-03-10 17:00 | 3 | 10 | 17 | W | 25.59 | - | 25.59 | 2019-03-10 18:00 | 3 | 10 | 18 | W | 26.62 | - | 26.62
2017-03-10 18:00 | 3 | 10 | 18 |  | 41.91 | - | 41.91 | 2018-03-10 18:00 | 3 | 10 | 18 | W | 33.74 | - | 33.74 | 2019-03-10 19:00 | 3 | 10 | 19 | W | 38.2 | - | 38.2
2017-03-10 19:00 | 3 | 10 | 19 |  | 43.27 | - | 43.27 | 2018-03-10 19:00 | 3 | 10 | 19 | W | 33.08 | - | 33.08 | 2019-03-10 20:00 | 3 | 10 | 20 | W | 31.74 | - | 31.74
2017-03-10 20:00 | 3 | 10 | 20 |  | 44.33 | - | 44.33 | 2018-03-10 20:00 | 3 | 10 | 20 | W | 30.66 | - | 30.66 | 2019-03-10 21:00 | 3 | 10 | 21 | W | 27.38 | - | 27.38
2017-03-10 21:00 | 3 | 10 | 21 |  | 37.75 | - | 37.75 | 2018-03-10 21:00 | 3 | 10 | 21 | W | 29 | - | 29 | 2019-03-10 22:00 | 3 | 10 | 22 | W | 24.59 | - | 24.59
2017-03-10 22:00 | 3 | 10 | 22 |  | 35.02 | - | 35.02 | 2018-03-10 22:00 | 3 | 10 | 22 | W | 26.46 | - | 26.46 | 2019-03-10 23:00 | 3 | 10 | 23 | W | 22.71 | - | 22.71
2017-03-10 23:00 | 3 | 10 | 23 |  | 30.65 | - | 30.65 | 2018-03-10 23:00 | 3 | 10 | 23 | W | 25.7 | - | 25.7 | 2019-03-11 | 3 | 11 | 0 |  | 22.36 | - | 22.36
2017-03-11 | 3 | 11 | 0 | W | 33.93 | - | 33.93 | 2018-03-11 | 3 | 11 | 0 | W | 27.43 | - | 27.43 | 2019-03-11 01:00 | 3 | 11 | 1 |  | 22.87 | - | 22.87
2017-03-11 01:00 | 3 | 11 | 1 | W | 32.94 | - | 32.94 | 2018-03-11 01:00 | 3 | 11 | 1 | W | 25.98 | - | 25.98 | 2019-03-11 02:00 | 3 | 11 | 2 |  | 22.73 | - | 22.73
2017-03-11 02:00 | 3 | 11 | 2 | W | 32.74 | - | 32.74 | 2018-03-11 03:00 | 3 | 11 | 3 | W | 26.19 | - | 26.19 | 2019-03-11 03:00 | 3 | 11 | 3 |  | 23.21 | - | 23.21
2017-03-11 03:00 | 3 | 11 | 3 | W | 32.99 | - | 32.99 | 2018-03-11 04:00 | 3 | 11 | 4 | W | 26.25 | - | 26.25 | 2019-03-11 04:00 | 3 | 11 | 4 |  | 24.09 | - | 24.09
2017-03-11 04:00 | 3 | 11 | 4 | W | 33.46 | - | 33.46 | 2018-03-11 05:00 | 3 | 11 | 5 | W | 27.05 | - | 27.05 | 2019-03-11 05:00 | 3 | 11 | 5 |  | 26.33 | - | 26.33
2017-03-11 05:00 | 3 | 11 | 5 | W | 36.81 | - | 36.81 | 2018-03-11 06:00 | 3 | 11 | 6 | W | 29.74 | - | 29.74 | 2019-03-11 06:00 | 3 | 11 | 6 |  | 40.08 | - | 40.08
2017-03-11 06:00 | 3 | 11 | 6 | W | 40.33 | - | 40.33 | 2018-03-11 07:00 | 3 | 11 | 7 | W | 31.28 | - | 31.28 | 2019-03-11 07:00 | 3 | 11 | 7 |  | 41.36 | - | 41.36
2017-03-11 07:00 | 3 | 11 | 7 | W | 45.71 | - | 45.71 | 2018-03-11 08:00 | 3 | 11 | 8 | W | 31.85 | - | 31.85 | 2019-03-11 08:00 | 3 | 11 | 8 |  | 38.26 | 38.26 | -
2017-03-11 08:00 | 3 | 11 | 8 | W | 45.83 | - | 45.83 | 2018-03-11 09:00 | 3 | 11 | 9 | W | 31.83 | - | 31.83 | 2019-03-11 09:00 | 3 | 11 | 9 |  | 38.47 | 38.47 | -
2017-03-11 09:00 | 3 | 11 | 9 | W | 45.48 | - | 45.48 | 2018-03-11 10:00 | 3 | 11 | 10 | W | 29.78 | - | 29.78 | 2019-03-11 10:00 | 3 | 11 | 10 |  | 37.39 | 37.39 | -
2017-03-11 10:00 | 3 | 11 | 10 | W | 42.16 | - | 42.16 | 2018-03-11 11:00 | 3 | 11 | 11 | W | 27.09 | - | 27.09 | 2019-03-11 11:00 | 3 | 11 | 11 |  | 34.6 | 34.6 | -
2017-03-11 11:00 | 3 | 11 | 11 | W | 40.1 | - | 40.1 | 2018-03-11 12:00 | 3 | 11 | 12 | W | 26.53 | - | 26.53 | 2019-03-11 12:00 | 3 | 11 | 12 |  | 31.74 | 31.74 | -
2017-03-11 12:00 | 3 | 11 | 12 | W | 35.66 | - | 35.66 | 2018-03-11 13:00 | 3 | 11 | 13 | W | 25.85 | - | 25.85 | 2019-03-11 13:00 | 3 | 11 | 13 |  | 30.49 | 30.49 | -
2017-03-11 13:00 | 3 | 11 | 13 | W | 33.39 | - | 33.39 | 2018-03-11 14:00 | 3 | 11 | 14 | W | 25.44 | - | 25.44 | 2019-03-11 14:00 | 3 | 11 | 14 |  | 28.44 | 28.44 | -
2017-03-11 14:00 | 3 | 11 | 14 | W | 32.19 | - | 32.19 | 2018-03-11 15:00 | 3 | 11 | 15 | W | 25.19 | - | 25.19 | 2019-03-11 15:00 | 3 | 11 | 15 |  | 28.3 | 28.3 | -
2017-03-11 15:00 | 3 | 11 | 15 | W | 31.06 | - | 31.06 | 2018-03-11 16:00 | 3 | 11 | 16 | W | 25.09 | - | 25.09 | 2019-03-11 16:00 | 3 | 11 | 16 |  | 28.17 | 28.17 | -
2017-03-11 16:00 | 3 | 11 | 16 | W | 32.11 | - | 32.11 | 2018-03-11 17:00 | 3 | 11 | 17 | W | 25.52 | - | 25.52 | 2019-03-11 17:00 | 3 | 11 | 17 |  | 29.22 | - | 29.22
2017-03-11 17:00 | 3 | 11 | 17 | W | 35.12 | - | 35.12 | 2018-03-11 18:00 | 3 | 11 | 18 | W | 31.13 | - | 31.13 | 2019-03-11 18:00 | 3 | 11 | 18 |  | 33.68 | - | 33.68
2017-03-11 18:00 | 3 | 11 | 18 | W | 45.89 | - | 45.89 | 2018-03-11 19:00 | 3 | 11 | 19 | W | 41.14 | - | 41.14 | 2019-03-11 19:00 | 3 | 11 | 19 |  | 40.82 | - | 40.82
2017-03-11 19:00 | 3 | 11 | 19 | W | 44.82 | - | 44.82 | 2018-03-11 20:00 | 3 | 11 | 20 | W | 36.9 | - | 36.9 | 2019-03-11 20:00 | 3 | 11 | 20 |  | 39.98 | - | 39.98
2017-03-11 20:00 | 3 | 11 | 20 | W | 44.72 | - | 44.72 | 2018-03-11 21:00 | 3 | 11 | 21 | W | 31.19 | - | 31.19 | 2019-03-11 21:00 | 3 | 11 | 21 |  | 34.94 | - | 34.94
2017-03-11 21:00 | 3 | 11 | 21 | W | 40.82 | - | 40.82 | 2018-03-11 22:00 | 3 | 11 | 22 | W | 26.69 | - | 26.69 | 2019-03-11 22:00 | 3 | 11 | 22 |  | 28.63 | - | 28.63
2017-03-11 22:00 | 3 | 11 | 22 | W | 38.58 | - | 38.58 | 2018-03-11 23:00 | 3 | 11 | 23 | W | 22.15 | - | 22.15 | 2019-03-11 23:00 | 3 | 11 | 23 |  | 26.42 | - | 26.42
2017-03-11 23:00 | 3 | 11 | 23 | W | 34.1 | - | 34.1 | 2018-03-12 | 3 | 12 | 0 |  | 25 | - | 25 | 2019-03-12 | 3 | 12 | 0 |  | 24.44 | - | 24.44
2017-03-12 | 3 | 12 | 0 | W | 31.47 | - | 31.47 | 2018-03-12 01:00 | 3 | 12 | 1 |  | 24.74 | - | 24.74 | 2019-03-12 01:00 | 3 | 12 | 1 |  | 24.92 | - | 24.92
2017-03-12 01:00 | 3 | 12 | 1 | W | 30.22 | - | 30.22 | 2018-03-12 02:00 | 3 | 12 | 2 |  | 24.34 | - | 24.34 | 2019-03-12 02:00 | 3 | 12 | 2 |  | 24.85 | - | 24.85
2017-03-12 03:00 | 3 | 12 | 3 | W | 29.75 | - | 29.75 | 2018-03-12 03:00 | 3 | 12 | 3 |  | 25.06 | - | 25.06 | 2019-03-12 03:00 | 3 | 12 | 3 |  | 24.98 | - | 24.98
2017-03-12 04:00 | 3 | 12 | 4 | W | 30.75 | - | 30.75 | 2018-03-12 04:00 | 3 | 12 | 4 |  | 25.77 | - | 25.77 | 2019-03-12 04:00 | 3 | 12 | 4 |  | 25.95 | - | 25.95
2017-03-12 05:00 | 3 | 12 | 5 | W | 31.98 | - | 31.98 | 2018-03-12 05:00 | 3 | 12 | 5 |  | 31.75 | - | 31.75 | 2019-03-12 05:00 | 3 | 12 | 5 |  | 33.46 | - | 33.46
2017-03-12 06:00 | 3 | 12 | 6 | W | 32.87 | - | 32.87 | 2018-03-12 06:00 | 3 | 12 | 6 |  | 48.67 | - | 48.67 | 2019-03-12 06:00 | 3 | 12 | 6 |  | 48.32 | - | 48.32
2017-03-12 07:00 | 3 | 12 | 7 | W | 36.75 | - | 36.75 | 2018-03-12 07:00 | 3 | 12 | 7 |  | 56.39 | - | 56.39 | 2019-03-12 07:00 | 3 | 12 | 7 |  | 63.86 | - | 63.86
2017-03-12 08:00 | 3 | 12 | 8 | W | 38.58 | - | 38.58 | 2018-03-12 08:00 | 3 | 12 | 8 |  | 46.93 | 46.93 | - | 2019-03-12 08:00 | 3 | 12 | 8 |  | 40.77 | 40.77 | -
2017-03-12 09:00 | 3 | 12 | 9 | W | 35.9 | - | 35.9 | 2018-03-12 09:00 | 3 | 12 | 9 |  | 42.41 | 42.41 | - | 2019-03-12 09:00 | 3 | 12 | 9 |  | 37.65 | 37.65 | -
2017-03-12 10:00 | 3 | 12 | 10 | W | 34.52 | - | 34.52 | 2018-03-12 10:00 | 3 | 12 | 10 |  | 41.93 | 41.93 | - | 2019-03-12 10:00 | 3 | 12 | 10 |  | 37.53 | 37.53 | -
2017-03-12 11:00 | 3 | 12 | 11 | W | 32.75 | - | 32.75 | 2018-03-12 11:00 | 3 | 12 | 11 |  | 40.43 | 40.43 | - | 2019-03-12 11:00 | 3 | 12 | 11 |  | 33.68 | 33.68 | -
2017-03-12 12:00 | 3 | 12 | 12 | W | 30.92 | - | 30.92 | 2018-03-12 12:00 | 3 | 12 | 12 |  | 36.26 | 36.26 | - | 2019-03-12 12:00 | 3 | 12 | 12 |  | 30.85 | 30.85 | -
2017-03-12 13:00 | 3 | 12 | 13 | W | 28.5 | - | 28.5 | 2018-03-12 13:00 | 3 | 12 | 13 |  | 34.91 | 34.91 | - | 2019-03-12 13:00 | 3 | 12 | 13 |  | 29.25 | 29.25 | -
2017-03-12 14:00 | 3 | 12 | 14 | W | 27.25 | - | 27.25 | 2018-03-12 14:00 | 3 | 12 | 14 |  | 32.81 | 32.81 | - | 2019-03-12 14:00 | 3 | 12 | 14 |  | 27.54 | 27.54 | -
2017-03-12 15:00 | 3 | 12 | 15 | W | 26.66 | - | 26.66 | 2018-03-12 15:00 | 3 | 12 | 15 |  | 30.78 | 30.78 | - | 2019-03-12 15:00 | 3 | 12 | 15 |  | 26.53 | 26.53 | -
2017-03-12 16:00 | 3 | 12 | 16 | W | 26.88 | - | 26.88 | 2018-03-12 16:00 | 3 | 12 | 16 |  | 30.02 | 30.02 | - | 2019-03-12 16:00 | 3 | 12 | 16 |  | 26.32 | 26.32 | -
2017-03-12 17:00 | 3 | 12 | 17 | W | 29.25 | - | 29.25 | 2018-03-12 17:00 | 3 | 12 | 17 |  | 31.18 | - | 31.18 | 2019-03-12 17:00 | 3 | 12 | 17 |  | 27.8 | - | 27.8
2017-03-12 18:00 | 3 | 12 | 18 | W | 31.08 | - | 31.08 | 2018-03-12 18:00 | 3 | 12 | 18 |  | 36.48 | - | 36.48 | 2019-03-12 18:00 | 3 | 12 | 18 |  | 30.7 | - | 30.7
2017-03-12 19:00 | 3 | 12 | 19 | W | 44.3 | - | 44.3 | 2018-03-12 19:00 | 3 | 12 | 19 |  | 47.39 | - | 47.39 | 2019-03-12 19:00 | 3 | 12 | 19 |  | 39.35 | - | 39.35
2017-03-12 20:00 | 3 | 12 | 20 | W | 44.39 | - | 44.39 | 2018-03-12 20:00 | 3 | 12 | 20 |  | 45.03 | - | 45.03 | 2019-03-12 20:00 | 3 | 12 | 20 |  | 37.8 | - | 37.8
2017-03-12 21:00 | 3 | 12 | 21 | W | 36.88 | - | 36.88 | 2018-03-12 21:00 | 3 | 12 | 21 |  | 37.91 | - | 37.91 | 2019-03-12 21:00 | 3 | 12 | 21 |  | 32.78 | - | 32.78
2017-03-12 22:00 | 3 | 12 | 22 | W | 32.58 | - | 32.58 | 2018-03-12 22:00 | 3 | 12 | 22 |  | 31.67 | - | 31.67 | 2019-03-12 22:00 | 3 | 12 | 22 |  | 28.75 | - | 28.75
2017-03-12 23:00 | 3 | 12 | 23 | W | 30.27 | - | 30.27 | 2018-03-12 23:00 | 3 | 12 | 23 |  | 29.88 | - | 29.88 | 2019-03-12 23:00 | 3 | 12 | 23 |  | 25.4 | - | 25.4
2017-03-13 | 3 | 13 | 0 |  | 29.23 | - | 29.23 | 2018-03-13 | 3 | 13 | 0 |  | 29.7 | - | 29.7 | 2019-03-13 | 3 | 13 | 0 |  | 23.87 | - | 23.87
2017-03-13 01:00 | 3 | 13 | 1 |  | 29.07 | - | 29.07 | 2018-03-13 01:00 | 3 | 13 | 1 |  | 28.33 | - | 28.33 | 2019-03-13 01:00 | 3 | 13 | 1 |  | 23.57 | - | 23.57
2017-03-13 02:00 | 3 | 13 | 2 |  | 28.6 | - | 28.6 | 2018-03-13 02:00 | 3 | 13 | 2 |  | 28.13 | - | 28.13 | 2019-03-13 02:00 | 3 | 13 | 2 |  | 23.12 | - | 23.12
2017-03-13 03:00 | 3 | 13 | 3 |  | 29.06 | - | 29.06 | 2018-03-13 03:00 | 3 | 13 | 3 |  | 28.39 | - | 28.39 | 2019-03-13 03:00 | 3 | 13 | 3 |  | 23.63 | - | 23.63
2017-03-13 04:00 | 3 | 13 | 4 |  | 31.54 | - | 31.54 | 2018-03-13 04:00 | 3 | 13 | 4 |  | 30.52 | - | 30.52 | 2019-03-13 04:00 | 3 | 13 | 4 |  | 24.91 | - | 24.91
2017-03-13 05:00 | 3 | 13 | 5 |  | 39.49 | - | 39.49 | 2018-03-13 05:00 | 3 | 13 | 5 |  | 37.33 | - | 37.33 | 2019-03-13 05:00 | 3 | 13 | 5 |  | 29.97 | - | 29.97
2017-03-13 06:00 | 3 | 13 | 6 |  | 56.07 | - | 56.07 | 2018-03-13 06:00 | 3 | 13 | 6 |  | 63.71 | - | 63.71 | 2019-03-13 06:00 | 3 | 13 | 6 |  | 41.15 | - | 41.15
2017-03-13 07:00 | 3 | 13 | 7 |  | 69.99 | - | 69.99 | 2018-03-13 07:00 | 3 | 13 | 7 |  | 82.42 | - | 82.42 | 2019-03-13 07:00 | 3 | 13 | 7 |  | 49.88 | - | 49.88
2017-03-13 08:00 | 3 | 13 | 8 |  | 51.14 | 51.14 | - | 2018-03-13 08:00 | 3 | 13 | 8 |  | 57.23 | 57.23 | - | 2019-03-13 08:00 | 3 | 13 | 8 |  | 34.89 | 34.89 | -
2017-03-13 09:00 | 3 | 13 | 9 |  | 46.52 | 46.52 | - | 2018-03-13 09:00 | 3 | 13 | 9 |  | 47.26 | 47.26 | - | 2019-03-13 09:00 | 3 | 13 | 9 |  | 33.24 | 33.24 | -
2017-03-13 10:00 | 3 | 13 | 10 |  | 44.51 | 44.51 | - | 2018-03-13 10:00 | 3 | 13 | 10 |  | 42.18 | 42.18 | - | 2019-03-13 10:00 | 3 | 13 | 10 |  | 31.96 | 31.96 | -
2017-03-13 11:00 | 3 | 13 | 11 |  | 42.86 | 42.86 | - | 2018-03-13 11:00 | 3 | 13 | 11 |  | 39.23 | 39.23 | - | 2019-03-13 11:00 | 3 | 13 | 11 |  | 28.27 | 28.27 | -
2017-03-13 12:00 | 3 | 13 | 12 |  | 39.58 | 39.58 | - | 2018-03-13 12:00 | 3 | 13 | 12 |  | 37.06 | 37.06 | - | 2019-03-13 12:00 | 3 | 13 | 12 |  | 27.03 | 27.03 | -
2017-03-13 13:00 | 3 | 13 | 13 |  | 37.56 | 37.56 | - | 2018-03-13 13:00 | 3 | 13 | 13 |  | 34.97 | 34.97 | - | 2019-03-13 13:00 | 3 | 13 | 13 |  | 25.89 | 25.89 | -
2017-03-13 14:00 | 3 | 13 | 14 |  | 34.92 | 34.92 | - | 2018-03-13 14:00 | 3 | 13 | 14 |  | 32.87 | 32.87 | - | 2019-03-13 14:00 | 3 | 13 | 14 |  | 25.22 | 25.22 | -
2017-03-13 15:00 | 3 | 13 | 15 |  | 32.72 | 32.72 | - | 2018-03-13 15:00 | 3 | 13 | 15 |  | 32.04 | 32.04 | - | 2019-03-13 15:00 | 3 | 13 | 15 |  | 24.46 | 24.46 | -
2017-03-13 16:00 | 3 | 13 | 16 |  | 32.87 | 32.87 | - | 2018-03-13 16:00 | 3 | 13 | 16 |  | 32.16 | 32.16 | - | 2019-03-13 16:00 | 3 | 13 | 16 |  | 24.46 | 24.46 | -
2017-03-13 17:00 | 3 | 13 | 17 |  | 33.41 | - | 33.41 | 2018-03-13 17:00 | 3 | 13 | 17 |  | 34.14 | - | 34.14 | 2019-03-13 17:00 | 3 | 13 | 17 |  | 24.92 | - | 24.92
2017-03-13 18:00 | 3 | 13 | 18 |  | 36.19 | - | 36.19 | 2018-03-13 18:00 | 3 | 13 | 18 |  | 39.08 | - | 39.08 | 2019-03-13 18:00 | 3 | 13 | 18 |  | 25.9 | - | 25.9
2017-03-13 19:00 | 3 | 13 | 19 |  | 48.63 | - | 48.63 | 2018-03-13 19:00 | 3 | 13 | 19 |  | 51.6 | - | 51.6 | 2019-03-13 19:00 | 3 | 13 | 19 |  | 35.77 | - | 35.77
2017-03-13 20:00 | 3 | 13 | 20 |  | 40.62 | - | 40.62 | 2018-03-13 20:00 | 3 | 13 | 20 |  | 49.43 | - | 49.43 | 2019-03-13 20:00 | 3 | 13 | 20 |  | 29.26 | - | 29.26
2017-03-13 21:00 | 3 | 13 | 21 |  | 35.98 | - | 35.98 | 2018-03-13 21:00 | 3 | 13 | 21 |  | 42.79 | - | 42.79 | 2019-03-13 21:00 | 3 | 13 | 21 |  | 25.16 | - | 25.16
2017-03-13 22:00 | 3 | 13 | 22 |  | 32.64 | - | 32.64 | 2018-03-13 22:00 | 3 | 13 | 22 |  | 35.96 | - | 35.96 | 2019-03-13 22:00 | 3 | 13 | 22 |  | 23.27 | - | 23.27
2017-03-13 23:00 | 3 | 13 | 23 |  | 27.57 | - | 27.57 | 2018-03-13 23:00 | 3 | 13 | 23 |  | 31.87 | - | 31.87 | 2019-03-13 23:00 | 3 | 13 | 23 |  | 21.15 | - | 21.15
2017-03-14 | 3 | 14 | 0 |  | 26.54 | - | 26.54 | 2018-03-14 | 3 | 14 | 0 |  | 32.86 | - | 32.86 | 2019-03-14 | 3 | 14 | 0 |  | 20.27 | - | 20.27
2017-03-14 01:00 | 3 | 14 | 1 |  | 25.93 | - | 25.93 | 2018-03-14 01:00 | 3 | 14 | 1 |  | 31.18 | - | 31.18 | 2019-03-14 01:00 | 3 | 14 | 1 |  | 20.34 | - | 20.34
2017-03-14 02:00 | 3 | 14 | 2 |  | 25.68 | - | 25.68 | 2018-03-14 02:00 | 3 | 14 | 2 |  | 31.16 | - | 31.16 | 2019-03-14 02:00 | 3 | 14 | 2 |  | 20.05 | - | 20.05
2017-03-14 03:00 | 3 | 14 | 3 |  | 26.28 | - | 26.28 | 2018-03-14 03:00 | 3 | 14 | 3 |  | 32.51 | - | 32.51 | 2019-03-14 03:00 | 3 | 14 | 3 |  | 20.21 | - | 20.21
2017-03-14 04:00 | 3 | 14 | 4 |  | 27.94 | - | 27.94 | 2018-03-14 04:00 | 3 | 14 | 4 |  | 34.02 | - | 34.02 | 2019-03-14 04:00 | 3 | 14 | 4 |  | 20.29 | - | 20.29
2017-03-14 05:00 | 3 | 14 | 5 |  | 33.05 | - | 33.05 | 2018-03-14 05:00 | 3 | 14 | 5 |  | 42.56 | - | 42.56 | 2019-03-14 05:00 | 3 | 14 | 5 |  | 22.7 | - | 22.7
2017-03-14 06:00 | 3 | 14 | 6 |  | 43.55 | - | 43.55 | 2018-03-14 06:00 | 3 | 14 | 6 |  | 62.25 | - | 62.25 | 2019-03-14 06:00 | 3 | 14 | 6 |  | 29.23 | - | 29.23
2017-03-14 07:00 | 3 | 14 | 7 |  | 52.94 | - | 52.94 | 2018-03-14 07:00 | 3 | 14 | 7 |  | 75.93 | - | 75.93 | 2019-03-14 07:00 | 3 | 14 | 7 |  | 29.92 | - | 29.92
2017-03-14 08:00 | 3 | 14 | 8 |  | 50.47 | 50.47 | - | 2018-03-14 08:00 | 3 | 14 | 8 |  | 48.19 | 48.19 | - | 2019-03-14 08:00 | 3 | 14 | 8 |  | 28.11 | 28.11 | -
2017-03-14 09:00 | 3 | 14 | 9 |  | 51.89 | 51.89 | - | 2018-03-14 09:00 | 3 | 14 | 9 |  | 39.28 | 39.28 | - | 2019-03-14 09:00 | 3 | 14 | 9 |  | 27.91 | 27.91 | -
2017-03-14 10:00 | 3 | 14 | 10 |  | 53.72 | 53.72 | - | 2018-03-14 10:00 | 3 | 14 | 10 |  | 38.75 | 38.75 | - | 2019-03-14 10:00 | 3 | 14 | 10 |  | 26.96 | 26.96 | -
2017-03-14 11:00 | 3 | 14 | 11 |  | 51.38 | 51.38 | - | 2018-03-14 11:00 | 3 | 14 | 11 |  | 35.51 | 35.51 | - | 2019-03-14 11:00 | 3 | 14 | 11 |  | 25.95 | 25.95 | -
2017-03-14 12:00 | 3 | 14 | 12 |  | 48.9 | 48.9 | - | 2018-03-14 12:00 | 3 | 14 | 12 |  | 33.77 | 33.77 | - | 2019-03-14 12:00 | 3 | 14 | 12 |  | 24.9 | 24.9 | -
2017-03-14 13:00 | 3 | 14 | 13 |  | 46.7 | 46.7 | - | 2018-03-14 13:00 | 3 | 14 | 13 |  | 30.67 | 30.67 | - | 2019-03-14 13:00 | 3 | 14 | 13 |  | 24.7 | 24.7 | -
2017-03-14 14:00 | 3 | 14 | 14 |  | 42.32 | 42.32 | - | 2018-03-14 14:00 | 3 | 14 | 14 |  | 29.18 | 29.18 | - | 2019-03-14 14:00 | 3 | 14 | 14 |  | 24.1 | 24.1 | -
2017-03-14 15:00 | 3 | 14 | 15 |  | 39.24 | 39.24 | - | 2018-03-14 15:00 | 3 | 14 | 15 |  | 27.72 | 27.72 | - | 2019-03-14 15:00 | 3 | 14 | 15 |  | 23.2 | 23.2 | -
2017-03-14 16:00 | 3 | 14 | 16 |  | 40.09 | 40.09 | - | 2018-03-14 16:00 | 3 | 14 | 16 |  | 27.3 | 27.3 | - | 2019-03-14 16:00 | 3 | 14 | 16 |  | 23.31 | 23.31 | -
2017-03-14 17:00 | 3 | 14 | 17 |  | 41.52 | - | 41.52 | 2018-03-14 17:00 | 3 | 14 | 17 |  | 27.26 | - | 27.26 | 2019-03-14 17:00 | 3 | 14 | 17 |  | 23.83 | - | 23.83
2017-03-14 18:00 | 3 | 14 | 18 |  | 45.81 | - | 45.81 | 2018-03-14 18:00 | 3 | 14 | 18 |  | 30.78 | - | 30.78 | 2019-03-14 18:00 | 3 | 14 | 18 |  | 24.27 | - | 24.27
2017-03-14 19:00 | 3 | 14 | 19 |  | 53.51 | - | 53.51 | 2018-03-14 19:00 | 3 | 14 | 19 |  | 43.13 | - | 43.13 | 2019-03-14 19:00 | 3 | 14 | 19 |  | 28.21 | - | 28.21
2017-03-14 20:00 | 3 | 14 | 20 |  | 53.59 | - | 53.59 | 2018-03-14 20:00 | 3 | 14 | 20 |  | 44.91 | - | 44.91 | 2019-03-14 20:00 | 3 | 14 | 20 |  | 26.54 | - | 26.54
2017-03-14 21:00 | 3 | 14 | 21 |  | 50.97 | - | 50.97 | 2018-03-14 21:00 | 3 | 14 | 21 |  | 34.91 | - | 34.91 | 2019-03-14 21:00 | 3 | 14 | 21 |  | 24.13 | - | 24.13
2017-03-14 22:00 | 3 | 14 | 22 |  | 39.78 | - | 39.78 | 2018-03-14 22:00 | 3 | 14 | 22 |  | 29.76 | - | 29.76 | 2019-03-14 22:00 | 3 | 14 | 22 |  | 21.26 | - | 21.26
2017-03-14 23:00 | 3 | 14 | 23 |  | 32.66 | - | 32.66 | 2018-03-14 23:00 | 3 | 14 | 23 |  | 26.88 | - | 26.88 | 2019-03-14 23:00 | 3 | 14 | 23 |  | 20.29 | - | 20.29
2017-03-15 | 3 | 15 | 0 |  | 34.13 | - | 34.13 | 2018-03-15 | 3 | 15 | 0 |  | 26.68 | - | 26.68 | 2019-03-15 | 3 | 15 | 0 |  | 19.73 | - | 19.73
2017-03-15 01:00 | 3 | 15 | 1 |  | 34.51 | - | 34.51 | 2018-03-15 01:00 | 3 | 15 | 1 |  | 26.2 | - | 26.2 | 2019-03-15 01:00 | 3 | 15 | 1 |  | 19.66 | - | 19.66
2017-03-15 02:00 | 3 | 15 | 2 |  | 34.09 | - | 34.09 | 2018-03-15 02:00 | 3 | 15 | 2 |  | 26.11 | - | 26.11 | 2019-03-15 02:00 | 3 | 15 | 2 |  | 19.67 | - | 19.67
2017-03-15 03:00 | 3 | 15 | 3 |  | 35.72 | - | 35.72 | 2018-03-15 03:00 | 3 | 15 | 3 |  | 26.73 | - | 26.73 | 2019-03-15 03:00 | 3 | 15 | 3 |  | 19.69 | - | 19.69
2017-03-15 04:00 | 3 | 15 | 4 |  | 37.66 | - | 37.66 | 2018-03-15 04:00 | 3 | 15 | 4 |  | 27.74 | - | 27.74 | 2019-03-15 04:00 | 3 | 15 | 4 |  | 19.73 | - | 19.73
2017-03-15 05:00 | 3 | 15 | 5 |  | 46.76 | - | 46.76 | 2018-03-15 05:00 | 3 | 15 | 5 |  | 33.86 | - | 33.86 | 2019-03-15 05:00 | 3 | 15 | 5 |  | 20.95 | - | 20.95
2017-03-15 06:00 | 3 | 15 | 6 |  | 70.45 | - | 70.45 | 2018-03-15 06:00 | 3 | 15 | 6 |  | 50.69 | - | 50.69 | 2019-03-15 06:00 | 3 | 15 | 6 |  | 27.24 | - | 27.24
2017-03-15 07:00 | 3 | 15 | 7 |  | 89.6 | - | 89.6 | 2018-03-15 07:00 | 3 | 15 | 7 |  | 61.39 | - | 61.39 | 2019-03-15 07:00 | 3 | 15 | 7 |  | 29.08 | - | 29.08
2017-03-15 08:00 | 3 | 15 | 8 |  | 63.98 | 63.98 | - | 2018-03-15 08:00 | 3 | 15 | 8 |  | 41.01 | 41.01 | - | 2019-03-15 08:00 | 3 | 15 | 8 |  | 28.68 | 28.68 | -
2017-03-15 09:00 | 3 | 15 | 9 |  | 59.17 | 59.17 | - | 2018-03-15 09:00 | 3 | 15 | 9 |  | 37.89 | 37.89 | - | 2019-03-15 09:00 | 3 | 15 | 9 |  | 28.68 | 28.68 | -
2017-03-15 10:00 | 3 | 15 | 10 |  | 55.93 | 55.93 | - | 2018-03-15 10:00 | 3 | 15 | 10 |  | 35.03 | 35.03 | - | 2019-03-15 10:00 | 3 | 15 | 10 |  | 29.21 | 29.21 | -
2017-03-15 11:00 | 3 | 15 | 11 |  | 51.04 | 51.04 | - | 2018-03-15 11:00 | 3 | 15 | 11 |  | 31.94 | 31.94 | - | 2019-03-15 11:00 | 3 | 15 | 11 |  | 29.87 | 29.87 | -
2017-03-15 12:00 | 3 | 15 | 12 |  | 46.88 | 46.88 | - | 2018-03-15 12:00 | 3 | 15 | 12 |  | 29.48 | 29.48 | - | 2019-03-15 12:00 | 3 | 15 | 12 |  | 28.33 | 28.33 | -
2017-03-15 13:00 | 3 | 15 | 13 |  | 43.76 | 43.76 | - | 2018-03-15 13:00 | 3 | 15 | 13 |  | 28.05 | 28.05 | - | 2019-03-15 13:00 | 3 | 15 | 13 |  | 27.88 | 27.88 | -
2017-03-15 14:00 | 3 | 15 | 14 |  | 40.98 | 40.98 | - | 2018-03-15 14:00 | 3 | 15 | 14 |  | 27.64 | 27.64 | - | 2019-03-15 14:00 | 3 | 15 | 14 |  | 26.39 | 26.39 | -
2017-03-15 15:00 | 3 | 15 | 15 |  | 39.11 | 39.11 | - | 2018-03-15 15:00 | 3 | 15 | 15 |  | 26.69 | 26.69 | - | 2019-03-15 15:00 | 3 | 15 | 15 |  | 25.29 | 25.29 | -
2017-03-15 16:00 | 3 | 15 | 16 |  | 38.71 | 38.71 | - | 2018-03-15 16:00 | 3 | 15 | 16 |  | 26.11 | 26.11 | - | 2019-03-15 16:00 | 3 | 15 | 16 |  | 24.69 | 24.69 | -
2017-03-15 17:00 | 3 | 15 | 17 |  | 39.65 | - | 39.65 | 2018-03-15 17:00 | 3 | 15 | 17 |  | 26.32 | - | 26.32 | 2019-03-15 17:00 | 3 | 15 | 17 |  | 25.71 | - | 25.71
2017-03-15 18:00 | 3 | 15 | 18 |  | 46.78 | - | 46.78 | 2018-03-15 18:00 | 3 | 15 | 18 |  | 29.69 | - | 29.69 | 2019-03-15 18:00 | 3 | 15 | 18 |  | 25.83 | - | 25.83
2017-03-15 19:00 | 3 | 15 | 19 |  | 56.97 | - | 56.97 | 2018-03-15 19:00 | 3 | 15 | 19 |  | 39.41 | - | 39.41 | 2019-03-15 19:00 | 3 | 15 | 19 |  | 29.18 | - | 29.18
2017-03-15 20:00 | 3 | 15 | 20 |  | 55.87 | - | 55.87 | 2018-03-15 20:00 | 3 | 15 | 20 |  | 37.77 | - | 37.77 | 2019-03-15 20:00 | 3 | 15 | 20 |  | 28.97 | - | 28.97
2017-03-15 21:00 | 3 | 15 | 21 |  | 47.22 | - | 47.22 | 2018-03-15 21:00 | 3 | 15 | 21 |  | 31.68 | - | 31.68 | 2019-03-15 21:00 | 3 | 15 | 21 |  | 25.65 | - | 25.65
2017-03-15 22:00 | 3 | 15 | 22 |  | 37.86 | - | 37.86 | 2018-03-15 22:00 | 3 | 15 | 22 |  | 27.39 | - | 27.39 | 2019-03-15 22:00 | 3 | 15 | 22 |  | 23.44 | - | 23.44
2017-03-15 23:00 | 3 | 15 | 23 |  | 37.03 | - | 37.03 | 2018-03-15 23:00 | 3 | 15 | 23 |  | 25.76 | - | 25.76 | 2019-03-15 23:00 | 3 | 15 | 23 |  | 21.42 | - | 21.42
2017-03-16 | 3 | 16 | 0 |  | 34.19 | - | 34.19 | 2018-03-16 | 3 | 16 | 0 |  | 27.15 | - | 27.15 | 2019-03-16 | 3 | 16 | 0 | W | 21.24 | - | 21.24
2017-03-16 01:00 | 3 | 16 | 1 |  | 34.67 | - | 34.67 | 2018-03-16 01:00 | 3 | 16 | 1 |  | 26.76 | - | 26.76 | 2019-03-16 01:00 | 3 | 16 | 1 | W | 21.42 | - | 21.42
2017-03-16 02:00 | 3 | 16 | 2 |  | 34.41 | - | 34.41 | 2018-03-16 02:00 | 3 | 16 | 2 |  | 26.66 | - | 26.66 | 2019-03-16 02:00 | 3 | 16 | 2 | W | 21.04 | - | 21.04
2017-03-16 03:00 | 3 | 16 | 3 |  | 35.43 | - | 35.43 | 2018-03-16 03:00 | 3 | 16 | 3 |  | 26.92 | - | 26.92 | 2019-03-16 03:00 | 3 | 16 | 3 | W | 21.06 | - | 21.06
2017-03-16 04:00 | 3 | 16 | 4 |  | 36.38 | - | 36.38 | 2018-03-16 04:00 | 3 | 16 | 4 |  | 28.05 | - | 28.05 | 2019-03-16 04:00 | 3 | 16 | 4 | W | 21.43 | - | 21.43
2017-03-16 05:00 | 3 | 16 | 5 |  | 43.07 | - | 43.07 | 2018-03-16 05:00 | 3 | 16 | 5 |  | 34.89 | - | 34.89 | 2019-03-16 05:00 | 3 | 16 | 5 | W | 21.27 | - | 21.27
2017-03-16 06:00 | 3 | 16 | 6 |  | 58.19 | - | 58.19 | 2018-03-16 06:00 | 3 | 16 | 6 |  | 53.11 | - | 53.11 | 2019-03-16 06:00 | 3 | 16 | 6 | W | 23.03 | - | 23.03
2017-03-16 07:00 | 3 | 16 | 7 |  | 81.84 | - | 81.84 | 2018-03-16 07:00 | 3 | 16 | 7 |  | 69.52 | - | 69.52 | 2019-03-16 07:00 | 3 | 16 | 7 | W | 25.55 | - | 25.55
2017-03-16 08:00 | 3 | 16 | 8 |  | 52.69 | 52.69 | - | 2018-03-16 08:00 | 3 | 16 | 8 |  | 43.5 | 43.5 | - | 2019-03-16 08:00 | 3 | 16 | 8 | W | 28.29 | - | 28.29
2017-03-16 09:00 | 3 | 16 | 9 |  | 46.29 | 46.29 | - | 2018-03-16 09:00 | 3 | 16 | 9 |  | 38.08 | 38.08 | - | 2019-03-16 09:00 | 3 | 16 | 9 | W | 28.93 | - | 28.93
2017-03-16 10:00 | 3 | 16 | 10 |  | 43.82 | 43.82 | - | 2018-03-16 10:00 | 3 | 16 | 10 |  | 39.3 | 39.3 | - | 2019-03-16 10:00 | 3 | 16 | 10 | W | 28.9 | - | 28.9
2017-03-16 11:00 | 3 | 16 | 11 |  | 41.36 | 41.36 | - | 2018-03-16 11:00 | 3 | 16 | 11 |  | 36.02 | 36.02 | - | 2019-03-16 11:00 | 3 | 16 | 11 | W | 27.25 | - | 27.25
2017-03-16 12:00 | 3 | 16 | 12 |  | 37.71 | 37.71 | - | 2018-03-16 12:00 | 3 | 16 | 12 |  | 31.7 | 31.7 | - | 2019-03-16 12:00 | 3 | 16 | 12 | W | 26.08 | - | 26.08
2017-03-16 13:00 | 3 | 16 | 13 |  | 36.62 | 36.62 | - | 2018-03-16 13:00 | 3 | 16 | 13 |  | 29.82 | 29.82 | - | 2019-03-16 13:00 | 3 | 16 | 13 | W | 24.7 | - | 24.7
2017-03-16 14:00 | 3 | 16 | 14 |  | 33.91 | 33.91 | - | 2018-03-16 14:00 | 3 | 16 | 14 |  | 28.41 | 28.41 | - | 2019-03-16 14:00 | 3 | 16 | 14 | W | 24.03 | - | 24.03
2017-03-16 15:00 | 3 | 16 | 15 |  | 31.85 | 31.85 | - | 2018-03-16 15:00 | 3 | 16 | 15 |  | 27.44 | 27.44 | - | 2019-03-16 15:00 | 3 | 16 | 15 | W | 23.25 | - | 23.25
2017-03-16 16:00 | 3 | 16 | 16 |  | 31.63 | 31.63 | - | 2018-03-16 16:00 | 3 | 16 | 16 |  | 27.27 | 27.27 | - | 2019-03-16 16:00 | 3 | 16 | 16 | W | 23.35 | - | 23.35
2017-03-16 17:00 | 3 | 16 | 17 |  | 32.41 | - | 32.41 | 2018-03-16 17:00 | 3 | 16 | 17 |  | 27.88 | - | 27.88 | 2019-03-16 17:00 | 3 | 16 | 17 | W | 24.69 | - | 24.69
2017-03-16 18:00 | 3 | 16 | 18 |  | 36.25 | - | 36.25 | 2018-03-16 18:00 | 3 | 16 | 18 |  | 31.22 | - | 31.22 | 2019-03-16 18:00 | 3 | 16 | 18 | W | 27.45 | - | 27.45
2017-03-16 19:00 | 3 | 16 | 19 |  | 44.54 | - | 44.54 | 2018-03-16 19:00 | 3 | 16 | 19 |  | 42.04 | - | 42.04 | 2019-03-16 19:00 | 3 | 16 | 19 | W | 37.08 | - | 37.08
2017-03-16 20:00 | 3 | 16 | 20 |  | 45.06 | - | 45.06 | 2018-03-16 20:00 | 3 | 16 | 20 |  | 41.02 | - | 41.02 | 2019-03-16 20:00 | 3 | 16 | 20 | W | 35.71 | - | 35.71
2017-03-16 21:00 | 3 | 16 | 21 |  | 39.22 | - | 39.22 | 2018-03-16 21:00 | 3 | 16 | 21 |  | 36.68 | - | 36.68 | 2019-03-16 21:00 | 3 | 16 | 21 | W | 34.25 | - | 34.25
2017-03-16 22:00 | 3 | 16 | 22 |  | 35.62 | - | 35.62 | 2018-03-16 22:00 | 3 | 16 | 22 |  | 32.3 | - | 32.3 | 2019-03-16 22:00 | 3 | 16 | 22 | W | 29.8 | - | 29.8
2017-03-16 23:00 | 3 | 16 | 23 |  | 30.63 | - | 30.63 | 2018-03-16 23:00 | 3 | 16 | 23 |  | 29.71 | - | 29.71 | 2019-03-16 23:00 | 3 | 16 | 23 | W | 27.86 | - | 27.86
2017-03-17 | 3 | 17 | 0 |  | 27.68 | - | 27.68 | 2018-03-17 | 3 | 17 | 0 | W | 28.81 | - | 28.81 | 2019-03-17 | 3 | 17 | 0 | W | 28.32 | - | 28.32
2017-03-17 01:00 | 3 | 17 | 1 |  | 27.99 | - | 27.99 | 2018-03-17 01:00 | 3 | 17 | 1 | W | 28.17 | - | 28.17 | 2019-03-17 01:00 | 3 | 17 | 1 | W | 27.72 | - | 27.72
2017-03-17 02:00 | 3 | 17 | 2 |  | 27.93 | - | 27.93 | 2018-03-17 02:00 | 3 | 17 | 2 | W | 27.54 | - | 27.54 | 2019-03-17 02:00 | 3 | 17 | 2 | W | 26.65 | - | 26.65
2017-03-17 03:00 | 3 | 17 | 3 |  | 28.32 | - | 28.32 | 2018-03-17 03:00 | 3 | 17 | 3 | W | 27.7 | - | 27.7 | 2019-03-17 03:00 | 3 | 17 | 3 | W | 26.74 | - | 26.74
2017-03-17 04:00 | 3 | 17 | 4 |  | 30.64 | - | 30.64 | 2018-03-17 04:00 | 3 | 17 | 4 | W | 28.3 | - | 28.3 | 2019-03-17 04:00 | 3 | 17 | 4 | W | 27.41 | - | 27.41
2017-03-17 05:00 | 3 | 17 | 5 |  | 37.92 | - | 37.92 | 2018-03-17 05:00 | 3 | 17 | 5 | W | 31.35 | - | 31.35 | 2019-03-17 05:00 | 3 | 17 | 5 | W | 28.37 | - | 28.37
2017-03-17 06:00 | 3 | 17 | 6 |  | 60.5 | - | 60.5 | 2018-03-17 06:00 | 3 | 17 | 6 | W | 35.73 | - | 35.73 | 2019-03-17 06:00 | 3 | 17 | 6 | W | 30.07 | - | 30.07
2017-03-17 07:00 | 3 | 17 | 7 |  | 64.85 | - | 64.85 | 2018-03-17 07:00 | 3 | 17 | 7 | W | 40.4 | - | 40.4 | 2019-03-17 07:00 | 3 | 17 | 7 | W | 38.21 | - | 38.21
2017-03-17 08:00 | 3 | 17 | 8 |  | 44.99 | 44.99 | - | 2018-03-17 08:00 | 3 | 17 | 8 | W | 39.03 | - | 39.03 | 2019-03-17 08:00 | 3 | 17 | 8 | W | 36.23 | - | 36.23
2017-03-17 09:00 | 3 | 17 | 9 |  | 42.71 | 42.71 | - | 2018-03-17 09:00 | 3 | 17 | 9 | W | 36.99 | - | 36.99 | 2019-03-17 09:00 | 3 | 17 | 9 | W | 34.45 | - | 34.45
2017-03-17 10:00 | 3 | 17 | 10 |  | 38.03 | 38.03 | - | 2018-03-17 10:00 | 3 | 17 | 10 | W | 35.25 | - | 35.25 | 2019-03-17 10:00 | 3 | 17 | 10 | W | 29.94 | - | 29.94
2017-03-17 11:00 | 3 | 17 | 11 |  | 35.22 | 35.22 | - | 2018-03-17 11:00 | 3 | 17 | 11 | W | 31.43 | - | 31.43 | 2019-03-17 11:00 | 3 | 17 | 11 | W | 27.34 | - | 27.34
2017-03-17 12:00 | 3 | 17 | 12 |  | 31.3 | 31.3 | - | 2018-03-17 12:00 | 3 | 17 | 12 | W | 28.94 | - | 28.94 | 2019-03-17 12:00 | 3 | 17 | 12 | W | 25.95 | - | 25.95
2017-03-17 13:00 | 3 | 17 | 13 |  | 28.98 | 28.98 | - | 2018-03-17 13:00 | 3 | 17 | 13 | W | 27.86 | - | 27.86 | 2019-03-17 13:00 | 3 | 17 | 13 | W | 24.75 | - | 24.75
2017-03-17 14:00 | 3 | 17 | 14 |  | 28.18 | 28.18 | - | 2018-03-17 14:00 | 3 | 17 | 14 | W | 26.47 | - | 26.47 | 2019-03-17 14:00 | 3 | 17 | 14 | W | 24.47 | - | 24.47
2017-03-17 15:00 | 3 | 17 | 15 |  | 26.88 | 26.88 | - | 2018-03-17 15:00 | 3 | 17 | 15 | W | 25.7 | - | 25.7 | 2019-03-17 15:00 | 3 | 17 | 15 | W | 23.95 | - | 23.95
2017-03-17 16:00 | 3 | 17 | 16 |  | 26.6 | 26.6 | - | 2018-03-17 16:00 | 3 | 17 | 16 | W | 25.87 | - | 25.87 | 2019-03-17 16:00 | 3 | 17 | 16 | W | 24.25 | - | 24.25
2017-03-17 17:00 | 3 | 17 | 17 |  | 26.7 | - | 26.7 | 2018-03-17 17:00 | 3 | 17 | 17 | W | 26.27 | - | 26.27 | 2019-03-17 17:00 | 3 | 17 | 17 | W | 26.34 | - | 26.34
2017-03-17 18:00 | 3 | 17 | 18 |  | 28.5 | - | 28.5 | 2018-03-17 18:00 | 3 | 17 | 18 | W | 28.25 | - | 28.25 | 2019-03-17 18:00 | 3 | 17 | 18 | W | 29.19 | - | 29.19
2017-03-17 19:00 | 3 | 17 | 19 |  | 37.71 | - | 37.71 | 2018-03-17 19:00 | 3 | 17 | 19 | W | 38.38 | - | 38.38 | 2019-03-17 19:00 | 3 | 17 | 19 | W | 39.51 | - | 39.51
2017-03-17 20:00 | 3 | 17 | 20 |  | 35.55 | - | 35.55 | 2018-03-17 20:00 | 3 | 17 | 20 | W | 37.28 | - | 37.28 | 2019-03-17 20:00 | 3 | 17 | 20 | W | 40.09 | - | 40.09
2017-03-17 21:00 | 3 | 17 | 21 |  | 29.78 | - | 29.78 | 2018-03-17 21:00 | 3 | 17 | 21 | W | 34.29 | - | 34.29 | 2019-03-17 21:00 | 3 | 17 | 21 | W | 36.3 | - | 36.3
2017-03-17 22:00 | 3 | 17 | 22 |  | 26.12 | - | 26.12 | 2018-03-17 22:00 | 3 | 17 | 22 | W | 29.51 | - | 29.51 | 2019-03-17 22:00 | 3 | 17 | 22 | W | 29.51 | - | 29.51
2017-03-17 23:00 | 3 | 17 | 23 |  | 24.58 | - | 24.58 | 2018-03-17 23:00 | 3 | 17 | 23 | W | 27.8 | - | 27.8 | 2019-03-17 23:00 | 3 | 17 | 23 | W | 27.36 | - | 27.36
2017-03-18 | 3 | 18 | 0 | W | 22.88 | - | 22.88 | 2018-03-18 | 3 | 18 | 0 | W | 27.49 | - | 27.49 | 2019-03-18 | 3 | 18 | 0 |  | 27.24 | - | 27.24
2017-03-18 01:00 | 3 | 18 | 1 | W | 22.78 | - | 22.78 | 2018-03-18 01:00 | 3 | 18 | 1 | W | 27.53 | - | 27.53 | 2019-03-18 01:00 | 3 | 18 | 1 |  | 27.03 | - | 27.03
2017-03-18 02:00 | 3 | 18 | 2 | W | 22.63 | - | 22.63 | 2018-03-18 02:00 | 3 | 18 | 2 | W | 27.19 | - | 27.19 | 2019-03-18 02:00 | 3 | 18 | 2 |  | 26.8 | - | 26.8
2017-03-18 03:00 | 3 | 18 | 3 | W | 22.44 | - | 22.44 | 2018-03-18 03:00 | 3 | 18 | 3 | W | 27.05 | - | 27.05 | 2019-03-18 03:00 | 3 | 18 | 3 |  | 27.13 | - | 27.13
2017-03-18 04:00 | 3 | 18 | 4 | W | 22.6 | - | 22.6 | 2018-03-18 04:00 | 3 | 18 | 4 | W | 28.07 | - | 28.07 | 2019-03-18 04:00 | 3 | 18 | 4 |  | 29.52 | - | 29.52
2017-03-18 05:00 | 3 | 18 | 5 | W | 22.5 | - | 22.5 | 2018-03-18 05:00 | 3 | 18 | 5 | W | 28.78 | - | 28.78 | 2019-03-18 05:00 | 3 | 18 | 5 |  | 33.07 | - | 33.07
2017-03-18 06:00 | 3 | 18 | 6 | W | 23.44 | - | 23.44 | 2018-03-18 06:00 | 3 | 18 | 6 | W | 32.31 | - | 32.31 | 2019-03-18 06:00 | 3 | 18 | 6 |  | 47.35 | - | 47.35
2017-03-18 07:00 | 3 | 18 | 7 | W | 24.98 | - | 24.98 | 2018-03-18 07:00 | 3 | 18 | 7 | W | 35.02 | - | 35.02 | 2019-03-18 07:00 | 3 | 18 | 7 |  | 58.57 | - | 58.57
2017-03-18 08:00 | 3 | 18 | 8 | W | 26.81 | - | 26.81 | 2018-03-18 08:00 | 3 | 18 | 8 | W | 34.28 | - | 34.28 | 2019-03-18 08:00 | 3 | 18 | 8 |  | 43.31 | 43.31 | -
2017-03-18 09:00 | 3 | 18 | 9 | W | 29.86 | - | 29.86 | 2018-03-18 09:00 | 3 | 18 | 9 | W | 32.29 | - | 32.29 | 2019-03-18 09:00 | 3 | 18 | 9 |  | 41.73 | 41.73 | -
2017-03-18 10:00 | 3 | 18 | 10 | W | 29.38 | - | 29.38 | 2018-03-18 10:00 | 3 | 18 | 10 | W | 30.56 | - | 30.56 | 2019-03-18 10:00 | 3 | 18 | 10 |  | 42.19 | 42.19 | -
2017-03-18 11:00 | 3 | 18 | 11 | W | 28.21 | - | 28.21 | 2018-03-18 11:00 | 3 | 18 | 11 | W | 27.12 | - | 27.12 | 2019-03-18 11:00 | 3 | 18 | 11 |  | 37.59 | 37.59 | -
2017-03-18 12:00 | 3 | 18 | 12 | W | 25.29 | - | 25.29 | 2018-03-18 12:00 | 3 | 18 | 12 | W | 25.86 | - | 25.86 | 2019-03-18 12:00 | 3 | 18 | 12 |  | 36.46 | 36.46 | -
2017-03-18 13:00 | 3 | 18 | 13 | W | 24.65 | - | 24.65 | 2018-03-18 13:00 | 3 | 18 | 13 | W | 25.37 | - | 25.37 | 2019-03-18 13:00 | 3 | 18 | 13 |  | 33.78 | 33.78 | -
2017-03-18 14:00 | 3 | 18 | 14 | W | 24.07 | - | 24.07 | 2018-03-18 14:00 | 3 | 18 | 14 | W | 24.84 | - | 24.84 | 2019-03-18 14:00 | 3 | 18 | 14 |  | 30.45 | 30.45 | -
2017-03-18 15:00 | 3 | 18 | 15 | W | 23.52 | - | 23.52 | 2018-03-18 15:00 | 3 | 18 | 15 | W | 24.23 | - | 24.23 | 2019-03-18 15:00 | 3 | 18 | 15 |  | 28.36 | 28.36 | -
2017-03-18 16:00 | 3 | 18 | 16 | W | 23.56 | - | 23.56 | 2018-03-18 16:00 | 3 | 18 | 16 | W | 24.56 | - | 24.56 | 2019-03-18 16:00 | 3 | 18 | 16 |  | 28.58 | 28.58 | -
2017-03-18 17:00 | 3 | 18 | 17 | W | 23.7 | - | 23.7 | 2018-03-18 17:00 | 3 | 18 | 17 | W | 25.08 | - | 25.08 | 2019-03-18 17:00 | 3 | 18 | 17 |  | 31.73 | - | 31.73
2017-03-18 18:00 | 3 | 18 | 18 | W | 24.19 | - | 24.19 | 2018-03-18 18:00 | 3 | 18 | 18 | W | 26.52 | - | 26.52 | 2019-03-18 18:00 | 3 | 18 | 18 |  | 36.61 | - | 36.61
2017-03-18 19:00 | 3 | 18 | 19 | W | 30.1 | - | 30.1 | 2018-03-18 19:00 | 3 | 18 | 19 | W | 37.52 | - | 37.52 | 2019-03-18 19:00 | 3 | 18 | 19 |  | 46.09 | - | 46.09
2017-03-18 20:00 | 3 | 18 | 20 | W | 28.23 | - | 28.23 | 2018-03-18 20:00 | 3 | 18 | 20 | W | 34.61 | - | 34.61 | 2019-03-18 20:00 | 3 | 18 | 20 |  | 47.88 | - | 47.88
2017-03-18 21:00 | 3 | 18 | 21 | W | 25.41 | - | 25.41 | 2018-03-18 21:00 | 3 | 18 | 21 | W | 32.09 | - | 32.09 | 2019-03-18 21:00 | 3 | 18 | 21 |  | 41.57 | - | 41.57
2017-03-18 22:00 | 3 | 18 | 22 | W | 24.23 | - | 24.23 | 2018-03-18 22:00 | 3 | 18 | 22 | W | 27.07 | - | 27.07 | 2019-03-18 22:00 | 3 | 18 | 22 |  | 33.94 | - | 33.94
2017-03-18 23:00 | 3 | 18 | 23 | W | 23.32 | - | 23.32 | 2018-03-18 23:00 | 3 | 18 | 23 | W | 25.75 | - | 25.75 | 2019-03-18 23:00 | 3 | 18 | 23 |  | 28.52 | - | 28.52
2017-03-19 | 3 | 19 | 0 | W | 24.15 | - | 24.15 | 2018-03-19 | 3 | 19 | 0 |  | 26.28 | - | 26.28 | 2019-03-19 | 3 | 19 | 0 |  | 27.01 | - | 27.01
2017-03-19 01:00 | 3 | 19 | 1 | W | 24.2 | - | 24.2 | 2018-03-19 01:00 | 3 | 19 | 1 |  | 26.22 | - | 26.22 | 2019-03-19 01:00 | 3 | 19 | 1 |  | 26.47 | - | 26.47
2017-03-19 02:00 | 3 | 19 | 2 | W | 24.27 | - | 24.27 | 2018-03-19 02:00 | 3 | 19 | 2 |  | 26.12 | - | 26.12 | 2019-03-19 02:00 | 3 | 19 | 2 |  | 26.11 | - | 26.11
2017-03-19 03:00 | 3 | 19 | 3 | W | 24.26 | - | 24.26 | 2018-03-19 03:00 | 3 | 19 | 3 |  | 26.18 | - | 26.18 | 2019-03-19 03:00 | 3 | 19 | 3 |  | 26.82 | - | 26.82
2017-03-19 04:00 | 3 | 19 | 4 | W | 24.6 | - | 24.6 | 2018-03-19 04:00 | 3 | 19 | 4 |  | 27.28 | - | 27.28 | 2019-03-19 04:00 | 3 | 19 | 4 |  | 28.59 | - | 28.59
2017-03-19 05:00 | 3 | 19 | 5 | W | 25.23 | - | 25.23 | 2018-03-19 05:00 | 3 | 19 | 5 |  | 32.66 | - | 32.66 | 2019-03-19 05:00 | 3 | 19 | 5 |  | 32.5 | - | 32.5
2017-03-19 06:00 | 3 | 19 | 6 | W | 27.22 | - | 27.22 | 2018-03-19 06:00 | 3 | 19 | 6 |  | 47.47 | - | 47.47 | 2019-03-19 06:00 | 3 | 19 | 6 |  | 47.02 | - | 47.02
2017-03-19 07:00 | 3 | 19 | 7 | W | 30.84 | - | 30.84 | 2018-03-19 07:00 | 3 | 19 | 7 |  | 60.02 | - | 60.02 | 2019-03-19 07:00 | 3 | 19 | 7 |  | 61.78 | - | 61.78
2017-03-19 08:00 | 3 | 19 | 8 | W | 34.38 | - | 34.38 | 2018-03-19 08:00 | 3 | 19 | 8 |  | 41.48 | 41.48 | - | 2019-03-19 08:00 | 3 | 19 | 8 |  | 38.47 | 38.47 | -
2017-03-19 09:00 | 3 | 19 | 9 | W | 35.76 | - | 35.76 | 2018-03-19 09:00 | 3 | 19 | 9 |  | 38.45 | 38.45 | - | 2019-03-19 09:00 | 3 | 19 | 9 |  | 35.34 | 35.34 | -
2017-03-19 10:00 | 3 | 19 | 10 | W | 33.72 | - | 33.72 | 2018-03-19 10:00 | 3 | 19 | 10 |  | 38.24 | 38.24 | - | 2019-03-19 10:00 | 3 | 19 | 10 |  | 34.68 | 34.68 | -
2017-03-19 11:00 | 3 | 19 | 11 | W | 30.9 | - | 30.9 | 2018-03-19 11:00 | 3 | 19 | 11 |  | 35.04 | 35.04 | - | 2019-03-19 11:00 | 3 | 19 | 11 |  | 32.2 | 32.2 | -
2017-03-19 12:00 | 3 | 19 | 12 | W | 27.86 | - | 27.86 | 2018-03-19 12:00 | 3 | 19 | 12 |  | 32.99 | 32.99 | - | 2019-03-19 12:00 | 3 | 19 | 12 |  | 29.35 | 29.35 | -
2017-03-19 13:00 | 3 | 19 | 13 | W | 26.03 | - | 26.03 | 2018-03-19 13:00 | 3 | 19 | 13 |  | 30.41 | 30.41 | - | 2019-03-19 13:00 | 3 | 19 | 13 |  | 28.47 | 28.47 | -
2017-03-19 14:00 | 3 | 19 | 14 | W | 25.34 | - | 25.34 | 2018-03-19 14:00 | 3 | 19 | 14 |  | 29.02 | 29.02 | - | 2019-03-19 14:00 | 3 | 19 | 14 |  | 27.55 | 27.55 | -
2017-03-19 15:00 | 3 | 19 | 15 | W | 25.56 | - | 25.56 | 2018-03-19 15:00 | 3 | 19 | 15 |  | 28.65 | 28.65 | - | 2019-03-19 15:00 | 3 | 19 | 15 |  | 27.27 | 27.27 | -
2017-03-19 16:00 | 3 | 19 | 16 | W | 25.52 | - | 25.52 | 2018-03-19 16:00 | 3 | 19 | 16 |  | 28.52 | 28.52 | - | 2019-03-19 16:00 | 3 | 19 | 16 |  | 27.4 | 27.4 | -
2017-03-19 17:00 | 3 | 19 | 17 | W | 26.51 | - | 26.51 | 2018-03-19 17:00 | 3 | 19 | 17 |  | 28.58 | - | 28.58 | 2019-03-19 17:00 | 3 | 19 | 17 |  | 28.08 | - | 28.08
2017-03-19 18:00 | 3 | 19 | 18 | W | 30.12 | - | 30.12 | 2018-03-19 18:00 | 3 | 19 | 18 |  | 30.64 | - | 30.64 | 2019-03-19 18:00 | 3 | 19 | 18 |  | 32 | - | 32
2017-03-19 19:00 | 3 | 19 | 19 | W | 41.72 | - | 41.72 | 2018-03-19 19:00 | 3 | 19 | 19 |  | 39.89 | - | 39.89 | 2019-03-19 19:00 | 3 | 19 | 19 |  | 41.21 | - | 41.21
2017-03-19 20:00 | 3 | 19 | 20 | W | 38.26 | - | 38.26 | 2018-03-19 20:00 | 3 | 19 | 20 |  | 37.92 | - | 37.92 | 2019-03-19 20:00 | 3 | 19 | 20 |  | 40.5 | - | 40.5
2017-03-19 21:00 | 3 | 19 | 21 | W | 33.07 | - | 33.07 | 2018-03-19 21:00 | 3 | 19 | 21 |  | 34.71 | - | 34.71 | 2019-03-19 21:00 | 3 | 19 | 21 |  | 34.34 | - | 34.34
2017-03-19 22:00 | 3 | 19 | 22 | W | 27.36 | - | 27.36 | 2018-03-19 22:00 | 3 | 19 | 22 |  | 28.92 | - | 28.92 | 2019-03-19 22:00 | 3 | 19 | 22 |  | 29.07 | - | 29.07
2017-03-19 23:00 | 3 | 19 | 23 | W | 24.86 | - | 24.86 | 2018-03-19 23:00 | 3 | 19 | 23 |  | 26.3 | - | 26.3 | 2019-03-19 23:00 | 3 | 19 | 23 |  | 26.8 | - | 26.8
2017-03-20 | 3 | 20 | 0 |  | 25.58 | - | 25.58 | 2018-03-20 | 3 | 20 | 0 |  | 26.33 | - | 26.33 | 2019-03-20 | 3 | 20 | 0 |  | 26.98 | - | 26.98
2017-03-20 01:00 | 3 | 20 | 1 |  | 25.47 | - | 25.47 | 2018-03-20 01:00 | 3 | 20 | 1 |  | 26.19 | - | 26.19 | 2019-03-20 01:00 | 3 | 20 | 1 |  | 26.59 | - | 26.59
2017-03-20 02:00 | 3 | 20 | 2 |  | 25.57 | - | 25.57 | 2018-03-20 02:00 | 3 | 20 | 2 |  | 26 | - | 26 | 2019-03-20 02:00 | 3 | 20 | 2 |  | 25.59 | - | 25.59
2017-03-20 03:00 | 3 | 20 | 3 |  | 25.59 | - | 25.59 | 2018-03-20 03:00 | 3 | 20 | 3 |  | 26.13 | - | 26.13 | 2019-03-20 03:00 | 3 | 20 | 3 |  | 26.81 | - | 26.81
2017-03-20 04:00 | 3 | 20 | 4 |  | 26.6 | - | 26.6 | 2018-03-20 04:00 | 3 | 20 | 4 |  | 27.86 | - | 27.86 | 2019-03-20 04:00 | 3 | 20 | 4 |  | 28.82 | - | 28.82
2017-03-20 05:00 | 3 | 20 | 5 |  | 33.3 | - | 33.3 | 2018-03-20 05:00 | 3 | 20 | 5 |  | 31.7 | - | 31.7 | 2019-03-20 05:00 | 3 | 20 | 5 |  | 33.22 | - | 33.22
2017-03-20 06:00 | 3 | 20 | 6 |  | 51.39 | - | 51.39 | 2018-03-20 06:00 | 3 | 20 | 6 |  | 49.06 | - | 49.06 | 2019-03-20 06:00 | 3 | 20 | 6 |  | 48.8 | - | 48.8
2017-03-20 07:00 | 3 | 20 | 7 |  | 58.42 | - | 58.42 | 2018-03-20 07:00 | 3 | 20 | 7 |  | 58.3 | - | 58.3 | 2019-03-20 07:00 | 3 | 20 | 7 |  | 55.49 | - | 55.49
2017-03-20 08:00 | 3 | 20 | 8 |  | 45.93 | 45.93 | - | 2018-03-20 08:00 | 3 | 20 | 8 |  | 47.64 | 47.64 | - | 2019-03-20 08:00 | 3 | 20 | 8 |  | 45.36 | 45.36 | -
2017-03-20 09:00 | 3 | 20 | 9 |  | 40 | 40 | - | 2018-03-20 09:00 | 3 | 20 | 9 |  | 46.77 | 46.77 | - | 2019-03-20 09:00 | 3 | 20 | 9 |  | 37.34 | 37.34 | -
2017-03-20 10:00 | 3 | 20 | 10 |  | 41.26 | 41.26 | - | 2018-03-20 10:00 | 3 | 20 | 10 |  | 47.41 | 47.41 | - | 2019-03-20 10:00 | 3 | 20 | 10 |  | 34.75 | 34.75 | -
2017-03-20 11:00 | 3 | 20 | 11 |  | 38.18 | 38.18 | - | 2018-03-20 11:00 | 3 | 20 | 11 |  | 46.02 | 46.02 | - | 2019-03-20 11:00 | 3 | 20 | 11 |  | 30.26 | 30.26 | -
2017-03-20 12:00 | 3 | 20 | 12 |  | 34.08 | 34.08 | - | 2018-03-20 12:00 | 3 | 20 | 12 |  | 45.14 | 45.14 | - | 2019-03-20 12:00 | 3 | 20 | 12 |  | 28.56 | 28.56 | -
2017-03-20 13:00 | 3 | 20 | 13 |  | 31.73 | 31.73 | - | 2018-03-20 13:00 | 3 | 20 | 13 |  | 41.25 | 41.25 | - | 2019-03-20 13:00 | 3 | 20 | 13 |  | 28.06 | 28.06 | -
2017-03-20 14:00 | 3 | 20 | 14 |  | 29.95 | 29.95 | - | 2018-03-20 14:00 | 3 | 20 | 14 |  | 39.33 | 39.33 | - | 2019-03-20 14:00 | 3 | 20 | 14 |  | 27.67 | 27.67 | -
2017-03-20 15:00 | 3 | 20 | 15 |  | 28.42 | 28.42 | - | 2018-03-20 15:00 | 3 | 20 | 15 |  | 35.25 | 35.25 | - | 2019-03-20 15:00 | 3 | 20 | 15 |  | 26.81 | 26.81 | -
2017-03-20 16:00 | 3 | 20 | 16 |  | 28.55 | 28.55 | - | 2018-03-20 16:00 | 3 | 20 | 16 |  | 36.03 | 36.03 | - | 2019-03-20 16:00 | 3 | 20 | 16 |  | 27.33 | 27.33 | -
2017-03-20 17:00 | 3 | 20 | 17 |  | 29.34 | - | 29.34 | 2018-03-20 17:00 | 3 | 20 | 17 |  | 38.05 | - | 38.05 | 2019-03-20 17:00 | 3 | 20 | 17 |  | 27.67 | - | 27.67
2017-03-20 18:00 | 3 | 20 | 18 |  | 32 | - | 32 | 2018-03-20 18:00 | 3 | 20 | 18 |  | 41.25 | - | 41.25 | 2019-03-20 18:00 | 3 | 20 | 18 |  | 28.48 | - | 28.48
2017-03-20 19:00 | 3 | 20 | 19 |  | 40.26 | - | 40.26 | 2018-03-20 19:00 | 3 | 20 | 19 |  | 54.01 | - | 54.01 | 2019-03-20 19:00 | 3 | 20 | 19 |  | 37.8 | - | 37.8
2017-03-20 20:00 | 3 | 20 | 20 |  | 40.36 | - | 40.36 | 2018-03-20 20:00 | 3 | 20 | 20 |  | 50.25 | - | 50.25 | 2019-03-20 20:00 | 3 | 20 | 20 |  | 37.08 | - | 37.08
2017-03-20 21:00 | 3 | 20 | 21 |  | 32.4 | - | 32.4 | 2018-03-20 21:00 | 3 | 20 | 21 |  | 42.34 | - | 42.34 | 2019-03-20 21:00 | 3 | 20 | 21 |  | 29.59 | - | 29.59
2017-03-20 22:00 | 3 | 20 | 22 |  | 25.85 | - | 25.85 | 2018-03-20 22:00 | 3 | 20 | 22 |  | 34.01 | - | 34.01 | 2019-03-20 22:00 | 3 | 20 | 22 |  | 26.52 | - | 26.52
2017-03-20 23:00 | 3 | 20 | 23 |  | 24.37 | - | 24.37 | 2018-03-20 23:00 | 3 | 20 | 23 |  | 31.16 | - | 31.16 | 2019-03-20 23:00 | 3 | 20 | 23 |  | 24.33 | - | 24.33
2017-03-21 | 3 | 21 | 0 |  | 24.3 | - | 24.3 | 2018-03-21 | 3 | 21 | 0 |  | 26.84 | - | 26.84 | 2019-03-21 | 3 | 21 | 0 |  | 23.53 | - | 23.53
2017-03-21 01:00 | 3 | 21 | 1 |  | 24.26 | - | 24.26 | 2018-03-21 01:00 | 3 | 21 | 1 |  | 26.26 | - | 26.26 | 2019-03-21 01:00 | 3 | 21 | 1 |  | 22.98 | - | 22.98
2017-03-21 02:00 | 3 | 21 | 2 |  | 24.47 | - | 24.47 | 2018-03-21 02:00 | 3 | 21 | 2 |  | 26.86 | - | 26.86 | 2019-03-21 02:00 | 3 | 21 | 2 |  | 22.68 | - | 22.68
2017-03-21 03:00 | 3 | 21 | 3 |  | 24.5 | - | 24.5 | 2018-03-21 03:00 | 3 | 21 | 3 |  | 27.09 | - | 27.09 | 2019-03-21 03:00 | 3 | 21 | 3 |  | 22.95 | - | 22.95
2017-03-21 04:00 | 3 | 21 | 4 |  | 24.79 | - | 24.79 | 2018-03-21 04:00 | 3 | 21 | 4 |  | 30.34 | - | 30.34 | 2019-03-21 04:00 | 3 | 21 | 4 |  | 23.71 | - | 23.71
2017-03-21 05:00 | 3 | 21 | 5 |  | 27.8 | - | 27.8 | 2018-03-21 05:00 | 3 | 21 | 5 |  | 35.96 | - | 35.96 | 2019-03-21 05:00 | 3 | 21 | 5 |  | 26.77 | - | 26.77
2017-03-21 06:00 | 3 | 21 | 6 |  | 40.68 | - | 40.68 | 2018-03-21 06:00 | 3 | 21 | 6 |  | 55.89 | - | 55.89 | 2019-03-21 06:00 | 3 | 21 | 6 |  | 36.68 | - | 36.68
2017-03-21 07:00 | 3 | 21 | 7 |  | 40.84 | - | 40.84 | 2018-03-21 07:00 | 3 | 21 | 7 |  | 66.53 | - | 66.53 | 2019-03-21 07:00 | 3 | 21 | 7 |  | 41.1 | - | 41.1
2017-03-21 08:00 | 3 | 21 | 8 |  | 39.57 | 39.57 | - | 2018-03-21 08:00 | 3 | 21 | 8 |  | 64.49 | 64.49 | - | 2019-03-21 08:00 | 3 | 21 | 8 |  | 37.88 | 37.88 | -
2017-03-21 09:00 | 3 | 21 | 9 |  | 39.47 | 39.47 | - | 2018-03-21 09:00 | 3 | 21 | 9 |  | 61.12 | 61.12 | - | 2019-03-21 09:00 | 3 | 21 | 9 |  | 39.57 | 39.57 | -
2017-03-21 10:00 | 3 | 21 | 10 |  | 39.56 | 39.56 | - | 2018-03-21 10:00 | 3 | 21 | 10 |  | 60.52 | 60.52 | - | 2019-03-21 10:00 | 3 | 21 | 10 |  | 39.86 | 39.86 | -
2017-03-21 11:00 | 3 | 21 | 11 |  | 36.27 | 36.27 | - | 2018-03-21 11:00 | 3 | 21 | 11 |  | 57.07 | 57.07 | - | 2019-03-21 11:00 | 3 | 21 | 11 |  | 39.53 | 39.53 | -
2017-03-21 12:00 | 3 | 21 | 12 |  | 33.24 | 33.24 | - | 2018-03-21 12:00 | 3 | 21 | 12 |  | 47.05 | 47.05 | - | 2019-03-21 12:00 | 3 | 21 | 12 |  | 37.74 | 37.74 | -
2017-03-21 13:00 | 3 | 21 | 13 |  | 30.95 | 30.95 | - | 2018-03-21 13:00 | 3 | 21 | 13 |  | 44.03 | 44.03 | - | 2019-03-21 13:00 | 3 | 21 | 13 |  | 35.41 | 35.41 | -
2017-03-21 14:00 | 3 | 21 | 14 |  | 29.81 | 29.81 | - | 2018-03-21 14:00 | 3 | 21 | 14 |  | 35.52 | 35.52 | - | 2019-03-21 14:00 | 3 | 21 | 14 |  | 32.18 | 32.18 | -
2017-03-21 15:00 | 3 | 21 | 15 |  | 27.78 | 27.78 | - | 2018-03-21 15:00 | 3 | 21 | 15 |  | 32.65 | 32.65 | - | 2019-03-21 15:00 | 3 | 21 | 15 |  | 28.67 | 28.67 | -
2017-03-21 16:00 | 3 | 21 | 16 |  | 27.9 | 27.9 | - | 2018-03-21 16:00 | 3 | 21 | 16 |  | 32.92 | 32.92 | - | 2019-03-21 16:00 | 3 | 21 | 16 |  | 28.36 | 28.36 | -
2017-03-21 17:00 | 3 | 21 | 17 |  | 27.93 | - | 27.93 | 2018-03-21 17:00 | 3 | 21 | 17 |  | 35.37 | - | 35.37 | 2019-03-21 17:00 | 3 | 21 | 17 |  | 28.9 | - | 28.9
2017-03-21 18:00 | 3 | 21 | 18 |  | 28.31 | - | 28.31 | 2018-03-21 18:00 | 3 | 21 | 18 |  | 45.28 | - | 45.28 | 2019-03-21 18:00 | 3 | 21 | 18 |  | 29.7 | - | 29.7
2017-03-21 19:00 | 3 | 21 | 19 |  | 40.62 | - | 40.62 | 2018-03-21 19:00 | 3 | 21 | 19 |  | 62.2 | - | 62.2 | 2019-03-21 19:00 | 3 | 21 | 19 |  | 39.5 | - | 39.5
2017-03-21 20:00 | 3 | 21 | 20 |  | 38.39 | - | 38.39 | 2018-03-21 20:00 | 3 | 21 | 20 |  | 59.73 | - | 59.73 | 2019-03-21 20:00 | 3 | 21 | 20 |  | 39.53 | - | 39.53
2017-03-21 21:00 | 3 | 21 | 21 |  | 31.52 | - | 31.52 | 2018-03-21 21:00 | 3 | 21 | 21 |  | 42.37 | - | 42.37 | 2019-03-21 21:00 | 3 | 21 | 21 |  | 29.24 | - | 29.24
2017-03-21 22:00 | 3 | 21 | 22 |  | 25.4 | - | 25.4 | 2018-03-21 22:00 | 3 | 21 | 22 |  | 39.34 | - | 39.34 | 2019-03-21 22:00 | 3 | 21 | 22 |  | 26.16 | - | 26.16
2017-03-21 23:00 | 3 | 21 | 23 |  | 24.15 | - | 24.15 | 2018-03-21 23:00 | 3 | 21 | 23 |  | 36.84 | - | 36.84 | 2019-03-21 23:00 | 3 | 21 | 23 |  | 23.77 | - | 23.77
2017-03-22 | 3 | 22 | 0 |  | 23.8 | - | 23.8 | 2018-03-22 | 3 | 22 | 0 |  | 36.12 | - | 36.12 | 2019-03-22 | 3 | 22 | 0 |  | 23.06 | - | 23.06
2017-03-22 01:00 | 3 | 22 | 1 |  | 23.73 | - | 23.73 | 2018-03-22 01:00 | 3 | 22 | 1 |  | 34.87 | - | 34.87 | 2019-03-22 01:00 | 3 | 22 | 1 |  | 22.11 | - | 22.11
2017-03-22 02:00 | 3 | 22 | 2 |  | 23.81 | - | 23.81 | 2018-03-22 02:00 | 3 | 22 | 2 |  | 34.48 | - | 34.48 | 2019-03-22 02:00 | 3 | 22 | 2 |  | 21.37 | - | 21.37
2017-03-22 03:00 | 3 | 22 | 3 |  | 23.91 | - | 23.91 | 2018-03-22 03:00 | 3 | 22 | 3 |  | 34.31 | - | 34.31 | 2019-03-22 03:00 | 3 | 22 | 3 |  | 21.79 | - | 21.79
2017-03-22 04:00 | 3 | 22 | 4 |  | 24.94 | - | 24.94 | 2018-03-22 04:00 | 3 | 22 | 4 |  | 38.06 | - | 38.06 | 2019-03-22 04:00 | 3 | 22 | 4 |  | 23.38 | - | 23.38
2017-03-22 05:00 | 3 | 22 | 5 |  | 28.65 | - | 28.65 | 2018-03-22 05:00 | 3 | 22 | 5 |  | 43.93 | - | 43.93 | 2019-03-22 05:00 | 3 | 22 | 5 |  | 25.64 | - | 25.64
2017-03-22 06:00 | 3 | 22 | 6 |  | 44.75 | - | 44.75 | 2018-03-22 06:00 | 3 | 22 | 6 |  | 65.24 | - | 65.24 | 2019-03-22 06:00 | 3 | 22 | 6 |  | 36.32 | - | 36.32
2017-03-22 07:00 | 3 | 22 | 7 |  | 51.7 | - | 51.7 | 2018-03-22 07:00 | 3 | 22 | 7 |  | 77.75 | - | 77.75 | 2019-03-22 07:00 | 3 | 22 | 7 |  | 40.44 | - | 40.44
2017-03-22 08:00 | 3 | 22 | 8 |  | 45.55 | 45.55 | - | 2018-03-22 08:00 | 3 | 22 | 8 |  | 63.54 | 63.54 | - | 2019-03-22 08:00 | 3 | 22 | 8 |  | 34.47 | 34.47 | -
2017-03-22 09:00 | 3 | 22 | 9 |  | 43.32 | 43.32 | - | 2018-03-22 09:00 | 3 | 22 | 9 |  | 48.13 | 48.13 | - | 2019-03-22 09:00 | 3 | 22 | 9 |  | 33.48 | 33.48 | -
2017-03-22 10:00 | 3 | 22 | 10 |  | 42.58 | 42.58 | - | 2018-03-22 10:00 | 3 | 22 | 10 |  | 43.91 | 43.91 | - | 2019-03-22 10:00 | 3 | 22 | 10 |  | 32.51 | 32.51 | -
2017-03-22 11:00 | 3 | 22 | 11 |  | 40.85 | 40.85 | - | 2018-03-22 11:00 | 3 | 22 | 11 |  | 41.68 | 41.68 | - | 2019-03-22 11:00 | 3 | 22 | 11 |  | 31.29 | 31.29 | -
2017-03-22 12:00 | 3 | 22 | 12 |  | 38.11 | 38.11 | - | 2018-03-22 12:00 | 3 | 22 | 12 |  | 36.21 | 36.21 | - | 2019-03-22 12:00 | 3 | 22 | 12 |  | 29.77 | 29.77 | -
2017-03-22 13:00 | 3 | 22 | 13 |  | 36.75 | 36.75 | - | 2018-03-22 13:00 | 3 | 22 | 13 |  | 32.74 | 32.74 | - | 2019-03-22 13:00 | 3 | 22 | 13 |  | 28.43 | 28.43 | -
2017-03-22 14:00 | 3 | 22 | 14 |  | 34.67 | 34.67 | - | 2018-03-22 14:00 | 3 | 22 | 14 |  | 31.26 | 31.26 | - | 2019-03-22 14:00 | 3 | 22 | 14 |  | 26.63 | 26.63 | -
2017-03-22 15:00 | 3 | 22 | 15 |  | 31.38 | 31.38 | - | 2018-03-22 15:00 | 3 | 22 | 15 |  | 29.71 | 29.71 | - | 2019-03-22 15:00 | 3 | 22 | 15 |  | 25.88 | 25.88 | -
2017-03-22 16:00 | 3 | 22 | 16 |  | 33.33 | 33.33 | - | 2018-03-22 16:00 | 3 | 22 | 16 |  | 29.84 | 29.84 | - | 2019-03-22 16:00 | 3 | 22 | 16 |  | 25.8 | 25.8 | -
2017-03-22 17:00 | 3 | 22 | 17 |  | 34.68 | - | 34.68 | 2018-03-22 17:00 | 3 | 22 | 17 |  | 31.74 | - | 31.74 | 2019-03-22 17:00 | 3 | 22 | 17 |  | 26.36 | - | 26.36
2017-03-22 18:00 | 3 | 22 | 18 |  | 40.81 | - | 40.81 | 2018-03-22 18:00 | 3 | 22 | 18 |  | 33.96 | - | 33.96 | 2019-03-22 18:00 | 3 | 22 | 18 |  | 27.2 | - | 27.2
2017-03-22 19:00 | 3 | 22 | 19 |  | 54.95 | - | 54.95 | 2018-03-22 19:00 | 3 | 22 | 19 |  | 48.63 | - | 48.63 | 2019-03-22 19:00 | 3 | 22 | 19 |  | 36.52 | - | 36.52
2017-03-22 20:00 | 3 | 22 | 20 |  | 56.4 | - | 56.4 | 2018-03-22 20:00 | 3 | 22 | 20 |  | 48.47 | - | 48.47 | 2019-03-22 20:00 | 3 | 22 | 20 |  | 36.63 | - | 36.63
2017-03-22 21:00 | 3 | 22 | 21 |  | 46.21 | - | 46.21 | 2018-03-22 21:00 | 3 | 22 | 21 |  | 41.86 | - | 41.86 | 2019-03-22 21:00 | 3 | 22 | 21 |  | 33.7 | - | 33.7
2017-03-22 22:00 | 3 | 22 | 22 |  | 39.08 | - | 39.08 | 2018-03-22 22:00 | 3 | 22 | 22 |  | 34.75 | - | 34.75 | 2019-03-22 22:00 | 3 | 22 | 22 |  | 29.22 | - | 29.22
2017-03-22 23:00 | 3 | 22 | 23 |  | 33.11 | - | 33.11 | 2018-03-22 23:00 | 3 | 22 | 23 |  | 31.61 | - | 31.61 | 2019-03-22 23:00 | 3 | 22 | 23 |  | 26.04 | - | 26.04
2017-03-23 | 3 | 23 | 0 |  | 27.29 | - | 27.29 | 2018-03-23 | 3 | 23 | 0 |  | 30 | - | 30 | 2019-03-23 | 3 | 23 | 0 | W | 26.74 | - | 26.74
2017-03-23 01:00 | 3 | 23 | 1 |  | 27.49 | - | 27.49 | 2018-03-23 01:00 | 3 | 23 | 1 |  | 28.56 | - | 28.56 | 2019-03-23 01:00 | 3 | 23 | 1 | W | 25.52 | - | 25.52
2017-03-23 02:00 | 3 | 23 | 2 |  | 27.51 | - | 27.51 | 2018-03-23 02:00 | 3 | 23 | 2 |  | 28.46 | - | 28.46 | 2019-03-23 02:00 | 3 | 23 | 2 | W | 25.09 | - | 25.09
2017-03-23 03:00 | 3 | 23 | 3 |  | 28.05 | - | 28.05 | 2018-03-23 03:00 | 3 | 23 | 3 |  | 28.66 | - | 28.66 | 2019-03-23 03:00 | 3 | 23 | 3 | W | 25.26 | - | 25.26
2017-03-23 04:00 | 3 | 23 | 4 |  | 30.98 | - | 30.98 | 2018-03-23 04:00 | 3 | 23 | 4 |  | 30.72 | - | 30.72 | 2019-03-23 04:00 | 3 | 23 | 4 | W | 26.18 | - | 26.18
2017-03-23 05:00 | 3 | 23 | 5 |  | 37.18 | - | 37.18 | 2018-03-23 05:00 | 3 | 23 | 5 |  | 37.69 | - | 37.69 | 2019-03-23 05:00 | 3 | 23 | 5 | W | 28.18 | - | 28.18
2017-03-23 06:00 | 3 | 23 | 6 |  | 62.53 | - | 62.53 | 2018-03-23 06:00 | 3 | 23 | 6 |  | 52.55 | - | 52.55 | 2019-03-23 06:00 | 3 | 23 | 6 | W | 35.47 | - | 35.47
2017-03-23 07:00 | 3 | 23 | 7 |  | 67.54 | - | 67.54 | 2018-03-23 07:00 | 3 | 23 | 7 |  | 66.67 | - | 66.67 | 2019-03-23 07:00 | 3 | 23 | 7 | W | 40.21 | - | 40.21
2017-03-23 08:00 | 3 | 23 | 8 |  | 46.97 | 46.97 | - | 2018-03-23 08:00 | 3 | 23 | 8 |  | 48.18 | 48.18 | - | 2019-03-23 08:00 | 3 | 23 | 8 | W | 39.91 | - | 39.91
2017-03-23 09:00 | 3 | 23 | 9 |  | 43.79 | 43.79 | - | 2018-03-23 09:00 | 3 | 23 | 9 |  | 41.07 | 41.07 | - | 2019-03-23 09:00 | 3 | 23 | 9 | W | 36.51 | - | 36.51
2017-03-23 10:00 | 3 | 23 | 10 |  | 41.03 | 41.03 | - | 2018-03-23 10:00 | 3 | 23 | 10 |  | 38.1 | 38.1 | - | 2019-03-23 10:00 | 3 | 23 | 10 | W | 32.09 | - | 32.09
2017-03-23 11:00 | 3 | 23 | 11 |  | 36.35 | 36.35 | - | 2018-03-23 11:00 | 3 | 23 | 11 |  | 34.7 | 34.7 | - | 2019-03-23 11:00 | 3 | 23 | 11 | W | 28.11 | - | 28.11
2017-03-23 12:00 | 3 | 23 | 12 |  | 33.32 | 33.32 | - | 2018-03-23 12:00 | 3 | 23 | 12 |  | 31.58 | 31.58 | - | 2019-03-23 12:00 | 3 | 23 | 12 | W | 25.74 | - | 25.74
2017-03-23 13:00 | 3 | 23 | 13 |  | 31.27 | 31.27 | - | 2018-03-23 13:00 | 3 | 23 | 13 |  | 30.34 | 30.34 | - | 2019-03-23 13:00 | 3 | 23 | 13 | W | 25 | - | 25
2017-03-23 14:00 | 3 | 23 | 14 |  | 29 | 29 | - | 2018-03-23 14:00 | 3 | 23 | 14 |  | 28.68 | 28.68 | - | 2019-03-23 14:00 | 3 | 23 | 14 | W | 23.81 | - | 23.81
2017-03-23 15:00 | 3 | 23 | 15 |  | 27.52 | 27.52 | - | 2018-03-23 15:00 | 3 | 23 | 15 |  | 27.76 | 27.76 | - | 2019-03-23 15:00 | 3 | 23 | 15 | W | 23.47 | - | 23.47
2017-03-23 16:00 | 3 | 23 | 16 |  | 27.55 | 27.55 | - | 2018-03-23 16:00 | 3 | 23 | 16 |  | 27.24 | 27.24 | - | 2019-03-23 16:00 | 3 | 23 | 16 | W | 23.42 | - | 23.42
2017-03-23 17:00 | 3 | 23 | 17 |  | 28.31 | - | 28.31 | 2018-03-23 17:00 | 3 | 23 | 17 |  | 27.52 | - | 27.52 | 2019-03-23 17:00 | 3 | 23 | 17 | W | 24.07 | - | 24.07
2017-03-23 18:00 | 3 | 23 | 18 |  | 30.19 | - | 30.19 | 2018-03-23 18:00 | 3 | 23 | 18 |  | 28.97 | - | 28.97 | 2019-03-23 18:00 | 3 | 23 | 18 | W | 25.08 | - | 25.08
2017-03-23 19:00 | 3 | 23 | 19 |  | 40.05 | - | 40.05 | 2018-03-23 19:00 | 3 | 23 | 19 |  | 37.37 | - | 37.37 | 2019-03-23 19:00 | 3 | 23 | 19 | W | 30.53 | - | 30.53
2017-03-23 20:00 | 3 | 23 | 20 |  | 37.98 | - | 37.98 | 2018-03-23 20:00 | 3 | 23 | 20 |  | 38.24 | - | 38.24 | 2019-03-23 20:00 | 3 | 23 | 20 | W | 33.76 | - | 33.76
2017-03-23 21:00 | 3 | 23 | 21 |  | 31.52 | - | 31.52 | 2018-03-23 21:00 | 3 | 23 | 21 |  | 34.39 | - | 34.39 | 2019-03-23 21:00 | 3 | 23 | 21 | W | 27.76 | - | 27.76
2017-03-23 22:00 | 3 | 23 | 22 |  | 28.34 | - | 28.34 | 2018-03-23 22:00 | 3 | 23 | 22 |  | 31.09 | - | 31.09 | 2019-03-23 22:00 | 3 | 23 | 22 | W | 26.02 | - | 26.02
2017-03-23 23:00 | 3 | 23 | 23 |  | 26.7 | - | 26.7 | 2018-03-23 23:00 | 3 | 23 | 23 |  | 28.87 | - | 28.87 | 2019-03-23 23:00 | 3 | 23 | 23 | W | 24.21 | - | 24.21
2017-03-24 | 3 | 24 | 0 |  | 23.72 | - | 23.72 | 2018-03-24 | 3 | 24 | 0 | W | 30.85 | - | 30.85 | 2019-03-24 | 3 | 24 | 0 | W | 24.09 | - | 24.09
2017-03-24 01:00 | 3 | 24 | 1 |  | 23.59 | - | 23.59 | 2018-03-24 01:00 | 3 | 24 | 1 | W | 29.98 | - | 29.98 | 2019-03-24 01:00 | 3 | 24 | 1 | W | 23.56 | - | 23.56
2017-03-24 02:00 | 3 | 24 | 2 |  | 23.96 | - | 23.96 | 2018-03-24 02:00 | 3 | 24 | 2 | W | 29.63 | - | 29.63 | 2019-03-24 02:00 | 3 | 24 | 2 | W | 23.64 | - | 23.64
2017-03-24 03:00 | 3 | 24 | 3 |  | 24.14 | - | 24.14 | 2018-03-24 03:00 | 3 | 24 | 3 | W | 29.87 | - | 29.87 | 2019-03-24 03:00 | 3 | 24 | 3 | W | 23.76 | - | 23.76
2017-03-24 04:00 | 3 | 24 | 4 |  | 24.82 | - | 24.82 | 2018-03-24 04:00 | 3 | 24 | 4 | W | 30.85 | - | 30.85 | 2019-03-24 04:00 | 3 | 24 | 4 | W | 24.36 | - | 24.36
2017-03-24 05:00 | 3 | 24 | 5 |  | 27.38 | - | 27.38 | 2018-03-24 05:00 | 3 | 24 | 5 | W | 32.08 | - | 32.08 | 2019-03-24 05:00 | 3 | 24 | 5 | W | 24.95 | - | 24.95
2017-03-24 06:00 | 3 | 24 | 6 |  | 44.47 | - | 44.47 | 2018-03-24 06:00 | 3 | 24 | 6 | W | 40.2 | - | 40.2 | 2019-03-24 06:00 | 3 | 24 | 6 | W | 28.04 | - | 28.04
2017-03-24 07:00 | 3 | 24 | 7 |  | 44.74 | - | 44.74 | 2018-03-24 07:00 | 3 | 24 | 7 | W | 43.62 | - | 43.62 | 2019-03-24 07:00 | 3 | 24 | 7 | W | 28.63 | - | 28.63
2017-03-24 08:00 | 3 | 24 | 8 |  | 35.44 | 35.44 | - | 2018-03-24 08:00 | 3 | 24 | 8 | W | 44.28 | - | 44.28 | 2019-03-24 08:00 | 3 | 24 | 8 | W | 29.19 | - | 29.19
2017-03-24 09:00 | 3 | 24 | 9 |  | 33.19 | 33.19 | - | 2018-03-24 09:00 | 3 | 24 | 9 | W | 41.63 | - | 41.63 | 2019-03-24 09:00 | 3 | 24 | 9 | W | 28.14 | - | 28.14
2017-03-24 10:00 | 3 | 24 | 10 |  | 31.42 | 31.42 | - | 2018-03-24 10:00 | 3 | 24 | 10 | W | 40 | - | 40 | 2019-03-24 10:00 | 3 | 24 | 10 | W | 25.63 | - | 25.63
2017-03-24 11:00 | 3 | 24 | 11 |  | 29.16 | 29.16 | - | 2018-03-24 11:00 | 3 | 24 | 11 | W | 33.79 | - | 33.79 | 2019-03-24 11:00 | 3 | 24 | 11 | W | 23.7 | - | 23.7
2017-03-24 12:00 | 3 | 24 | 12 |  | 27.8 | 27.8 | - | 2018-03-24 12:00 | 3 | 24 | 12 | W | 30.49 | - | 30.49 | 2019-03-24 12:00 | 3 | 24 | 12 | W | 23.38 | - | 23.38
2017-03-24 13:00 | 3 | 24 | 13 |  | 26.6 | 26.6 | - | 2018-03-24 13:00 | 3 | 24 | 13 | W | 29.38 | - | 29.38 | 2019-03-24 13:00 | 3 | 24 | 13 | W | 22.78 | - | 22.78
2017-03-24 14:00 | 3 | 24 | 14 |  | 25.44 | 25.44 | - | 2018-03-24 14:00 | 3 | 24 | 14 | W | 27.18 | - | 27.18 | 2019-03-24 14:00 | 3 | 24 | 14 | W | 22.24 | - | 22.24
2017-03-24 15:00 | 3 | 24 | 15 |  | 24.63 | 24.63 | - | 2018-03-24 15:00 | 3 | 24 | 15 | W | 27.06 | - | 27.06 | 2019-03-24 15:00 | 3 | 24 | 15 | W | 22.67 | - | 22.67
2017-03-24 16:00 | 3 | 24 | 16 |  | 24.56 | 24.56 | - | 2018-03-24 16:00 | 3 | 24 | 16 | W | 26.93 | - | 26.93 | 2019-03-24 16:00 | 3 | 24 | 16 | W | 22.8 | - | 22.8
2017-03-24 17:00 | 3 | 24 | 17 |  | 24.58 | - | 24.58 | 2018-03-24 17:00 | 3 | 24 | 17 | W | 27.3 | - | 27.3 | 2019-03-24 17:00 | 3 | 24 | 17 | W | 22.83 | - | 22.83
2017-03-24 18:00 | 3 | 24 | 18 |  | 24.68 | - | 24.68 | 2018-03-24 18:00 | 3 | 24 | 18 | W | 28.42 | - | 28.42 | 2019-03-24 18:00 | 3 | 24 | 18 | W | 24.02 | - | 24.02
2017-03-24 19:00 | 3 | 24 | 19 |  | 27.44 | - | 27.44 | 2018-03-24 19:00 | 3 | 24 | 19 | W | 38.48 | - | 38.48 | 2019-03-24 19:00 | 3 | 24 | 19 | W | 31.63 | - | 31.63
2017-03-24 20:00 | 3 | 24 | 20 |  | 28 | - | 28 | 2018-03-24 20:00 | 3 | 24 | 20 | W | 37.62 | - | 37.62 | 2019-03-24 20:00 | 3 | 24 | 20 | W | 30.76 | - | 30.76
2017-03-24 21:00 | 3 | 24 | 21 |  | 25.27 | - | 25.27 | 2018-03-24 21:00 | 3 | 24 | 21 | W | 34.09 | - | 34.09 | 2019-03-24 21:00 | 3 | 24 | 21 | W | 25.67 | - | 25.67
2017-03-24 22:00 | 3 | 24 | 22 |  | 23.24 | - | 23.24 | 2018-03-24 22:00 | 3 | 24 | 22 | W | 30.12 | - | 30.12 | 2019-03-24 22:00 | 3 | 24 | 22 | W | 22.83 | - | 22.83
2017-03-24 23:00 | 3 | 24 | 23 |  | 22.12 | - | 22.12 | 2018-03-24 23:00 | 3 | 24 | 23 | W | 27.3 | - | 27.3 | 2019-03-24 23:00 | 3 | 24 | 23 | W | 22.14 | - | 22.14
2017-03-25 | 3 | 25 | 0 | W | 20.85 | - | 20.85 | 2018-03-25 | 3 | 25 | 0 | W | 26.84 | - | 26.84 | 2019-03-25 | 3 | 25 | 0 |  | 20.35 | - | 20.35
2017-03-25 01:00 | 3 | 25 | 1 | W | 20.86 | - | 20.86 | 2018-03-25 01:00 | 3 | 25 | 1 | W | 26.8 | - | 26.8 | 2019-03-25 01:00 | 3 | 25 | 1 |  | 19.63 | - | 19.63
2017-03-25 02:00 | 3 | 25 | 2 | W | 20.95 | - | 20.95 | 2018-03-25 02:00 | 3 | 25 | 2 | W | 26.41 | - | 26.41 | 2019-03-25 02:00 | 3 | 25 | 2 |  | 19.43 | - | 19.43
2017-03-25 03:00 | 3 | 25 | 3 | W | 20.81 | - | 20.81 | 2018-03-25 03:00 | 3 | 25 | 3 | W | 26.78 | - | 26.78 | 2019-03-25 03:00 | 3 | 25 | 3 |  | 19.78 | - | 19.78
2017-03-25 04:00 | 3 | 25 | 4 | W | 20.93 | - | 20.93 | 2018-03-25 04:00 | 3 | 25 | 4 | W | 26.79 | - | 26.79 | 2019-03-25 04:00 | 3 | 25 | 4 |  | 20.35 | - | 20.35
2017-03-25 05:00 | 3 | 25 | 5 | W | 21.31 | - | 21.31 | 2018-03-25 05:00 | 3 | 25 | 5 | W | 26.47 | - | 26.47 | 2019-03-25 05:00 | 3 | 25 | 5 |  | 24.42 | - | 24.42
2017-03-25 06:00 | 3 | 25 | 6 | W | 22.51 | - | 22.51 | 2018-03-25 06:00 | 3 | 25 | 6 | W | 30.08 | - | 30.08 | 2019-03-25 06:00 | 3 | 25 | 6 |  | 33.31 | - | 33.31
2017-03-25 07:00 | 3 | 25 | 7 | W | 24.18 | - | 24.18 | 2018-03-25 07:00 | 3 | 25 | 7 | W | 31.39 | - | 31.39 | 2019-03-25 07:00 | 3 | 25 | 7 |  | 33.15 | - | 33.15
2017-03-25 08:00 | 3 | 25 | 8 | W | 25.39 | - | 25.39 | 2018-03-25 08:00 | 3 | 25 | 8 | W | 33.43 | - | 33.43 | 2019-03-25 08:00 | 3 | 25 | 8 |  | 32.19 | 32.19 | -
2017-03-25 09:00 | 3 | 25 | 9 | W | 25.66 | - | 25.66 | 2018-03-25 09:00 | 3 | 25 | 9 | W | 32.81 | - | 32.81 | 2019-03-25 09:00 | 3 | 25 | 9 |  | 33.51 | 33.51 | -
2017-03-25 10:00 | 3 | 25 | 10 | W | 26.39 | - | 26.39 | 2018-03-25 10:00 | 3 | 25 | 10 | W | 32.29 | - | 32.29 | 2019-03-25 10:00 | 3 | 25 | 10 |  | 33.88 | 33.88 | -
2017-03-25 11:00 | 3 | 25 | 11 | W | 26.23 | - | 26.23 | 2018-03-25 11:00 | 3 | 25 | 11 | W | 29.84 | - | 29.84 | 2019-03-25 11:00 | 3 | 25 | 11 |  | 33.83 | 33.83 | -
2017-03-25 12:00 | 3 | 25 | 12 | W | 25.52 | - | 25.52 | 2018-03-25 12:00 | 3 | 25 | 12 | W | 27.24 | - | 27.24 | 2019-03-25 12:00 | 3 | 25 | 12 |  | 32.71 | 32.71 | -
2017-03-25 13:00 | 3 | 25 | 13 | W | 24.98 | - | 24.98 | 2018-03-25 13:00 | 3 | 25 | 13 | W | 26.09 | - | 26.09 | 2019-03-25 13:00 | 3 | 25 | 13 |  | 31.81 | 31.81 | -
2017-03-25 14:00 | 3 | 25 | 14 | W | 24.39 | - | 24.39 | 2018-03-25 14:00 | 3 | 25 | 14 | W | 25.06 | - | 25.06 | 2019-03-25 14:00 | 3 | 25 | 14 |  | 28.96 | 28.96 | -
2017-03-25 15:00 | 3 | 25 | 15 | W | 24.37 | - | 24.37 | 2018-03-25 15:00 | 3 | 25 | 15 | W | 24.64 | - | 24.64 | 2019-03-25 15:00 | 3 | 25 | 15 |  | 27.51 | 27.51 | -
2017-03-25 16:00 | 3 | 25 | 16 | W | 24.23 | - | 24.23 | 2018-03-25 16:00 | 3 | 25 | 16 | W | 24.79 | - | 24.79 | 2019-03-25 16:00 | 3 | 25 | 16 |  | 27.81 | 27.81 | -
2017-03-25 17:00 | 3 | 25 | 17 | W | 24.49 | - | 24.49 | 2018-03-25 17:00 | 3 | 25 | 17 | W | 25.51 | - | 25.51 | 2019-03-25 17:00 | 3 | 25 | 17 |  | 29.68 | - | 29.68
2017-03-25 18:00 | 3 | 25 | 18 | W | 24.79 | - | 24.79 | 2018-03-25 18:00 | 3 | 25 | 18 | W | 27.35 | - | 27.35 | 2019-03-25 18:00 | 3 | 25 | 18 |  | 30.03 | - | 30.03
2017-03-25 19:00 | 3 | 25 | 19 | W | 28.69 | - | 28.69 | 2018-03-25 19:00 | 3 | 25 | 19 | W | 36.23 | - | 36.23 | 2019-03-25 19:00 | 3 | 25 | 19 |  | 36.1 | - | 36.1
2017-03-25 20:00 | 3 | 25 | 20 | W | 29.46 | - | 29.46 | 2018-03-25 20:00 | 3 | 25 | 20 | W | 35.93 | - | 35.93 | 2019-03-25 20:00 | 3 | 25 | 20 |  | 40.59 | - | 40.59
2017-03-25 21:00 | 3 | 25 | 21 | W | 25.34 | - | 25.34 | 2018-03-25 21:00 | 3 | 25 | 21 | W | 34.16 | - | 34.16 | 2019-03-25 21:00 | 3 | 25 | 21 |  | 31.99 | - | 31.99
2017-03-25 22:00 | 3 | 25 | 22 | W | 23.63 | - | 23.63 | 2018-03-25 22:00 | 3 | 25 | 22 | W | 29.85 | - | 29.85 | 2019-03-25 22:00 | 3 | 25 | 22 |  | 26.54 | - | 26.54
2017-03-25 23:00 | 3 | 25 | 23 | W | 21.39 | - | 21.39 | 2018-03-25 23:00 | 3 | 25 | 23 | W | 27.1 | - | 27.1 | 2019-03-25 23:00 | 3 | 25 | 23 |  | 23.68 | - | 23.68
2017-03-26 | 3 | 26 | 0 | W | 21.77 | - | 21.77 | 2018-03-26 | 3 | 26 | 0 |  | 26.05 | - | 26.05 | 2019-03-26 | 3 | 26 | 0 |  | 22.42 | - | 22.42
2017-03-26 01:00 | 3 | 26 | 1 | W | 21.03 | - | 21.03 | 2018-03-26 01:00 | 3 | 26 | 1 |  | 25.5 | - | 25.5 | 2019-03-26 01:00 | 3 | 26 | 1 |  | 22.46 | - | 22.46
2017-03-26 02:00 | 3 | 26 | 2 | W | 21.04 | - | 21.04 | 2018-03-26 02:00 | 3 | 26 | 2 |  | 25.42 | - | 25.42 | 2019-03-26 02:00 | 3 | 26 | 2 |  | 22.17 | - | 22.17
2017-03-26 03:00 | 3 | 26 | 3 | W | 20.33 | - | 20.33 | 2018-03-26 03:00 | 3 | 26 | 3 |  | 26 | - | 26 | 2019-03-26 03:00 | 3 | 26 | 3 |  | 22.61 | - | 22.61
2017-03-26 04:00 | 3 | 26 | 4 | W | 20.57 | - | 20.57 | 2018-03-26 04:00 | 3 | 26 | 4 |  | 27.97 | - | 27.97 | 2019-03-26 04:00 | 3 | 26 | 4 |  | 23.84 | - | 23.84
2017-03-26 05:00 | 3 | 26 | 5 | W | 21.01 | - | 21.01 | 2018-03-26 05:00 | 3 | 26 | 5 |  | 34.36 | - | 34.36 | 2019-03-26 05:00 | 3 | 26 | 5 |  | 30.23 | - | 30.23
2017-03-26 06:00 | 3 | 26 | 6 | W | 21.58 | - | 21.58 | 2018-03-26 06:00 | 3 | 26 | 6 |  | 46.86 | - | 46.86 | 2019-03-26 06:00 | 3 | 26 | 6 |  | 45.67 | - | 45.67
2017-03-26 07:00 | 3 | 26 | 7 | W | 22.93 | - | 22.93 | 2018-03-26 07:00 | 3 | 26 | 7 |  | 61.16 | - | 61.16 | 2019-03-26 07:00 | 3 | 26 | 7 |  | 51.57 | - | 51.57
2017-03-26 08:00 | 3 | 26 | 8 | W | 23.46 | - | 23.46 | 2018-03-26 08:00 | 3 | 26 | 8 |  | 42.6 | 42.6 | - | 2019-03-26 08:00 | 3 | 26 | 8 |  | 37.35 | 37.35 | -
2017-03-26 09:00 | 3 | 26 | 9 | W | 24.32 | - | 24.32 | 2018-03-26 09:00 | 3 | 26 | 9 |  | 41.9 | 41.9 | - | 2019-03-26 09:00 | 3 | 26 | 9 |  | 35.11 | 35.11 | -
2017-03-26 10:00 | 3 | 26 | 10 | W | 25.31 | - | 25.31 | 2018-03-26 10:00 | 3 | 26 | 10 |  | 38.49 | 38.49 | - | 2019-03-26 10:00 | 3 | 26 | 10 |  | 33.92 | 33.92 | -
2017-03-26 11:00 | 3 | 26 | 11 | W | 25.15 | - | 25.15 | 2018-03-26 11:00 | 3 | 26 | 11 |  | 34.73 | 34.73 | - | 2019-03-26 11:00 | 3 | 26 | 11 |  | 30.61 | 30.61 | -
2017-03-26 12:00 | 3 | 26 | 12 | W | 24.78 | - | 24.78 | 2018-03-26 12:00 | 3 | 26 | 12 |  | 32.52 | 32.52 | - | 2019-03-26 12:00 | 3 | 26 | 12 |  | 28.55 | 28.55 | -
2017-03-26 13:00 | 3 | 26 | 13 | W | 24.36 | - | 24.36 | 2018-03-26 13:00 | 3 | 26 | 13 |  | 30.31 | 30.31 | - | 2019-03-26 13:00 | 3 | 26 | 13 |  | 26.8 | 26.8 | -
2017-03-26 14:00 | 3 | 26 | 14 | W | 24.06 | - | 24.06 | 2018-03-26 14:00 | 3 | 26 | 14 |  | 28.2 | 28.2 | - | 2019-03-26 14:00 | 3 | 26 | 14 |  | 25.98 | 25.98 | -
2017-03-26 15:00 | 3 | 26 | 15 | W | 23.88 | - | 23.88 | 2018-03-26 15:00 | 3 | 26 | 15 |  | 27.56 | 27.56 | - | 2019-03-26 15:00 | 3 | 26 | 15 |  | 25.29 | 25.29 | -
2017-03-26 16:00 | 3 | 26 | 16 | W | 24.02 | - | 24.02 | 2018-03-26 16:00 | 3 | 26 | 16 |  | 27.52 | 27.52 | - | 2019-03-26 16:00 | 3 | 26 | 16 |  | 25.4 | 25.4 | -
2017-03-26 17:00 | 3 | 26 | 17 | W | 24.27 | - | 24.27 | 2018-03-26 17:00 | 3 | 26 | 17 |  | 28.13 | - | 28.13 | 2019-03-26 17:00 | 3 | 26 | 17 |  | 25.96 | - | 25.96
2017-03-26 18:00 | 3 | 26 | 18 | W | 24.95 | - | 24.95 | 2018-03-26 18:00 | 3 | 26 | 18 |  | 30.17 | - | 30.17 | 2019-03-26 18:00 | 3 | 26 | 18 |  | 27.01 | - | 27.01
2017-03-26 19:00 | 3 | 26 | 19 | W | 33.9 | - | 33.9 | 2018-03-26 19:00 | 3 | 26 | 19 |  | 39.27 | - | 39.27 | 2019-03-26 19:00 | 3 | 26 | 19 |  | 35.55 | - | 35.55
2017-03-26 20:00 | 3 | 26 | 20 | W | 33.05 | - | 33.05 | 2018-03-26 20:00 | 3 | 26 | 20 |  | 39.3 | - | 39.3 | 2019-03-26 20:00 | 3 | 26 | 20 |  | 37.52 | - | 37.52
2017-03-26 21:00 | 3 | 26 | 21 | W | 27.26 | - | 27.26 | 2018-03-26 21:00 | 3 | 26 | 21 |  | 36.06 | - | 36.06 | 2019-03-26 21:00 | 3 | 26 | 21 |  | 32.39 | - | 32.39
2017-03-26 22:00 | 3 | 26 | 22 | W | 23.92 | - | 23.92 | 2018-03-26 22:00 | 3 | 26 | 22 |  | 30.03 | - | 30.03 | 2019-03-26 22:00 | 3 | 26 | 22 |  | 27.26 | - | 27.26
2017-03-26 23:00 | 3 | 26 | 23 | W | 22.69 | - | 22.69 | 2018-03-26 23:00 | 3 | 26 | 23 |  | 26.71 | - | 26.71 | 2019-03-26 23:00 | 3 | 26 | 23 |  | 24.88 | - | 24.88
2017-03-27 | 3 | 27 | 0 |  | 21.33 | - | 21.33 | 2018-03-27 | 3 | 27 | 0 |  | 24.15 | - | 24.15 | 2019-03-27 | 3 | 27 | 0 |  | 23.62 | - | 23.62
2017-03-27 01:00 | 3 | 27 | 1 |  | 21 | - | 21 | 2018-03-27 01:00 | 3 | 27 | 1 |  | 23.02 | - | 23.02 | 2019-03-27 01:00 | 3 | 27 | 1 |  | 23.34 | - | 23.34
2017-03-27 02:00 | 3 | 27 | 2 |  | 20.93 | - | 20.93 | 2018-03-27 02:00 | 3 | 27 | 2 |  | 22.32 | - | 22.32 | 2019-03-27 02:00 | 3 | 27 | 2 |  | 23.15 | - | 23.15
2017-03-27 03:00 | 3 | 27 | 3 |  | 20.92 | - | 20.92 | 2018-03-27 03:00 | 3 | 27 | 3 |  | 23.27 | - | 23.27 | 2019-03-27 03:00 | 3 | 27 | 3 |  | 23.41 | - | 23.41
2017-03-27 04:00 | 3 | 27 | 4 |  | 21.4 | - | 21.4 | 2018-03-27 04:00 | 3 | 27 | 4 |  | 25.51 | - | 25.51 | 2019-03-27 04:00 | 3 | 27 | 4 |  | 25.17 | - | 25.17
2017-03-27 05:00 | 3 | 27 | 5 |  | 22.95 | - | 22.95 | 2018-03-27 05:00 | 3 | 27 | 5 |  | 31.23 | - | 31.23 | 2019-03-27 05:00 | 3 | 27 | 5 |  | 30.61 | - | 30.61
2017-03-27 06:00 | 3 | 27 | 6 |  | 29.25 | - | 29.25 | 2018-03-27 06:00 | 3 | 27 | 6 |  | 44.26 | - | 44.26 | 2019-03-27 06:00 | 3 | 27 | 6 |  | 45.5 | - | 45.5
2017-03-27 07:00 | 3 | 27 | 7 |  | 35.27 | - | 35.27 | 2018-03-27 07:00 | 3 | 27 | 7 |  | 47.53 | - | 47.53 | 2019-03-27 07:00 | 3 | 27 | 7 |  | 51.76 | - | 51.76
2017-03-27 08:00 | 3 | 27 | 8 |  | 35.32 | 35.32 | - | 2018-03-27 08:00 | 3 | 27 | 8 |  | 40.22 | 40.22 | - | 2019-03-27 08:00 | 3 | 27 | 8 |  | 35.33 | 35.33 | -
2017-03-27 09:00 | 3 | 27 | 9 |  | 34.5 | 34.5 | - | 2018-03-27 09:00 | 3 | 27 | 9 |  | 35 | 35 | - | 2019-03-27 09:00 | 3 | 27 | 9 |  | 32.65 | 32.65 | -
2017-03-27 10:00 | 3 | 27 | 10 |  | 35.06 | 35.06 | - | 2018-03-27 10:00 | 3 | 27 | 10 |  | 35.21 | 35.21 | - | 2019-03-27 10:00 | 3 | 27 | 10 |  | 30.09 | 30.09 | -
2017-03-27 11:00 | 3 | 27 | 11 |  | 34.76 | 34.76 | - | 2018-03-27 11:00 | 3 | 27 | 11 |  | 32.42 | 32.42 | - | 2019-03-27 11:00 | 3 | 27 | 11 |  | 27.01 | 27.01 | -
2017-03-27 12:00 | 3 | 27 | 12 |  | 34.77 | 34.77 | - | 2018-03-27 12:00 | 3 | 27 | 12 |  | 32.11 | 32.11 | - | 2019-03-27 12:00 | 3 | 27 | 12 |  | 25.39 | 25.39 | -
2017-03-27 13:00 | 3 | 27 | 13 |  | 33.85 | 33.85 | - | 2018-03-27 13:00 | 3 | 27 | 13 |  | 30.05 | 30.05 | - | 2019-03-27 13:00 | 3 | 27 | 13 |  | 24.75 | 24.75 | -
2017-03-27 14:00 | 3 | 27 | 14 |  | 31.24 | 31.24 | - | 2018-03-27 14:00 | 3 | 27 | 14 |  | 28.9 | 28.9 | - | 2019-03-27 14:00 | 3 | 27 | 14 |  | 24.24 | 24.24 | -
2017-03-27 15:00 | 3 | 27 | 15 |  | 29.93 | 29.93 | - | 2018-03-27 15:00 | 3 | 27 | 15 |  | 28.86 | 28.86 | - | 2019-03-27 15:00 | 3 | 27 | 15 |  | 23.78 | 23.78 | -
2017-03-27 16:00 | 3 | 27 | 16 |  | 30.02 | 30.02 | - | 2018-03-27 16:00 | 3 | 27 | 16 |  | 28.51 | 28.51 | - | 2019-03-27 16:00 | 3 | 27 | 16 |  | 23.5 | 23.5 | -
2017-03-27 17:00 | 3 | 27 | 17 |  | 30.81 | - | 30.81 | 2018-03-27 17:00 | 3 | 27 | 17 |  | 28.89 | - | 28.89 | 2019-03-27 17:00 | 3 | 27 | 17 |  | 23.54 | - | 23.54
2017-03-27 18:00 | 3 | 27 | 18 |  | 30.88 | - | 30.88 | 2018-03-27 18:00 | 3 | 27 | 18 |  | 30.14 | - | 30.14 | 2019-03-27 18:00 | 3 | 27 | 18 |  | 23.9 | - | 23.9
2017-03-27 19:00 | 3 | 27 | 19 |  | 36.55 | - | 36.55 | 2018-03-27 19:00 | 3 | 27 | 19 |  | 40.05 | - | 40.05 | 2019-03-27 19:00 | 3 | 27 | 19 |  | 27.92 | - | 27.92
2017-03-27 20:00 | 3 | 27 | 20 |  | 39.14 | - | 39.14 | 2018-03-27 20:00 | 3 | 27 | 20 |  | 37.34 | - | 37.34 | 2019-03-27 20:00 | 3 | 27 | 20 |  | 29.85 | - | 29.85
2017-03-27 21:00 | 3 | 27 | 21 |  | 31.74 | - | 31.74 | 2018-03-27 21:00 | 3 | 27 | 21 |  | 33.59 | - | 33.59 | 2019-03-27 21:00 | 3 | 27 | 21 |  | 26.46 | - | 26.46
2017-03-27 22:00 | 3 | 27 | 22 |  | 24.35 | - | 24.35 | 2018-03-27 22:00 | 3 | 27 | 22 |  | 28.06 | - | 28.06 | 2019-03-27 22:00 | 3 | 27 | 22 |  | 23.47 | - | 23.47
2017-03-27 23:00 | 3 | 27 | 23 |  | 22.41 | - | 22.41 | 2018-03-27 23:00 | 3 | 27 | 23 |  | 24.37 | - | 24.37 | 2019-03-27 23:00 | 3 | 27 | 23 |  | 22.28 | - | 22.28
2017-03-28 | 3 | 28 | 0 |  | 21.4 | - | 21.4 | 2018-03-28 | 3 | 28 | 0 |  | 23.37 | - | 23.37 | 2019-03-28 | 3 | 28 | 0 |  | 22.48 | - | 22.48
2017-03-28 01:00 | 3 | 28 | 1 |  | 21.06 | - | 21.06 | 2018-03-28 01:00 | 3 | 28 | 1 |  | 23.16 | - | 23.16 | 2019-03-28 01:00 | 3 | 28 | 1 |  | 22.7 | - | 22.7
2017-03-28 02:00 | 3 | 28 | 2 |  | 20.9 | - | 20.9 | 2018-03-28 02:00 | 3 | 28 | 2 |  | 22.49 | - | 22.49 | 2019-03-28 02:00 | 3 | 28 | 2 |  | 23.14 | - | 23.14
2017-03-28 03:00 | 3 | 28 | 3 |  | 21.01 | - | 21.01 | 2018-03-28 03:00 | 3 | 28 | 3 |  | 22.79 | - | 22.79 | 2019-03-28 03:00 | 3 | 28 | 3 |  | 23.36 | - | 23.36
2017-03-28 04:00 | 3 | 28 | 4 |  | 21.5 | - | 21.5 | 2018-03-28 04:00 | 3 | 28 | 4 |  | 23.73 | - | 23.73 | 2019-03-28 04:00 | 3 | 28 | 4 |  | 24.69 | - | 24.69
2017-03-28 05:00 | 3 | 28 | 5 |  | 22.98 | - | 22.98 | 2018-03-28 05:00 | 3 | 28 | 5 |  | 27.46 | - | 27.46 | 2019-03-28 05:00 | 3 | 28 | 5 |  | 37.99 | - | 37.99
2017-03-28 06:00 | 3 | 28 | 6 |  | 29.83 | - | 29.83 | 2018-03-28 06:00 | 3 | 28 | 6 |  | 38.3 | - | 38.3 | 2019-03-28 06:00 | 3 | 28 | 6 |  | 51.64 | - | 51.64
2017-03-28 07:00 | 3 | 28 | 7 |  | 30.98 | - | 30.98 | 2018-03-28 07:00 | 3 | 28 | 7 |  | 41.65 | - | 41.65 | 2019-03-28 07:00 | 3 | 28 | 7 |  | 44.3 | - | 44.3
2017-03-28 08:00 | 3 | 28 | 8 |  | 31.18 | 31.18 | - | 2018-03-28 08:00 | 3 | 28 | 8 |  | 39.11 | 39.11 | - | 2019-03-28 08:00 | 3 | 28 | 8 |  | 32.28 | 32.28 | -
2017-03-28 09:00 | 3 | 28 | 9 |  | 31.24 | 31.24 | - | 2018-03-28 09:00 | 3 | 28 | 9 |  | 35.64 | 35.64 | - | 2019-03-28 09:00 | 3 | 28 | 9 |  | 31.74 | 31.74 | -
2017-03-28 10:00 | 3 | 28 | 10 |  | 31.87 | 31.87 | - | 2018-03-28 10:00 | 3 | 28 | 10 |  | 34.68 | 34.68 | - | 2019-03-28 10:00 | 3 | 28 | 10 |  | 28.36 | 28.36 | -
2017-03-28 11:00 | 3 | 28 | 11 |  | 31.82 | 31.82 | - | 2018-03-28 11:00 | 3 | 28 | 11 |  | 34.51 | 34.51 | - | 2019-03-28 11:00 | 3 | 28 | 11 |  | 26.67 | 26.67 | -
2017-03-28 12:00 | 3 | 28 | 12 |  | 31.42 | 31.42 | - | 2018-03-28 12:00 | 3 | 28 | 12 |  | 33.28 | 33.28 | - | 2019-03-28 12:00 | 3 | 28 | 12 |  | 25.88 | 25.88 | -
2017-03-28 13:00 | 3 | 28 | 13 |  | 30.77 | 30.77 | - | 2018-03-28 13:00 | 3 | 28 | 13 |  | 31.64 | 31.64 | - | 2019-03-28 13:00 | 3 | 28 | 13 |  | 25.4 | 25.4 | -
2017-03-28 14:00 | 3 | 28 | 14 |  | 29.28 | 29.28 | - | 2018-03-28 14:00 | 3 | 28 | 14 |  | 30.21 | 30.21 | - | 2019-03-28 14:00 | 3 | 28 | 14 |  | 24.41 | 24.41 | -
2017-03-28 15:00 | 3 | 28 | 15 |  | 27.89 | 27.89 | - | 2018-03-28 15:00 | 3 | 28 | 15 |  | 28.42 | 28.42 | - | 2019-03-28 15:00 | 3 | 28 | 15 |  | 23.99 | 23.99 | -
2017-03-28 16:00 | 3 | 28 | 16 |  | 27.57 | 27.57 | - | 2018-03-28 16:00 | 3 | 28 | 16 |  | 28.25 | 28.25 | - | 2019-03-28 16:00 | 3 | 28 | 16 |  | 24.29 | 24.29 | -
2017-03-28 17:00 | 3 | 28 | 17 |  | 27.99 | - | 27.99 | 2018-03-28 17:00 | 3 | 28 | 17 |  | 28.24 | - | 28.24 | 2019-03-28 17:00 | 3 | 28 | 17 |  | 25.38 | - | 25.38
2017-03-28 18:00 | 3 | 28 | 18 |  | 27.68 | - | 27.68 | 2018-03-28 18:00 | 3 | 28 | 18 |  | 29.33 | - | 29.33 | 2019-03-28 18:00 | 3 | 28 | 18 |  | 27.92 | - | 27.92
2017-03-28 19:00 | 3 | 28 | 19 |  | 34.17 | - | 34.17 | 2018-03-28 19:00 | 3 | 28 | 19 |  | 36.23 | - | 36.23 | 2019-03-28 19:00 | 3 | 28 | 19 |  | 31.02 | - | 31.02
2017-03-28 20:00 | 3 | 28 | 20 |  | 34.54 | - | 34.54 | 2018-03-28 20:00 | 3 | 28 | 20 |  | 35 | - | 35 | 2019-03-28 20:00 | 3 | 28 | 20 |  | 35.49 | - | 35.49
2017-03-28 21:00 | 3 | 28 | 21 |  | 28.89 | - | 28.89 | 2018-03-28 21:00 | 3 | 28 | 21 |  | 32.03 | - | 32.03 | 2019-03-28 21:00 | 3 | 28 | 21 |  | 34.74 | - | 34.74
2017-03-28 22:00 | 3 | 28 | 22 |  | 24.63 | - | 24.63 | 2018-03-28 22:00 | 3 | 28 | 22 |  | 25.82 | - | 25.82 | 2019-03-28 22:00 | 3 | 28 | 22 |  | 23.22 | - | 23.22
2017-03-28 23:00 | 3 | 28 | 23 |  | 22.97 | - | 22.97 | 2018-03-28 23:00 | 3 | 28 | 23 |  | 22.81 | - | 22.81 | 2019-03-28 23:00 | 3 | 28 | 23 |  | 21.32 | - | 21.32
2017-03-29 | 3 | 29 | 0 |  | 22.85 | - | 22.85 | 2018-03-29 | 3 | 29 | 0 |  | 22.22 | - | 22.22 | 2019-03-29 | 3 | 29 | 0 |  | 20.57 | - | 20.57
2017-03-29 01:00 | 3 | 29 | 1 |  | 22.87 | - | 22.87 | 2018-03-29 01:00 | 3 | 29 | 1 |  | 21.24 | - | 21.24 | 2019-03-29 01:00 | 3 | 29 | 1 |  | 21.07 | - | 21.07
2017-03-29 02:00 | 3 | 29 | 2 |  | 22.81 | - | 22.81 | 2018-03-29 02:00 | 3 | 29 | 2 |  | 20.89 | - | 20.89 | 2019-03-29 02:00 | 3 | 29 | 2 |  | 20.9 | - | 20.9
2017-03-29 03:00 | 3 | 29 | 3 |  | 22.79 | - | 22.79 | 2018-03-29 03:00 | 3 | 29 | 3 |  | 21.07 | - | 21.07 | 2019-03-29 03:00 | 3 | 29 | 3 |  | 21.05 | - | 21.05
2017-03-29 04:00 | 3 | 29 | 4 |  | 23.03 | - | 23.03 | 2018-03-29 04:00 | 3 | 29 | 4 |  | 21.44 | - | 21.44 | 2019-03-29 04:00 | 3 | 29 | 4 |  | 21.52 | - | 21.52
2017-03-29 05:00 | 3 | 29 | 5 |  | 24.47 | - | 24.47 | 2018-03-29 05:00 | 3 | 29 | 5 |  | 23.63 | - | 23.63 | 2019-03-29 05:00 | 3 | 29 | 5 |  | 23.96 | - | 23.96
2017-03-29 06:00 | 3 | 29 | 6 |  | 35.12 | - | 35.12 | 2018-03-29 06:00 | 3 | 29 | 6 |  | 33.38 | - | 33.38 | 2019-03-29 06:00 | 3 | 29 | 6 |  | 30.58 | - | 30.58
2017-03-29 07:00 | 3 | 29 | 7 |  | 36.99 | - | 36.99 | 2018-03-29 07:00 | 3 | 29 | 7 |  | 34.37 | - | 34.37 | 2019-03-29 07:00 | 3 | 29 | 7 |  | 30.06 | - | 30.06
2017-03-29 08:00 | 3 | 29 | 8 |  | 36.03 | 36.03 | - | 2018-03-29 08:00 | 3 | 29 | 8 |  | 32.01 | 32.01 | - | 2019-03-29 08:00 | 3 | 29 | 8 |  | 28.87 | 28.87 | -
2017-03-29 09:00 | 3 | 29 | 9 |  | 36.85 | 36.85 | - | 2018-03-29 09:00 | 3 | 29 | 9 |  | 33.7 | 33.7 | - | 2019-03-29 09:00 | 3 | 29 | 9 |  | 30.79 | 30.79 | -
2017-03-29 10:00 | 3 | 29 | 10 |  | 35.65 | 35.65 | - | 2018-03-29 10:00 | 3 | 29 | 10 |  | 33.16 | 33.16 | - | 2019-03-29 10:00 | 3 | 29 | 10 |  | 32.67 | 32.67 | -
2017-03-29 11:00 | 3 | 29 | 11 |  | 33.97 | 33.97 | - | 2018-03-29 11:00 | 3 | 29 | 11 |  | 32.58 | 32.58 | - | 2019-03-29 11:00 | 3 | 29 | 11 |  | 32.46 | 32.46 | -
2017-03-29 12:00 | 3 | 29 | 12 |  | 32.21 | 32.21 | - | 2018-03-29 12:00 | 3 | 29 | 12 |  | 32.01 | 32.01 | - | 2019-03-29 12:00 | 3 | 29 | 12 |  | 31.42 | 31.42 | -
2017-03-29 13:00 | 3 | 29 | 13 |  | 31.38 | 31.38 | - | 2018-03-29 13:00 | 3 | 29 | 13 |  | 30.98 | 30.98 | - | 2019-03-29 13:00 | 3 | 29 | 13 |  | 30.16 | 30.16 | -
2017-03-29 14:00 | 3 | 29 | 14 |  | 30.26 | 30.26 | - | 2018-03-29 14:00 | 3 | 29 | 14 |  | 30.04 | 30.04 | - | 2019-03-29 14:00 | 3 | 29 | 14 |  | 26.54 | 26.54 | -
2017-03-29 15:00 | 3 | 29 | 15 |  | 27.5 | 27.5 | - | 2018-03-29 15:00 | 3 | 29 | 15 |  | 27.79 | 27.79 | - | 2019-03-29 15:00 | 3 | 29 | 15 |  | 26.31 | 26.31 | -
2017-03-29 16:00 | 3 | 29 | 16 |  | 26.93 | 26.93 | - | 2018-03-29 16:00 | 3 | 29 | 16 |  | 26.47 | 26.47 | - | 2019-03-29 16:00 | 3 | 29 | 16 |  | 25.54 | 25.54 | -
2017-03-29 17:00 | 3 | 29 | 17 |  | 27.67 | - | 27.67 | 2018-03-29 17:00 | 3 | 29 | 17 |  | 26.4 | - | 26.4 | 2019-03-29 17:00 | 3 | 29 | 17 |  | 25.54 | - | 25.54
2017-03-29 18:00 | 3 | 29 | 18 |  | 29.17 | - | 29.17 | 2018-03-29 18:00 | 3 | 29 | 18 |  | 27.03 | - | 27.03 | 2019-03-29 18:00 | 3 | 29 | 18 |  | 25.82 | - | 25.82
2017-03-29 19:00 | 3 | 29 | 19 |  | 36.84 | - | 36.84 | 2018-03-29 19:00 | 3 | 29 | 19 |  | 31.84 | - | 31.84 | 2019-03-29 19:00 | 3 | 29 | 19 |  | 28.99 | - | 28.99
2017-03-29 20:00 | 3 | 29 | 20 |  | 39.83 | - | 39.83 | 2018-03-29 20:00 | 3 | 29 | 20 |  | 32.19 | - | 32.19 | 2019-03-29 20:00 | 3 | 29 | 20 |  | 28.76 | - | 28.76
2017-03-29 21:00 | 3 | 29 | 21 |  | 32.98 | - | 32.98 | 2018-03-29 21:00 | 3 | 29 | 21 |  | 30.32 | - | 30.32 | 2019-03-29 21:00 | 3 | 29 | 21 |  | 26.63 | - | 26.63
2017-03-29 22:00 | 3 | 29 | 22 |  | 25.58 | - | 25.58 | 2018-03-29 22:00 | 3 | 29 | 22 |  | 22.9 | - | 22.9 | 2019-03-29 22:00 | 3 | 29 | 22 |  | 23.86 | - | 23.86
2017-03-29 23:00 | 3 | 29 | 23 |  | 23.59 | - | 23.59 | 2018-03-29 23:00 | 3 | 29 | 23 |  | 20.42 | - | 20.42 | 2019-03-29 23:00 | 3 | 29 | 23 |  | 22.33 | - | 22.33
2017-03-30 | 3 | 30 | 0 |  | 22.96 | - | 22.96 | 2018-03-30 | 3 | 30 | 0 |  | 19.41 | - | 19.41 | 2019-03-30 | 3 | 30 | 0 | W | 21.41 | - | 21.41
2017-03-30 01:00 | 3 | 30 | 1 |  | 22.56 | - | 22.56 | 2018-03-30 01:00 | 3 | 30 | 1 |  | 18.81 | - | 18.81 | 2019-03-30 01:00 | 3 | 30 | 1 | W | 20.79 | - | 20.79
2017-03-30 02:00 | 3 | 30 | 2 |  | 22.55 | - | 22.55 | 2018-03-30 02:00 | 3 | 30 | 2 |  | 18.53 | - | 18.53 | 2019-03-30 02:00 | 3 | 30 | 2 | W | 20.67 | - | 20.67
2017-03-30 03:00 | 3 | 30 | 3 |  | 22.6 | - | 22.6 | 2018-03-30 03:00 | 3 | 30 | 3 |  | 18.58 | - | 18.58 | 2019-03-30 03:00 | 3 | 30 | 3 | W | 20.54 | - | 20.54
2017-03-30 04:00 | 3 | 30 | 4 |  | 23.02 | - | 23.02 | 2018-03-30 04:00 | 3 | 30 | 4 |  | 19.01 | - | 19.01 | 2019-03-30 04:00 | 3 | 30 | 4 | W | 20.69 | - | 20.69
2017-03-30 05:00 | 3 | 30 | 5 |  | 24.56 | - | 24.56 | 2018-03-30 05:00 | 3 | 30 | 5 |  | 20.52 | - | 20.52 | 2019-03-30 05:00 | 3 | 30 | 5 | W | 21.03 | - | 21.03
2017-03-30 06:00 | 3 | 30 | 6 |  | 36.24 | - | 36.24 | 2018-03-30 06:00 | 3 | 30 | 6 |  | 22.88 | - | 22.88 | 2019-03-30 06:00 | 3 | 30 | 6 | W | 23.12 | - | 23.12
2017-03-30 07:00 | 3 | 30 | 7 |  | 37.99 | - | 37.99 | 2018-03-30 07:00 | 3 | 30 | 7 |  | 27.3 | - | 27.3 | 2019-03-30 07:00 | 3 | 30 | 7 | W | 23.75 | - | 23.75
2017-03-30 08:00 | 3 | 30 | 8 |  | 37.58 | 37.58 | - | 2018-03-30 08:00 | 3 | 30 | 8 |  | 28.74 | 28.74 | - | 2019-03-30 08:00 | 3 | 30 | 8 | W | 24.33 | - | 24.33
2017-03-30 09:00 | 3 | 30 | 9 |  | 36.67 | 36.67 | - | 2018-03-30 09:00 | 3 | 30 | 9 |  | 29.06 | 29.06 | - | 2019-03-30 09:00 | 3 | 30 | 9 | W | 25.2 | - | 25.2
2017-03-30 10:00 | 3 | 30 | 10 |  | 36.32 | 36.32 | - | 2018-03-30 10:00 | 3 | 30 | 10 |  | 29.04 | 29.04 | - | 2019-03-30 10:00 | 3 | 30 | 10 | W | 25.79 | - | 25.79
2017-03-30 11:00 | 3 | 30 | 11 |  | 36.16 | 36.16 | - | 2018-03-30 11:00 | 3 | 30 | 11 |  | 28.77 | 28.77 | - | 2019-03-30 11:00 | 3 | 30 | 11 | W | 24.93 | - | 24.93
2017-03-30 12:00 | 3 | 30 | 12 |  | 33.74 | 33.74 | - | 2018-03-30 12:00 | 3 | 30 | 12 |  | 27.36 | 27.36 | - | 2019-03-30 12:00 | 3 | 30 | 12 | W | 24.53 | - | 24.53
2017-03-30 13:00 | 3 | 30 | 13 |  | 33.76 | 33.76 | - | 2018-03-30 13:00 | 3 | 30 | 13 |  | 28.18 | 28.18 | - | 2019-03-30 13:00 | 3 | 30 | 13 | W | 23.72 | - | 23.72
2017-03-30 14:00 | 3 | 30 | 14 |  | 30.85 | 30.85 | - | 2018-03-30 14:00 | 3 | 30 | 14 |  | 27.14 | 27.14 | - | 2019-03-30 14:00 | 3 | 30 | 14 | W | 23.02 | - | 23.02
2017-03-30 15:00 | 3 | 30 | 15 |  | 28.21 | 28.21 | - | 2018-03-30 15:00 | 3 | 30 | 15 |  | 24.81 | 24.81 | - | 2019-03-30 15:00 | 3 | 30 | 15 | W | 22.73 | - | 22.73
2017-03-30 16:00 | 3 | 30 | 16 |  | 28.9 | 28.9 | - | 2018-03-30 16:00 | 3 | 30 | 16 |  | 23.83 | 23.83 | - | 2019-03-30 16:00 | 3 | 30 | 16 | W | 23.32 | - | 23.32
2017-03-30 17:00 | 3 | 30 | 17 |  | 29.9 | - | 29.9 | 2018-03-30 17:00 | 3 | 30 | 17 |  | 23.94 | - | 23.94 | 2019-03-30 17:00 | 3 | 30 | 17 | W | 23.81 | - | 23.81
2017-03-30 18:00 | 3 | 30 | 18 |  | 30.79 | - | 30.79 | 2018-03-30 18:00 | 3 | 30 | 18 |  | 24.85 | - | 24.85 | 2019-03-30 18:00 | 3 | 30 | 18 | W | 24.44 | - | 24.44
2017-03-30 19:00 | 3 | 30 | 19 |  | 36.39 | - | 36.39 | 2018-03-30 19:00 | 3 | 30 | 19 |  | 29.66 | - | 29.66 | 2019-03-30 19:00 | 3 | 30 | 19 | W | 26.68 | - | 26.68
2017-03-30 20:00 | 3 | 30 | 20 |  | 38.26 | - | 38.26 | 2018-03-30 20:00 | 3 | 30 | 20 |  | 29.98 | - | 29.98 | 2019-03-30 20:00 | 3 | 30 | 20 | W | 26.91 | - | 26.91
2017-03-30 21:00 | 3 | 30 | 21 |  | 33.28 | - | 33.28 | 2018-03-30 21:00 | 3 | 30 | 21 |  | 25.98 | - | 25.98 | 2019-03-30 21:00 | 3 | 30 | 21 | W | 25.27 | - | 25.27
2017-03-30 22:00 | 3 | 30 | 22 |  | 25.47 | - | 25.47 | 2018-03-30 22:00 | 3 | 30 | 22 |  | 22.55 | - | 22.55 | 2019-03-30 22:00 | 3 | 30 | 22 | W | 23.04 | - | 23.04
2017-03-30 23:00 | 3 | 30 | 23 |  | 24.1 | - | 24.1 | 2018-03-30 23:00 | 3 | 30 | 23 |  | 21.21 | - | 21.21 | 2019-03-30 23:00 | 3 | 30 | 23 | W | 21.95 | - | 21.95
2017-03-31 | 3 | 31 | 0 |  | 21.95 | - | 21.95 | 2018-03-31 | 3 | 31 | 0 | W | 22.97 | - | 22.97 | 2019-03-31 | 3 | 31 | 0 | W | 20.35 | - | 20.35
2017-03-31 01:00 | 3 | 31 | 1 |  | 21.76 | - | 21.76 | 2018-03-31 01:00 | 3 | 31 | 1 | W | 22.52 | - | 22.52 | 2019-03-31 01:00 | 3 | 31 | 1 | W | 20.33 | - | 20.33
2017-03-31 02:00 | 3 | 31 | 2 |  | 21.46 | - | 21.46 | 2018-03-31 02:00 | 3 | 31 | 2 | W | 21.85 | - | 21.85 | 2019-03-31 02:00 | 3 | 31 | 2 | W | 20.47 | - | 20.47
2017-03-31 03:00 | 3 | 31 | 3 |  | 21.34 | - | 21.34 | 2018-03-31 03:00 | 3 | 31 | 3 | W | 22.48 | - | 22.48 | 2019-03-31 03:00 | 3 | 31 | 3 | W | 20.18 | - | 20.18
2017-03-31 04:00 | 3 | 31 | 4 |  | 22.09 | - | 22.09 | 2018-03-31 04:00 | 3 | 31 | 4 | W | 22.71 | - | 22.71 | 2019-03-31 04:00 | 3 | 31 | 4 | W | 20.39 | - | 20.39
2017-03-31 05:00 | 3 | 31 | 5 |  | 23.6 | - | 23.6 | 2018-03-31 05:00 | 3 | 31 | 5 | W | 23.58 | - | 23.58 | 2019-03-31 05:00 | 3 | 31 | 5 | W | 21.21 | - | 21.21
2017-03-31 06:00 | 3 | 31 | 6 |  | 32.53 | - | 32.53 | 2018-03-31 06:00 | 3 | 31 | 6 | W | 28.47 | - | 28.47 | 2019-03-31 06:00 | 3 | 31 | 6 | W | 22.06 | - | 22.06
2017-03-31 07:00 | 3 | 31 | 7 |  | 35.47 | - | 35.47 | 2018-03-31 07:00 | 3 | 31 | 7 | W | 31.17 | - | 31.17 | 2019-03-31 07:00 | 3 | 31 | 7 | W | 23.12 | - | 23.12
2017-03-31 08:00 | 3 | 31 | 8 |  | 35.74 | 35.74 | - | 2018-03-31 08:00 | 3 | 31 | 8 | W | 32.6 | - | 32.6 | 2019-03-31 08:00 | 3 | 31 | 8 | W | 25.2 | - | 25.2
2017-03-31 09:00 | 3 | 31 | 9 |  | 35.66 | 35.66 | - | 2018-03-31 09:00 | 3 | 31 | 9 | W | 31.97 | - | 31.97 | 2019-03-31 09:00 | 3 | 31 | 9 | W | 25.82 | - | 25.82
2017-03-31 10:00 | 3 | 31 | 10 |  | 36.62 | 36.62 | - | 2018-03-31 10:00 | 3 | 31 | 10 | W | 32.36 | - | 32.36 | 2019-03-31 10:00 | 3 | 31 | 10 | W | 26.04 | - | 26.04
2017-03-31 11:00 | 3 | 31 | 11 |  | 36.8 | 36.8 | - | 2018-03-31 11:00 | 3 | 31 | 11 | W | 26.39 | - | 26.39 | 2019-03-31 11:00 | 3 | 31 | 11 | W | 25.93 | - | 25.93
2017-03-31 12:00 | 3 | 31 | 12 |  | 36.69 | 36.69 | - | 2018-03-31 12:00 | 3 | 31 | 12 | W | 23.82 | - | 23.82 | 2019-03-31 12:00 | 3 | 31 | 12 | W | 25.82 | - | 25.82
2017-03-31 13:00 | 3 | 31 | 13 |  | 35.17 | 35.17 | - | 2018-03-31 13:00 | 3 | 31 | 13 | W | 23.13 | - | 23.13 | 2019-03-31 13:00 | 3 | 31 | 13 | W | 25.17 | - | 25.17
2017-03-31 14:00 | 3 | 31 | 14 |  | 31.8 | 31.8 | - | 2018-03-31 14:00 | 3 | 31 | 14 | W | 21.88 | - | 21.88 | 2019-03-31 14:00 | 3 | 31 | 14 | W | 24.6 | - | 24.6
2017-03-31 15:00 | 3 | 31 | 15 |  | 29.02 | 29.02 | - | 2018-03-31 15:00 | 3 | 31 | 15 | W | 21.67 | - | 21.67 | 2019-03-31 15:00 | 3 | 31 | 15 | W | 24.34 | - | 24.34
2017-03-31 16:00 | 3 | 31 | 16 |  | 27.96 | 27.96 | - | 2018-03-31 16:00 | 3 | 31 | 16 | W | 21.53 | - | 21.53 | 2019-03-31 16:00 | 3 | 31 | 16 | W | 24.91 | - | 24.91
2017-03-31 17:00 | 3 | 31 | 17 |  | 28.26 | - | 28.26 | 2018-03-31 17:00 | 3 | 31 | 17 | W | 21.85 | - | 21.85 | 2019-03-31 17:00 | 3 | 31 | 17 | W | 25.38 | - | 25.38
2017-03-31 18:00 | 3 | 31 | 18 |  | 27.45 | - | 27.45 | 2018-03-31 18:00 | 3 | 31 | 18 | W | 22.06 | - | 22.06 | 2019-03-31 18:00 | 3 | 31 | 18 | W | 28.27 | - | 28.27
2017-03-31 19:00 | 3 | 31 | 19 |  | 32.4 | - | 32.4 | 2018-03-31 19:00 | 3 | 31 | 19 | W | 26.89 | - | 26.89 | 2019-03-31 19:00 | 3 | 31 | 19 | W | 39.63 | - | 39.63
2017-03-31 20:00 | 3 | 31 | 20 |  | 34.83 | - | 34.83 | 2018-03-31 20:00 | 3 | 31 | 20 | W | 27.81 | - | 27.81 | 2019-03-31 20:00 | 3 | 31 | 20 | W | 47.91 | - | 47.91
2017-03-31 21:00 | 3 | 31 | 21 |  | 29.48 | - | 29.48 | 2018-03-31 21:00 | 3 | 31 | 21 | W | 24.69 | - | 24.69 | 2019-03-31 21:00 | 3 | 31 | 21 | W | 41 | - | 41
2017-03-31 22:00 | 3 | 31 | 22 |  | 24.85 | - | 24.85 | 2018-03-31 22:00 | 3 | 31 | 22 | W | 22.7 | - | 22.7 | 2019-03-31 22:00 | 3 | 31 | 22 | W | 29.88 | - | 29.88
2017-03-31 23:00 | 3 | 31 | 23 |  | 23.28 | - | 23.28 | 2018-03-31 23:00 | 3 | 31 | 23 | W | 21.66 | - | 21.66 | 2019-03-31 23:00 | 3 | 31 | 23 | W | 26.41 | - | 26.41
2017-04-01 | 4 | 1 | 0 | W | 24.08 | - | 24.08 | 2018-04-01 | 4 | 1 | 0 | W | 21.19 | - | 21.19 | 2019-04-01 | 4 | 1 | 0 |  | 27.39 | - | 27.39
2017-04-01 01:00 | 4 | 1 | 1 | W | 24.13 | - | 24.13 | 2018-04-01 01:00 | 4 | 1 | 1 | W | 20.99 | - | 20.99 | 2019-04-01 01:00 | 4 | 1 | 1 |  | 27.68 | - | 27.68
2017-04-01 02:00 | 4 | 1 | 2 | W | 24.22 | - | 24.22 | 2018-04-01 02:00 | 4 | 1 | 2 | W | 20.67 | - | 20.67 | 2019-04-01 02:00 | 4 | 1 | 2 |  | 27.7 | - | 27.7
2017-04-01 03:00 | 4 | 1 | 3 | W | 24.18 | - | 24.18 | 2018-04-01 03:00 | 4 | 1 | 3 | W | 20.54 | - | 20.54 | 2019-04-01 03:00 | 4 | 1 | 3 |  | 28.64 | - | 28.64
2017-04-01 04:00 | 4 | 1 | 4 | W | 24.32 | - | 24.32 | 2018-04-01 04:00 | 4 | 1 | 4 | W | 20.55 | - | 20.55 | 2019-04-01 04:00 | 4 | 1 | 4 |  | 32.55 | - | 32.55
2017-04-01 05:00 | 4 | 1 | 5 | W | 24.55 | - | 24.55 | 2018-04-01 05:00 | 4 | 1 | 5 | W | 20.72 | - | 20.72 | 2019-04-01 05:00 | 4 | 1 | 5 |  | 42.88 | - | 42.88
2017-04-01 06:00 | 4 | 1 | 6 | W | 25.73 | - | 25.73 | 2018-04-01 06:00 | 4 | 1 | 6 | W | 21.19 | - | 21.19 | 2019-04-01 06:00 | 4 | 1 | 6 |  | 62.55 | - | 62.55
2017-04-01 07:00 | 4 | 1 | 7 | W | 26.86 | - | 26.86 | 2018-04-01 07:00 | 4 | 1 | 7 | W | 22.33 | - | 22.33 | 2019-04-01 07:00 | 4 | 1 | 7 |  | 64.92 | - | 64.92
2017-04-01 08:00 | 4 | 1 | 8 | W | 32.27 | - | 32.27 | 2018-04-01 08:00 | 4 | 1 | 8 | W | 23.24 | - | 23.24 | 2019-04-01 08:00 | 4 | 1 | 8 |  | 50.5 | 50.5 | -
2017-04-01 09:00 | 4 | 1 | 9 | W | 34.31 | - | 34.31 | 2018-04-01 09:00 | 4 | 1 | 9 | W | 25.2 | - | 25.2 | 2019-04-01 09:00 | 4 | 1 | 9 |  | 45.39 | 45.39 | -
2017-04-01 10:00 | 4 | 1 | 10 | W | 34.99 | - | 34.99 | 2018-04-01 10:00 | 4 | 1 | 10 | W | 24.87 | - | 24.87 | 2019-04-01 10:00 | 4 | 1 | 10 |  | 39.12 | 39.12 | -
2017-04-01 11:00 | 4 | 1 | 11 | W | 34.38 | - | 34.38 | 2018-04-01 11:00 | 4 | 1 | 11 | W | 23.79 | - | 23.79 | 2019-04-01 11:00 | 4 | 1 | 11 |  | 38.63 | 38.63 | -
2017-04-01 12:00 | 4 | 1 | 12 | W | 31.88 | - | 31.88 | 2018-04-01 12:00 | 4 | 1 | 12 | W | 22.99 | - | 22.99 | 2019-04-01 12:00 | 4 | 1 | 12 |  | 32.94 | 32.94 | -
2017-04-01 13:00 | 4 | 1 | 13 | W | 27.59 | - | 27.59 | 2018-04-01 13:00 | 4 | 1 | 13 | W | 22.11 | - | 22.11 | 2019-04-01 13:00 | 4 | 1 | 13 |  | 30.63 | 30.63 | -
2017-04-01 14:00 | 4 | 1 | 14 | W | 25.83 | - | 25.83 | 2018-04-01 14:00 | 4 | 1 | 14 | W | 21.45 | - | 21.45 | 2019-04-01 14:00 | 4 | 1 | 14 |  | 27.6 | 27.6 | -
2017-04-01 15:00 | 4 | 1 | 15 | W | 25.24 | - | 25.24 | 2018-04-01 15:00 | 4 | 1 | 15 | W | 21.2 | - | 21.2 | 2019-04-01 15:00 | 4 | 1 | 15 |  | 27.14 | 27.14 | -
2017-04-01 16:00 | 4 | 1 | 16 | W | 25.44 | - | 25.44 | 2018-04-01 16:00 | 4 | 1 | 16 | W | 21.31 | - | 21.31 | 2019-04-01 16:00 | 4 | 1 | 16 |  | 27.44 | 27.44 | -
2017-04-01 17:00 | 4 | 1 | 17 | W | 25.92 | - | 25.92 | 2018-04-01 17:00 | 4 | 1 | 17 | W | 22.03 | - | 22.03 | 2019-04-01 17:00 | 4 | 1 | 17 |  | 28.47 | - | 28.47
2017-04-01 18:00 | 4 | 1 | 18 | W | 27.4 | - | 27.4 | 2018-04-01 18:00 | 4 | 1 | 18 | W | 22.88 | - | 22.88 | 2019-04-01 18:00 | 4 | 1 | 18 |  | 30.15 | - | 30.15
2017-04-01 19:00 | 4 | 1 | 19 | W | 33.48 | - | 33.48 | 2018-04-01 19:00 | 4 | 1 | 19 | W | 30.11 | - | 30.11 | 2019-04-01 19:00 | 4 | 1 | 19 |  | 41.32 | - | 41.32
2017-04-01 20:00 | 4 | 1 | 20 | W | 35.25 | - | 35.25 | 2018-04-01 20:00 | 4 | 1 | 20 | W | 31.67 | - | 31.67 | 2019-04-01 20:00 | 4 | 1 | 20 |  | 48.08 | - | 48.08
2017-04-01 21:00 | 4 | 1 | 21 | W | 34.3 | - | 34.3 | 2018-04-01 21:00 | 4 | 1 | 21 | W | 27.99 | - | 27.99 | 2019-04-01 21:00 | 4 | 1 | 21 |  | 38.98 | - | 38.98
2017-04-01 22:00 | 4 | 1 | 22 | W | 27.37 | - | 27.37 | 2018-04-01 22:00 | 4 | 1 | 22 | W | 24.53 | - | 24.53 | 2019-04-01 22:00 | 4 | 1 | 22 |  | 30.72 | - | 30.72
2017-04-01 23:00 | 4 | 1 | 23 | W | 25.64 | - | 25.64 | 2018-04-01 23:00 | 4 | 1 | 23 | W | 21.95 | - | 21.95 | 2019-04-01 23:00 | 4 | 1 | 23 |  | 27.34 | - | 27.34
2017-04-02 | 4 | 2 | 0 | W | 25.33 | - | 25.33 | 2018-04-02 | 4 | 2 | 0 |  | 21.94 | - | 21.94 | 2019-04-02 | 4 | 2 | 0 |  | 27.55 | - | 27.55
2017-04-02 01:00 | 4 | 2 | 1 | W | 25.03 | - | 25.03 | 2018-04-02 01:00 | 4 | 2 | 1 |  | 21.76 | - | 21.76 | 2019-04-02 01:00 | 4 | 2 | 1 |  | 27.33 | - | 27.33
2017-04-02 02:00 | 4 | 2 | 2 | W | 25.07 | - | 25.07 | 2018-04-02 02:00 | 4 | 2 | 2 |  | 21.65 | - | 21.65 | 2019-04-02 02:00 | 4 | 2 | 2 |  | 27.33 | - | 27.33
2017-04-02 03:00 | 4 | 2 | 3 | W | 25.01 | - | 25.01 | 2018-04-02 03:00 | 4 | 2 | 3 |  | 21.79 | - | 21.79 | 2019-04-02 03:00 | 4 | 2 | 3 |  | 29.02 | - | 29.02
2017-04-02 04:00 | 4 | 2 | 4 | W | 25.07 | - | 25.07 | 2018-04-02 04:00 | 4 | 2 | 4 |  | 22.5 | - | 22.5 | 2019-04-02 04:00 | 4 | 2 | 4 |  | 35.44 | - | 35.44
2017-04-02 05:00 | 4 | 2 | 5 | W | 25.51 | - | 25.51 | 2018-04-02 05:00 | 4 | 2 | 5 |  | 28.01 | - | 28.01 | 2019-04-02 05:00 | 4 | 2 | 5 |  | 50.68 | - | 50.68
2017-04-02 06:00 | 4 | 2 | 6 | W | 26.96 | - | 26.96 | 2018-04-02 06:00 | 4 | 2 | 6 |  | 39.94 | - | 39.94 | 2019-04-02 06:00 | 4 | 2 | 6 |  | 70.41 | - | 70.41
2017-04-02 07:00 | 4 | 2 | 7 | W | 28.97 | - | 28.97 | 2018-04-02 07:00 | 4 | 2 | 7 |  | 42.57 | - | 42.57 | 2019-04-02 07:00 | 4 | 2 | 7 |  | 60.33 | - | 60.33
2017-04-02 08:00 | 4 | 2 | 8 | W | 32.42 | - | 32.42 | 2018-04-02 08:00 | 4 | 2 | 8 |  | 41.69 | 41.69 | - | 2019-04-02 08:00 | 4 | 2 | 8 |  | 46.3 | 46.3 | -
2017-04-02 09:00 | 4 | 2 | 9 | W | 33.97 | - | 33.97 | 2018-04-02 09:00 | 4 | 2 | 9 |  | 39.58 | 39.58 | - | 2019-04-02 09:00 | 4 | 2 | 9 |  | 44.13 | 44.13 | -
2017-04-02 10:00 | 4 | 2 | 10 | W | 32.52 | - | 32.52 | 2018-04-02 10:00 | 4 | 2 | 10 |  | 38.87 | 38.87 | - | 2019-04-02 10:00 | 4 | 2 | 10 |  | 39.63 | 39.63 | -
2017-04-02 11:00 | 4 | 2 | 11 | W | 30.86 | - | 30.86 | 2018-04-02 11:00 | 4 | 2 | 11 |  | 37.28 | 37.28 | - | 2019-04-02 11:00 | 4 | 2 | 11 |  | 35.64 | 35.64 | -
2017-04-02 12:00 | 4 | 2 | 12 | W | 28.63 | - | 28.63 | 2018-04-02 12:00 | 4 | 2 | 12 |  | 33.42 | 33.42 | - | 2019-04-02 12:00 | 4 | 2 | 12 |  | 31.57 | 31.57 | -
2017-04-02 13:00 | 4 | 2 | 13 | W | 26.95 | - | 26.95 | 2018-04-02 13:00 | 4 | 2 | 13 |  | 32.72 | 32.72 | - | 2019-04-02 13:00 | 4 | 2 | 13 |  | 29.66 | 29.66 | -
2017-04-02 14:00 | 4 | 2 | 14 | W | 25.82 | - | 25.82 | 2018-04-02 14:00 | 4 | 2 | 14 |  | 30.51 | 30.51 | - | 2019-04-02 14:00 | 4 | 2 | 14 |  | 28.02 | 28.02 | -
2017-04-02 15:00 | 4 | 2 | 15 | W | 25.62 | - | 25.62 | 2018-04-02 15:00 | 4 | 2 | 15 |  | 29.05 | 29.05 | - | 2019-04-02 15:00 | 4 | 2 | 15 |  | 26.75 | 26.75 | -
2017-04-02 16:00 | 4 | 2 | 16 | W | 26.41 | - | 26.41 | 2018-04-02 16:00 | 4 | 2 | 16 |  | 28.82 | 28.82 | - | 2019-04-02 16:00 | 4 | 2 | 16 |  | 26.91 | 26.91 | -
2017-04-02 17:00 | 4 | 2 | 17 | W | 28.22 | - | 28.22 | 2018-04-02 17:00 | 4 | 2 | 17 |  | 28.85 | - | 28.85 | 2019-04-02 17:00 | 4 | 2 | 17 |  | 27.09 | - | 27.09
2017-04-02 18:00 | 4 | 2 | 18 | W | 30.84 | - | 30.84 | 2018-04-02 18:00 | 4 | 2 | 18 |  | 29.47 | - | 29.47 | 2019-04-02 18:00 | 4 | 2 | 18 |  | 29.85 | - | 29.85
2017-04-02 19:00 | 4 | 2 | 19 | W | 39.38 | - | 39.38 | 2018-04-02 19:00 | 4 | 2 | 19 |  | 37.47 | - | 37.47 | 2019-04-02 19:00 | 4 | 2 | 19 |  | 38.57 | - | 38.57
2017-04-02 20:00 | 4 | 2 | 20 | W | 45.17 | - | 45.17 | 2018-04-02 20:00 | 4 | 2 | 20 |  | 38.01 | - | 38.01 | 2019-04-02 20:00 | 4 | 2 | 20 |  | 45.98 | - | 45.98
2017-04-02 21:00 | 4 | 2 | 21 | W | 37.03 | - | 37.03 | 2018-04-02 21:00 | 4 | 2 | 21 |  | 31.23 | - | 31.23 | 2019-04-02 21:00 | 4 | 2 | 21 |  | 38.91 | - | 38.91
2017-04-02 22:00 | 4 | 2 | 22 | W | 27.26 | - | 27.26 | 2018-04-02 22:00 | 4 | 2 | 22 |  | 26.87 | - | 26.87 | 2019-04-02 22:00 | 4 | 2 | 22 |  | 27.71 | - | 27.71
2017-04-02 23:00 | 4 | 2 | 23 | W | 24.83 | - | 24.83 | 2018-04-02 23:00 | 4 | 2 | 23 |  | 24.6 | - | 24.6 | 2019-04-02 23:00 | 4 | 2 | 23 |  | 24.68 | - | 24.68
2017-04-03 | 4 | 3 | 0 |  | 23.58 | - | 23.58 | 2018-04-03 | 4 | 3 | 0 |  | 22.69 | - | 22.69 | 2019-04-03 | 4 | 3 | 0 |  | 24.69 | - | 24.69
2017-04-03 01:00 | 4 | 3 | 1 |  | 23.52 | - | 23.52 | 2018-04-03 01:00 | 4 | 3 | 1 |  | 22.16 | - | 22.16 | 2019-04-03 01:00 | 4 | 3 | 1 |  | 24.55 | - | 24.55
2017-04-03 02:00 | 4 | 3 | 2 |  | 23.36 | - | 23.36 | 2018-04-03 02:00 | 4 | 3 | 2 |  | 21.7 | - | 21.7 | 2019-04-03 02:00 | 4 | 3 | 2 |  | 24.55 | - | 24.55
2017-04-03 03:00 | 4 | 3 | 3 |  | 23.43 | - | 23.43 | 2018-04-03 03:00 | 4 | 3 | 3 |  | 21.68 | - | 21.68 | 2019-04-03 03:00 | 4 | 3 | 3 |  | 25.02 | - | 25.02
2017-04-03 04:00 | 4 | 3 | 4 |  | 24.62 | - | 24.62 | 2018-04-03 04:00 | 4 | 3 | 4 |  | 22.33 | - | 22.33 | 2019-04-03 04:00 | 4 | 3 | 4 |  | 29.13 | - | 29.13
2017-04-03 05:00 | 4 | 3 | 5 |  | 27.18 | - | 27.18 | 2018-04-03 05:00 | 4 | 3 | 5 |  | 25.35 | - | 25.35 | 2019-04-03 05:00 | 4 | 3 | 5 |  | 33.14 | - | 33.14
2017-04-03 06:00 | 4 | 3 | 6 |  | 41.03 | - | 41.03 | 2018-04-03 06:00 | 4 | 3 | 6 |  | 35.8 | - | 35.8 | 2019-04-03 06:00 | 4 | 3 | 6 |  | 42.1 | - | 42.1
2017-04-03 07:00 | 4 | 3 | 7 |  | 41.04 | - | 41.04 | 2018-04-03 07:00 | 4 | 3 | 7 |  | 34.74 | - | 34.74 | 2019-04-03 07:00 | 4 | 3 | 7 |  | 40.95 | - | 40.95
2017-04-03 08:00 | 4 | 3 | 8 |  | 41.03 | 41.03 | - | 2018-04-03 08:00 | 4 | 3 | 8 |  | 34.56 | 34.56 | - | 2019-04-03 08:00 | 4 | 3 | 8 |  | 37.42 | 37.42 | -
2017-04-03 09:00 | 4 | 3 | 9 |  | 40.51 | 40.51 | - | 2018-04-03 09:00 | 4 | 3 | 9 |  | 34.27 | 34.27 | - | 2019-04-03 09:00 | 4 | 3 | 9 |  | 33.54 | 33.54 | -
2017-04-03 10:00 | 4 | 3 | 10 |  | 40.18 | 40.18 | - | 2018-04-03 10:00 | 4 | 3 | 10 |  | 33.52 | 33.52 | - | 2019-04-03 10:00 | 4 | 3 | 10 |  | 30.5 | 30.5 | -
2017-04-03 11:00 | 4 | 3 | 11 |  | 40.32 | 40.32 | - | 2018-04-03 11:00 | 4 | 3 | 11 |  | 33.59 | 33.59 | - | 2019-04-03 11:00 | 4 | 3 | 11 |  | 28.26 | 28.26 | -
2017-04-03 12:00 | 4 | 3 | 12 |  | 40.38 | 40.38 | - | 2018-04-03 12:00 | 4 | 3 | 12 |  | 32 | 32 | - | 2019-04-03 12:00 | 4 | 3 | 12 |  | 26.39 | 26.39 | -
2017-04-03 13:00 | 4 | 3 | 13 |  | 40.74 | 40.74 | - | 2018-04-03 13:00 | 4 | 3 | 13 |  | 29.72 | 29.72 | - | 2019-04-03 13:00 | 4 | 3 | 13 |  | 25.68 | 25.68 | -
2017-04-03 14:00 | 4 | 3 | 14 |  | 38.96 | 38.96 | - | 2018-04-03 14:00 | 4 | 3 | 14 |  | 27.57 | 27.57 | - | 2019-04-03 14:00 | 4 | 3 | 14 |  | 24.93 | 24.93 | -
2017-04-03 15:00 | 4 | 3 | 15 |  | 34.77 | 34.77 | - | 2018-04-03 15:00 | 4 | 3 | 15 |  | 25.8 | 25.8 | - | 2019-04-03 15:00 | 4 | 3 | 15 |  | 24.17 | 24.17 | -
2017-04-03 16:00 | 4 | 3 | 16 |  | 34.7 | 34.7 | - | 2018-04-03 16:00 | 4 | 3 | 16 |  | 24.84 | 24.84 | - | 2019-04-03 16:00 | 4 | 3 | 16 |  | 24.06 | 24.06 | -
2017-04-03 17:00 | 4 | 3 | 17 |  | 35.21 | - | 35.21 | 2018-04-03 17:00 | 4 | 3 | 17 |  | 24.44 | - | 24.44 | 2019-04-03 17:00 | 4 | 3 | 17 |  | 24.4 | - | 24.4
2017-04-03 18:00 | 4 | 3 | 18 |  | 34.57 | - | 34.57 | 2018-04-03 18:00 | 4 | 3 | 18 |  | 25.02 | - | 25.02 | 2019-04-03 18:00 | 4 | 3 | 18 |  | 25.46 | - | 25.46
2017-04-03 19:00 | 4 | 3 | 19 |  | 41.03 | - | 41.03 | 2018-04-03 19:00 | 4 | 3 | 19 |  | 30.24 | - | 30.24 | 2019-04-03 19:00 | 4 | 3 | 19 |  | 30.75 | - | 30.75
2017-04-03 20:00 | 4 | 3 | 20 |  | 43.27 | - | 43.27 | 2018-04-03 20:00 | 4 | 3 | 20 |  | 32.12 | - | 32.12 | 2019-04-03 20:00 | 4 | 3 | 20 |  | 36.63 | - | 36.63
2017-04-03 21:00 | 4 | 3 | 21 |  | 36.28 | - | 36.28 | 2018-04-03 21:00 | 4 | 3 | 21 |  | 26.92 | - | 26.92 | 2019-04-03 21:00 | 4 | 3 | 21 |  | 30.64 | - | 30.64
2017-04-03 22:00 | 4 | 3 | 22 |  | 27.86 | - | 27.86 | 2018-04-03 22:00 | 4 | 3 | 22 |  | 22.92 | - | 22.92 | 2019-04-03 22:00 | 4 | 3 | 22 |  | 24.85 | - | 24.85
2017-04-03 23:00 | 4 | 3 | 23 |  | 24.28 | - | 24.28 | 2018-04-03 23:00 | 4 | 3 | 23 |  | 20.42 | - | 20.42 | 2019-04-03 23:00 | 4 | 3 | 23 |  | 23.22 | - | 23.22
2017-04-04 | 4 | 4 | 0 |  | 22.08 | - | 22.08 | 2018-04-04 | 4 | 4 | 0 |  | 20.67 | - | 20.67 | 2019-04-04 | 4 | 4 | 0 |  | 23.31 | - | 23.31
2017-04-04 01:00 | 4 | 4 | 1 |  | 21.7 | - | 21.7 | 2018-04-04 01:00 | 4 | 4 | 1 |  | 20.12 | - | 20.12 | 2019-04-04 01:00 | 4 | 4 | 1 |  | 23.28 | - | 23.28
2017-04-04 02:00 | 4 | 4 | 2 |  | 21.34 | - | 21.34 | 2018-04-04 02:00 | 4 | 4 | 2 |  | 20.07 | - | 20.07 | 2019-04-04 02:00 | 4 | 4 | 2 |  | 23.17 | - | 23.17
2017-04-04 03:00 | 4 | 4 | 3 |  | 21.34 | - | 21.34 | 2018-04-04 03:00 | 4 | 4 | 3 |  | 20.17 | - | 20.17 | 2019-04-04 03:00 | 4 | 4 | 3 |  | 23.71 | - | 23.71
2017-04-04 04:00 | 4 | 4 | 4 |  | 21.8 | - | 21.8 | 2018-04-04 04:00 | 4 | 4 | 4 |  | 20.91 | - | 20.91 | 2019-04-04 04:00 | 4 | 4 | 4 |  | 25.15 | - | 25.15
2017-04-04 05:00 | 4 | 4 | 5 |  | 22.95 | - | 22.95 | 2018-04-04 05:00 | 4 | 4 | 5 |  | 23.02 | - | 23.02 | 2019-04-04 05:00 | 4 | 4 | 5 |  | 30.68 | - | 30.68
2017-04-04 06:00 | 4 | 4 | 6 |  | 33.26 | - | 33.26 | 2018-04-04 06:00 | 4 | 4 | 6 |  | 33.27 | - | 33.27 | 2019-04-04 06:00 | 4 | 4 | 6 |  | 41.47 | - | 41.47
2017-04-04 07:00 | 4 | 4 | 7 |  | 33.81 | - | 33.81 | 2018-04-04 07:00 | 4 | 4 | 7 |  | 35.04 | - | 35.04 | 2019-04-04 07:00 | 4 | 4 | 7 |  | 39.65 | - | 39.65
2017-04-04 08:00 | 4 | 4 | 8 |  | 34.59 | 34.59 | - | 2018-04-04 08:00 | 4 | 4 | 8 |  | 36.08 | 36.08 | - | 2019-04-04 08:00 | 4 | 4 | 8 |  | 36.09 | 36.09 | -
2017-04-04 09:00 | 4 | 4 | 9 |  | 34.72 | 34.72 | - | 2018-04-04 09:00 | 4 | 4 | 9 |  | 35.37 | 35.37 | - | 2019-04-04 09:00 | 4 | 4 | 9 |  | 34.67 | 34.67 | -
2017-04-04 10:00 | 4 | 4 | 10 |  | 35.45 | 35.45 | - | 2018-04-04 10:00 | 4 | 4 | 10 |  | 36.74 | 36.74 | - | 2019-04-04 10:00 | 4 | 4 | 10 |  | 32.79 | 32.79 | -
2017-04-04 11:00 | 4 | 4 | 11 |  | 33.83 | 33.83 | - | 2018-04-04 11:00 | 4 | 4 | 11 |  | 35.92 | 35.92 | - | 2019-04-04 11:00 | 4 | 4 | 11 |  | 29.78 | 29.78 | -
2017-04-04 12:00 | 4 | 4 | 12 |  | 34.22 | 34.22 | - | 2018-04-04 12:00 | 4 | 4 | 12 |  | 37.36 | 37.36 | - | 2019-04-04 12:00 | 4 | 4 | 12 |  | 30.74 | 30.74 | -
2017-04-04 13:00 | 4 | 4 | 13 |  | 35 | 35 | - | 2018-04-04 13:00 | 4 | 4 | 13 |  | 35.87 | 35.87 | - | 2019-04-04 13:00 | 4 | 4 | 13 |  | 29.67 | 29.67 | -
2017-04-04 14:00 | 4 | 4 | 14 |  | 34.15 | 34.15 | - | 2018-04-04 14:00 | 4 | 4 | 14 |  | 32.54 | 32.54 | - | 2019-04-04 14:00 | 4 | 4 | 14 |  | 27.8 | 27.8 | -
2017-04-04 15:00 | 4 | 4 | 15 |  | 32.43 | 32.43 | - | 2018-04-04 15:00 | 4 | 4 | 15 |  | 31.49 | 31.49 | - | 2019-04-04 15:00 | 4 | 4 | 15 |  | 26.35 | 26.35 | -
2017-04-04 16:00 | 4 | 4 | 16 |  | 31.71 | 31.71 | - | 2018-04-04 16:00 | 4 | 4 | 16 |  | 31.49 | 31.49 | - | 2019-04-04 16:00 | 4 | 4 | 16 |  | 26.47 | 26.47 | -
2017-04-04 17:00 | 4 | 4 | 17 |  | 31.94 | - | 31.94 | 2018-04-04 17:00 | 4 | 4 | 17 |  | 33.85 | - | 33.85 | 2019-04-04 17:00 | 4 | 4 | 17 |  | 26.58 | - | 26.58
2017-04-04 18:00 | 4 | 4 | 18 |  | 30.99 | - | 30.99 | 2018-04-04 18:00 | 4 | 4 | 18 |  | 36.35 | - | 36.35 | 2019-04-04 18:00 | 4 | 4 | 18 |  | 26.16 | - | 26.16
2017-04-04 19:00 | 4 | 4 | 19 |  | 35.33 | - | 35.33 | 2018-04-04 19:00 | 4 | 4 | 19 |  | 42.62 | - | 42.62 | 2019-04-04 19:00 | 4 | 4 | 19 |  | 31.69 | - | 31.69
2017-04-04 20:00 | 4 | 4 | 20 |  | 39.75 | - | 39.75 | 2018-04-04 20:00 | 4 | 4 | 20 |  | 51.28 | - | 51.28 | 2019-04-04 20:00 | 4 | 4 | 20 |  | 34.72 | - | 34.72
2017-04-04 21:00 | 4 | 4 | 21 |  | 33.13 | - | 33.13 | 2018-04-04 21:00 | 4 | 4 | 21 |  | 39.94 | - | 39.94 | 2019-04-04 21:00 | 4 | 4 | 21 |  | 30.89 | - | 30.89
2017-04-04 22:00 | 4 | 4 | 22 |  | 25.61 | - | 25.61 | 2018-04-04 22:00 | 4 | 4 | 22 |  | 37.34 | - | 37.34 | 2019-04-04 22:00 | 4 | 4 | 22 |  | 24.83 | - | 24.83
2017-04-04 23:00 | 4 | 4 | 23 |  | 23.21 | - | 23.21 | 2018-04-04 23:00 | 4 | 4 | 23 |  | 30.39 | - | 30.39 | 2019-04-04 23:00 | 4 | 4 | 23 |  | 23.41 | - | 23.41
2017-04-05 | 4 | 5 | 0 |  | 22.33 | - | 22.33 | 2018-04-05 | 4 | 5 | 0 |  | 30.37 | - | 30.37 | 2019-04-05 | 4 | 5 | 0 |  | 24.05 | - | 24.05
2017-04-05 01:00 | 4 | 5 | 1 |  | 21.8 | - | 21.8 | 2018-04-05 01:00 | 4 | 5 | 1 |  | 29.6 | - | 29.6 | 2019-04-05 01:00 | 4 | 5 | 1 |  | 23.28 | - | 23.28
2017-04-05 02:00 | 4 | 5 | 2 |  | 21.86 | - | 21.86 | 2018-04-05 02:00 | 4 | 5 | 2 |  | 28.77 | - | 28.77 | 2019-04-05 02:00 | 4 | 5 | 2 |  | 23.24 | - | 23.24
2017-04-05 03:00 | 4 | 5 | 3 |  | 21.8 | - | 21.8 | 2018-04-05 03:00 | 4 | 5 | 3 |  | 29.88 | - | 29.88 | 2019-04-05 03:00 | 4 | 5 | 3 |  | 23.3 | - | 23.3
2017-04-05 04:00 | 4 | 5 | 4 |  | 22.13 | - | 22.13 | 2018-04-05 04:00 | 4 | 5 | 4 |  | 31.29 | - | 31.29 | 2019-04-05 04:00 | 4 | 5 | 4 |  | 24.15 | - | 24.15
2017-04-05 05:00 | 4 | 5 | 5 |  | 24.35 | - | 24.35 | 2018-04-05 05:00 | 4 | 5 | 5 |  | 39.78 | - | 39.78 | 2019-04-05 05:00 | 4 | 5 | 5 |  | 26.18 | - | 26.18
2017-04-05 06:00 | 4 | 5 | 6 |  | 33.3 | - | 33.3 | 2018-04-05 06:00 | 4 | 5 | 6 |  | 58.67 | - | 58.67 | 2019-04-05 06:00 | 4 | 5 | 6 |  | 36.85 | - | 36.85
2017-04-05 07:00 | 4 | 5 | 7 |  | 33.24 | - | 33.24 | 2018-04-05 07:00 | 4 | 5 | 7 |  | 67.12 | - | 67.12 | 2019-04-05 07:00 | 4 | 5 | 7 |  | 38.06 | - | 38.06
2017-04-05 08:00 | 4 | 5 | 8 |  | 33.08 | 33.08 | - | 2018-04-05 08:00 | 4 | 5 | 8 |  | 57.56 | 57.56 | - | 2019-04-05 08:00 | 4 | 5 | 8 |  | 37.07 | 37.07 | -
2017-04-05 09:00 | 4 | 5 | 9 |  | 33.65 | 33.65 | - | 2018-04-05 09:00 | 4 | 5 | 9 |  | 48.43 | 48.43 | - | 2019-04-05 09:00 | 4 | 5 | 9 |  | 37.8 | 37.8 | -
2017-04-05 10:00 | 4 | 5 | 10 |  | 33.13 | 33.13 | - | 2018-04-05 10:00 | 4 | 5 | 10 |  | 45.8 | 45.8 | - | 2019-04-05 10:00 | 4 | 5 | 10 |  | 38.94 | 38.94 | -
2017-04-05 11:00 | 4 | 5 | 11 |  | 33.17 | 33.17 | - | 2018-04-05 11:00 | 4 | 5 | 11 |  | 42.6 | 42.6 | - | 2019-04-05 11:00 | 4 | 5 | 11 |  | 37.01 | 37.01 | -
2017-04-05 12:00 | 4 | 5 | 12 |  | 33 | 33 | - | 2018-04-05 12:00 | 4 | 5 | 12 |  | 41.24 | 41.24 | - | 2019-04-05 12:00 | 4 | 5 | 12 |  | 36.76 | 36.76 | -
2017-04-05 13:00 | 4 | 5 | 13 |  | 32.68 | 32.68 | - | 2018-04-05 13:00 | 4 | 5 | 13 |  | 38.99 | 38.99 | - | 2019-04-05 13:00 | 4 | 5 | 13 |  | 36.41 | 36.41 | -
2017-04-05 14:00 | 4 | 5 | 14 |  | 30.41 | 30.41 | - | 2018-04-05 14:00 | 4 | 5 | 14 |  | 35.29 | 35.29 | - | 2019-04-05 14:00 | 4 | 5 | 14 |  | 35.11 | 35.11 | -
2017-04-05 15:00 | 4 | 5 | 15 |  | 28.97 | 28.97 | - | 2018-04-05 15:00 | 4 | 5 | 15 |  | 33.04 | 33.04 | - | 2019-04-05 15:00 | 4 | 5 | 15 |  | 35.11 | 35.11 | -
2017-04-05 16:00 | 4 | 5 | 16 |  | 29.86 | 29.86 | - | 2018-04-05 16:00 | 4 | 5 | 16 |  | 32.01 | 32.01 | - | 2019-04-05 16:00 | 4 | 5 | 16 |  | 33.18 | 33.18 | -
2017-04-05 17:00 | 4 | 5 | 17 |  | 29.39 | - | 29.39 | 2018-04-05 17:00 | 4 | 5 | 17 |  | 31.45 | - | 31.45 | 2019-04-05 17:00 | 4 | 5 | 17 |  | 32.66 | - | 32.66
2017-04-05 18:00 | 4 | 5 | 18 |  | 27.53 | - | 27.53 | 2018-04-05 18:00 | 4 | 5 | 18 |  | 35.4 | - | 35.4 | 2019-04-05 18:00 | 4 | 5 | 18 |  | 29.56 | - | 29.56
2017-04-05 19:00 | 4 | 5 | 19 |  | 32.97 | - | 32.97 | 2018-04-05 19:00 | 4 | 5 | 19 |  | 41.77 | - | 41.77 | 2019-04-05 19:00 | 4 | 5 | 19 |  | 35.71 | - | 35.71
2017-04-05 20:00 | 4 | 5 | 20 |  | 34.16 | - | 34.16 | 2018-04-05 20:00 | 4 | 5 | 20 |  | 47.17 | - | 47.17 | 2019-04-05 20:00 | 4 | 5 | 20 |  | 38.29 | - | 38.29
2017-04-05 21:00 | 4 | 5 | 21 |  | 30.54 | - | 30.54 | 2018-04-05 21:00 | 4 | 5 | 21 |  | 40.15 | - | 40.15 | 2019-04-05 21:00 | 4 | 5 | 21 |  | 33 | - | 33
2017-04-05 22:00 | 4 | 5 | 22 |  | 25.29 | - | 25.29 | 2018-04-05 22:00 | 4 | 5 | 22 |  | 32.53 | - | 32.53 | 2019-04-05 22:00 | 4 | 5 | 22 |  | 27.43 | - | 27.43
2017-04-05 23:00 | 4 | 5 | 23 |  | 22.78 | - | 22.78 | 2018-04-05 23:00 | 4 | 5 | 23 |  | 30.03 | - | 30.03 | 2019-04-05 23:00 | 4 | 5 | 23 |  | 25.08 | - | 25.08
2017-04-06 | 4 | 6 | 0 |  | 22.44 | - | 22.44 | 2018-04-06 | 4 | 6 | 0 |  | 30.89 | - | 30.89 | 2019-04-06 | 4 | 6 | 0 | W | 24.39 | - | 24.39
2017-04-06 01:00 | 4 | 6 | 1 |  | 22.43 | - | 22.43 | 2018-04-06 01:00 | 4 | 6 | 1 |  | 29.69 | - | 29.69 | 2019-04-06 01:00 | 4 | 6 | 1 | W | 23.6 | - | 23.6
2017-04-06 02:00 | 4 | 6 | 2 |  | 22.58 | - | 22.58 | 2018-04-06 02:00 | 4 | 6 | 2 |  | 27.51 | - | 27.51 | 2019-04-06 02:00 | 4 | 6 | 2 | W | 22.57 | - | 22.57
2017-04-06 03:00 | 4 | 6 | 3 |  | 22.58 | - | 22.58 | 2018-04-06 03:00 | 4 | 6 | 3 |  | 28 | - | 28 | 2019-04-06 03:00 | 4 | 6 | 3 | W | 22.09 | - | 22.09
2017-04-06 04:00 | 4 | 6 | 4 |  | 23.36 | - | 23.36 | 2018-04-06 04:00 | 4 | 6 | 4 |  | 29.33 | - | 29.33 | 2019-04-06 04:00 | 4 | 6 | 4 | W | 21.62 | - | 21.62
2017-04-06 05:00 | 4 | 6 | 5 |  | 25.53 | - | 25.53 | 2018-04-06 05:00 | 4 | 6 | 5 |  | 32.52 | - | 32.52 | 2019-04-06 05:00 | 4 | 6 | 5 | W | 23.34 | - | 23.34
2017-04-06 06:00 | 4 | 6 | 6 |  | 36.43 | - | 36.43 | 2018-04-06 06:00 | 4 | 6 | 6 |  | 44.61 | - | 44.61 | 2019-04-06 06:00 | 4 | 6 | 6 | W | 24.72 | - | 24.72
2017-04-06 07:00 | 4 | 6 | 7 |  | 34.48 | - | 34.48 | 2018-04-06 07:00 | 4 | 6 | 7 |  | 47.52 | - | 47.52 | 2019-04-06 07:00 | 4 | 6 | 7 | W | 27.18 | - | 27.18
2017-04-06 08:00 | 4 | 6 | 8 |  | 36.1 | 36.1 | - | 2018-04-06 08:00 | 4 | 6 | 8 |  | 46.01 | 46.01 | - | 2019-04-06 08:00 | 4 | 6 | 8 | W | 28.82 | - | 28.82
2017-04-06 09:00 | 4 | 6 | 9 |  | 37.23 | 37.23 | - | 2018-04-06 09:00 | 4 | 6 | 9 |  | 44.65 | 44.65 | - | 2019-04-06 09:00 | 4 | 6 | 9 | W | 31.09 | - | 31.09
2017-04-06 10:00 | 4 | 6 | 10 |  | 37.17 | 37.17 | - | 2018-04-06 10:00 | 4 | 6 | 10 |  | 41.83 | 41.83 | - | 2019-04-06 10:00 | 4 | 6 | 10 | W | 30.55 | - | 30.55
2017-04-06 11:00 | 4 | 6 | 11 |  | 38.43 | 38.43 | - | 2018-04-06 11:00 | 4 | 6 | 11 |  | 40.28 | 40.28 | - | 2019-04-06 11:00 | 4 | 6 | 11 | W | 28.77 | - | 28.77
2017-04-06 12:00 | 4 | 6 | 12 |  | 37.33 | 37.33 | - | 2018-04-06 12:00 | 4 | 6 | 12 |  | 36.73 | 36.73 | - | 2019-04-06 12:00 | 4 | 6 | 12 | W | 26.27 | - | 26.27
2017-04-06 13:00 | 4 | 6 | 13 |  | 37.21 | 37.21 | - | 2018-04-06 13:00 | 4 | 6 | 13 |  | 34.94 | 34.94 | - | 2019-04-06 13:00 | 4 | 6 | 13 | W | 25.52 | - | 25.52
2017-04-06 14:00 | 4 | 6 | 14 |  | 34.03 | 34.03 | - | 2018-04-06 14:00 | 4 | 6 | 14 |  | 32.55 | 32.55 | - | 2019-04-06 14:00 | 4 | 6 | 14 | W | 24.79 | - | 24.79
2017-04-06 15:00 | 4 | 6 | 15 |  | 32.23 | 32.23 | - | 2018-04-06 15:00 | 4 | 6 | 15 |  | 30.82 | 30.82 | - | 2019-04-06 15:00 | 4 | 6 | 15 | W | 24.31 | - | 24.31
2017-04-06 16:00 | 4 | 6 | 16 |  | 32.91 | 32.91 | - | 2018-04-06 16:00 | 4 | 6 | 16 |  | 30.71 | 30.71 | - | 2019-04-06 16:00 | 4 | 6 | 16 | W | 24.7 | - | 24.7
2017-04-06 17:00 | 4 | 6 | 17 |  | 32.62 | - | 32.62 | 2018-04-06 17:00 | 4 | 6 | 17 |  | 30.56 | - | 30.56 | 2019-04-06 17:00 | 4 | 6 | 17 | W | 24.56 | - | 24.56
2017-04-06 18:00 | 4 | 6 | 18 |  | 31.91 | - | 31.91 | 2018-04-06 18:00 | 4 | 6 | 18 |  | 30.87 | - | 30.87 | 2019-04-06 18:00 | 4 | 6 | 18 | W | 24.9 | - | 24.9
2017-04-06 19:00 | 4 | 6 | 19 |  | 36.94 | - | 36.94 | 2018-04-06 19:00 | 4 | 6 | 19 |  | 36.24 | - | 36.24 | 2019-04-06 19:00 | 4 | 6 | 19 | W | 28.58 | - | 28.58
2017-04-06 20:00 | 4 | 6 | 20 |  | 38.68 | - | 38.68 | 2018-04-06 20:00 | 4 | 6 | 20 |  | 39.87 | - | 39.87 | 2019-04-06 20:00 | 4 | 6 | 20 | W | 29.92 | - | 29.92
2017-04-06 21:00 | 4 | 6 | 21 |  | 36.21 | - | 36.21 | 2018-04-06 21:00 | 4 | 6 | 21 |  | 36.25 | - | 36.25 | 2019-04-06 21:00 | 4 | 6 | 21 | W | 26.79 | - | 26.79
2017-04-06 22:00 | 4 | 6 | 22 |  | 29.07 | - | 29.07 | 2018-04-06 22:00 | 4 | 6 | 22 |  | 30.99 | - | 30.99 | 2019-04-06 22:00 | 4 | 6 | 22 | W | 23.74 | - | 23.74
2017-04-06 23:00 | 4 | 6 | 23 |  | 25.6 | - | 25.6 | 2018-04-06 23:00 | 4 | 6 | 23 |  | 28.5 | - | 28.5 | 2019-04-06 23:00 | 4 | 6 | 23 | W | 21.6 | - | 21.6
2017-04-07 | 4 | 7 | 0 |  | 25.44 | - | 25.44 | 2018-04-07 | 4 | 7 | 0 | W | 28.74 | - | 28.74 | 2019-04-07 | 4 | 7 | 0 | W | 21.82 | - | 21.82
2017-04-07 01:00 | 4 | 7 | 1 |  | 24.43 | - | 24.43 | 2018-04-07 01:00 | 4 | 7 | 1 | W | 28.05 | - | 28.05 | 2019-04-07 01:00 | 4 | 7 | 1 | W | 20.72 | - | 20.72
2017-04-07 02:00 | 4 | 7 | 2 |  | 23.9 | - | 23.9 | 2018-04-07 02:00 | 4 | 7 | 2 | W | 27.33 | - | 27.33 | 2019-04-07 02:00 | 4 | 7 | 2 | W | 20.65 | - | 20.65
2017-04-07 03:00 | 4 | 7 | 3 |  | 24.5 | - | 24.5 | 2018-04-07 03:00 | 4 | 7 | 3 | W | 27.84 | - | 27.84 | 2019-04-07 03:00 | 4 | 7 | 3 | W | 19.57 | - | 19.57
2017-04-07 04:00 | 4 | 7 | 4 |  | 25.77 | - | 25.77 | 2018-04-07 04:00 | 4 | 7 | 4 | W | 29.05 | - | 29.05 | 2019-04-07 04:00 | 4 | 7 | 4 | W | 20.1 | - | 20.1
2017-04-07 05:00 | 4 | 7 | 5 |  | 29.02 | - | 29.02 | 2018-04-07 05:00 | 4 | 7 | 5 | W | 30.85 | - | 30.85 | 2019-04-07 05:00 | 4 | 7 | 5 | W | 20.75 | - | 20.75
2017-04-07 06:00 | 4 | 7 | 6 |  | 44.17 | - | 44.17 | 2018-04-07 06:00 | 4 | 7 | 6 | W | 37.27 | - | 37.27 | 2019-04-07 06:00 | 4 | 7 | 6 | W | 21.65 | - | 21.65
2017-04-07 07:00 | 4 | 7 | 7 |  | 44.24 | - | 44.24 | 2018-04-07 07:00 | 4 | 7 | 7 | W | 40.21 | - | 40.21 | 2019-04-07 07:00 | 4 | 7 | 7 | W | 22.3 | - | 22.3
2017-04-07 08:00 | 4 | 7 | 8 |  | 42.99 | 42.99 | - | 2018-04-07 08:00 | 4 | 7 | 8 | W | 43.1 | - | 43.1 | 2019-04-07 08:00 | 4 | 7 | 8 | W | 23.89 | - | 23.89
2017-04-07 09:00 | 4 | 7 | 9 |  | 43.32 | 43.32 | - | 2018-04-07 09:00 | 4 | 7 | 9 | W | 48.19 | - | 48.19 | 2019-04-07 09:00 | 4 | 7 | 9 | W | 25.68 | - | 25.68
2017-04-07 10:00 | 4 | 7 | 10 |  | 43.25 | 43.25 | - | 2018-04-07 10:00 | 4 | 7 | 10 | W | 49.12 | - | 49.12 | 2019-04-07 10:00 | 4 | 7 | 10 | W | 25.51 | - | 25.51
2017-04-07 11:00 | 4 | 7 | 11 |  | 42.8 | 42.8 | - | 2018-04-07 11:00 | 4 | 7 | 11 | W | 45.29 | - | 45.29 | 2019-04-07 11:00 | 4 | 7 | 11 | W | 25.78 | - | 25.78
2017-04-07 12:00 | 4 | 7 | 12 |  | 40.94 | 40.94 | - | 2018-04-07 12:00 | 4 | 7 | 12 | W | 43.17 | - | 43.17 | 2019-04-07 12:00 | 4 | 7 | 12 | W | 25.51 | - | 25.51
2017-04-07 13:00 | 4 | 7 | 13 |  | 40.14 | 40.14 | - | 2018-04-07 13:00 | 4 | 7 | 13 | W | 39.3 | - | 39.3 | 2019-04-07 13:00 | 4 | 7 | 13 | W | 25.4 | - | 25.4
2017-04-07 14:00 | 4 | 7 | 14 |  | 35.55 | 35.55 | - | 2018-04-07 14:00 | 4 | 7 | 14 | W | 37.8 | - | 37.8 | 2019-04-07 14:00 | 4 | 7 | 14 | W | 25.49 | - | 25.49
2017-04-07 15:00 | 4 | 7 | 15 |  | 32.85 | 32.85 | - | 2018-04-07 15:00 | 4 | 7 | 15 | W | 38.07 | - | 38.07 | 2019-04-07 15:00 | 4 | 7 | 15 | W | 24.76 | - | 24.76
2017-04-07 16:00 | 4 | 7 | 16 |  | 33.81 | 33.81 | - | 2018-04-07 16:00 | 4 | 7 | 16 | W | 36.87 | - | 36.87 | 2019-04-07 16:00 | 4 | 7 | 16 | W | 25.66 | - | 25.66
2017-04-07 17:00 | 4 | 7 | 17 |  | 33.2 | - | 33.2 | 2018-04-07 17:00 | 4 | 7 | 17 | W | 37 | - | 37 | 2019-04-07 17:00 | 4 | 7 | 17 | W | 26.71 | - | 26.71
2017-04-07 18:00 | 4 | 7 | 18 |  | 32.83 | - | 32.83 | 2018-04-07 18:00 | 4 | 7 | 18 | W | 39.72 | - | 39.72 | 2019-04-07 18:00 | 4 | 7 | 18 | W | 26.26 | - | 26.26
2017-04-07 19:00 | 4 | 7 | 19 |  | 40.14 | - | 40.14 | 2018-04-07 19:00 | 4 | 7 | 19 | W | 47.49 | - | 47.49 | 2019-04-07 19:00 | 4 | 7 | 19 | W | 31.48 | - | 31.48
2017-04-07 20:00 | 4 | 7 | 20 |  | 42.49 | - | 42.49 | 2018-04-07 20:00 | 4 | 7 | 20 | W | 50.22 | - | 50.22 | 2019-04-07 20:00 | 4 | 7 | 20 | W | 38.49 | - | 38.49
2017-04-07 21:00 | 4 | 7 | 21 |  | 39.14 | - | 39.14 | 2018-04-07 21:00 | 4 | 7 | 21 | W | 45.03 | - | 45.03 | 2019-04-07 21:00 | 4 | 7 | 21 | W | 30.27 | - | 30.27
2017-04-07 22:00 | 4 | 7 | 22 |  | 31.91 | - | 31.91 | 2018-04-07 22:00 | 4 | 7 | 22 | W | 40.43 | - | 40.43 | 2019-04-07 22:00 | 4 | 7 | 22 | W | 24.98 | - | 24.98
2017-04-07 23:00 | 4 | 7 | 23 |  | 29.24 | - | 29.24 | 2018-04-07 23:00 | 4 | 7 | 23 | W | 36.8 | - | 36.8 | 2019-04-07 23:00 | 4 | 7 | 23 | W | 23.4 | - | 23.4
2017-04-08 | 4 | 8 | 0 | W | 28.85 | - | 28.85 | 2018-04-08 | 4 | 8 | 0 | W | 40.47 | - | 40.47 | 2019-04-08 | 4 | 8 | 0 |  | 22.49 | - | 22.49
2017-04-08 01:00 | 4 | 8 | 1 | W | 27.65 | - | 27.65 | 2018-04-08 01:00 | 4 | 8 | 1 | W | 38.13 | - | 38.13 | 2019-04-08 01:00 | 4 | 8 | 1 |  | 21.28 | - | 21.28
2017-04-08 02:00 | 4 | 8 | 2 | W | 27.33 | - | 27.33 | 2018-04-08 02:00 | 4 | 8 | 2 | W | 37.01 | - | 37.01 | 2019-04-08 02:00 | 4 | 8 | 2 |  | 21.22 | - | 21.22
2017-04-08 03:00 | 4 | 8 | 3 | W | 27.47 | - | 27.47 | 2018-04-08 03:00 | 4 | 8 | 3 | W | 37.51 | - | 37.51 | 2019-04-08 03:00 | 4 | 8 | 3 |  | 21.06 | - | 21.06
2017-04-08 04:00 | 4 | 8 | 4 | W | 28.19 | - | 28.19 | 2018-04-08 04:00 | 4 | 8 | 4 | W | 39.89 | - | 39.89 | 2019-04-08 04:00 | 4 | 8 | 4 |  | 21.26 | - | 21.26
2017-04-08 05:00 | 4 | 8 | 5 | W | 30.04 | - | 30.04 | 2018-04-08 05:00 | 4 | 8 | 5 | W | 43.24 | - | 43.24 | 2019-04-08 05:00 | 4 | 8 | 5 |  | 24.32 | - | 24.32
2017-04-08 06:00 | 4 | 8 | 6 | W | 34.47 | - | 34.47 | 2018-04-08 06:00 | 4 | 8 | 6 | W | 45.47 | - | 45.47 | 2019-04-08 06:00 | 4 | 8 | 6 |  | 35.06 | - | 35.06
2017-04-08 07:00 | 4 | 8 | 7 | W | 38.19 | - | 38.19 | 2018-04-08 07:00 | 4 | 8 | 7 | W | 47.61 | - | 47.61 | 2019-04-08 07:00 | 4 | 8 | 7 |  | 35.9 | - | 35.9
2017-04-08 08:00 | 4 | 8 | 8 | W | 41.11 | - | 41.11 | 2018-04-08 08:00 | 4 | 8 | 8 | W | 51.24 | - | 51.24 | 2019-04-08 08:00 | 4 | 8 | 8 |  | 36.32 | 36.32 | -
2017-04-08 09:00 | 4 | 8 | 9 | W | 40.62 | - | 40.62 | 2018-04-08 09:00 | 4 | 8 | 9 | W | 49.08 | - | 49.08 | 2019-04-08 09:00 | 4 | 8 | 9 |  | 38.06 | 38.06 | -
2017-04-08 10:00 | 4 | 8 | 10 | W | 36.84 | - | 36.84 | 2018-04-08 10:00 | 4 | 8 | 10 | W | 44.67 | - | 44.67 | 2019-04-08 10:00 | 4 | 8 | 10 |  | 38.83 | 38.83 | -
2017-04-08 11:00 | 4 | 8 | 11 | W | 34.65 | - | 34.65 | 2018-04-08 11:00 | 4 | 8 | 11 | W | 39.8 | - | 39.8 | 2019-04-08 11:00 | 4 | 8 | 11 |  | 39.84 | 39.84 | -
2017-04-08 12:00 | 4 | 8 | 12 | W | 29.53 | - | 29.53 | 2018-04-08 12:00 | 4 | 8 | 12 | W | 37.5 | - | 37.5 | 2019-04-08 12:00 | 4 | 8 | 12 |  | 42.75 | 42.75 | -
2017-04-08 13:00 | 4 | 8 | 13 | W | 27.69 | - | 27.69 | 2018-04-08 13:00 | 4 | 8 | 13 | W | 34.75 | - | 34.75 | 2019-04-08 13:00 | 4 | 8 | 13 |  | 41.88 | 41.88 | -
2017-04-08 14:00 | 4 | 8 | 14 | W | 26.55 | - | 26.55 | 2018-04-08 14:00 | 4 | 8 | 14 | W | 33.2 | - | 33.2 | 2019-04-08 14:00 | 4 | 8 | 14 |  | 40.71 | 40.71 | -
2017-04-08 15:00 | 4 | 8 | 15 | W | 25.99 | - | 25.99 | 2018-04-08 15:00 | 4 | 8 | 15 | W | 32.23 | - | 32.23 | 2019-04-08 15:00 | 4 | 8 | 15 |  | 38.89 | 38.89 | -
2017-04-08 16:00 | 4 | 8 | 16 | W | 26.07 | - | 26.07 | 2018-04-08 16:00 | 4 | 8 | 16 | W | 32.78 | - | 32.78 | 2019-04-08 16:00 | 4 | 8 | 16 |  | 39.27 | 39.27 | -
2017-04-08 17:00 | 4 | 8 | 17 | W | 26.35 | - | 26.35 | 2018-04-08 17:00 | 4 | 8 | 17 | W | 34.1 | - | 34.1 | 2019-04-08 17:00 | 4 | 8 | 17 |  | 38.7 | - | 38.7
2017-04-08 18:00 | 4 | 8 | 18 | W | 27.16 | - | 27.16 | 2018-04-08 18:00 | 4 | 8 | 18 | W | 37.59 | - | 37.59 | 2019-04-08 18:00 | 4 | 8 | 18 |  | 39.33 | - | 39.33
2017-04-08 19:00 | 4 | 8 | 19 | W | 32.77 | - | 32.77 | 2018-04-08 19:00 | 4 | 8 | 19 | W | 47.3 | - | 47.3 | 2019-04-08 19:00 | 4 | 8 | 19 |  | 41.38 | - | 41.38
2017-04-08 20:00 | 4 | 8 | 20 | W | 37.45 | - | 37.45 | 2018-04-08 20:00 | 4 | 8 | 20 | W | 53.33 | - | 53.33 | 2019-04-08 20:00 | 4 | 8 | 20 |  | 40.98 | - | 40.98
2017-04-08 21:00 | 4 | 8 | 21 | W | 30.27 | - | 30.27 | 2018-04-08 21:00 | 4 | 8 | 21 | W | 46.5 | - | 46.5 | 2019-04-08 21:00 | 4 | 8 | 21 |  | 38.23 | - | 38.23
2017-04-08 22:00 | 4 | 8 | 22 | W | 27.04 | - | 27.04 | 2018-04-08 22:00 | 4 | 8 | 22 | W | 43.61 | - | 43.61 | 2019-04-08 22:00 | 4 | 8 | 22 |  | 28.36 | - | 28.36
2017-04-08 23:00 | 4 | 8 | 23 | W | 25.75 | - | 25.75 | 2018-04-08 23:00 | 4 | 8 | 23 | W | 37.09 | - | 37.09 | 2019-04-08 23:00 | 4 | 8 | 23 |  | 24.77 | - | 24.77
2017-04-09 | 4 | 9 | 0 | W | 23.82 | - | 23.82 | 2018-04-09 | 4 | 9 | 0 |  | 35.56 | - | 35.56 | 2019-04-09 | 4 | 9 | 0 |  | 22.62 | - | 22.62
2017-04-09 01:00 | 4 | 9 | 1 | W | 24.03 | - | 24.03 | 2018-04-09 01:00 | 4 | 9 | 1 |  | 35.09 | - | 35.09 | 2019-04-09 01:00 | 4 | 9 | 1 |  | 21.01 | - | 21.01
2017-04-09 02:00 | 4 | 9 | 2 | W | 23.82 | - | 23.82 | 2018-04-09 02:00 | 4 | 9 | 2 |  | 34.6 | - | 34.6 | 2019-04-09 02:00 | 4 | 9 | 2 |  | 19.96 | - | 19.96
2017-04-09 03:00 | 4 | 9 | 3 | W | 23.35 | - | 23.35 | 2018-04-09 03:00 | 4 | 9 | 3 |  | 35.9 | - | 35.9 | 2019-04-09 03:00 | 4 | 9 | 3 |  | 19.97 | - | 19.97
2017-04-09 04:00 | 4 | 9 | 4 | W | 23.76 | - | 23.76 | 2018-04-09 04:00 | 4 | 9 | 4 |  | 39.26 | - | 39.26 | 2019-04-09 04:00 | 4 | 9 | 4 |  | 20.46 | - | 20.46
2017-04-09 05:00 | 4 | 9 | 5 | W | 24.62 | - | 24.62 | 2018-04-09 05:00 | 4 | 9 | 5 |  | 48.5 | - | 48.5 | 2019-04-09 05:00 | 4 | 9 | 5 |  | 24.39 | - | 24.39
2017-04-09 06:00 | 4 | 9 | 6 | W | 25.46 | - | 25.46 | 2018-04-09 06:00 | 4 | 9 | 6 |  | 58.02 | - | 58.02 | 2019-04-09 06:00 | 4 | 9 | 6 |  | 33.16 | - | 33.16
2017-04-09 07:00 | 4 | 9 | 7 | W | 26.37 | - | 26.37 | 2018-04-09 07:00 | 4 | 9 | 7 |  | 68.39 | - | 68.39 | 2019-04-09 07:00 | 4 | 9 | 7 |  | 34.73 | - | 34.73
2017-04-09 08:00 | 4 | 9 | 8 | W | 27.13 | - | 27.13 | 2018-04-09 08:00 | 4 | 9 | 8 |  | 62.43 | 62.43 | - | 2019-04-09 08:00 | 4 | 9 | 8 |  | 31.13 | 31.13 | -
2017-04-09 09:00 | 4 | 9 | 9 | W | 28.47 | - | 28.47 | 2018-04-09 09:00 | 4 | 9 | 9 |  | 56.89 | 56.89 | - | 2019-04-09 09:00 | 4 | 9 | 9 |  | 31.16 | 31.16 | -
2017-04-09 10:00 | 4 | 9 | 10 | W | 26.59 | - | 26.59 | 2018-04-09 10:00 | 4 | 9 | 10 |  | 55.03 | 55.03 | - | 2019-04-09 10:00 | 4 | 9 | 10 |  | 32.64 | 32.64 | -
2017-04-09 11:00 | 4 | 9 | 11 | W | 27.35 | - | 27.35 | 2018-04-09 11:00 | 4 | 9 | 11 |  | 51.67 | 51.67 | - | 2019-04-09 11:00 | 4 | 9 | 11 |  | 32.03 | 32.03 | -
2017-04-09 12:00 | 4 | 9 | 12 | W | 26.37 | - | 26.37 | 2018-04-09 12:00 | 4 | 9 | 12 |  | 52.19 | 52.19 | - | 2019-04-09 12:00 | 4 | 9 | 12 |  | 32.96 | 32.96 | -
2017-04-09 13:00 | 4 | 9 | 13 | W | 25.47 | - | 25.47 | 2018-04-09 13:00 | 4 | 9 | 13 |  | 49.63 | 49.63 | - | 2019-04-09 13:00 | 4 | 9 | 13 |  | 33.4 | 33.4 | -
2017-04-09 14:00 | 4 | 9 | 14 | W | 25.44 | - | 25.44 | 2018-04-09 14:00 | 4 | 9 | 14 |  | 45.18 | 45.18 | - | 2019-04-09 14:00 | 4 | 9 | 14 |  | 32.88 | 32.88 | -
2017-04-09 15:00 | 4 | 9 | 15 | W | 25.64 | - | 25.64 | 2018-04-09 15:00 | 4 | 9 | 15 |  | 40.29 | 40.29 | - | 2019-04-09 15:00 | 4 | 9 | 15 |  | 34.33 | 34.33 | -
2017-04-09 16:00 | 4 | 9 | 16 | W | 25.99 | - | 25.99 | 2018-04-09 16:00 | 4 | 9 | 16 |  | 39.69 | 39.69 | - | 2019-04-09 16:00 | 4 | 9 | 16 |  | 32.32 | 32.32 | -
2017-04-09 17:00 | 4 | 9 | 17 | W | 26.49 | - | 26.49 | 2018-04-09 17:00 | 4 | 9 | 17 |  | 42.32 | - | 42.32 | 2019-04-09 17:00 | 4 | 9 | 17 |  | 32.12 | - | 32.12
2017-04-09 18:00 | 4 | 9 | 18 | W | 26.8 | - | 26.8 | 2018-04-09 18:00 | 4 | 9 | 18 |  | 42.86 | - | 42.86 | 2019-04-09 18:00 | 4 | 9 | 18 |  | 31.25 | - | 31.25
2017-04-09 19:00 | 4 | 9 | 19 | W | 35.39 | - | 35.39 | 2018-04-09 19:00 | 4 | 9 | 19 |  | 45.82 | - | 45.82 | 2019-04-09 19:00 | 4 | 9 | 19 |  | 33.01 | - | 33.01
2017-04-09 20:00 | 4 | 9 | 20 | W | 41.6 | - | 41.6 | 2018-04-09 20:00 | 4 | 9 | 20 |  | 52.79 | - | 52.79 | 2019-04-09 20:00 | 4 | 9 | 20 |  | 40.56 | - | 40.56
2017-04-09 21:00 | 4 | 9 | 21 | W | 31.3 | - | 31.3 | 2018-04-09 21:00 | 4 | 9 | 21 |  | 49.67 | - | 49.67 | 2019-04-09 21:00 | 4 | 9 | 21 |  | 35.99 | - | 35.99
2017-04-09 22:00 | 4 | 9 | 22 | W | 25.2 | - | 25.2 | 2018-04-09 22:00 | 4 | 9 | 22 |  | 42.21 | - | 42.21 | 2019-04-09 22:00 | 4 | 9 | 22 |  | 26.27 | - | 26.27
2017-04-09 23:00 | 4 | 9 | 23 | W | 23.71 | - | 23.71 | 2018-04-09 23:00 | 4 | 9 | 23 |  | 38.69 | - | 38.69 | 2019-04-09 23:00 | 4 | 9 | 23 |  | 23.6 | - | 23.6
2017-04-10 | 4 | 10 | 0 |  | 20.92 | - | 20.92 | 2018-04-10 | 4 | 10 | 0 |  | 31.75 | - | 31.75 | 2019-04-10 | 4 | 10 | 0 |  | 22.03 | - | 22.03
2017-04-10 01:00 | 4 | 10 | 1 |  | 20.98 | - | 20.98 | 2018-04-10 01:00 | 4 | 10 | 1 |  | 30.32 | - | 30.32 | 2019-04-10 01:00 | 4 | 10 | 1 |  | 21.16 | - | 21.16
2017-04-10 02:00 | 4 | 10 | 2 |  | 20.97 | - | 20.97 | 2018-04-10 02:00 | 4 | 10 | 2 |  | 29.65 | - | 29.65 | 2019-04-10 02:00 | 4 | 10 | 2 |  | 20.5 | - | 20.5
2017-04-10 03:00 | 4 | 10 | 3 |  | 21 | - | 21 | 2018-04-10 03:00 | 4 | 10 | 3 |  | 29.84 | - | 29.84 | 2019-04-10 03:00 | 4 | 10 | 3 |  | 20.35 | - | 20.35
2017-04-10 04:00 | 4 | 10 | 4 |  | 21.64 | - | 21.64 | 2018-04-10 04:00 | 4 | 10 | 4 |  | 32.01 | - | 32.01 | 2019-04-10 04:00 | 4 | 10 | 4 |  | 21.16 | - | 21.16
2017-04-10 05:00 | 4 | 10 | 5 |  | 24.02 | - | 24.02 | 2018-04-10 05:00 | 4 | 10 | 5 |  | 35.92 | - | 35.92 | 2019-04-10 05:00 | 4 | 10 | 5 |  | 24.06 | - | 24.06
2017-04-10 06:00 | 4 | 10 | 6 |  | 35.77 | - | 35.77 | 2018-04-10 06:00 | 4 | 10 | 6 |  | 48.37 | - | 48.37 | 2019-04-10 06:00 | 4 | 10 | 6 |  | 38.97 | - | 38.97
2017-04-10 07:00 | 4 | 10 | 7 |  | 36.3 | - | 36.3 | 2018-04-10 07:00 | 4 | 10 | 7 |  | 49.66 | - | 49.66 | 2019-04-10 07:00 | 4 | 10 | 7 |  | 36.06 | - | 36.06
2017-04-10 08:00 | 4 | 10 | 8 |  | 36.88 | 36.88 | - | 2018-04-10 08:00 | 4 | 10 | 8 |  | 46.76 | 46.76 | - | 2019-04-10 08:00 | 4 | 10 | 8 |  | 31.54 | 31.54 | -
2017-04-10 09:00 | 4 | 10 | 9 |  | 37 | 37 | - | 2018-04-10 09:00 | 4 | 10 | 9 |  | 41.83 | 41.83 | - | 2019-04-10 09:00 | 4 | 10 | 9 |  | 30.19 | 30.19 | -
2017-04-10 10:00 | 4 | 10 | 10 |  | 38.19 | 38.19 | - | 2018-04-10 10:00 | 4 | 10 | 10 |  | 40.92 | 40.92 | - | 2019-04-10 10:00 | 4 | 10 | 10 |  | 29.65 | 29.65 | -
2017-04-10 11:00 | 4 | 10 | 11 |  | 40.84 | 40.84 | - | 2018-04-10 11:00 | 4 | 10 | 11 |  | 39.08 | 39.08 | - | 2019-04-10 11:00 | 4 | 10 | 11 |  | 29.67 | 29.67 | -
2017-04-10 12:00 | 4 | 10 | 12 |  | 40.82 | 40.82 | - | 2018-04-10 12:00 | 4 | 10 | 12 |  | 36.99 | 36.99 | - | 2019-04-10 12:00 | 4 | 10 | 12 |  | 29.13 | 29.13 | -
2017-04-10 13:00 | 4 | 10 | 13 |  | 42.5 | 42.5 | - | 2018-04-10 13:00 | 4 | 10 | 13 |  | 35.51 | 35.51 | - | 2019-04-10 13:00 | 4 | 10 | 13 |  | 29.26 | 29.26 | -
2017-04-10 14:00 | 4 | 10 | 14 |  | 39.85 | 39.85 | - | 2018-04-10 14:00 | 4 | 10 | 14 |  | 33.16 | 33.16 | - | 2019-04-10 14:00 | 4 | 10 | 14 |  | 27.9 | 27.9 | -
2017-04-10 15:00 | 4 | 10 | 15 |  | 37.4 | 37.4 | - | 2018-04-10 15:00 | 4 | 10 | 15 |  | 31.77 | 31.77 | - | 2019-04-10 15:00 | 4 | 10 | 15 |  | 27.63 | 27.63 | -
2017-04-10 16:00 | 4 | 10 | 16 |  | 37.08 | 37.08 | - | 2018-04-10 16:00 | 4 | 10 | 16 |  | 32 | 32 | - | 2019-04-10 16:00 | 4 | 10 | 16 |  | 27.11 | 27.11 | -
2017-04-10 17:00 | 4 | 10 | 17 |  | 36.57 | - | 36.57 | 2018-04-10 17:00 | 4 | 10 | 17 |  | 32.03 | - | 32.03 | 2019-04-10 17:00 | 4 | 10 | 17 |  | 27.96 | - | 27.96
2017-04-10 18:00 | 4 | 10 | 18 |  | 37.53 | - | 37.53 | 2018-04-10 18:00 | 4 | 10 | 18 |  | 33.06 | - | 33.06 | 2019-04-10 18:00 | 4 | 10 | 18 |  | 27.32 | - | 27.32
2017-04-10 19:00 | 4 | 10 | 19 |  | 39.29 | - | 39.29 | 2018-04-10 19:00 | 4 | 10 | 19 |  | 40.52 | - | 40.52 | 2019-04-10 19:00 | 4 | 10 | 19 |  | 30.62 | - | 30.62
2017-04-10 20:00 | 4 | 10 | 20 |  | 46.05 | - | 46.05 | 2018-04-10 20:00 | 4 | 10 | 20 |  | 46.84 | - | 46.84 | 2019-04-10 20:00 | 4 | 10 | 20 |  | 35.72 | - | 35.72
2017-04-10 21:00 | 4 | 10 | 21 |  | 36.49 | - | 36.49 | 2018-04-10 21:00 | 4 | 10 | 21 |  | 39.86 | - | 39.86 | 2019-04-10 21:00 | 4 | 10 | 21 |  | 30.31 | - | 30.31
2017-04-10 22:00 | 4 | 10 | 22 |  | 28.68 | - | 28.68 | 2018-04-10 22:00 | 4 | 10 | 22 |  | 33.84 | - | 33.84 | 2019-04-10 22:00 | 4 | 10 | 22 |  | 24.86 | - | 24.86
2017-04-10 23:00 | 4 | 10 | 23 |  | 24.87 | - | 24.87 | 2018-04-10 23:00 | 4 | 10 | 23 |  | 30.7 | - | 30.7 | 2019-04-10 23:00 | 4 | 10 | 23 |  | 22.03 | - | 22.03
2017-04-11 | 4 | 11 | 0 |  | 20.17 | - | 20.17 | 2018-04-11 | 4 | 11 | 0 |  | 33.07 | - | 33.07 | 2019-04-11 | 4 | 11 | 0 |  | 20.37 | - | 20.37
2017-04-11 01:00 | 4 | 11 | 1 |  | 19.9 | - | 19.9 | 2018-04-11 01:00 | 4 | 11 | 1 |  | 31.87 | - | 31.87 | 2019-04-11 01:00 | 4 | 11 | 1 |  | 20.15 | - | 20.15
2017-04-11 02:00 | 4 | 11 | 2 |  | 19.71 | - | 19.71 | 2018-04-11 02:00 | 4 | 11 | 2 |  | 31.44 | - | 31.44 | 2019-04-11 02:00 | 4 | 11 | 2 |  | 20.15 | - | 20.15
2017-04-11 03:00 | 4 | 11 | 3 |  | 19.4 | - | 19.4 | 2018-04-11 03:00 | 4 | 11 | 3 |  | 32.13 | - | 32.13 | 2019-04-11 03:00 | 4 | 11 | 3 |  | 20.23 | - | 20.23
2017-04-11 04:00 | 4 | 11 | 4 |  | 19.87 | - | 19.87 | 2018-04-11 04:00 | 4 | 11 | 4 |  | 33.03 | - | 33.03 | 2019-04-11 04:00 | 4 | 11 | 4 |  | 21.01 | - | 21.01
2017-04-11 05:00 | 4 | 11 | 5 |  | 21.94 | - | 21.94 | 2018-04-11 05:00 | 4 | 11 | 5 |  | 39.3 | - | 39.3 | 2019-04-11 05:00 | 4 | 11 | 5 |  | 23.38 | - | 23.38
2017-04-11 06:00 | 4 | 11 | 6 |  | 30.21 | - | 30.21 | 2018-04-11 06:00 | 4 | 11 | 6 |  | 51.04 | - | 51.04 | 2019-04-11 06:00 | 4 | 11 | 6 |  | 33.74 | - | 33.74
2017-04-11 07:00 | 4 | 11 | 7 |  | 30.68 | - | 30.68 | 2018-04-11 07:00 | 4 | 11 | 7 |  | 55.99 | - | 55.99 | 2019-04-11 07:00 | 4 | 11 | 7 |  | 32.54 | - | 32.54
2017-04-11 08:00 | 4 | 11 | 8 |  | 31.07 | 31.07 | - | 2018-04-11 08:00 | 4 | 11 | 8 |  | 47.26 | 47.26 | - | 2019-04-11 08:00 | 4 | 11 | 8 |  | 28.71 | 28.71 | -
2017-04-11 09:00 | 4 | 11 | 9 |  | 31.7 | 31.7 | - | 2018-04-11 09:00 | 4 | 11 | 9 |  | 44.04 | 44.04 | - | 2019-04-11 09:00 | 4 | 11 | 9 |  | 28.5 | 28.5 | -
2017-04-11 10:00 | 4 | 11 | 10 |  | 33.45 | 33.45 | - | 2018-04-11 10:00 | 4 | 11 | 10 |  | 42.67 | 42.67 | - | 2019-04-11 10:00 | 4 | 11 | 10 |  | 28.39 | 28.39 | -
2017-04-11 11:00 | 4 | 11 | 11 |  | 34.89 | 34.89 | - | 2018-04-11 11:00 | 4 | 11 | 11 |  | 39.71 | 39.71 | - | 2019-04-11 11:00 | 4 | 11 | 11 |  | 27.7 | 27.7 | -
2017-04-11 12:00 | 4 | 11 | 12 |  | 36.39 | 36.39 | - | 2018-04-11 12:00 | 4 | 11 | 12 |  | 38.65 | 38.65 | - | 2019-04-11 12:00 | 4 | 11 | 12 |  | 28.46 | 28.46 | -
2017-04-11 13:00 | 4 | 11 | 13 |  | 40.37 | 40.37 | - | 2018-04-11 13:00 | 4 | 11 | 13 |  | 35.6 | 35.6 | - | 2019-04-11 13:00 | 4 | 11 | 13 |  | 28.67 | 28.67 | -
2017-04-11 14:00 | 4 | 11 | 14 |  | 38.13 | 38.13 | - | 2018-04-11 14:00 | 4 | 11 | 14 |  | 32.5 | 32.5 | - | 2019-04-11 14:00 | 4 | 11 | 14 |  | 29.67 | 29.67 | -
2017-04-11 15:00 | 4 | 11 | 15 |  | 36.55 | 36.55 | - | 2018-04-11 15:00 | 4 | 11 | 15 |  | 31.81 | 31.81 | - | 2019-04-11 15:00 | 4 | 11 | 15 |  | 29.05 | 29.05 | -
2017-04-11 16:00 | 4 | 11 | 16 |  | 37.32 | 37.32 | - | 2018-04-11 16:00 | 4 | 11 | 16 |  | 31.1 | 31.1 | - | 2019-04-11 16:00 | 4 | 11 | 16 |  | 27.94 | 27.94 | -
2017-04-11 17:00 | 4 | 11 | 17 |  | 35.16 | - | 35.16 | 2018-04-11 17:00 | 4 | 11 | 17 |  | 31.55 | - | 31.55 | 2019-04-11 17:00 | 4 | 11 | 17 |  | 28.06 | - | 28.06
2017-04-11 18:00 | 4 | 11 | 18 |  | 34.16 | - | 34.16 | 2018-04-11 18:00 | 4 | 11 | 18 |  | 32.04 | - | 32.04 | 2019-04-11 18:00 | 4 | 11 | 18 |  | 28.28 | - | 28.28
2017-04-11 19:00 | 4 | 11 | 19 |  | 35.64 | - | 35.64 | 2018-04-11 19:00 | 4 | 11 | 19 |  | 37.86 | - | 37.86 | 2019-04-11 19:00 | 4 | 11 | 19 |  | 29.24 | - | 29.24
2017-04-11 20:00 | 4 | 11 | 20 |  | 42.8 | - | 42.8 | 2018-04-11 20:00 | 4 | 11 | 20 |  | 44.59 | - | 44.59 | 2019-04-11 20:00 | 4 | 11 | 20 |  | 32.51 | - | 32.51
2017-04-11 21:00 | 4 | 11 | 21 |  | 33.25 | - | 33.25 | 2018-04-11 21:00 | 4 | 11 | 21 |  | 38.29 | - | 38.29 | 2019-04-11 21:00 | 4 | 11 | 21 |  | 30.53 | - | 30.53
2017-04-11 22:00 | 4 | 11 | 22 |  | 25.94 | - | 25.94 | 2018-04-11 22:00 | 4 | 11 | 22 |  | 30.86 | - | 30.86 | 2019-04-11 22:00 | 4 | 11 | 22 |  | 23.21 | - | 23.21
2017-04-11 23:00 | 4 | 11 | 23 |  | 22.72 | - | 22.72 | 2018-04-11 23:00 | 4 | 11 | 23 |  | 26.54 | - | 26.54 | 2019-04-11 23:00 | 4 | 11 | 23 |  | 20.3 | - | 20.3
2017-04-12 | 4 | 12 | 0 |  | 21.08 | - | 21.08 | 2018-04-12 | 4 | 12 | 0 |  | 25.57 | - | 25.57 | 2019-04-12 | 4 | 12 | 0 |  | 20.55 | - | 20.55
2017-04-12 01:00 | 4 | 12 | 1 |  | 20.95 | - | 20.95 | 2018-04-12 01:00 | 4 | 12 | 1 |  | 24.08 | - | 24.08 | 2019-04-12 01:00 | 4 | 12 | 1 |  | 20.44 | - | 20.44
2017-04-12 02:00 | 4 | 12 | 2 |  | 21.04 | - | 21.04 | 2018-04-12 02:00 | 4 | 12 | 2 |  | 23.3 | - | 23.3 | 2019-04-12 02:00 | 4 | 12 | 2 |  | 20.16 | - | 20.16
2017-04-12 03:00 | 4 | 12 | 3 |  | 21.03 | - | 21.03 | 2018-04-12 03:00 | 4 | 12 | 3 |  | 23.52 | - | 23.52 | 2019-04-12 03:00 | 4 | 12 | 3 |  | 20.25 | - | 20.25
2017-04-12 04:00 | 4 | 12 | 4 |  | 21.78 | - | 21.78 | 2018-04-12 04:00 | 4 | 12 | 4 |  | 24.66 | - | 24.66 | 2019-04-12 04:00 | 4 | 12 | 4 |  | 21.77 | - | 21.77
2017-04-12 05:00 | 4 | 12 | 5 |  | 23.54 | - | 23.54 | 2018-04-12 05:00 | 4 | 12 | 5 |  | 26.95 | - | 26.95 | 2019-04-12 05:00 | 4 | 12 | 5 |  | 26.13 | - | 26.13
2017-04-12 06:00 | 4 | 12 | 6 |  | 34.26 | - | 34.26 | 2018-04-12 06:00 | 4 | 12 | 6 |  | 38.49 | - | 38.49 | 2019-04-12 06:00 | 4 | 12 | 6 |  | 35.5 | - | 35.5
2017-04-12 07:00 | 4 | 12 | 7 |  | 34.59 | - | 34.59 | 2018-04-12 07:00 | 4 | 12 | 7 |  | 38.12 | - | 38.12 | 2019-04-12 07:00 | 4 | 12 | 7 |  | 34.15 | - | 34.15
2017-04-12 08:00 | 4 | 12 | 8 |  | 33.7 | 33.7 | - | 2018-04-12 08:00 | 4 | 12 | 8 |  | 36.11 | 36.11 | - | 2019-04-12 08:00 | 4 | 12 | 8 |  | 31.76 | 31.76 | -
2017-04-12 09:00 | 4 | 12 | 9 |  | 33.77 | 33.77 | - | 2018-04-12 09:00 | 4 | 12 | 9 |  | 32.94 | 32.94 | - | 2019-04-12 09:00 | 4 | 12 | 9 |  | 31.03 | 31.03 | -
2017-04-12 10:00 | 4 | 12 | 10 |  | 34.21 | 34.21 | - | 2018-04-12 10:00 | 4 | 12 | 10 |  | 32.2 | 32.2 | - | 2019-04-12 10:00 | 4 | 12 | 10 |  | 32.33 | 32.33 | -
2017-04-12 11:00 | 4 | 12 | 11 |  | 33.97 | 33.97 | - | 2018-04-12 11:00 | 4 | 12 | 11 |  | 30.36 | 30.36 | - | 2019-04-12 11:00 | 4 | 12 | 11 |  | 32.12 | 32.12 | -
2017-04-12 12:00 | 4 | 12 | 12 |  | 34 | 34 | - | 2018-04-12 12:00 | 4 | 12 | 12 |  | 30.04 | 30.04 | - | 2019-04-12 12:00 | 4 | 12 | 12 |  | 31.43 | 31.43 | -
2017-04-12 13:00 | 4 | 12 | 13 |  | 34.86 | 34.86 | - | 2018-04-12 13:00 | 4 | 12 | 13 |  | 28.82 | 28.82 | - | 2019-04-12 13:00 | 4 | 12 | 13 |  | 32.94 | 32.94 | -
2017-04-12 14:00 | 4 | 12 | 14 |  | 34.49 | 34.49 | - | 2018-04-12 14:00 | 4 | 12 | 14 |  | 27.38 | 27.38 | - | 2019-04-12 14:00 | 4 | 12 | 14 |  | 31.56 | 31.56 | -
2017-04-12 15:00 | 4 | 12 | 15 |  | 33.95 | 33.95 | - | 2018-04-12 15:00 | 4 | 12 | 15 |  | 27.16 | 27.16 | - | 2019-04-12 15:00 | 4 | 12 | 15 |  | 32 | 32 | -
2017-04-12 16:00 | 4 | 12 | 16 |  | 34.56 | 34.56 | - | 2018-04-12 16:00 | 4 | 12 | 16 |  | 27.38 | 27.38 | - | 2019-04-12 16:00 | 4 | 12 | 16 |  | 30.32 | 30.32 | -
2017-04-12 17:00 | 4 | 12 | 17 |  | 33.56 | - | 33.56 | 2018-04-12 17:00 | 4 | 12 | 17 |  | 27.3 | - | 27.3 | 2019-04-12 17:00 | 4 | 12 | 17 |  | 29.88 | - | 29.88
2017-04-12 18:00 | 4 | 12 | 18 |  | 31.58 | - | 31.58 | 2018-04-12 18:00 | 4 | 12 | 18 |  | 27.23 | - | 27.23 | 2019-04-12 18:00 | 4 | 12 | 18 |  | 27.63 | - | 27.63
2017-04-12 19:00 | 4 | 12 | 19 |  | 34.74 | - | 34.74 | 2018-04-12 19:00 | 4 | 12 | 19 |  | 31.9 | - | 31.9 | 2019-04-12 19:00 | 4 | 12 | 19 |  | 29.3 | - | 29.3
2017-04-12 20:00 | 4 | 12 | 20 |  | 41.08 | - | 41.08 | 2018-04-12 20:00 | 4 | 12 | 20 |  | 35.49 | - | 35.49 | 2019-04-12 20:00 | 4 | 12 | 20 |  | 32.17 | - | 32.17
2017-04-12 21:00 | 4 | 12 | 21 |  | 34.86 | - | 34.86 | 2018-04-12 21:00 | 4 | 12 | 21 |  | 31.27 | - | 31.27 | 2019-04-12 21:00 | 4 | 12 | 21 |  | 29.34 | - | 29.34
2017-04-12 22:00 | 4 | 12 | 22 |  | 26.3 | - | 26.3 | 2018-04-12 22:00 | 4 | 12 | 22 |  | 25.95 | - | 25.95 | 2019-04-12 22:00 | 4 | 12 | 22 |  | 24.21 | - | 24.21
2017-04-12 23:00 | 4 | 12 | 23 |  | 22.7 | - | 22.7 | 2018-04-12 23:00 | 4 | 12 | 23 |  | 22.65 | - | 22.65 | 2019-04-12 23:00 | 4 | 12 | 23 |  | 21.73 | - | 21.73
2017-04-13 | 4 | 13 | 0 |  | 20.82 | - | 20.82 | 2018-04-13 | 4 | 13 | 0 |  | 22.33 | - | 22.33 | 2019-04-13 | 4 | 13 | 0 | W | 21.85 | - | 21.85
2017-04-13 01:00 | 4 | 13 | 1 |  | 20.31 | - | 20.31 | 2018-04-13 01:00 | 4 | 13 | 1 |  | 21.75 | - | 21.75 | 2019-04-13 01:00 | 4 | 13 | 1 | W | 21.54 | - | 21.54
2017-04-13 02:00 | 4 | 13 | 2 |  | 19.85 | - | 19.85 | 2018-04-13 02:00 | 4 | 13 | 2 |  | 20.63 | - | 20.63 | 2019-04-13 02:00 | 4 | 13 | 2 | W | 20.47 | - | 20.47
2017-04-13 03:00 | 4 | 13 | 3 |  | 19.79 | - | 19.79 | 2018-04-13 03:00 | 4 | 13 | 3 |  | 20.33 | - | 20.33 | 2019-04-13 03:00 | 4 | 13 | 3 | W | 21.17 | - | 21.17
2017-04-13 04:00 | 4 | 13 | 4 |  | 20.41 | - | 20.41 | 2018-04-13 04:00 | 4 | 13 | 4 |  | 21.92 | - | 21.92 | 2019-04-13 04:00 | 4 | 13 | 4 | W | 21.99 | - | 21.99
2017-04-13 05:00 | 4 | 13 | 5 |  | 22 | - | 22 | 2018-04-13 05:00 | 4 | 13 | 5 |  | 25.41 | - | 25.41 | 2019-04-13 05:00 | 4 | 13 | 5 | W | 23.67 | - | 23.67
2017-04-13 06:00 | 4 | 13 | 6 |  | 31.01 | - | 31.01 | 2018-04-13 06:00 | 4 | 13 | 6 |  | 35.71 | - | 35.71 | 2019-04-13 06:00 | 4 | 13 | 6 | W | 32.64 | - | 32.64
2017-04-13 07:00 | 4 | 13 | 7 |  | 31.32 | - | 31.32 | 2018-04-13 07:00 | 4 | 13 | 7 |  | 35.91 | - | 35.91 | 2019-04-13 07:00 | 4 | 13 | 7 | W | 33.57 | - | 33.57
2017-04-13 08:00 | 4 | 13 | 8 |  | 32.12 | 32.12 | - | 2018-04-13 08:00 | 4 | 13 | 8 |  | 37.5 | 37.5 | - | 2019-04-13 08:00 | 4 | 13 | 8 | W | 32.31 | - | 32.31
2017-04-13 09:00 | 4 | 13 | 9 |  | 32.09 | 32.09 | - | 2018-04-13 09:00 | 4 | 13 | 9 |  | 35.82 | 35.82 | - | 2019-04-13 09:00 | 4 | 13 | 9 | W | 33.5 | - | 33.5
2017-04-13 10:00 | 4 | 13 | 10 |  | 32.36 | 32.36 | - | 2018-04-13 10:00 | 4 | 13 | 10 |  | 36.15 | 36.15 | - | 2019-04-13 10:00 | 4 | 13 | 10 | W | 34.51 | - | 34.51
2017-04-13 11:00 | 4 | 13 | 11 |  | 32.86 | 32.86 | - | 2018-04-13 11:00 | 4 | 13 | 11 |  | 34.41 | 34.41 | - | 2019-04-13 11:00 | 4 | 13 | 11 | W | 34.62 | - | 34.62
2017-04-13 12:00 | 4 | 13 | 12 |  | 31.93 | 31.93 | - | 2018-04-13 12:00 | 4 | 13 | 12 |  | 35.51 | 35.51 | - | 2019-04-13 12:00 | 4 | 13 | 12 | W | 33.46 | - | 33.46
2017-04-13 13:00 | 4 | 13 | 13 |  | 32.3 | 32.3 | - | 2018-04-13 13:00 | 4 | 13 | 13 |  | 35.29 | 35.29 | - | 2019-04-13 13:00 | 4 | 13 | 13 | W | 32.29 | - | 32.29
2017-04-13 14:00 | 4 | 13 | 14 |  | 31.05 | 31.05 | - | 2018-04-13 14:00 | 4 | 13 | 14 |  | 36.29 | 36.29 | - | 2019-04-13 14:00 | 4 | 13 | 14 | W | 33.11 | - | 33.11
2017-04-13 15:00 | 4 | 13 | 15 |  | 29.74 | 29.74 | - | 2018-04-13 15:00 | 4 | 13 | 15 |  | 35.1 | 35.1 | - | 2019-04-13 15:00 | 4 | 13 | 15 | W | 34.74 | - | 34.74
2017-04-13 16:00 | 4 | 13 | 16 |  | 29.92 | 29.92 | - | 2018-04-13 16:00 | 4 | 13 | 16 |  | 33.86 | 33.86 | - | 2019-04-13 16:00 | 4 | 13 | 16 | W | 34.08 | - | 34.08
2017-04-13 17:00 | 4 | 13 | 17 |  | 29.06 | - | 29.06 | 2018-04-13 17:00 | 4 | 13 | 17 |  | 33.48 | - | 33.48 | 2019-04-13 17:00 | 4 | 13 | 17 | W | 32.7 | - | 32.7
2017-04-13 18:00 | 4 | 13 | 18 |  | 27.15 | - | 27.15 | 2018-04-13 18:00 | 4 | 13 | 18 |  | 33.11 | - | 33.11 | 2019-04-13 18:00 | 4 | 13 | 18 | W | 31.94 | - | 31.94
2017-04-13 19:00 | 4 | 13 | 19 |  | 27.82 | - | 27.82 | 2018-04-13 19:00 | 4 | 13 | 19 |  | 37.76 | - | 37.76 | 2019-04-13 19:00 | 4 | 13 | 19 | W | 33.19 | - | 33.19
2017-04-13 20:00 | 4 | 13 | 20 |  | 36.2 | - | 36.2 | 2018-04-13 20:00 | 4 | 13 | 20 |  | 41.15 | - | 41.15 | 2019-04-13 20:00 | 4 | 13 | 20 | W | 36.68 | - | 36.68
2017-04-13 21:00 | 4 | 13 | 21 |  | 31.38 | - | 31.38 | 2018-04-13 21:00 | 4 | 13 | 21 |  | 32.95 | - | 32.95 | 2019-04-13 21:00 | 4 | 13 | 21 | W | 31.15 | - | 31.15
2017-04-13 22:00 | 4 | 13 | 22 |  | 24.26 | - | 24.26 | 2018-04-13 22:00 | 4 | 13 | 22 |  | 27.05 | - | 27.05 | 2019-04-13 22:00 | 4 | 13 | 22 | W | 25.3 | - | 25.3
2017-04-13 23:00 | 4 | 13 | 23 |  | 22.03 | - | 22.03 | 2018-04-13 23:00 | 4 | 13 | 23 |  | 23.92 | - | 23.92 | 2019-04-13 23:00 | 4 | 13 | 23 | W | 22.95 | - | 22.95
2017-04-14 | 4 | 14 | 0 |  | 20.25 | - | 20.25 | 2018-04-14 | 4 | 14 | 0 | W | 28.58 | - | 28.58 | 2019-04-14 | 4 | 14 | 0 | W | 21.39 | - | 21.39
2017-04-14 01:00 | 4 | 14 | 1 |  | 20.01 | - | 20.01 | 2018-04-14 01:00 | 4 | 14 | 1 | W | 26.13 | - | 26.13 | 2019-04-14 01:00 | 4 | 14 | 1 | W | 21.22 | - | 21.22
2017-04-14 02:00 | 4 | 14 | 2 |  | 19.78 | - | 19.78 | 2018-04-14 02:00 | 4 | 14 | 2 | W | 23.91 | - | 23.91 | 2019-04-14 02:00 | 4 | 14 | 2 | W | 21.16 | - | 21.16
2017-04-14 03:00 | 4 | 14 | 3 |  | 19.72 | - | 19.72 | 2018-04-14 03:00 | 4 | 14 | 3 | W | 22.75 | - | 22.75 | 2019-04-14 03:00 | 4 | 14 | 3 | W | 20.93 | - | 20.93
2017-04-14 04:00 | 4 | 14 | 4 |  | 20.01 | - | 20.01 | 2018-04-14 04:00 | 4 | 14 | 4 | W | 23.09 | - | 23.09 | 2019-04-14 04:00 | 4 | 14 | 4 | W | 21.07 | - | 21.07
2017-04-14 05:00 | 4 | 14 | 5 |  | 21.36 | - | 21.36 | 2018-04-14 05:00 | 4 | 14 | 5 | W | 24.95 | - | 24.95 | 2019-04-14 05:00 | 4 | 14 | 5 | W | 21.43 | - | 21.43
2017-04-14 06:00 | 4 | 14 | 6 |  | 25.49 | - | 25.49 | 2018-04-14 06:00 | 4 | 14 | 6 | W | 26.45 | - | 26.45 | 2019-04-14 06:00 | 4 | 14 | 6 | W | 24.46 | - | 24.46
2017-04-14 07:00 | 4 | 14 | 7 |  | 26.73 | - | 26.73 | 2018-04-14 07:00 | 4 | 14 | 7 | W | 27.84 | - | 27.84 | 2019-04-14 07:00 | 4 | 14 | 7 | W | 27.14 | - | 27.14
2017-04-14 08:00 | 4 | 14 | 8 |  | 27.6 | 27.6 | - | 2018-04-14 08:00 | 4 | 14 | 8 | W | 31.75 | - | 31.75 | 2019-04-14 08:00 | 4 | 14 | 8 | W | 27.96 | - | 27.96
2017-04-14 09:00 | 4 | 14 | 9 |  | 28.7 | 28.7 | - | 2018-04-14 09:00 | 4 | 14 | 9 | W | 34.23 | - | 34.23 | 2019-04-14 09:00 | 4 | 14 | 9 | W | 29.91 | - | 29.91
2017-04-14 10:00 | 4 | 14 | 10 |  | 28.78 | 28.78 | - | 2018-04-14 10:00 | 4 | 14 | 10 | W | 37.07 | - | 37.07 | 2019-04-14 10:00 | 4 | 14 | 10 | W | 30.69 | - | 30.69
2017-04-14 11:00 | 4 | 14 | 11 |  | 28.82 | 28.82 | - | 2018-04-14 11:00 | 4 | 14 | 11 | W | 38.47 | - | 38.47 | 2019-04-14 11:00 | 4 | 14 | 11 | W | 32.04 | - | 32.04
2017-04-14 12:00 | 4 | 14 | 12 |  | 28.57 | 28.57 | - | 2018-04-14 12:00 | 4 | 14 | 12 | W | 43.71 | - | 43.71 | 2019-04-14 12:00 | 4 | 14 | 12 | W | 31.14 | - | 31.14
2017-04-14 13:00 | 4 | 14 | 13 |  | 28.9 | 28.9 | - | 2018-04-14 13:00 | 4 | 14 | 13 | W | 41.6 | - | 41.6 | 2019-04-14 13:00 | 4 | 14 | 13 | W | 30.47 | - | 30.47
2017-04-14 14:00 | 4 | 14 | 14 |  | 27.79 | 27.79 | - | 2018-04-14 14:00 | 4 | 14 | 14 | W | 37.83 | - | 37.83 | 2019-04-14 14:00 | 4 | 14 | 14 | W | 30.57 | - | 30.57
2017-04-14 15:00 | 4 | 14 | 15 |  | 26.85 | 26.85 | - | 2018-04-14 15:00 | 4 | 14 | 15 | W | 40.64 | - | 40.64 | 2019-04-14 15:00 | 4 | 14 | 15 | W | 31.05 | - | 31.05
2017-04-14 16:00 | 4 | 14 | 16 |  | 26.74 | 26.74 | - | 2018-04-14 16:00 | 4 | 14 | 16 | W | 40.23 | - | 40.23 | 2019-04-14 16:00 | 4 | 14 | 16 | W | 32.55 | - | 32.55
2017-04-14 17:00 | 4 | 14 | 17 |  | 26.66 | - | 26.66 | 2018-04-14 17:00 | 4 | 14 | 17 | W | 40.32 | - | 40.32 | 2019-04-14 17:00 | 4 | 14 | 17 | W | 33.1 | - | 33.1
2017-04-14 18:00 | 4 | 14 | 18 |  | 25.32 | - | 25.32 | 2018-04-14 18:00 | 4 | 14 | 18 | W | 43.59 | - | 43.59 | 2019-04-14 18:00 | 4 | 14 | 18 | W | 32.61 | - | 32.61
2017-04-14 19:00 | 4 | 14 | 19 |  | 26.7 | - | 26.7 | 2018-04-14 19:00 | 4 | 14 | 19 | W | 43.56 | - | 43.56 | 2019-04-14 19:00 | 4 | 14 | 19 | W | 35.09 | - | 35.09
2017-04-14 20:00 | 4 | 14 | 20 |  | 30.16 | - | 30.16 | 2018-04-14 20:00 | 4 | 14 | 20 | W | 50.31 | - | 50.31 | 2019-04-14 20:00 | 4 | 14 | 20 | W | 39.39 | - | 39.39
2017-04-14 21:00 | 4 | 14 | 21 |  | 27.86 | - | 27.86 | 2018-04-14 21:00 | 4 | 14 | 21 | W | 43.29 | - | 43.29 | 2019-04-14 21:00 | 4 | 14 | 21 | W | 32.8 | - | 32.8
2017-04-14 22:00 | 4 | 14 | 22 |  | 23.7 | - | 23.7 | 2018-04-14 22:00 | 4 | 14 | 22 | W | 35.34 | - | 35.34 | 2019-04-14 22:00 | 4 | 14 | 22 | W | 26.56 | - | 26.56
2017-04-14 23:00 | 4 | 14 | 23 |  | 21.04 | - | 21.04 | 2018-04-14 23:00 | 4 | 14 | 23 | W | 30.95 | - | 30.95 | 2019-04-14 23:00 | 4 | 14 | 23 | W | 24.99 | - | 24.99
2017-04-15 | 4 | 15 | 0 | W | 21.58 | - | 21.58 | 2018-04-15 | 4 | 15 | 0 | W | 24.37 | - | 24.37 | 2019-04-15 | 4 | 15 | 0 |  | 23.8 | - | 23.8
2017-04-15 01:00 | 4 | 15 | 1 | W | 20.22 | - | 20.22 | 2018-04-15 01:00 | 4 | 15 | 1 | W | 22.45 | - | 22.45 | 2019-04-15 01:00 | 4 | 15 | 1 |  | 23.77 | - | 23.77
2017-04-15 02:00 | 4 | 15 | 2 | W | 19.57 | - | 19.57 | 2018-04-15 02:00 | 4 | 15 | 2 | W | 21.69 | - | 21.69 | 2019-04-15 02:00 | 4 | 15 | 2 |  | 23.36 | - | 23.36
2017-04-15 03:00 | 4 | 15 | 3 | W | 19.2 | - | 19.2 | 2018-04-15 03:00 | 4 | 15 | 3 | W | 21.44 | - | 21.44 | 2019-04-15 03:00 | 4 | 15 | 3 |  | 23.63 | - | 23.63
2017-04-15 04:00 | 4 | 15 | 4 | W | 19.29 | - | 19.29 | 2018-04-15 04:00 | 4 | 15 | 4 | W | 21.49 | - | 21.49 | 2019-04-15 04:00 | 4 | 15 | 4 |  | 24.68 | - | 24.68
2017-04-15 05:00 | 4 | 15 | 5 | W | 20.04 | - | 20.04 | 2018-04-15 05:00 | 4 | 15 | 5 | W | 21.92 | - | 21.92 | 2019-04-15 05:00 | 4 | 15 | 5 |  | 28.59 | - | 28.59
2017-04-15 06:00 | 4 | 15 | 6 | W | 21.79 | - | 21.79 | 2018-04-15 06:00 | 4 | 15 | 6 | W | 22.77 | - | 22.77 | 2019-04-15 06:00 | 4 | 15 | 6 |  | 47.6 | - | 47.6
2017-04-15 07:00 | 4 | 15 | 7 | W | 23.16 | - | 23.16 | 2018-04-15 07:00 | 4 | 15 | 7 | W | 23.31 | - | 23.31 | 2019-04-15 07:00 | 4 | 15 | 7 |  | 50.85 | - | 50.85
2017-04-15 08:00 | 4 | 15 | 8 | W | 25.17 | - | 25.17 | 2018-04-15 08:00 | 4 | 15 | 8 | W | 26.06 | - | 26.06 | 2019-04-15 08:00 | 4 | 15 | 8 |  | 46.48 | 46.48 | -
2017-04-15 09:00 | 4 | 15 | 9 | W | 26.7 | - | 26.7 | 2018-04-15 09:00 | 4 | 15 | 9 | W | 29.95 | - | 29.95 | 2019-04-15 09:00 | 4 | 15 | 9 |  | 44.46 | 44.46 | -
2017-04-15 10:00 | 4 | 15 | 10 | W | 27.21 | - | 27.21 | 2018-04-15 10:00 | 4 | 15 | 10 | W | 31.13 | - | 31.13 | 2019-04-15 10:00 | 4 | 15 | 10 |  | 43.42 | 43.42 | -
2017-04-15 11:00 | 4 | 15 | 11 | W | 27.73 | - | 27.73 | 2018-04-15 11:00 | 4 | 15 | 11 | W | 32.29 | - | 32.29 | 2019-04-15 11:00 | 4 | 15 | 11 |  | 42.75 | 42.75 | -
2017-04-15 12:00 | 4 | 15 | 12 | W | 27.17 | - | 27.17 | 2018-04-15 12:00 | 4 | 15 | 12 | W | 33.26 | - | 33.26 | 2019-04-15 12:00 | 4 | 15 | 12 |  | 42.53 | 42.53 | -
2017-04-15 13:00 | 4 | 15 | 13 | W | 26.06 | - | 26.06 | 2018-04-15 13:00 | 4 | 15 | 13 | W | 32.88 | - | 32.88 | 2019-04-15 13:00 | 4 | 15 | 13 |  | 41.4 | 41.4 | -
2017-04-15 14:00 | 4 | 15 | 14 | W | 26.47 | - | 26.47 | 2018-04-15 14:00 | 4 | 15 | 14 | W | 31.5 | - | 31.5 | 2019-04-15 14:00 | 4 | 15 | 14 |  | 37.15 | 37.15 | -
2017-04-15 15:00 | 4 | 15 | 15 | W | 26.57 | - | 26.57 | 2018-04-15 15:00 | 4 | 15 | 15 | W | 30.61 | - | 30.61 | 2019-04-15 15:00 | 4 | 15 | 15 |  | 35.55 | 35.55 | -
2017-04-15 16:00 | 4 | 15 | 16 | W | 28.13 | - | 28.13 | 2018-04-15 16:00 | 4 | 15 | 16 | W | 31.09 | - | 31.09 | 2019-04-15 16:00 | 4 | 15 | 16 |  | 34.44 | 34.44 | -
2017-04-15 17:00 | 4 | 15 | 17 | W | 27.76 | - | 27.76 | 2018-04-15 17:00 | 4 | 15 | 17 | W | 31.61 | - | 31.61 | 2019-04-15 17:00 | 4 | 15 | 17 |  | 34.43 | - | 34.43
2017-04-15 18:00 | 4 | 15 | 18 | W | 27.28 | - | 27.28 | 2018-04-15 18:00 | 4 | 15 | 18 | W | 31.7 | - | 31.7 | 2019-04-15 18:00 | 4 | 15 | 18 |  | 33.55 | - | 33.55
2017-04-15 19:00 | 4 | 15 | 19 | W | 28.54 | - | 28.54 | 2018-04-15 19:00 | 4 | 15 | 19 | W | 35.21 | - | 35.21 | 2019-04-15 19:00 | 4 | 15 | 19 |  | 38.33 | - | 38.33
2017-04-15 20:00 | 4 | 15 | 20 | W | 33.67 | - | 33.67 | 2018-04-15 20:00 | 4 | 15 | 20 | W | 44.35 | - | 44.35 | 2019-04-15 20:00 | 4 | 15 | 20 |  | 42.61 | - | 42.61
2017-04-15 21:00 | 4 | 15 | 21 | W | 30.04 | - | 30.04 | 2018-04-15 21:00 | 4 | 15 | 21 | W | 34.2 | - | 34.2 | 2019-04-15 21:00 | 4 | 15 | 21 |  | 34.46 | - | 34.46
2017-04-15 22:00 | 4 | 15 | 22 | W | 24 | - | 24 | 2018-04-15 22:00 | 4 | 15 | 22 | W | 27.53 | - | 27.53 | 2019-04-15 22:00 | 4 | 15 | 22 |  | 28.49 | - | 28.49
2017-04-15 23:00 | 4 | 15 | 23 | W | 22.09 | - | 22.09 | 2018-04-15 23:00 | 4 | 15 | 23 | W | 25.01 | - | 25.01 | 2019-04-15 23:00 | 4 | 15 | 23 |  | 25.06 | - | 25.06
2017-04-16 | 4 | 16 | 0 | W | 20.41 | - | 20.41 | 2018-04-16 | 4 | 16 | 0 |  | 26.62 | - | 26.62 | 2019-04-16 | 4 | 16 | 0 |  | 22.33 | - | 22.33
2017-04-16 01:00 | 4 | 16 | 1 | W | 19.77 | - | 19.77 | 2018-04-16 01:00 | 4 | 16 | 1 |  | 26.42 | - | 26.42 | 2019-04-16 01:00 | 4 | 16 | 1 |  | 22.53 | - | 22.53
2017-04-16 02:00 | 4 | 16 | 2 | W | 19.01 | - | 19.01 | 2018-04-16 02:00 | 4 | 16 | 2 |  | 26.04 | - | 26.04 | 2019-04-16 02:00 | 4 | 16 | 2 |  | 22.33 | - | 22.33
2017-04-16 03:00 | 4 | 16 | 3 | W | 17.98 | - | 17.98 | 2018-04-16 03:00 | 4 | 16 | 3 |  | 25.81 | - | 25.81 | 2019-04-16 03:00 | 4 | 16 | 3 |  | 22.83 | - | 22.83
2017-04-16 04:00 | 4 | 16 | 4 | W | 17.88 | - | 17.88 | 2018-04-16 04:00 | 4 | 16 | 4 |  | 26.91 | - | 26.91 | 2019-04-16 04:00 | 4 | 16 | 4 |  | 24.34 | - | 24.34
2017-04-16 05:00 | 4 | 16 | 5 | W | 18.8 | - | 18.8 | 2018-04-16 05:00 | 4 | 16 | 5 |  | 29.02 | - | 29.02 | 2019-04-16 05:00 | 4 | 16 | 5 |  | 30 | - | 30
2017-04-16 06:00 | 4 | 16 | 6 | W | 19.84 | - | 19.84 | 2018-04-16 06:00 | 4 | 16 | 6 |  | 42.62 | - | 42.62 | 2019-04-16 06:00 | 4 | 16 | 6 |  | 53.22 | - | 53.22
2017-04-16 07:00 | 4 | 16 | 7 | W | 20.36 | - | 20.36 | 2018-04-16 07:00 | 4 | 16 | 7 |  | 41.1 | - | 41.1 | 2019-04-16 07:00 | 4 | 16 | 7 |  | 50.94 | - | 50.94
2017-04-16 08:00 | 4 | 16 | 8 | W | 21.68 | - | 21.68 | 2018-04-16 08:00 | 4 | 16 | 8 |  | 47.6 | 47.6 | - | 2019-04-16 08:00 | 4 | 16 | 8 |  | 42.14 | 42.14 | -
2017-04-16 09:00 | 4 | 16 | 9 | W | 23.85 | - | 23.85 | 2018-04-16 09:00 | 4 | 16 | 9 |  | 49.7 | 49.7 | - | 2019-04-16 09:00 | 4 | 16 | 9 |  | 37.65 | 37.65 | -
2017-04-16 10:00 | 4 | 16 | 10 | W | 24.71 | - | 24.71 | 2018-04-16 10:00 | 4 | 16 | 10 |  | 49.95 | 49.95 | - | 2019-04-16 10:00 | 4 | 16 | 10 |  | 35.16 | 35.16 | -
2017-04-16 11:00 | 4 | 16 | 11 | W | 25.51 | - | 25.51 | 2018-04-16 11:00 | 4 | 16 | 11 |  | 45.78 | 45.78 | - | 2019-04-16 11:00 | 4 | 16 | 11 |  | 34.79 | 34.79 | -
2017-04-16 12:00 | 4 | 16 | 12 | W | 26.55 | - | 26.55 | 2018-04-16 12:00 | 4 | 16 | 12 |  | 40.93 | 40.93 | - | 2019-04-16 12:00 | 4 | 16 | 12 |  | 34.65 | 34.65 | -
2017-04-16 13:00 | 4 | 16 | 13 | W | 27.5 | - | 27.5 | 2018-04-16 13:00 | 4 | 16 | 13 |  | 43.17 | 43.17 | - | 2019-04-16 13:00 | 4 | 16 | 13 |  | 33.71 | 33.71 | -
2017-04-16 14:00 | 4 | 16 | 14 | W | 28.96 | - | 28.96 | 2018-04-16 14:00 | 4 | 16 | 14 |  | 40.79 | 40.79 | - | 2019-04-16 14:00 | 4 | 16 | 14 |  | 32.68 | 32.68 | -
2017-04-16 15:00 | 4 | 16 | 15 | W | 29.77 | - | 29.77 | 2018-04-16 15:00 | 4 | 16 | 15 |  | 39.03 | 39.03 | - | 2019-04-16 15:00 | 4 | 16 | 15 |  | 31.89 | 31.89 | -
2017-04-16 16:00 | 4 | 16 | 16 | W | 31.57 | - | 31.57 | 2018-04-16 16:00 | 4 | 16 | 16 |  | 37.19 | 37.19 | - | 2019-04-16 16:00 | 4 | 16 | 16 |  | 31.98 | 31.98 | -
2017-04-16 17:00 | 4 | 16 | 17 | W | 31.57 | - | 31.57 | 2018-04-16 17:00 | 4 | 16 | 17 |  | 39.77 | - | 39.77 | 2019-04-16 17:00 | 4 | 16 | 17 |  | 31.88 | - | 31.88
2017-04-16 18:00 | 4 | 16 | 18 | W | 31.82 | - | 31.82 | 2018-04-16 18:00 | 4 | 16 | 18 |  | 39.27 | - | 39.27 | 2019-04-16 18:00 | 4 | 16 | 18 |  | 30.94 | - | 30.94
2017-04-16 19:00 | 4 | 16 | 19 | W | 32.85 | - | 32.85 | 2018-04-16 19:00 | 4 | 16 | 19 |  | 45.85 | - | 45.85 | 2019-04-16 19:00 | 4 | 16 | 19 |  | 32.87 | - | 32.87
2017-04-16 20:00 | 4 | 16 | 20 | W | 44 | - | 44 | 2018-04-16 20:00 | 4 | 16 | 20 |  | 54.73 | - | 54.73 | 2019-04-16 20:00 | 4 | 16 | 20 |  | 39.19 | - | 39.19
2017-04-16 21:00 | 4 | 16 | 21 | W | 34.81 | - | 34.81 | 2018-04-16 21:00 | 4 | 16 | 21 |  | 43.94 | - | 43.94 | 2019-04-16 21:00 | 4 | 16 | 21 |  | 34.18 | - | 34.18
2017-04-16 22:00 | 4 | 16 | 22 | W | 25.82 | - | 25.82 | 2018-04-16 22:00 | 4 | 16 | 22 |  | 41.18 | - | 41.18 | 2019-04-16 22:00 | 4 | 16 | 22 |  | 26.03 | - | 26.03
2017-04-16 23:00 | 4 | 16 | 23 | W | 22.28 | - | 22.28 | 2018-04-16 23:00 | 4 | 16 | 23 |  | 38.14 | - | 38.14 | 2019-04-16 23:00 | 4 | 16 | 23 |  | 21.9 | - | 21.9
2017-04-17 | 4 | 17 | 0 |  | 20.77 | - | 20.77 | 2018-04-17 | 4 | 17 | 0 |  | 35.47 | - | 35.47 | 2019-04-17 | 4 | 17 | 0 |  | 22.08 | - | 22.08
2017-04-17 01:00 | 4 | 17 | 1 |  | 20.05 | - | 20.05 | 2018-04-17 01:00 | 4 | 17 | 1 |  | 32.88 | - | 32.88 | 2019-04-17 01:00 | 4 | 17 | 1 |  | 22.23 | - | 22.23
2017-04-17 02:00 | 4 | 17 | 2 |  | 19.49 | - | 19.49 | 2018-04-17 02:00 | 4 | 17 | 2 |  | 32.32 | - | 32.32 | 2019-04-17 02:00 | 4 | 17 | 2 |  | 22.15 | - | 22.15
2017-04-17 03:00 | 4 | 17 | 3 |  | 19.12 | - | 19.12 | 2018-04-17 03:00 | 4 | 17 | 3 |  | 32.58 | - | 32.58 | 2019-04-17 03:00 | 4 | 17 | 3 |  | 22.27 | - | 22.27
2017-04-17 04:00 | 4 | 17 | 4 |  | 20.09 | - | 20.09 | 2018-04-17 04:00 | 4 | 17 | 4 |  | 35.51 | - | 35.51 | 2019-04-17 04:00 | 4 | 17 | 4 |  | 25.29 | - | 25.29
2017-04-17 05:00 | 4 | 17 | 5 |  | 22.42 | - | 22.42 | 2018-04-17 05:00 | 4 | 17 | 5 |  | 46.05 | - | 46.05 | 2019-04-17 05:00 | 4 | 17 | 5 |  | 29.15 | - | 29.15
2017-04-17 06:00 | 4 | 17 | 6 |  | 28 | - | 28 | 2018-04-17 06:00 | 4 | 17 | 6 |  | 59.31 | - | 59.31 | 2019-04-17 06:00 | 4 | 17 | 6 |  | 45.15 | - | 45.15
2017-04-17 07:00 | 4 | 17 | 7 |  | 30.15 | - | 30.15 | 2018-04-17 07:00 | 4 | 17 | 7 |  | 68.04 | - | 68.04 | 2019-04-17 07:00 | 4 | 17 | 7 |  | 43.69 | - | 43.69
2017-04-17 08:00 | 4 | 17 | 8 |  | 31.03 | 31.03 | - | 2018-04-17 08:00 | 4 | 17 | 8 |  | 58.42 | 58.42 | - | 2019-04-17 08:00 | 4 | 17 | 8 |  | 40.66 | 40.66 | -
2017-04-17 09:00 | 4 | 17 | 9 |  | 32.42 | 32.42 | - | 2018-04-17 09:00 | 4 | 17 | 9 |  | 51.54 | 51.54 | - | 2019-04-17 09:00 | 4 | 17 | 9 |  | 39.12 | 39.12 | -
2017-04-17 10:00 | 4 | 17 | 10 |  | 35.55 | 35.55 | - | 2018-04-17 10:00 | 4 | 17 | 10 |  | 50.46 | 50.46 | - | 2019-04-17 10:00 | 4 | 17 | 10 |  | 38.59 | 38.59 | -
2017-04-17 11:00 | 4 | 17 | 11 |  | 37.19 | 37.19 | - | 2018-04-17 11:00 | 4 | 17 | 11 |  | 47.1 | 47.1 | - | 2019-04-17 11:00 | 4 | 17 | 11 |  | 38.52 | 38.52 | -
2017-04-17 12:00 | 4 | 17 | 12 |  | 35.66 | 35.66 | - | 2018-04-17 12:00 | 4 | 17 | 12 |  | 44.92 | 44.92 | - | 2019-04-17 12:00 | 4 | 17 | 12 |  | 39.74 | 39.74 | -
2017-04-17 13:00 | 4 | 17 | 13 |  | 36.8 | 36.8 | - | 2018-04-17 13:00 | 4 | 17 | 13 |  | 41.89 | 41.89 | - | 2019-04-17 13:00 | 4 | 17 | 13 |  | 39.33 | 39.33 | -
2017-04-17 14:00 | 4 | 17 | 14 |  | 34.74 | 34.74 | - | 2018-04-17 14:00 | 4 | 17 | 14 |  | 37.02 | 37.02 | - | 2019-04-17 14:00 | 4 | 17 | 14 |  | 37.76 | 37.76 | -
2017-04-17 15:00 | 4 | 17 | 15 |  | 33.85 | 33.85 | - | 2018-04-17 15:00 | 4 | 17 | 15 |  | 35.28 | 35.28 | - | 2019-04-17 15:00 | 4 | 17 | 15 |  | 37.84 | 37.84 | -
2017-04-17 16:00 | 4 | 17 | 16 |  | 34.08 | 34.08 | - | 2018-04-17 16:00 | 4 | 17 | 16 |  | 34.37 | 34.37 | - | 2019-04-17 16:00 | 4 | 17 | 16 |  | 36.96 | 36.96 | -
2017-04-17 17:00 | 4 | 17 | 17 |  | 32.68 | - | 32.68 | 2018-04-17 17:00 | 4 | 17 | 17 |  | 37.04 | - | 37.04 | 2019-04-17 17:00 | 4 | 17 | 17 |  | 35.48 | - | 35.48
2017-04-17 18:00 | 4 | 17 | 18 |  | 28.71 | - | 28.71 | 2018-04-17 18:00 | 4 | 17 | 18 |  | 40.8 | - | 40.8 | 2019-04-17 18:00 | 4 | 17 | 18 |  | 32.59 | - | 32.59
2017-04-17 19:00 | 4 | 17 | 19 |  | 30.47 | - | 30.47 | 2018-04-17 19:00 | 4 | 17 | 19 |  | 45.62 | - | 45.62 | 2019-04-17 19:00 | 4 | 17 | 19 |  | 32.6 | - | 32.6
2017-04-17 20:00 | 4 | 17 | 20 |  | 41.44 | - | 41.44 | 2018-04-17 20:00 | 4 | 17 | 20 |  | 55.58 | - | 55.58 | 2019-04-17 20:00 | 4 | 17 | 20 |  | 37.94 | - | 37.94
2017-04-17 21:00 | 4 | 17 | 21 |  | 31.08 | - | 31.08 | 2018-04-17 21:00 | 4 | 17 | 21 |  | 44.09 | - | 44.09 | 2019-04-17 21:00 | 4 | 17 | 21 |  | 32.61 | - | 32.61
2017-04-17 22:00 | 4 | 17 | 22 |  | 24.33 | - | 24.33 | 2018-04-17 22:00 | 4 | 17 | 22 |  | 38.86 | - | 38.86 | 2019-04-17 22:00 | 4 | 17 | 22 |  | 25.87 | - | 25.87
2017-04-17 23:00 | 4 | 17 | 23 |  | 21.7 | - | 21.7 | 2018-04-17 23:00 | 4 | 17 | 23 |  | 33.8 | - | 33.8 | 2019-04-17 23:00 | 4 | 17 | 23 |  | 22.85 | - | 22.85
2017-04-18 | 4 | 18 | 0 |  | 20.28 | - | 20.28 | 2018-04-18 | 4 | 18 | 0 |  | 33.44 | - | 33.44 | 2019-04-18 | 4 | 18 | 0 |  | 19.62 | - | 19.62
2017-04-18 01:00 | 4 | 18 | 1 |  | 20.15 | - | 20.15 | 2018-04-18 01:00 | 4 | 18 | 1 |  | 33.31 | - | 33.31 | 2019-04-18 01:00 | 4 | 18 | 1 |  | 19.59 | - | 19.59
2017-04-18 02:00 | 4 | 18 | 2 |  | 20.31 | - | 20.31 | 2018-04-18 02:00 | 4 | 18 | 2 |  | 31.93 | - | 31.93 | 2019-04-18 02:00 | 4 | 18 | 2 |  | 19.4 | - | 19.4
2017-04-18 03:00 | 4 | 18 | 3 |  | 20.24 | - | 20.24 | 2018-04-18 03:00 | 4 | 18 | 3 |  | 32.27 | - | 32.27 | 2019-04-18 03:00 | 4 | 18 | 3 |  | 20.1 | - | 20.1
2017-04-18 04:00 | 4 | 18 | 4 |  | 21.21 | - | 21.21 | 2018-04-18 04:00 | 4 | 18 | 4 |  | 32.97 | - | 32.97 | 2019-04-18 04:00 | 4 | 18 | 4 |  | 20.71 | - | 20.71
2017-04-18 05:00 | 4 | 18 | 5 |  | 22.73 | - | 22.73 | 2018-04-18 05:00 | 4 | 18 | 5 |  | 44.85 | - | 44.85 | 2019-04-18 05:00 | 4 | 18 | 5 |  | 24.21 | - | 24.21
2017-04-18 06:00 | 4 | 18 | 6 |  | 29.04 | - | 29.04 | 2018-04-18 06:00 | 4 | 18 | 6 |  | 64.91 | - | 64.91 | 2019-04-18 06:00 | 4 | 18 | 6 |  | 35.33 | - | 35.33
2017-04-18 07:00 | 4 | 18 | 7 |  | 29.83 | - | 29.83 | 2018-04-18 07:00 | 4 | 18 | 7 |  | 55.94 | - | 55.94 | 2019-04-18 07:00 | 4 | 18 | 7 |  | 32.77 | - | 32.77
2017-04-18 08:00 | 4 | 18 | 8 |  | 30 | 30 | - | 2018-04-18 08:00 | 4 | 18 | 8 |  | 49.62 | 49.62 | - | 2019-04-18 08:00 | 4 | 18 | 8 |  | 30.76 | 30.76 | -
2017-04-18 09:00 | 4 | 18 | 9 |  | 30.68 | 30.68 | - | 2018-04-18 09:00 | 4 | 18 | 9 |  | 45.08 | 45.08 | - | 2019-04-18 09:00 | 4 | 18 | 9 |  | 30.89 | 30.89 | -
2017-04-18 10:00 | 4 | 18 | 10 |  | 31.39 | 31.39 | - | 2018-04-18 10:00 | 4 | 18 | 10 |  | 41.75 | 41.75 | - | 2019-04-18 10:00 | 4 | 18 | 10 |  | 30.38 | 30.38 | -
2017-04-18 11:00 | 4 | 18 | 11 |  | 31.99 | 31.99 | - | 2018-04-18 11:00 | 4 | 18 | 11 |  | 39.99 | 39.99 | - | 2019-04-18 11:00 | 4 | 18 | 11 |  | 33.12 | 33.12 | -
2017-04-18 12:00 | 4 | 18 | 12 |  | 31.92 | 31.92 | - | 2018-04-18 12:00 | 4 | 18 | 12 |  | 39.34 | 39.34 | - | 2019-04-18 12:00 | 4 | 18 | 12 |  | 34.86 | 34.86 | -
2017-04-18 13:00 | 4 | 18 | 13 |  | 32.88 | 32.88 | - | 2018-04-18 13:00 | 4 | 18 | 13 |  | 38.07 | 38.07 | - | 2019-04-18 13:00 | 4 | 18 | 13 |  | 35.82 | 35.82 | -
2017-04-18 14:00 | 4 | 18 | 14 |  | 32.1 | 32.1 | - | 2018-04-18 14:00 | 4 | 18 | 14 |  | 34.78 | 34.78 | - | 2019-04-18 14:00 | 4 | 18 | 14 |  | 37.76 | 37.76 | -
2017-04-18 15:00 | 4 | 18 | 15 |  | 30.18 | 30.18 | - | 2018-04-18 15:00 | 4 | 18 | 15 |  | 32.6 | 32.6 | - | 2019-04-18 15:00 | 4 | 18 | 15 |  | 37.45 | 37.45 | -
2017-04-18 16:00 | 4 | 18 | 16 |  | 31.57 | 31.57 | - | 2018-04-18 16:00 | 4 | 18 | 16 |  | 32.56 | 32.56 | - | 2019-04-18 16:00 | 4 | 18 | 16 |  | 36.48 | 36.48 | -
2017-04-18 17:00 | 4 | 18 | 17 |  | 29.13 | - | 29.13 | 2018-04-18 17:00 | 4 | 18 | 17 |  | 33.68 | - | 33.68 | 2019-04-18 17:00 | 4 | 18 | 17 |  | 35.54 | - | 35.54
2017-04-18 18:00 | 4 | 18 | 18 |  | 27.15 | - | 27.15 | 2018-04-18 18:00 | 4 | 18 | 18 |  | 34.01 | - | 34.01 | 2019-04-18 18:00 | 4 | 18 | 18 |  | 31.73 | - | 31.73
2017-04-18 19:00 | 4 | 18 | 19 |  | 28.92 | - | 28.92 | 2018-04-18 19:00 | 4 | 18 | 19 |  | 38.96 | - | 38.96 | 2019-04-18 19:00 | 4 | 18 | 19 |  | 32 | - | 32
2017-04-18 20:00 | 4 | 18 | 20 |  | 35.55 | - | 35.55 | 2018-04-18 20:00 | 4 | 18 | 20 |  | 44.72 | - | 44.72 | 2019-04-18 20:00 | 4 | 18 | 20 |  | 36.89 | - | 36.89
2017-04-18 21:00 | 4 | 18 | 21 |  | 31.58 | - | 31.58 | 2018-04-18 21:00 | 4 | 18 | 21 |  | 39.36 | - | 39.36 | 2019-04-18 21:00 | 4 | 18 | 21 |  | 30.49 | - | 30.49
2017-04-18 22:00 | 4 | 18 | 22 |  | 24.28 | - | 24.28 | 2018-04-18 22:00 | 4 | 18 | 22 |  | 30.18 | - | 30.18 | 2019-04-18 22:00 | 4 | 18 | 22 |  | 23.84 | - | 23.84
2017-04-18 23:00 | 4 | 18 | 23 |  | 21.76 | - | 21.76 | 2018-04-18 23:00 | 4 | 18 | 23 |  | 27.87 | - | 27.87 | 2019-04-18 23:00 | 4 | 18 | 23 |  | 20.52 | - | 20.52
2017-04-19 | 4 | 19 | 0 |  | 20.96 | - | 20.96 | 2018-04-19 | 4 | 19 | 0 |  | 26.56 | - | 26.56 | 2019-04-19 | 4 | 19 | 0 |  | 19.22 | - | 19.22
2017-04-19 01:00 | 4 | 19 | 1 |  | 20.53 | - | 20.53 | 2018-04-19 01:00 | 4 | 19 | 1 |  | 24.83 | - | 24.83 | 2019-04-19 01:00 | 4 | 19 | 1 |  | 18.84 | - | 18.84
2017-04-19 02:00 | 4 | 19 | 2 |  | 20.48 | - | 20.48 | 2018-04-19 02:00 | 4 | 19 | 2 |  | 23.89 | - | 23.89 | 2019-04-19 02:00 | 4 | 19 | 2 |  | 18.51 | - | 18.51
2017-04-19 03:00 | 4 | 19 | 3 |  | 20.5 | - | 20.5 | 2018-04-19 03:00 | 4 | 19 | 3 |  | 23.9 | - | 23.9 | 2019-04-19 03:00 | 4 | 19 | 3 |  | 18.33 | - | 18.33
2017-04-19 04:00 | 4 | 19 | 4 |  | 21.12 | - | 21.12 | 2018-04-19 04:00 | 4 | 19 | 4 |  | 25.7 | - | 25.7 | 2019-04-19 04:00 | 4 | 19 | 4 |  | 18.99 | - | 18.99
2017-04-19 05:00 | 4 | 19 | 5 |  | 22.98 | - | 22.98 | 2018-04-19 05:00 | 4 | 19 | 5 |  | 29.95 | - | 29.95 | 2019-04-19 05:00 | 4 | 19 | 5 |  | 20.11 | - | 20.11
2017-04-19 06:00 | 4 | 19 | 6 |  | 27.76 | - | 27.76 | 2018-04-19 06:00 | 4 | 19 | 6 |  | 46.62 | - | 46.62 | 2019-04-19 06:00 | 4 | 19 | 6 |  | 28.88 | - | 28.88
2017-04-19 07:00 | 4 | 19 | 7 |  | 29.03 | - | 29.03 | 2018-04-19 07:00 | 4 | 19 | 7 |  | 42.9 | - | 42.9 | 2019-04-19 07:00 | 4 | 19 | 7 |  | 28.29 | - | 28.29
2017-04-19 08:00 | 4 | 19 | 8 |  | 31.51 | 31.51 | - | 2018-04-19 08:00 | 4 | 19 | 8 |  | 42.72 | 42.72 | - | 2019-04-19 08:00 | 4 | 19 | 8 |  | 29.2 | 29.2 | -
2017-04-19 09:00 | 4 | 19 | 9 |  | 34.85 | 34.85 | - | 2018-04-19 09:00 | 4 | 19 | 9 |  | 43.35 | 43.35 | - | 2019-04-19 09:00 | 4 | 19 | 9 |  | 28.36 | 28.36 | -
2017-04-19 10:00 | 4 | 19 | 10 |  | 35.66 | 35.66 | - | 2018-04-19 10:00 | 4 | 19 | 10 |  | 43.77 | 43.77 | - | 2019-04-19 10:00 | 4 | 19 | 10 |  | 29.56 | 29.56 | -
2017-04-19 11:00 | 4 | 19 | 11 |  | 36.36 | 36.36 | - | 2018-04-19 11:00 | 4 | 19 | 11 |  | 41.73 | 41.73 | - | 2019-04-19 11:00 | 4 | 19 | 11 |  | 28.6 | 28.6 | -
2017-04-19 12:00 | 4 | 19 | 12 |  | 35.97 | 35.97 | - | 2018-04-19 12:00 | 4 | 19 | 12 |  | 40.04 | 40.04 | - | 2019-04-19 12:00 | 4 | 19 | 12 |  | 29.9 | 29.9 | -
2017-04-19 13:00 | 4 | 19 | 13 |  | 36.26 | 36.26 | - | 2018-04-19 13:00 | 4 | 19 | 13 |  | 39.75 | 39.75 | - | 2019-04-19 13:00 | 4 | 19 | 13 |  | 28.73 | 28.73 | -
2017-04-19 14:00 | 4 | 19 | 14 |  | 36.24 | 36.24 | - | 2018-04-19 14:00 | 4 | 19 | 14 |  | 37.91 | 37.91 | - | 2019-04-19 14:00 | 4 | 19 | 14 |  | 28.84 | 28.84 | -
2017-04-19 15:00 | 4 | 19 | 15 |  | 36.29 | 36.29 | - | 2018-04-19 15:00 | 4 | 19 | 15 |  | 36.02 | 36.02 | - | 2019-04-19 15:00 | 4 | 19 | 15 |  | 28.11 | 28.11 | -
2017-04-19 16:00 | 4 | 19 | 16 |  | 36.67 | 36.67 | - | 2018-04-19 16:00 | 4 | 19 | 16 |  | 34.64 | 34.64 | - | 2019-04-19 16:00 | 4 | 19 | 16 |  | 26.63 | 26.63 | -
2017-04-19 17:00 | 4 | 19 | 17 |  | 36.63 | - | 36.63 | 2018-04-19 17:00 | 4 | 19 | 17 |  | 35.41 | - | 35.41 | 2019-04-19 17:00 | 4 | 19 | 17 |  | 25.83 | - | 25.83
2017-04-19 18:00 | 4 | 19 | 18 |  | 35.62 | - | 35.62 | 2018-04-19 18:00 | 4 | 19 | 18 |  | 37.95 | - | 37.95 | 2019-04-19 18:00 | 4 | 19 | 18 |  | 25.34 | - | 25.34
2017-04-19 19:00 | 4 | 19 | 19 |  | 34.93 | - | 34.93 | 2018-04-19 19:00 | 4 | 19 | 19 |  | 44.54 | - | 44.54 | 2019-04-19 19:00 | 4 | 19 | 19 |  | 28.33 | - | 28.33
2017-04-19 20:00 | 4 | 19 | 20 |  | 41.57 | - | 41.57 | 2018-04-19 20:00 | 4 | 19 | 20 |  | 52.76 | - | 52.76 | 2019-04-19 20:00 | 4 | 19 | 20 |  | 30.18 | - | 30.18
2017-04-19 21:00 | 4 | 19 | 21 |  | 36.19 | - | 36.19 | 2018-04-19 21:00 | 4 | 19 | 21 |  | 46.28 | - | 46.28 | 2019-04-19 21:00 | 4 | 19 | 21 |  | 25.92 | - | 25.92
2017-04-19 22:00 | 4 | 19 | 22 |  | 26.22 | - | 26.22 | 2018-04-19 22:00 | 4 | 19 | 22 |  | 36.78 | - | 36.78 | 2019-04-19 22:00 | 4 | 19 | 22 |  | 21.98 | - | 21.98
2017-04-19 23:00 | 4 | 19 | 23 |  | 23.39 | - | 23.39 | 2018-04-19 23:00 | 4 | 19 | 23 |  | 32.87 | - | 32.87 | 2019-04-19 23:00 | 4 | 19 | 23 |  | 19.97 | - | 19.97
2017-04-20 | 4 | 20 | 0 |  | 21.2 | - | 21.2 | 2018-04-20 | 4 | 20 | 0 |  | 33.2 | - | 33.2 | 2019-04-20 | 4 | 20 | 0 | W | 18.74 | - | 18.74
2017-04-20 01:00 | 4 | 20 | 1 |  | 20.46 | - | 20.46 | 2018-04-20 01:00 | 4 | 20 | 1 |  | 31.93 | - | 31.93 | 2019-04-20 01:00 | 4 | 20 | 1 | W | 18.54 | - | 18.54
2017-04-20 02:00 | 4 | 20 | 2 |  | 20.2 | - | 20.2 | 2018-04-20 02:00 | 4 | 20 | 2 |  | 31.34 | - | 31.34 | 2019-04-20 02:00 | 4 | 20 | 2 | W | 17.74 | - | 17.74
2017-04-20 03:00 | 4 | 20 | 3 |  | 19.99 | - | 19.99 | 2018-04-20 03:00 | 4 | 20 | 3 |  | 31.83 | - | 31.83 | 2019-04-20 03:00 | 4 | 20 | 3 | W | 17.73 | - | 17.73
2017-04-20 04:00 | 4 | 20 | 4 |  | 20.38 | - | 20.38 | 2018-04-20 04:00 | 4 | 20 | 4 |  | 33.93 | - | 33.93 | 2019-04-20 04:00 | 4 | 20 | 4 | W | 17.88 | - | 17.88
2017-04-20 05:00 | 4 | 20 | 5 |  | 21.92 | - | 21.92 | 2018-04-20 05:00 | 4 | 20 | 5 |  | 41.99 | - | 41.99 | 2019-04-20 05:00 | 4 | 20 | 5 | W | 18.56 | - | 18.56
2017-04-20 06:00 | 4 | 20 | 6 |  | 27.09 | - | 27.09 | 2018-04-20 06:00 | 4 | 20 | 6 |  | 60.7 | - | 60.7 | 2019-04-20 06:00 | 4 | 20 | 6 | W | 20.71 | - | 20.71
2017-04-20 07:00 | 4 | 20 | 7 |  | 27.54 | - | 27.54 | 2018-04-20 07:00 | 4 | 20 | 7 |  | 56.15 | - | 56.15 | 2019-04-20 07:00 | 4 | 20 | 7 | W | 22.28 | - | 22.28
2017-04-20 08:00 | 4 | 20 | 8 |  | 28.77 | 28.77 | - | 2018-04-20 08:00 | 4 | 20 | 8 |  | 48.5 | 48.5 | - | 2019-04-20 08:00 | 4 | 20 | 8 | W | 24.06 | - | 24.06
2017-04-20 09:00 | 4 | 20 | 9 |  | 30.89 | 30.89 | - | 2018-04-20 09:00 | 4 | 20 | 9 |  | 44.53 | 44.53 | - | 2019-04-20 09:00 | 4 | 20 | 9 | W | 25.18 | - | 25.18
2017-04-20 10:00 | 4 | 20 | 10 |  | 31.36 | 31.36 | - | 2018-04-20 10:00 | 4 | 20 | 10 |  | 43.08 | 43.08 | - | 2019-04-20 10:00 | 4 | 20 | 10 | W | 25.6 | - | 25.6
2017-04-20 11:00 | 4 | 20 | 11 |  | 33.71 | 33.71 | - | 2018-04-20 11:00 | 4 | 20 | 11 |  | 39.79 | 39.79 | - | 2019-04-20 11:00 | 4 | 20 | 11 | W | 25.16 | - | 25.16
2017-04-20 12:00 | 4 | 20 | 12 |  | 35.8 | 35.8 | - | 2018-04-20 12:00 | 4 | 20 | 12 |  | 37.87 | 37.87 | - | 2019-04-20 12:00 | 4 | 20 | 12 | W | 24.32 | - | 24.32
2017-04-20 13:00 | 4 | 20 | 13 |  | 37.54 | 37.54 | - | 2018-04-20 13:00 | 4 | 20 | 13 |  | 35.63 | 35.63 | - | 2019-04-20 13:00 | 4 | 20 | 13 | W | 22.86 | - | 22.86
2017-04-20 14:00 | 4 | 20 | 14 |  | 38.79 | 38.79 | - | 2018-04-20 14:00 | 4 | 20 | 14 |  | 32.36 | 32.36 | - | 2019-04-20 14:00 | 4 | 20 | 14 | W | 22.19 | - | 22.19
2017-04-20 15:00 | 4 | 20 | 15 |  | 41.17 | 41.17 | - | 2018-04-20 15:00 | 4 | 20 | 15 |  | 32.03 | 32.03 | - | 2019-04-20 15:00 | 4 | 20 | 15 | W | 22.19 | - | 22.19
2017-04-20 16:00 | 4 | 20 | 16 |  | 42.09 | 42.09 | - | 2018-04-20 16:00 | 4 | 20 | 16 |  | 31.74 | 31.74 | - | 2019-04-20 16:00 | 4 | 20 | 16 | W | 22.02 | - | 22.02
2017-04-20 17:00 | 4 | 20 | 17 |  | 39.61 | - | 39.61 | 2018-04-20 17:00 | 4 | 20 | 17 |  | 31.76 | - | 31.76 | 2019-04-20 17:00 | 4 | 20 | 17 | W | 23.28 | - | 23.28
2017-04-20 18:00 | 4 | 20 | 18 |  | 35.99 | - | 35.99 | 2018-04-20 18:00 | 4 | 20 | 18 |  | 31.89 | - | 31.89 | 2019-04-20 18:00 | 4 | 20 | 18 | W | 23.07 | - | 23.07
2017-04-20 19:00 | 4 | 20 | 19 |  | 35.46 | - | 35.46 | 2018-04-20 19:00 | 4 | 20 | 19 |  | 38.28 | - | 38.28 | 2019-04-20 19:00 | 4 | 20 | 19 | W | 24.84 | - | 24.84
2017-04-20 20:00 | 4 | 20 | 20 |  | 45.6 | - | 45.6 | 2018-04-20 20:00 | 4 | 20 | 20 |  | 45.09 | - | 45.09 | 2019-04-20 20:00 | 4 | 20 | 20 | W | 28.2 | - | 28.2
2017-04-20 21:00 | 4 | 20 | 21 |  | 34.98 | - | 34.98 | 2018-04-20 21:00 | 4 | 20 | 21 |  | 40.86 | - | 40.86 | 2019-04-20 21:00 | 4 | 20 | 21 | W | 26.04 | - | 26.04
2017-04-20 22:00 | 4 | 20 | 22 |  | 27.07 | - | 27.07 | 2018-04-20 22:00 | 4 | 20 | 22 |  | 34.08 | - | 34.08 | 2019-04-20 22:00 | 4 | 20 | 22 | W | 22.04 | - | 22.04
2017-04-20 23:00 | 4 | 20 | 23 |  | 22.98 | - | 22.98 | 2018-04-20 23:00 | 4 | 20 | 23 |  | 29.24 | - | 29.24 | 2019-04-20 23:00 | 4 | 20 | 23 | W | 20.58 | - | 20.58
2017-04-21 | 4 | 21 | 0 |  | 21.25 | - | 21.25 | 2018-04-21 | 4 | 21 | 0 | W | 30.81 | - | 30.81 | 2019-04-21 | 4 | 21 | 0 | W | 19.38 | - | 19.38
2017-04-21 01:00 | 4 | 21 | 1 |  | 20.86 | - | 20.86 | 2018-04-21 01:00 | 4 | 21 | 1 | W | 29.04 | - | 29.04 | 2019-04-21 01:00 | 4 | 21 | 1 | W | 19.47 | - | 19.47
2017-04-21 02:00 | 4 | 21 | 2 |  | 20.65 | - | 20.65 | 2018-04-21 02:00 | 4 | 21 | 2 | W | 27.71 | - | 27.71 | 2019-04-21 02:00 | 4 | 21 | 2 | W | 18.99 | - | 18.99
2017-04-21 03:00 | 4 | 21 | 3 |  | 20.18 | - | 20.18 | 2018-04-21 03:00 | 4 | 21 | 3 | W | 27.18 | - | 27.18 | 2019-04-21 03:00 | 4 | 21 | 3 | W | 18.18 | - | 18.18
2017-04-21 04:00 | 4 | 21 | 4 |  | 20.79 | - | 20.79 | 2018-04-21 04:00 | 4 | 21 | 4 | W | 28.76 | - | 28.76 | 2019-04-21 04:00 | 4 | 21 | 4 | W | 18.14 | - | 18.14
2017-04-21 05:00 | 4 | 21 | 5 |  | 22.08 | - | 22.08 | 2018-04-21 05:00 | 4 | 21 | 5 | W | 30.23 | - | 30.23 | 2019-04-21 05:00 | 4 | 21 | 5 | W | 18.01 | - | 18.01
2017-04-21 06:00 | 4 | 21 | 6 |  | 26.55 | - | 26.55 | 2018-04-21 06:00 | 4 | 21 | 6 | W | 40.29 | - | 40.29 | 2019-04-21 06:00 | 4 | 21 | 6 | W | 19.77 | - | 19.77
2017-04-21 07:00 | 4 | 21 | 7 |  | 28.51 | - | 28.51 | 2018-04-21 07:00 | 4 | 21 | 7 | W | 40 | - | 40 | 2019-04-21 07:00 | 4 | 21 | 7 | W | 20.42 | - | 20.42
2017-04-21 08:00 | 4 | 21 | 8 |  | 29.98 | 29.98 | - | 2018-04-21 08:00 | 4 | 21 | 8 | W | 41.91 | - | 41.91 | 2019-04-21 08:00 | 4 | 21 | 8 | W | 22.52 | - | 22.52
2017-04-21 09:00 | 4 | 21 | 9 |  | 30.94 | 30.94 | - | 2018-04-21 09:00 | 4 | 21 | 9 | W | 43.38 | - | 43.38 | 2019-04-21 09:00 | 4 | 21 | 9 | W | 23.27 | - | 23.27
2017-04-21 10:00 | 4 | 21 | 10 |  | 32.68 | 32.68 | - | 2018-04-21 10:00 | 4 | 21 | 10 | W | 38.4 | - | 38.4 | 2019-04-21 10:00 | 4 | 21 | 10 | W | 23.31 | - | 23.31
2017-04-21 11:00 | 4 | 21 | 11 |  | 32.73 | 32.73 | - | 2018-04-21 11:00 | 4 | 21 | 11 | W | 35.98 | - | 35.98 | 2019-04-21 11:00 | 4 | 21 | 11 | W | 22.41 | - | 22.41
2017-04-21 12:00 | 4 | 21 | 12 |  | 34.17 | 34.17 | - | 2018-04-21 12:00 | 4 | 21 | 12 | W | 32.25 | - | 32.25 | 2019-04-21 12:00 | 4 | 21 | 12 | W | 22.05 | - | 22.05
2017-04-21 13:00 | 4 | 21 | 13 |  | 35.37 | 35.37 | - | 2018-04-21 13:00 | 4 | 21 | 13 | W | 28.96 | - | 28.96 | 2019-04-21 13:00 | 4 | 21 | 13 | W | 21 | - | 21
2017-04-21 14:00 | 4 | 21 | 14 |  | 34.19 | 34.19 | - | 2018-04-21 14:00 | 4 | 21 | 14 | W | 27.44 | - | 27.44 | 2019-04-21 14:00 | 4 | 21 | 14 | W | 20.65 | - | 20.65
2017-04-21 15:00 | 4 | 21 | 15 |  | 31.81 | 31.81 | - | 2018-04-21 15:00 | 4 | 21 | 15 | W | 27.32 | - | 27.32 | 2019-04-21 15:00 | 4 | 21 | 15 | W | 20.88 | - | 20.88
2017-04-21 16:00 | 4 | 21 | 16 |  | 31.57 | 31.57 | - | 2018-04-21 16:00 | 4 | 21 | 16 | W | 27.16 | - | 27.16 | 2019-04-21 16:00 | 4 | 21 | 16 | W | 21.09 | - | 21.09
2017-04-21 17:00 | 4 | 21 | 17 |  | 30.38 | - | 30.38 | 2018-04-21 17:00 | 4 | 21 | 17 | W | 27.34 | - | 27.34 | 2019-04-21 17:00 | 4 | 21 | 17 | W | 21.26 | - | 21.26
2017-04-21 18:00 | 4 | 21 | 18 |  | 28.69 | - | 28.69 | 2018-04-21 18:00 | 4 | 21 | 18 | W | 27.52 | - | 27.52 | 2019-04-21 18:00 | 4 | 21 | 18 | W | 21.29 | - | 21.29
2017-04-21 19:00 | 4 | 21 | 19 |  | 28.41 | - | 28.41 | 2018-04-21 19:00 | 4 | 21 | 19 | W | 31.45 | - | 31.45 | 2019-04-21 19:00 | 4 | 21 | 19 | W | 22.81 | - | 22.81
2017-04-21 20:00 | 4 | 21 | 20 |  | 34.92 | - | 34.92 | 2018-04-21 20:00 | 4 | 21 | 20 | W | 38.54 | - | 38.54 | 2019-04-21 20:00 | 4 | 21 | 20 | W | 25.87 | - | 25.87
2017-04-21 21:00 | 4 | 21 | 21 |  | 31.89 | - | 31.89 | 2018-04-21 21:00 | 4 | 21 | 21 | W | 35.73 | - | 35.73 | 2019-04-21 21:00 | 4 | 21 | 21 | W | 24.58 | - | 24.58
2017-04-21 22:00 | 4 | 21 | 22 |  | 25.26 | - | 25.26 | 2018-04-21 22:00 | 4 | 21 | 22 | W | 28.43 | - | 28.43 | 2019-04-21 22:00 | 4 | 21 | 22 | W | 20.51 | - | 20.51
2017-04-21 23:00 | 4 | 21 | 23 |  | 23.07 | - | 23.07 | 2018-04-21 23:00 | 4 | 21 | 23 | W | 27.52 | - | 27.52 | 2019-04-21 23:00 | 4 | 21 | 23 | W | 19.67 | - | 19.67
2017-04-22 | 4 | 22 | 0 | W | 22.08 | - | 22.08 | 2018-04-22 | 4 | 22 | 0 | W | 26.92 | - | 26.92 | 2019-04-22 | 4 | 22 | 0 |  | 17.14 | - | 17.14
2017-04-22 01:00 | 4 | 22 | 1 | W | 21.83 | - | 21.83 | 2018-04-22 01:00 | 4 | 22 | 1 | W | 26.3 | - | 26.3 | 2019-04-22 01:00 | 4 | 22 | 1 |  | 16.96 | - | 16.96
2017-04-22 02:00 | 4 | 22 | 2 | W | 21.48 | - | 21.48 | 2018-04-22 02:00 | 4 | 22 | 2 | W | 25.98 | - | 25.98 | 2019-04-22 02:00 | 4 | 22 | 2 |  | 16.81 | - | 16.81
2017-04-22 03:00 | 4 | 22 | 3 | W | 20.84 | - | 20.84 | 2018-04-22 03:00 | 4 | 22 | 3 | W | 25.24 | - | 25.24 | 2019-04-22 03:00 | 4 | 22 | 3 |  | 17.25 | - | 17.25
2017-04-22 04:00 | 4 | 22 | 4 | W | 20.82 | - | 20.82 | 2018-04-22 04:00 | 4 | 22 | 4 | W | 25.91 | - | 25.91 | 2019-04-22 04:00 | 4 | 22 | 4 |  | 17.99 | - | 17.99
2017-04-22 05:00 | 4 | 22 | 5 | W | 21.19 | - | 21.19 | 2018-04-22 05:00 | 4 | 22 | 5 | W | 26.4 | - | 26.4 | 2019-04-22 05:00 | 4 | 22 | 5 |  | 20.4 | - | 20.4
2017-04-22 06:00 | 4 | 22 | 6 | W | 22.06 | - | 22.06 | 2018-04-22 06:00 | 4 | 22 | 6 | W | 26.53 | - | 26.53 | 2019-04-22 06:00 | 4 | 22 | 6 |  | 33.03 | - | 33.03
2017-04-22 07:00 | 4 | 22 | 7 | W | 22.58 | - | 22.58 | 2018-04-22 07:00 | 4 | 22 | 7 | W | 28.65 | - | 28.65 | 2019-04-22 07:00 | 4 | 22 | 7 |  | 32.41 | - | 32.41
2017-04-22 08:00 | 4 | 22 | 8 | W | 24.4 | - | 24.4 | 2018-04-22 08:00 | 4 | 22 | 8 | W | 31.08 | - | 31.08 | 2019-04-22 08:00 | 4 | 22 | 8 |  | 31.14 | 31.14 | -
2017-04-22 09:00 | 4 | 22 | 9 | W | 26.05 | - | 26.05 | 2018-04-22 09:00 | 4 | 22 | 9 | W | 34.43 | - | 34.43 | 2019-04-22 09:00 | 4 | 22 | 9 |  | 31.02 | 31.02 | -
2017-04-22 10:00 | 4 | 22 | 10 | W | 26.52 | - | 26.52 | 2018-04-22 10:00 | 4 | 22 | 10 | W | 30.44 | - | 30.44 | 2019-04-22 10:00 | 4 | 22 | 10 |  | 31.13 | 31.13 | -
2017-04-22 11:00 | 4 | 22 | 11 | W | 25.6 | - | 25.6 | 2018-04-22 11:00 | 4 | 22 | 11 | W | 28.82 | - | 28.82 | 2019-04-22 11:00 | 4 | 22 | 11 |  | 30.44 | 30.44 | -
2017-04-22 12:00 | 4 | 22 | 12 | W | 24.89 | - | 24.89 | 2018-04-22 12:00 | 4 | 22 | 12 | W | 27.47 | - | 27.47 | 2019-04-22 12:00 | 4 | 22 | 12 |  | 30.27 | 30.27 | -
2017-04-22 13:00 | 4 | 22 | 13 | W | 24.01 | - | 24.01 | 2018-04-22 13:00 | 4 | 22 | 13 | W | 25.99 | - | 25.99 | 2019-04-22 13:00 | 4 | 22 | 13 |  | 30.17 | 30.17 | -
2017-04-22 14:00 | 4 | 22 | 14 | W | 23.77 | - | 23.77 | 2018-04-22 14:00 | 4 | 22 | 14 | W | 25.56 | - | 25.56 | 2019-04-22 14:00 | 4 | 22 | 14 |  | 30.84 | 30.84 | -
2017-04-22 15:00 | 4 | 22 | 15 | W | 23.35 | - | 23.35 | 2018-04-22 15:00 | 4 | 22 | 15 | W | 25.5 | - | 25.5 | 2019-04-22 15:00 | 4 | 22 | 15 |  | 29.69 | 29.69 | -
2017-04-22 16:00 | 4 | 22 | 16 | W | 23.54 | - | 23.54 | 2018-04-22 16:00 | 4 | 22 | 16 | W | 25.77 | - | 25.77 | 2019-04-22 16:00 | 4 | 22 | 16 |  | 29.2 | 29.2 | -
2017-04-22 17:00 | 4 | 22 | 17 | W | 23.6 | - | 23.6 | 2018-04-22 17:00 | 4 | 22 | 17 | W | 26.91 | - | 26.91 | 2019-04-22 17:00 | 4 | 22 | 17 |  | 29.25 | - | 29.25
2017-04-22 18:00 | 4 | 22 | 18 | W | 23.96 | - | 23.96 | 2018-04-22 18:00 | 4 | 22 | 18 | W | 28.55 | - | 28.55 | 2019-04-22 18:00 | 4 | 22 | 18 |  | 28.17 | - | 28.17
2017-04-22 19:00 | 4 | 22 | 19 | W | 24.62 | - | 24.62 | 2018-04-22 19:00 | 4 | 22 | 19 | W | 32.37 | - | 32.37 | 2019-04-22 19:00 | 4 | 22 | 19 |  | 29.15 | - | 29.15
2017-04-22 20:00 | 4 | 22 | 20 | W | 28.82 | - | 28.82 | 2018-04-22 20:00 | 4 | 22 | 20 | W | 46.51 | - | 46.51 | 2019-04-22 20:00 | 4 | 22 | 20 |  | 31.39 | - | 31.39
2017-04-22 21:00 | 4 | 22 | 21 | W | 25.54 | - | 25.54 | 2018-04-22 21:00 | 4 | 22 | 21 | W | 37.64 | - | 37.64 | 2019-04-22 21:00 | 4 | 22 | 21 |  | 28.18 | - | 28.18
2017-04-22 22:00 | 4 | 22 | 22 | W | 23.21 | - | 23.21 | 2018-04-22 22:00 | 4 | 22 | 22 | W | 27.03 | - | 27.03 | 2019-04-22 22:00 | 4 | 22 | 22 |  | 22.32 | - | 22.32
2017-04-22 23:00 | 4 | 22 | 23 | W | 21.93 | - | 21.93 | 2018-04-22 23:00 | 4 | 22 | 23 | W | 25.05 | - | 25.05 | 2019-04-22 23:00 | 4 | 22 | 23 |  | 20.44 | - | 20.44
2017-04-23 | 4 | 23 | 0 | W | 20.81 | - | 20.81 | 2018-04-23 | 4 | 23 | 0 |  | 22.59 | - | 22.59 | 2019-04-23 | 4 | 23 | 0 |  | 19.04 | - | 19.04
2017-04-23 01:00 | 4 | 23 | 1 | W | 20.62 | - | 20.62 | 2018-04-23 01:00 | 4 | 23 | 1 |  | 22.84 | - | 22.84 | 2019-04-23 01:00 | 4 | 23 | 1 |  | 18.42 | - | 18.42
2017-04-23 02:00 | 4 | 23 | 2 | W | 20.47 | - | 20.47 | 2018-04-23 02:00 | 4 | 23 | 2 |  | 22.63 | - | 22.63 | 2019-04-23 02:00 | 4 | 23 | 2 |  | 17.47 | - | 17.47
2017-04-23 03:00 | 4 | 23 | 3 | W | 20.2 | - | 20.2 | 2018-04-23 03:00 | 4 | 23 | 3 |  | 22.21 | - | 22.21 | 2019-04-23 03:00 | 4 | 23 | 3 |  | 17.65 | - | 17.65
2017-04-23 04:00 | 4 | 23 | 4 | W | 20.34 | - | 20.34 | 2018-04-23 04:00 | 4 | 23 | 4 |  | 23.06 | - | 23.06 | 2019-04-23 04:00 | 4 | 23 | 4 |  | 19.07 | - | 19.07
2017-04-23 05:00 | 4 | 23 | 5 | W | 20.59 | - | 20.59 | 2018-04-23 05:00 | 4 | 23 | 5 |  | 28.5 | - | 28.5 | 2019-04-23 05:00 | 4 | 23 | 5 |  | 21.41 | - | 21.41
2017-04-23 06:00 | 4 | 23 | 6 | W | 21.07 | - | 21.07 | 2018-04-23 06:00 | 4 | 23 | 6 |  | 41.99 | - | 41.99 | 2019-04-23 06:00 | 4 | 23 | 6 |  | 31.08 | - | 31.08
2017-04-23 07:00 | 4 | 23 | 7 | W | 21.68 | - | 21.68 | 2018-04-23 07:00 | 4 | 23 | 7 |  | 41.49 | - | 41.49 | 2019-04-23 07:00 | 4 | 23 | 7 |  | 32.08 | - | 32.08
2017-04-23 08:00 | 4 | 23 | 8 | W | 23.01 | - | 23.01 | 2018-04-23 08:00 | 4 | 23 | 8 |  | 40.21 | 40.21 | - | 2019-04-23 08:00 | 4 | 23 | 8 |  | 31.5 | 31.5 | -
2017-04-23 09:00 | 4 | 23 | 9 | W | 23.9 | - | 23.9 | 2018-04-23 09:00 | 4 | 23 | 9 |  | 40.26 | 40.26 | - | 2019-04-23 09:00 | 4 | 23 | 9 |  | 33.82 | 33.82 | -
2017-04-23 10:00 | 4 | 23 | 10 | W | 24.18 | - | 24.18 | 2018-04-23 10:00 | 4 | 23 | 10 |  | 40.44 | 40.44 | - | 2019-04-23 10:00 | 4 | 23 | 10 |  | 35.12 | 35.12 | -
2017-04-23 11:00 | 4 | 23 | 11 | W | 23.82 | - | 23.82 | 2018-04-23 11:00 | 4 | 23 | 11 |  | 37.99 | 37.99 | - | 2019-04-23 11:00 | 4 | 23 | 11 |  | 34.44 | 34.44 | -
2017-04-23 12:00 | 4 | 23 | 12 | W | 23.79 | - | 23.79 | 2018-04-23 12:00 | 4 | 23 | 12 |  | 37.05 | 37.05 | - | 2019-04-23 12:00 | 4 | 23 | 12 |  | 35.77 | 35.77 | -
2017-04-23 13:00 | 4 | 23 | 13 | W | 23.27 | - | 23.27 | 2018-04-23 13:00 | 4 | 23 | 13 |  | 37.18 | 37.18 | - | 2019-04-23 13:00 | 4 | 23 | 13 |  | 34.51 | 34.51 | -
2017-04-23 14:00 | 4 | 23 | 14 | W | 23.19 | - | 23.19 | 2018-04-23 14:00 | 4 | 23 | 14 |  | 35.33 | 35.33 | - | 2019-04-23 14:00 | 4 | 23 | 14 |  | 35.59 | 35.59 | -
2017-04-23 15:00 | 4 | 23 | 15 | W | 22.89 | - | 22.89 | 2018-04-23 15:00 | 4 | 23 | 15 |  | 34.02 | 34.02 | - | 2019-04-23 15:00 | 4 | 23 | 15 |  | 35.37 | 35.37 | -
2017-04-23 16:00 | 4 | 23 | 16 | W | 23.59 | - | 23.59 | 2018-04-23 16:00 | 4 | 23 | 16 |  | 35.41 | 35.41 | - | 2019-04-23 16:00 | 4 | 23 | 16 |  | 35.76 | 35.76 | -
2017-04-23 17:00 | 4 | 23 | 17 | W | 24.43 | - | 24.43 | 2018-04-23 17:00 | 4 | 23 | 17 |  | 35.22 | - | 35.22 | 2019-04-23 17:00 | 4 | 23 | 17 |  | 35.94 | - | 35.94
2017-04-23 18:00 | 4 | 23 | 18 | W | 24.86 | - | 24.86 | 2018-04-23 18:00 | 4 | 23 | 18 |  | 36.02 | - | 36.02 | 2019-04-23 18:00 | 4 | 23 | 18 |  | 34.69 | - | 34.69
2017-04-23 19:00 | 4 | 23 | 19 | W | 26.69 | - | 26.69 | 2018-04-23 19:00 | 4 | 23 | 19 |  | 38.8 | - | 38.8 | 2019-04-23 19:00 | 4 | 23 | 19 |  | 34.94 | - | 34.94
2017-04-23 20:00 | 4 | 23 | 20 | W | 31.89 | - | 31.89 | 2018-04-23 20:00 | 4 | 23 | 20 |  | 47.88 | - | 47.88 | 2019-04-23 20:00 | 4 | 23 | 20 |  | 40.82 | - | 40.82
2017-04-23 21:00 | 4 | 23 | 21 | W | 27.98 | - | 27.98 | 2018-04-23 21:00 | 4 | 23 | 21 |  | 38.87 | - | 38.87 | 2019-04-23 21:00 | 4 | 23 | 21 |  | 35.31 | - | 35.31
2017-04-23 22:00 | 4 | 23 | 22 | W | 23.66 | - | 23.66 | 2018-04-23 22:00 | 4 | 23 | 22 |  | 29.97 | - | 29.97 | 2019-04-23 22:00 | 4 | 23 | 22 |  | 27.29 | - | 27.29
2017-04-23 23:00 | 4 | 23 | 23 | W | 21.62 | - | 21.62 | 2018-04-23 23:00 | 4 | 23 | 23 |  | 25.52 | - | 25.52 | 2019-04-23 23:00 | 4 | 23 | 23 |  | 23 | - | 23
2017-04-24 | 4 | 24 | 0 |  | 20.91 | - | 20.91 | 2018-04-24 | 4 | 24 | 0 |  | 22.86 | - | 22.86 | 2019-04-24 | 4 | 24 | 0 |  | 20.98 | - | 20.98
2017-04-24 01:00 | 4 | 24 | 1 |  | 20.62 | - | 20.62 | 2018-04-24 01:00 | 4 | 24 | 1 |  | 22.5 | - | 22.5 | 2019-04-24 01:00 | 4 | 24 | 1 |  | 20.52 | - | 20.52
2017-04-24 02:00 | 4 | 24 | 2 |  | 20.59 | - | 20.59 | 2018-04-24 02:00 | 4 | 24 | 2 |  | 22.12 | - | 22.12 | 2019-04-24 02:00 | 4 | 24 | 2 |  | 19.48 | - | 19.48
2017-04-24 03:00 | 4 | 24 | 3 |  | 20.55 | - | 20.55 | 2018-04-24 03:00 | 4 | 24 | 3 |  | 21.89 | - | 21.89 | 2019-04-24 03:00 | 4 | 24 | 3 |  | 19.52 | - | 19.52
2017-04-24 04:00 | 4 | 24 | 4 |  | 21.48 | - | 21.48 | 2018-04-24 04:00 | 4 | 24 | 4 |  | 23.33 | - | 23.33 | 2019-04-24 04:00 | 4 | 24 | 4 |  | 20.31 | - | 20.31
2017-04-24 05:00 | 4 | 24 | 5 |  | 23.11 | - | 23.11 | 2018-04-24 05:00 | 4 | 24 | 5 |  | 27.12 | - | 27.12 | 2019-04-24 05:00 | 4 | 24 | 5 |  | 22.87 | - | 22.87
2017-04-24 06:00 | 4 | 24 | 6 |  | 30.56 | - | 30.56 | 2018-04-24 06:00 | 4 | 24 | 6 |  | 39.67 | - | 39.67 | 2019-04-24 06:00 | 4 | 24 | 6 |  | 32.65 | - | 32.65
2017-04-24 07:00 | 4 | 24 | 7 |  | 31.59 | - | 31.59 | 2018-04-24 07:00 | 4 | 24 | 7 |  | 41.71 | - | 41.71 | 2019-04-24 07:00 | 4 | 24 | 7 |  | 33.62 | - | 33.62
2017-04-24 08:00 | 4 | 24 | 8 |  | 33.37 | 33.37 | - | 2018-04-24 08:00 | 4 | 24 | 8 |  | 42.09 | 42.09 | - | 2019-04-24 08:00 | 4 | 24 | 8 |  | 32.34 | 32.34 | -
2017-04-24 09:00 | 4 | 24 | 9 |  | 33.82 | 33.82 | - | 2018-04-24 09:00 | 4 | 24 | 9 |  | 41.42 | 41.42 | - | 2019-04-24 09:00 | 4 | 24 | 9 |  | 33.47 | 33.47 | -
2017-04-24 10:00 | 4 | 24 | 10 |  | 35.8 | 35.8 | - | 2018-04-24 10:00 | 4 | 24 | 10 |  | 41.92 | 41.92 | - | 2019-04-24 10:00 | 4 | 24 | 10 |  | 35.26 | 35.26 | -
2017-04-24 11:00 | 4 | 24 | 11 |  | 34.2 | 34.2 | - | 2018-04-24 11:00 | 4 | 24 | 11 |  | 41.06 | 41.06 | - | 2019-04-24 11:00 | 4 | 24 | 11 |  | 34.54 | 34.54 | -
2017-04-24 12:00 | 4 | 24 | 12 |  | 34.59 | 34.59 | - | 2018-04-24 12:00 | 4 | 24 | 12 |  | 40.95 | 40.95 | - | 2019-04-24 12:00 | 4 | 24 | 12 |  | 35.06 | 35.06 | -
2017-04-24 13:00 | 4 | 24 | 13 |  | 34.03 | 34.03 | - | 2018-04-24 13:00 | 4 | 24 | 13 |  | 41.14 | 41.14 | - | 2019-04-24 13:00 | 4 | 24 | 13 |  | 34.81 | 34.81 | -
2017-04-24 14:00 | 4 | 24 | 14 |  | 33.58 | 33.58 | - | 2018-04-24 14:00 | 4 | 24 | 14 |  | 39.58 | 39.58 | - | 2019-04-24 14:00 | 4 | 24 | 14 |  | 34.83 | 34.83 | -
2017-04-24 15:00 | 4 | 24 | 15 |  | 29.59 | 29.59 | - | 2018-04-24 15:00 | 4 | 24 | 15 |  | 39.37 | 39.37 | - | 2019-04-24 15:00 | 4 | 24 | 15 |  | 33.52 | 33.52 | -
2017-04-24 16:00 | 4 | 24 | 16 |  | 31.27 | 31.27 | - | 2018-04-24 16:00 | 4 | 24 | 16 |  | 38.41 | 38.41 | - | 2019-04-24 16:00 | 4 | 24 | 16 |  | 33.87 | 33.87 | -
2017-04-24 17:00 | 4 | 24 | 17 |  | 31.1 | - | 31.1 | 2018-04-24 17:00 | 4 | 24 | 17 |  | 37 | - | 37 | 2019-04-24 17:00 | 4 | 24 | 17 |  | 33.79 | - | 33.79
2017-04-24 18:00 | 4 | 24 | 18 |  | 29.5 | - | 29.5 | 2018-04-24 18:00 | 4 | 24 | 18 |  | 37.4 | - | 37.4 | 2019-04-24 18:00 | 4 | 24 | 18 |  | 31.37 | - | 31.37
2017-04-24 19:00 | 4 | 24 | 19 |  | 28.93 | - | 28.93 | 2018-04-24 19:00 | 4 | 24 | 19 |  | 40.32 | - | 40.32 | 2019-04-24 19:00 | 4 | 24 | 19 |  | 32.73 | - | 32.73
2017-04-24 20:00 | 4 | 24 | 20 |  | 32.13 | - | 32.13 | 2018-04-24 20:00 | 4 | 24 | 20 |  | 43.82 | - | 43.82 | 2019-04-24 20:00 | 4 | 24 | 20 |  | 40.48 | - | 40.48
2017-04-24 21:00 | 4 | 24 | 21 |  | 29.61 | - | 29.61 | 2018-04-24 21:00 | 4 | 24 | 21 |  | 39.12 | - | 39.12 | 2019-04-24 21:00 | 4 | 24 | 21 |  | 35.12 | - | 35.12
2017-04-24 22:00 | 4 | 24 | 22 |  | 23.9 | - | 23.9 | 2018-04-24 22:00 | 4 | 24 | 22 |  | 32.78 | - | 32.78 | 2019-04-24 22:00 | 4 | 24 | 22 |  | 25.42 | - | 25.42
2017-04-24 23:00 | 4 | 24 | 23 |  | 22.11 | - | 22.11 | 2018-04-24 23:00 | 4 | 24 | 23 |  | 27.98 | - | 27.98 | 2019-04-24 23:00 | 4 | 24 | 23 |  | 22.54 | - | 22.54
2017-04-25 | 4 | 25 | 0 |  | 20.19 | - | 20.19 | 2018-04-25 | 4 | 25 | 0 |  | 25.17 | - | 25.17 | 2019-04-25 | 4 | 25 | 0 |  | 20.88 | - | 20.88
2017-04-25 01:00 | 4 | 25 | 1 |  | 19.91 | - | 19.91 | 2018-04-25 01:00 | 4 | 25 | 1 |  | 23.6 | - | 23.6 | 2019-04-25 01:00 | 4 | 25 | 1 |  | 20.32 | - | 20.32
2017-04-25 02:00 | 4 | 25 | 2 |  | 19.42 | - | 19.42 | 2018-04-25 02:00 | 4 | 25 | 2 |  | 22.46 | - | 22.46 | 2019-04-25 02:00 | 4 | 25 | 2 |  | 20.07 | - | 20.07
2017-04-25 03:00 | 4 | 25 | 3 |  | 19.48 | - | 19.48 | 2018-04-25 03:00 | 4 | 25 | 3 |  | 22.16 | - | 22.16 | 2019-04-25 03:00 | 4 | 25 | 3 |  | 20.3 | - | 20.3
2017-04-25 04:00 | 4 | 25 | 4 |  | 19.9 | - | 19.9 | 2018-04-25 04:00 | 4 | 25 | 4 |  | 24.04 | - | 24.04 | 2019-04-25 04:00 | 4 | 25 | 4 |  | 21.14 | - | 21.14
2017-04-25 05:00 | 4 | 25 | 5 |  | 21.76 | - | 21.76 | 2018-04-25 05:00 | 4 | 25 | 5 |  | 26.66 | - | 26.66 | 2019-04-25 05:00 | 4 | 25 | 5 |  | 23.16 | - | 23.16
2017-04-25 06:00 | 4 | 25 | 6 |  | 28.23 | - | 28.23 | 2018-04-25 06:00 | 4 | 25 | 6 |  | 40.66 | - | 40.66 | 2019-04-25 06:00 | 4 | 25 | 6 |  | 32.52 | - | 32.52
2017-04-25 07:00 | 4 | 25 | 7 |  | 29.38 | - | 29.38 | 2018-04-25 07:00 | 4 | 25 | 7 |  | 40.76 | - | 40.76 | 2019-04-25 07:00 | 4 | 25 | 7 |  | 36.04 | - | 36.04
2017-04-25 08:00 | 4 | 25 | 8 |  | 31.2 | 31.2 | - | 2018-04-25 08:00 | 4 | 25 | 8 |  | 41.29 | 41.29 | - | 2019-04-25 08:00 | 4 | 25 | 8 |  | 35.06 | 35.06 | -
2017-04-25 09:00 | 4 | 25 | 9 |  | 31.28 | 31.28 | - | 2018-04-25 09:00 | 4 | 25 | 9 |  | 40.83 | 40.83 | - | 2019-04-25 09:00 | 4 | 25 | 9 |  | 39.16 | 39.16 | -
2017-04-25 10:00 | 4 | 25 | 10 |  | 33.49 | 33.49 | - | 2018-04-25 10:00 | 4 | 25 | 10 |  | 39.27 | 39.27 | - | 2019-04-25 10:00 | 4 | 25 | 10 |  | 38.81 | 38.81 | -
2017-04-25 11:00 | 4 | 25 | 11 |  | 32.36 | 32.36 | - | 2018-04-25 11:00 | 4 | 25 | 11 |  | 39.98 | 39.98 | - | 2019-04-25 11:00 | 4 | 25 | 11 |  | 39.72 | 39.72 | -
2017-04-25 12:00 | 4 | 25 | 12 |  | 32.48 | 32.48 | - | 2018-04-25 12:00 | 4 | 25 | 12 |  | 39.36 | 39.36 | - | 2019-04-25 12:00 | 4 | 25 | 12 |  | 37.73 | 37.73 | -
2017-04-25 13:00 | 4 | 25 | 13 |  | 33.29 | 33.29 | - | 2018-04-25 13:00 | 4 | 25 | 13 |  | 38.83 | 38.83 | - | 2019-04-25 13:00 | 4 | 25 | 13 |  | 39.25 | 39.25 | -
2017-04-25 14:00 | 4 | 25 | 14 |  | 33.14 | 33.14 | - | 2018-04-25 14:00 | 4 | 25 | 14 |  | 38.67 | 38.67 | - | 2019-04-25 14:00 | 4 | 25 | 14 |  | 38.81 | 38.81 | -
2017-04-25 15:00 | 4 | 25 | 15 |  | 31.98 | 31.98 | - | 2018-04-25 15:00 | 4 | 25 | 15 |  | 38.1 | 38.1 | - | 2019-04-25 15:00 | 4 | 25 | 15 |  | 38.86 | 38.86 | -
2017-04-25 16:00 | 4 | 25 | 16 |  | 32.77 | 32.77 | - | 2018-04-25 16:00 | 4 | 25 | 16 |  | 37.45 | 37.45 | - | 2019-04-25 16:00 | 4 | 25 | 16 |  | 37.46 | 37.46 | -
2017-04-25 17:00 | 4 | 25 | 17 |  | 31.56 | - | 31.56 | 2018-04-25 17:00 | 4 | 25 | 17 |  | 37.13 | - | 37.13 | 2019-04-25 17:00 | 4 | 25 | 17 |  | 39.54 | - | 39.54
2017-04-25 18:00 | 4 | 25 | 18 |  | 30.35 | - | 30.35 | 2018-04-25 18:00 | 4 | 25 | 18 |  | 37.25 | - | 37.25 | 2019-04-25 18:00 | 4 | 25 | 18 |  | 38.04 | - | 38.04
2017-04-25 19:00 | 4 | 25 | 19 |  | 29.86 | - | 29.86 | 2018-04-25 19:00 | 4 | 25 | 19 |  | 40.15 | - | 40.15 | 2019-04-25 19:00 | 4 | 25 | 19 |  | 33.91 | - | 33.91
2017-04-25 20:00 | 4 | 25 | 20 |  | 33.53 | - | 33.53 | 2018-04-25 20:00 | 4 | 25 | 20 |  | 43.16 | - | 43.16 | 2019-04-25 20:00 | 4 | 25 | 20 |  | 37.91 | - | 37.91
2017-04-25 21:00 | 4 | 25 | 21 |  | 30.03 | - | 30.03 | 2018-04-25 21:00 | 4 | 25 | 21 |  | 40.86 | - | 40.86 | 2019-04-25 21:00 | 4 | 25 | 21 |  | 32.8 | - | 32.8
2017-04-25 22:00 | 4 | 25 | 22 |  | 23.77 | - | 23.77 | 2018-04-25 22:00 | 4 | 25 | 22 |  | 32.82 | - | 32.82 | 2019-04-25 22:00 | 4 | 25 | 22 |  | 23.94 | - | 23.94
2017-04-25 23:00 | 4 | 25 | 23 |  | 21.55 | - | 21.55 | 2018-04-25 23:00 | 4 | 25 | 23 |  | 27.21 | - | 27.21 | 2019-04-25 23:00 | 4 | 25 | 23 |  | 21.86 | - | 21.86
2017-04-26 | 4 | 26 | 0 |  | 20.35 | - | 20.35 | 2018-04-26 | 4 | 26 | 0 |  | 26.66 | - | 26.66 | 2019-04-26 | 4 | 26 | 0 |  | 19.25 | - | 19.25
2017-04-26 01:00 | 4 | 26 | 1 |  | 20.03 | - | 20.03 | 2018-04-26 01:00 | 4 | 26 | 1 |  | 24.83 | - | 24.83 | 2019-04-26 01:00 | 4 | 26 | 1 |  | 18.16 | - | 18.16
2017-04-26 02:00 | 4 | 26 | 2 |  | 20.03 | - | 20.03 | 2018-04-26 02:00 | 4 | 26 | 2 |  | 24.37 | - | 24.37 | 2019-04-26 02:00 | 4 | 26 | 2 |  | 17.4 | - | 17.4
2017-04-26 03:00 | 4 | 26 | 3 |  | 19.75 | - | 19.75 | 2018-04-26 03:00 | 4 | 26 | 3 |  | 23.96 | - | 23.96 | 2019-04-26 03:00 | 4 | 26 | 3 |  | 17.46 | - | 17.46
2017-04-26 04:00 | 4 | 26 | 4 |  | 20.59 | - | 20.59 | 2018-04-26 04:00 | 4 | 26 | 4 |  | 26.83 | - | 26.83 | 2019-04-26 04:00 | 4 | 26 | 4 |  | 17.29 | - | 17.29
2017-04-26 05:00 | 4 | 26 | 5 |  | 22.14 | - | 22.14 | 2018-04-26 05:00 | 4 | 26 | 5 |  | 30.97 | - | 30.97 | 2019-04-26 05:00 | 4 | 26 | 5 |  | 19.82 | - | 19.82
2017-04-26 06:00 | 4 | 26 | 6 |  | 27.01 | - | 27.01 | 2018-04-26 06:00 | 4 | 26 | 6 |  | 40.58 | - | 40.58 | 2019-04-26 06:00 | 4 | 26 | 6 |  | 25.64 | - | 25.64
2017-04-26 07:00 | 4 | 26 | 7 |  | 28.42 | - | 28.42 | 2018-04-26 07:00 | 4 | 26 | 7 |  | 40.28 | - | 40.28 | 2019-04-26 07:00 | 4 | 26 | 7 |  | 27.03 | - | 27.03
2017-04-26 08:00 | 4 | 26 | 8 |  | 30.94 | 30.94 | - | 2018-04-26 08:00 | 4 | 26 | 8 |  | 38.97 | 38.97 | - | 2019-04-26 08:00 | 4 | 26 | 8 |  | 29.45 | 29.45 | -
2017-04-26 09:00 | 4 | 26 | 9 |  | 32.08 | 32.08 | - | 2018-04-26 09:00 | 4 | 26 | 9 |  | 40.9 | 40.9 | - | 2019-04-26 09:00 | 4 | 26 | 9 |  | 26.93 | 26.93 | -
2017-04-26 10:00 | 4 | 26 | 10 |  | 33.69 | 33.69 | - | 2018-04-26 10:00 | 4 | 26 | 10 |  | 41.04 | 41.04 | - | 2019-04-26 10:00 | 4 | 26 | 10 |  | 28.14 | 28.14 | -
2017-04-26 11:00 | 4 | 26 | 11 |  | 34.81 | 34.81 | - | 2018-04-26 11:00 | 4 | 26 | 11 |  | 38.68 | 38.68 | - | 2019-04-26 11:00 | 4 | 26 | 11 |  | 27.53 | 27.53 | -
2017-04-26 12:00 | 4 | 26 | 12 |  | 36.78 | 36.78 | - | 2018-04-26 12:00 | 4 | 26 | 12 |  | 38.37 | 38.37 | - | 2019-04-26 12:00 | 4 | 26 | 12 |  | 26.8 | 26.8 | -
2017-04-26 13:00 | 4 | 26 | 13 |  | 38.08 | 38.08 | - | 2018-04-26 13:00 | 4 | 26 | 13 |  | 38.91 | 38.91 | - | 2019-04-26 13:00 | 4 | 26 | 13 |  | 26.61 | 26.61 | -
2017-04-26 14:00 | 4 | 26 | 14 |  | 39.45 | 39.45 | - | 2018-04-26 14:00 | 4 | 26 | 14 |  | 37.94 | 37.94 | - | 2019-04-26 14:00 | 4 | 26 | 14 |  | 24.72 | 24.72 | -
2017-04-26 15:00 | 4 | 26 | 15 |  | 39.72 | 39.72 | - | 2018-04-26 15:00 | 4 | 26 | 15 |  | 36.85 | 36.85 | - | 2019-04-26 15:00 | 4 | 26 | 15 |  | 24.41 | 24.41 | -
2017-04-26 16:00 | 4 | 26 | 16 |  | 42.57 | 42.57 | - | 2018-04-26 16:00 | 4 | 26 | 16 |  | 35.49 | 35.49 | - | 2019-04-26 16:00 | 4 | 26 | 16 |  | 24.42 | 24.42 | -
2017-04-26 17:00 | 4 | 26 | 17 |  | 40.78 | - | 40.78 | 2018-04-26 17:00 | 4 | 26 | 17 |  | 35.45 | - | 35.45 | 2019-04-26 17:00 | 4 | 26 | 17 |  | 25.04 | - | 25.04
2017-04-26 18:00 | 4 | 26 | 18 |  | 38.53 | - | 38.53 | 2018-04-26 18:00 | 4 | 26 | 18 |  | 35.95 | - | 35.95 | 2019-04-26 18:00 | 4 | 26 | 18 |  | 23.53 | - | 23.53
2017-04-26 19:00 | 4 | 26 | 19 |  | 37.42 | - | 37.42 | 2018-04-26 19:00 | 4 | 26 | 19 |  | 37.84 | - | 37.84 | 2019-04-26 19:00 | 4 | 26 | 19 |  | 23.86 | - | 23.86
2017-04-26 20:00 | 4 | 26 | 20 |  | 42.16 | - | 42.16 | 2018-04-26 20:00 | 4 | 26 | 20 |  | 41.01 | - | 41.01 | 2019-04-26 20:00 | 4 | 26 | 20 |  | 26.86 | - | 26.86
2017-04-26 21:00 | 4 | 26 | 21 |  | 38.14 | - | 38.14 | 2018-04-26 21:00 | 4 | 26 | 21 |  | 39.23 | - | 39.23 | 2019-04-26 21:00 | 4 | 26 | 21 |  | 23.9 | - | 23.9
2017-04-26 22:00 | 4 | 26 | 22 |  | 25.99 | - | 25.99 | 2018-04-26 22:00 | 4 | 26 | 22 |  | 34.59 | - | 34.59 | 2019-04-26 22:00 | 4 | 26 | 22 |  | 21.34 | - | 21.34
2017-04-26 23:00 | 4 | 26 | 23 |  | 22.91 | - | 22.91 | 2018-04-26 23:00 | 4 | 26 | 23 |  | 29.01 | - | 29.01 | 2019-04-26 23:00 | 4 | 26 | 23 |  | 19.67 | - | 19.67
2017-04-27 | 4 | 27 | 0 |  | 20.3 | - | 20.3 | 2018-04-27 | 4 | 27 | 0 |  | 25.82 | - | 25.82 | 2019-04-27 | 4 | 27 | 0 | W | 19.58 | - | 19.58
2017-04-27 01:00 | 4 | 27 | 1 |  | 19.75 | - | 19.75 | 2018-04-27 01:00 | 4 | 27 | 1 |  | 24.38 | - | 24.38 | 2019-04-27 01:00 | 4 | 27 | 1 | W | 19.56 | - | 19.56
2017-04-27 02:00 | 4 | 27 | 2 |  | 19.27 | - | 19.27 | 2018-04-27 02:00 | 4 | 27 | 2 |  | 22.93 | - | 22.93 | 2019-04-27 02:00 | 4 | 27 | 2 | W | 20.08 | - | 20.08
2017-04-27 03:00 | 4 | 27 | 3 |  | 18.92 | - | 18.92 | 2018-04-27 03:00 | 4 | 27 | 3 |  | 22.82 | - | 22.82 | 2019-04-27 03:00 | 4 | 27 | 3 | W | 19.98 | - | 19.98
2017-04-27 04:00 | 4 | 27 | 4 |  | 19.61 | - | 19.61 | 2018-04-27 04:00 | 4 | 27 | 4 |  | 24.79 | - | 24.79 | 2019-04-27 04:00 | 4 | 27 | 4 | W | 20.32 | - | 20.32
2017-04-27 05:00 | 4 | 27 | 5 |  | 21.12 | - | 21.12 | 2018-04-27 05:00 | 4 | 27 | 5 |  | 28.49 | - | 28.49 | 2019-04-27 05:00 | 4 | 27 | 5 | W | 20.8 | - | 20.8
2017-04-27 06:00 | 4 | 27 | 6 |  | 26.54 | - | 26.54 | 2018-04-27 06:00 | 4 | 27 | 6 |  | 42.2 | - | 42.2 | 2019-04-27 06:00 | 4 | 27 | 6 | W | 22.61 | - | 22.61
2017-04-27 07:00 | 4 | 27 | 7 |  | 25.92 | - | 25.92 | 2018-04-27 07:00 | 4 | 27 | 7 |  | 38.56 | - | 38.56 | 2019-04-27 07:00 | 4 | 27 | 7 | W | 22.68 | - | 22.68
2017-04-27 08:00 | 4 | 27 | 8 |  | 27.59 | 27.59 | - | 2018-04-27 08:00 | 4 | 27 | 8 |  | 40.11 | 40.11 | - | 2019-04-27 08:00 | 4 | 27 | 8 | W | 24.94 | - | 24.94
2017-04-27 09:00 | 4 | 27 | 9 |  | 30.49 | 30.49 | - | 2018-04-27 09:00 | 4 | 27 | 9 |  | 38.61 | 38.61 | - | 2019-04-27 09:00 | 4 | 27 | 9 | W | 26.19 | - | 26.19
2017-04-27 10:00 | 4 | 27 | 10 |  | 32.28 | 32.28 | - | 2018-04-27 10:00 | 4 | 27 | 10 |  | 39.85 | 39.85 | - | 2019-04-27 10:00 | 4 | 27 | 10 | W | 26.6 | - | 26.6
2017-04-27 11:00 | 4 | 27 | 11 |  | 32.56 | 32.56 | - | 2018-04-27 11:00 | 4 | 27 | 11 |  | 39.2 | 39.2 | - | 2019-04-27 11:00 | 4 | 27 | 11 | W | 25.3 | - | 25.3
2017-04-27 12:00 | 4 | 27 | 12 |  | 33.63 | 33.63 | - | 2018-04-27 12:00 | 4 | 27 | 12 |  | 38.67 | 38.67 | - | 2019-04-27 12:00 | 4 | 27 | 12 | W | 23.81 | - | 23.81
2017-04-27 13:00 | 4 | 27 | 13 |  | 35.13 | 35.13 | - | 2018-04-27 13:00 | 4 | 27 | 13 |  | 39.66 | 39.66 | - | 2019-04-27 13:00 | 4 | 27 | 13 | W | 22.7 | - | 22.7
2017-04-27 14:00 | 4 | 27 | 14 |  | 34.95 | 34.95 | - | 2018-04-27 14:00 | 4 | 27 | 14 |  | 37.83 | 37.83 | - | 2019-04-27 14:00 | 4 | 27 | 14 | W | 21.45 | - | 21.45
2017-04-27 15:00 | 4 | 27 | 15 |  | 34.18 | 34.18 | - | 2018-04-27 15:00 | 4 | 27 | 15 |  | 36.26 | 36.26 | - | 2019-04-27 15:00 | 4 | 27 | 15 | W | 21.3 | - | 21.3
2017-04-27 16:00 | 4 | 27 | 16 |  | 34.59 | 34.59 | - | 2018-04-27 16:00 | 4 | 27 | 16 |  | 34.32 | 34.32 | - | 2019-04-27 16:00 | 4 | 27 | 16 | W | 21.34 | - | 21.34
2017-04-27 17:00 | 4 | 27 | 17 |  | 35.01 | - | 35.01 | 2018-04-27 17:00 | 4 | 27 | 17 |  | 35.03 | - | 35.03 | 2019-04-27 17:00 | 4 | 27 | 17 | W | 21.98 | - | 21.98
2017-04-27 18:00 | 4 | 27 | 18 |  | 31.57 | - | 31.57 | 2018-04-27 18:00 | 4 | 27 | 18 |  | 31.82 | - | 31.82 | 2019-04-27 18:00 | 4 | 27 | 18 | W | 21.77 | - | 21.77
2017-04-27 19:00 | 4 | 27 | 19 |  | 32.68 | - | 32.68 | 2018-04-27 19:00 | 4 | 27 | 19 |  | 31.9 | - | 31.9 | 2019-04-27 19:00 | 4 | 27 | 19 | W | 22.76 | - | 22.76
2017-04-27 20:00 | 4 | 27 | 20 |  | 37.14 | - | 37.14 | 2018-04-27 20:00 | 4 | 27 | 20 |  | 38.27 | - | 38.27 | 2019-04-27 20:00 | 4 | 27 | 20 | W | 29.54 | - | 29.54
2017-04-27 21:00 | 4 | 27 | 21 |  | 33.24 | - | 33.24 | 2018-04-27 21:00 | 4 | 27 | 21 |  | 35.35 | - | 35.35 | 2019-04-27 21:00 | 4 | 27 | 21 | W | 25.66 | - | 25.66
2017-04-27 22:00 | 4 | 27 | 22 |  | 24.88 | - | 24.88 | 2018-04-27 22:00 | 4 | 27 | 22 |  | 27.68 | - | 27.68 | 2019-04-27 22:00 | 4 | 27 | 22 | W | 22.39 | - | 22.39
2017-04-27 23:00 | 4 | 27 | 23 |  | 22.81 | - | 22.81 | 2018-04-27 23:00 | 4 | 27 | 23 |  | 25.49 | - | 25.49 | 2019-04-27 23:00 | 4 | 27 | 23 | W | 20.8 | - | 20.8
2017-04-28 | 4 | 28 | 0 |  | 21.59 | - | 21.59 | 2018-04-28 | 4 | 28 | 0 | W | 31.43 | - | 31.43 | 2019-04-28 | 4 | 28 | 0 | W | 19.59 | - | 19.59
2017-04-28 01:00 | 4 | 28 | 1 |  | 21.05 | - | 21.05 | 2018-04-28 01:00 | 4 | 28 | 1 | W | 26.42 | - | 26.42 | 2019-04-28 01:00 | 4 | 28 | 1 | W | 19.87 | - | 19.87
2017-04-28 02:00 | 4 | 28 | 2 |  | 20.51 | - | 20.51 | 2018-04-28 02:00 | 4 | 28 | 2 | W | 25.16 | - | 25.16 | 2019-04-28 02:00 | 4 | 28 | 2 | W | 19.97 | - | 19.97
2017-04-28 03:00 | 4 | 28 | 3 |  | 19.5 | - | 19.5 | 2018-04-28 03:00 | 4 | 28 | 3 | W | 25.22 | - | 25.22 | 2019-04-28 03:00 | 4 | 28 | 3 | W | 19.37 | - | 19.37
2017-04-28 04:00 | 4 | 28 | 4 |  | 20.32 | - | 20.32 | 2018-04-28 04:00 | 4 | 28 | 4 | W | 25.99 | - | 25.99 | 2019-04-28 04:00 | 4 | 28 | 4 | W | 19.38 | - | 19.38
2017-04-28 05:00 | 4 | 28 | 5 |  | 21.96 | - | 21.96 | 2018-04-28 05:00 | 4 | 28 | 5 | W | 28.31 | - | 28.31 | 2019-04-28 05:00 | 4 | 28 | 5 | W | 20 | - | 20
2017-04-28 06:00 | 4 | 28 | 6 |  | 25.99 | - | 25.99 | 2018-04-28 06:00 | 4 | 28 | 6 | W | 29.66 | - | 29.66 | 2019-04-28 06:00 | 4 | 28 | 6 | W | 20.09 | - | 20.09
2017-04-28 07:00 | 4 | 28 | 7 |  | 27.09 | - | 27.09 | 2018-04-28 07:00 | 4 | 28 | 7 | W | 31.74 | - | 31.74 | 2019-04-28 07:00 | 4 | 28 | 7 | W | 21.11 | - | 21.11
2017-04-28 08:00 | 4 | 28 | 8 |  | 29.21 | 29.21 | - | 2018-04-28 08:00 | 4 | 28 | 8 | W | 35.18 | - | 35.18 | 2019-04-28 08:00 | 4 | 28 | 8 | W | 22.43 | - | 22.43
2017-04-28 09:00 | 4 | 28 | 9 |  | 31.29 | 31.29 | - | 2018-04-28 09:00 | 4 | 28 | 9 | W | 38.14 | - | 38.14 | 2019-04-28 09:00 | 4 | 28 | 9 | W | 23.25 | - | 23.25
2017-04-28 10:00 | 4 | 28 | 10 |  | 33.9 | 33.9 | - | 2018-04-28 10:00 | 4 | 28 | 10 | W | 37.93 | - | 37.93 | 2019-04-28 10:00 | 4 | 28 | 10 | W | 23.05 | - | 23.05
2017-04-28 11:00 | 4 | 28 | 11 |  | 34.59 | 34.59 | - | 2018-04-28 11:00 | 4 | 28 | 11 | W | 37.39 | - | 37.39 | 2019-04-28 11:00 | 4 | 28 | 11 | W | 22.8 | - | 22.8
2017-04-28 12:00 | 4 | 28 | 12 |  | 34.79 | 34.79 | - | 2018-04-28 12:00 | 4 | 28 | 12 | W | 38.76 | - | 38.76 | 2019-04-28 12:00 | 4 | 28 | 12 | W | 23.1 | - | 23.1
2017-04-28 13:00 | 4 | 28 | 13 |  | 35.44 | 35.44 | - | 2018-04-28 13:00 | 4 | 28 | 13 | W | 36.73 | - | 36.73 | 2019-04-28 13:00 | 4 | 28 | 13 | W | 22.58 | - | 22.58
2017-04-28 14:00 | 4 | 28 | 14 |  | 36.21 | 36.21 | - | 2018-04-28 14:00 | 4 | 28 | 14 | W | 35.34 | - | 35.34 | 2019-04-28 14:00 | 4 | 28 | 14 | W | 21.93 | - | 21.93
2017-04-28 15:00 | 4 | 28 | 15 |  | 37.53 | 37.53 | - | 2018-04-28 15:00 | 4 | 28 | 15 | W | 34.19 | - | 34.19 | 2019-04-28 15:00 | 4 | 28 | 15 | W | 21.48 | - | 21.48
2017-04-28 16:00 | 4 | 28 | 16 |  | 38.59 | 38.59 | - | 2018-04-28 16:00 | 4 | 28 | 16 | W | 33.5 | - | 33.5 | 2019-04-28 16:00 | 4 | 28 | 16 | W | 22.03 | - | 22.03
2017-04-28 17:00 | 4 | 28 | 17 |  | 37.24 | - | 37.24 | 2018-04-28 17:00 | 4 | 28 | 17 | W | 34.06 | - | 34.06 | 2019-04-28 17:00 | 4 | 28 | 17 | W | 22.92 | - | 22.92
2017-04-28 18:00 | 4 | 28 | 18 |  | 34.24 | - | 34.24 | 2018-04-28 18:00 | 4 | 28 | 18 | W | 32.78 | - | 32.78 | 2019-04-28 18:00 | 4 | 28 | 18 | W | 22.73 | - | 22.73
2017-04-28 19:00 | 4 | 28 | 19 |  | 32.52 | - | 32.52 | 2018-04-28 19:00 | 4 | 28 | 19 | W | 36.61 | - | 36.61 | 2019-04-28 19:00 | 4 | 28 | 19 | W | 25.04 | - | 25.04
2017-04-28 20:00 | 4 | 28 | 20 |  | 37.12 | - | 37.12 | 2018-04-28 20:00 | 4 | 28 | 20 | W | 43.58 | - | 43.58 | 2019-04-28 20:00 | 4 | 28 | 20 | W | 30.59 | - | 30.59
2017-04-28 21:00 | 4 | 28 | 21 |  | 34.04 | - | 34.04 | 2018-04-28 21:00 | 4 | 28 | 21 | W | 40.74 | - | 40.74 | 2019-04-28 21:00 | 4 | 28 | 21 | W | 25.77 | - | 25.77
2017-04-28 22:00 | 4 | 28 | 22 |  | 26.72 | - | 26.72 | 2018-04-28 22:00 | 4 | 28 | 22 | W | 32.01 | - | 32.01 | 2019-04-28 22:00 | 4 | 28 | 22 | W | 22.99 | - | 22.99
2017-04-28 23:00 | 4 | 28 | 23 |  | 23.73 | - | 23.73 | 2018-04-28 23:00 | 4 | 28 | 23 | W | 29.98 | - | 29.98 | 2019-04-28 23:00 | 4 | 28 | 23 | W | 21.11 | - | 21.11
2017-04-29 | 4 | 29 | 0 | W | 23.07 | - | 23.07 | 2018-04-29 | 4 | 29 | 0 | W | 28.26 | - | 28.26 | 2019-04-29 | 4 | 29 | 0 |  | 19.61 | - | 19.61
2017-04-29 01:00 | 4 | 29 | 1 | W | 22.76 | - | 22.76 | 2018-04-29 01:00 | 4 | 29 | 1 | W | 27.42 | - | 27.42 | 2019-04-29 01:00 | 4 | 29 | 1 |  | 19.44 | - | 19.44
2017-04-29 02:00 | 4 | 29 | 2 | W | 22.24 | - | 22.24 | 2018-04-29 02:00 | 4 | 29 | 2 | W | 27.25 | - | 27.25 | 2019-04-29 02:00 | 4 | 29 | 2 |  | 19.55 | - | 19.55
2017-04-29 03:00 | 4 | 29 | 3 | W | 21.43 | - | 21.43 | 2018-04-29 03:00 | 4 | 29 | 3 | W | 26.99 | - | 26.99 | 2019-04-29 03:00 | 4 | 29 | 3 |  | 19.39 | - | 19.39
2017-04-29 04:00 | 4 | 29 | 4 | W | 21.38 | - | 21.38 | 2018-04-29 04:00 | 4 | 29 | 4 | W | 27.23 | - | 27.23 | 2019-04-29 04:00 | 4 | 29 | 4 |  | 19.95 | - | 19.95
2017-04-29 05:00 | 4 | 29 | 5 | W | 21.95 | - | 21.95 | 2018-04-29 05:00 | 4 | 29 | 5 | W | 28.66 | - | 28.66 | 2019-04-29 05:00 | 4 | 29 | 5 |  | 22.55 | - | 22.55
2017-04-29 06:00 | 4 | 29 | 6 | W | 22.96 | - | 22.96 | 2018-04-29 06:00 | 4 | 29 | 6 | W | 27.64 | - | 27.64 | 2019-04-29 06:00 | 4 | 29 | 6 |  | 35.09 | - | 35.09
2017-04-29 07:00 | 4 | 29 | 7 | W | 23.87 | - | 23.87 | 2018-04-29 07:00 | 4 | 29 | 7 | W | 27.2 | - | 27.2 | 2019-04-29 07:00 | 4 | 29 | 7 |  | 35 | - | 35
2017-04-29 08:00 | 4 | 29 | 8 | W | 26.2 | - | 26.2 | 2018-04-29 08:00 | 4 | 29 | 8 | W | 31.34 | - | 31.34 | 2019-04-29 08:00 | 4 | 29 | 8 |  | 31.08 | 31.08 | -
2017-04-29 09:00 | 4 | 29 | 9 | W | 28.26 | - | 28.26 | 2018-04-29 09:00 | 4 | 29 | 9 | W | 33.82 | - | 33.82 | 2019-04-29 09:00 | 4 | 29 | 9 |  | 30 | 30 | -
2017-04-29 10:00 | 4 | 29 | 10 | W | 32.35 | - | 32.35 | 2018-04-29 10:00 | 4 | 29 | 10 | W | 31.99 | - | 31.99 | 2019-04-29 10:00 | 4 | 29 | 10 |  | 30.93 | 30.93 | -
2017-04-29 11:00 | 4 | 29 | 11 | W | 34.86 | - | 34.86 | 2018-04-29 11:00 | 4 | 29 | 11 | W | 30.19 | - | 30.19 | 2019-04-29 11:00 | 4 | 29 | 11 |  | 29.53 | 29.53 | -
2017-04-29 12:00 | 4 | 29 | 12 | W | 34.32 | - | 34.32 | 2018-04-29 12:00 | 4 | 29 | 12 | W | 29.4 | - | 29.4 | 2019-04-29 12:00 | 4 | 29 | 12 |  | 34.1 | 34.1 | -
2017-04-29 13:00 | 4 | 29 | 13 | W | 35.66 | - | 35.66 | 2018-04-29 13:00 | 4 | 29 | 13 | W | 27.17 | - | 27.17 | 2019-04-29 13:00 | 4 | 29 | 13 |  | 33.83 | 33.83 | -
2017-04-29 14:00 | 4 | 29 | 14 | W | 38.11 | - | 38.11 | 2018-04-29 14:00 | 4 | 29 | 14 | W | 25.98 | - | 25.98 | 2019-04-29 14:00 | 4 | 29 | 14 |  | 33.16 | 33.16 | -
2017-04-29 15:00 | 4 | 29 | 15 | W | 39.15 | - | 39.15 | 2018-04-29 15:00 | 4 | 29 | 15 | W | 25.97 | - | 25.97 | 2019-04-29 15:00 | 4 | 29 | 15 |  | 32.2 | 32.2 | -
2017-04-29 16:00 | 4 | 29 | 16 | W | 44.61 | - | 44.61 | 2018-04-29 16:00 | 4 | 29 | 16 | W | 26.74 | - | 26.74 | 2019-04-29 16:00 | 4 | 29 | 16 |  | 32.84 | 32.84 | -
2017-04-29 17:00 | 4 | 29 | 17 | W | 42.61 | - | 42.61 | 2018-04-29 17:00 | 4 | 29 | 17 | W | 31.01 | - | 31.01 | 2019-04-29 17:00 | 4 | 29 | 17 |  | 34.86 | - | 34.86
2017-04-29 18:00 | 4 | 29 | 18 | W | 37.79 | - | 37.79 | 2018-04-29 18:00 | 4 | 29 | 18 | W | 32.76 | - | 32.76 | 2019-04-29 18:00 | 4 | 29 | 18 |  | 32.71 | - | 32.71
2017-04-29 19:00 | 4 | 29 | 19 | W | 37.09 | - | 37.09 | 2018-04-29 19:00 | 4 | 29 | 19 | W | 38.99 | - | 38.99 | 2019-04-29 19:00 | 4 | 29 | 19 |  | 34.88 | - | 34.88
2017-04-29 20:00 | 4 | 29 | 20 | W | 42.79 | - | 42.79 | 2018-04-29 20:00 | 4 | 29 | 20 | W | 46.91 | - | 46.91 | 2019-04-29 20:00 | 4 | 29 | 20 |  | 40.49 | - | 40.49
2017-04-29 21:00 | 4 | 29 | 21 | W | 36.53 | - | 36.53 | 2018-04-29 21:00 | 4 | 29 | 21 | W | 39.72 | - | 39.72 | 2019-04-29 21:00 | 4 | 29 | 21 |  | 35.56 | - | 35.56
2017-04-29 22:00 | 4 | 29 | 22 | W | 28.88 | - | 28.88 | 2018-04-29 22:00 | 4 | 29 | 22 | W | 30.95 | - | 30.95 | 2019-04-29 22:00 | 4 | 29 | 22 |  | 25.52 | - | 25.52
2017-04-29 23:00 | 4 | 29 | 23 | W | 24.32 | - | 24.32 | 2018-04-29 23:00 | 4 | 29 | 23 | W | 29.84 | - | 29.84 | 2019-04-29 23:00 | 4 | 29 | 23 |  | 22.74 | - | 22.74
2017-04-30 | 4 | 30 | 0 | W | 22.73 | - | 22.73 | 2018-04-30 | 4 | 30 | 0 |  | 27.56 | - | 27.56 | 2019-04-30 | 4 | 30 | 0 |  | 21.02 | - | 21.02
2017-04-30 01:00 | 4 | 30 | 1 | W | 22.25 | - | 22.25 | 2018-04-30 01:00 | 4 | 30 | 1 |  | 27.86 | - | 27.86 | 2019-04-30 01:00 | 4 | 30 | 1 |  | 20.99 | - | 20.99
2017-04-30 02:00 | 4 | 30 | 2 | W | 21.02 | - | 21.02 | 2018-04-30 02:00 | 4 | 30 | 2 |  | 27.43 | - | 27.43 | 2019-04-30 02:00 | 4 | 30 | 2 |  | 20.73 | - | 20.73
2017-04-30 03:00 | 4 | 30 | 3 | W | 20.02 | - | 20.02 | 2018-04-30 03:00 | 4 | 30 | 3 |  | 27.87 | - | 27.87 | 2019-04-30 03:00 | 4 | 30 | 3 |  | 20.47 | - | 20.47
2017-04-30 04:00 | 4 | 30 | 4 | W | 19.87 | - | 19.87 | 2018-04-30 04:00 | 4 | 30 | 4 |  | 29.65 | - | 29.65 | 2019-04-30 04:00 | 4 | 30 | 4 |  | 20.93 | - | 20.93
2017-04-30 05:00 | 4 | 30 | 5 | W | 20 | - | 20 | 2018-04-30 05:00 | 4 | 30 | 5 |  | 40.71 | - | 40.71 | 2019-04-30 05:00 | 4 | 30 | 5 |  | 23.93 | - | 23.93
2017-04-30 06:00 | 4 | 30 | 6 | W | 20.54 | - | 20.54 | 2018-04-30 06:00 | 4 | 30 | 6 |  | 52.5 | - | 52.5 | 2019-04-30 06:00 | 4 | 30 | 6 |  | 32.82 | - | 32.82
2017-04-30 07:00 | 4 | 30 | 7 | W | 22.75 | - | 22.75 | 2018-04-30 07:00 | 4 | 30 | 7 |  | 43.66 | - | 43.66 | 2019-04-30 07:00 | 4 | 30 | 7 |  | 31.86 | - | 31.86
2017-04-30 08:00 | 4 | 30 | 8 | W | 23.89 | - | 23.89 | 2018-04-30 08:00 | 4 | 30 | 8 |  | 42.19 | 42.19 | - | 2019-04-30 08:00 | 4 | 30 | 8 |  | 30.91 | 30.91 | -
2017-04-30 09:00 | 4 | 30 | 9 | W | 24.78 | - | 24.78 | 2018-04-30 09:00 | 4 | 30 | 9 |  | 39.94 | 39.94 | - | 2019-04-30 09:00 | 4 | 30 | 9 |  | 32.13 | 32.13 | -
2017-04-30 10:00 | 4 | 30 | 10 | W | 27.55 | - | 27.55 | 2018-04-30 10:00 | 4 | 30 | 10 |  | 38.54 | 38.54 | - | 2019-04-30 10:00 | 4 | 30 | 10 |  | 32.95 | 32.95 | -
2017-04-30 11:00 | 4 | 30 | 11 | W | 29.79 | - | 29.79 | 2018-04-30 11:00 | 4 | 30 | 11 |  | 38.1 | 38.1 | - | 2019-04-30 11:00 | 4 | 30 | 11 |  | 35.83 | 35.83 | -
2017-04-30 12:00 | 4 | 30 | 12 | W | 32.75 | - | 32.75 | 2018-04-30 12:00 | 4 | 30 | 12 |  | 36.16 | 36.16 | - | 2019-04-30 12:00 | 4 | 30 | 12 |  | 38.81 | 38.81 | -
2017-04-30 13:00 | 4 | 30 | 13 | W | 35.86 | - | 35.86 | 2018-04-30 13:00 | 4 | 30 | 13 |  | 36.88 | 36.88 | - | 2019-04-30 13:00 | 4 | 30 | 13 |  | 39.78 | 39.78 | -
2017-04-30 14:00 | 4 | 30 | 14 | W | 38.83 | - | 38.83 | 2018-04-30 14:00 | 4 | 30 | 14 |  | 35.96 | 35.96 | - | 2019-04-30 14:00 | 4 | 30 | 14 |  | 39.74 | 39.74 | -
2017-04-30 15:00 | 4 | 30 | 15 | W | 39.81 | - | 39.81 | 2018-04-30 15:00 | 4 | 30 | 15 |  | 35.05 | 35.05 | - | 2019-04-30 15:00 | 4 | 30 | 15 |  | 39.57 | 39.57 | -
2017-04-30 16:00 | 4 | 30 | 16 | W | 43.01 | - | 43.01 | 2018-04-30 16:00 | 4 | 30 | 16 |  | 34.47 | 34.47 | - | 2019-04-30 16:00 | 4 | 30 | 16 |  | 39.68 | 39.68 | -
2017-04-30 17:00 | 4 | 30 | 17 | W | 40.99 | - | 40.99 | 2018-04-30 17:00 | 4 | 30 | 17 |  | 34.93 | - | 34.93 | 2019-04-30 17:00 | 4 | 30 | 17 |  | 39.72 | - | 39.72
2017-04-30 18:00 | 4 | 30 | 18 | W | 35.64 | - | 35.64 | 2018-04-30 18:00 | 4 | 30 | 18 |  | 33.44 | - | 33.44 | 2019-04-30 18:00 | 4 | 30 | 18 |  | 38.97 | - | 38.97
2017-04-30 19:00 | 4 | 30 | 19 | W | 33.15 | - | 33.15 | 2018-04-30 19:00 | 4 | 30 | 19 |  | 36.07 | - | 36.07 | 2019-04-30 19:00 | 4 | 30 | 19 |  | 37.38 | - | 37.38
2017-04-30 20:00 | 4 | 30 | 20 | W | 40.98 | - | 40.98 | 2018-04-30 20:00 | 4 | 30 | 20 |  | 42.25 | - | 42.25 | 2019-04-30 20:00 | 4 | 30 | 20 |  | 39.17 | - | 39.17
2017-04-30 21:00 | 4 | 30 | 21 | W | 31.98 | - | 31.98 | 2018-04-30 21:00 | 4 | 30 | 21 |  | 37.98 | - | 37.98 | 2019-04-30 21:00 | 4 | 30 | 21 |  | 38.17 | - | 38.17
2017-04-30 22:00 | 4 | 30 | 22 | W | 26.1 | - | 26.1 | 2018-04-30 22:00 | 4 | 30 | 22 |  | 26.96 | - | 26.96 | 2019-04-30 22:00 | 4 | 30 | 22 |  | 28.46 | - | 28.46
2017-04-30 23:00 | 4 | 30 | 23 | W | 23.08 | - | 23.08 | 2018-04-30 23:00 | 4 | 30 | 23 |  | 25.61 | - | 25.61 | 2019-04-30 23:00 | 4 | 30 | 23 |  | 24.33 | - | 24.33
2017-05-01 | 5 | 1 | 0 |  | 20.91 | - | 20.91 | 2018-05-01 | 5 | 1 | 0 |  | 23.66 | - | 23.66 | 2019-05-01 | 5 | 1 | 0 |  | 19.81 | - | 19.81
2017-05-01 01:00 | 5 | 1 | 1 |  | 20.24 | - | 20.24 | 2018-05-01 01:00 | 5 | 1 | 1 |  | 22.7 | - | 22.7 | 2019-05-01 01:00 | 5 | 1 | 1 |  | 19.72 | - | 19.72
2017-05-01 02:00 | 5 | 1 | 2 |  | 19.53 | - | 19.53 | 2018-05-01 02:00 | 5 | 1 | 2 |  | 22.54 | - | 22.54 | 2019-05-01 02:00 | 5 | 1 | 2 |  | 18.77 | - | 18.77
2017-05-01 03:00 | 5 | 1 | 3 |  | 19.03 | - | 19.03 | 2018-05-01 03:00 | 5 | 1 | 3 |  | 23.2 | - | 23.2 | 2019-05-01 03:00 | 5 | 1 | 3 |  | 18.29 | - | 18.29
2017-05-01 04:00 | 5 | 1 | 4 |  | 19.86 | - | 19.86 | 2018-05-01 04:00 | 5 | 1 | 4 |  | 24.7 | - | 24.7 | 2019-05-01 04:00 | 5 | 1 | 4 |  | 18.98 | - | 18.98
2017-05-01 05:00 | 5 | 1 | 5 |  | 21.46 | - | 21.46 | 2018-05-01 05:00 | 5 | 1 | 5 |  | 29.5 | - | 29.5 | 2019-05-01 05:00 | 5 | 1 | 5 |  | 21.38 | - | 21.38
2017-05-01 06:00 | 5 | 1 | 6 |  | 26.44 | - | 26.44 | 2018-05-01 06:00 | 5 | 1 | 6 |  | 39.37 | - | 39.37 | 2019-05-01 06:00 | 5 | 1 | 6 |  | 25.87 | - | 25.87
2017-05-01 07:00 | 5 | 1 | 7 |  | 27.87 | - | 27.87 | 2018-05-01 07:00 | 5 | 1 | 7 |  | 35.4 | - | 35.4 | 2019-05-01 07:00 | 5 | 1 | 7 |  | 26.39 | - | 26.39
2017-05-01 08:00 | 5 | 1 | 8 |  | 29.48 | 29.48 | - | 2018-05-01 08:00 | 5 | 1 | 8 |  | 33.2 | 33.2 | - | 2019-05-01 08:00 | 5 | 1 | 8 |  | 26.4 | 26.4 | -
2017-05-01 09:00 | 5 | 1 | 9 |  | 31.54 | 31.54 | - | 2018-05-01 09:00 | 5 | 1 | 9 |  | 33.37 | 33.37 | - | 2019-05-01 09:00 | 5 | 1 | 9 |  | 27.28 | 27.28 | -
2017-05-01 10:00 | 5 | 1 | 10 |  | 32.91 | 32.91 | - | 2018-05-01 10:00 | 5 | 1 | 10 |  | 34.6 | 34.6 | - | 2019-05-01 10:00 | 5 | 1 | 10 |  | 29.82 | 29.82 | -
2017-05-01 11:00 | 5 | 1 | 11 |  | 35.24 | 35.24 | - | 2018-05-01 11:00 | 5 | 1 | 11 |  | 35.62 | 35.62 | - | 2019-05-01 11:00 | 5 | 1 | 11 |  | 30.76 | 30.76 | -
2017-05-01 12:00 | 5 | 1 | 12 |  | 35.01 | 35.01 | - | 2018-05-01 12:00 | 5 | 1 | 12 |  | 37.82 | 37.82 | - | 2019-05-01 12:00 | 5 | 1 | 12 |  | 35.04 | 35.04 | -
2017-05-01 13:00 | 5 | 1 | 13 |  | 36.31 | 36.31 | - | 2018-05-01 13:00 | 5 | 1 | 13 |  | 40.11 | 40.11 | - | 2019-05-01 13:00 | 5 | 1 | 13 |  | 40.19 | 40.19 | -
2017-05-01 14:00 | 5 | 1 | 14 |  | 36.04 | 36.04 | - | 2018-05-01 14:00 | 5 | 1 | 14 |  | 40.24 | 40.24 | - | 2019-05-01 14:00 | 5 | 1 | 14 |  | 42.31 | 42.31 | -
2017-05-01 15:00 | 5 | 1 | 15 |  | 36.46 | 36.46 | - | 2018-05-01 15:00 | 5 | 1 | 15 |  | 40.03 | 40.03 | - | 2019-05-01 15:00 | 5 | 1 | 15 |  | 43.34 | 43.34 | -
2017-05-01 16:00 | 5 | 1 | 16 |  | 36.97 | 36.97 | - | 2018-05-01 16:00 | 5 | 1 | 16 |  | 39.37 | 39.37 | - | 2019-05-01 16:00 | 5 | 1 | 16 |  | 45.27 | 45.27 | -
2017-05-01 17:00 | 5 | 1 | 17 |  | 36.48 | - | 36.48 | 2018-05-01 17:00 | 5 | 1 | 17 |  | 39.15 | - | 39.15 | 2019-05-01 17:00 | 5 | 1 | 17 |  | 43.83 | - | 43.83
2017-05-01 18:00 | 5 | 1 | 18 |  | 33.89 | - | 33.89 | 2018-05-01 18:00 | 5 | 1 | 18 |  | 37.97 | - | 37.97 | 2019-05-01 18:00 | 5 | 1 | 18 |  | 38.25 | - | 38.25
2017-05-01 19:00 | 5 | 1 | 19 |  | 32.72 | - | 32.72 | 2018-05-01 19:00 | 5 | 1 | 19 |  | 39.31 | - | 39.31 | 2019-05-01 19:00 | 5 | 1 | 19 |  | 34.43 | - | 34.43
2017-05-01 20:00 | 5 | 1 | 20 |  | 38.02 | - | 38.02 | 2018-05-01 20:00 | 5 | 1 | 20 |  | 43.92 | - | 43.92 | 2019-05-01 20:00 | 5 | 1 | 20 |  | 39.33 | - | 39.33
2017-05-01 21:00 | 5 | 1 | 21 |  | 33.26 | - | 33.26 | 2018-05-01 21:00 | 5 | 1 | 21 |  | 39.49 | - | 39.49 | 2019-05-01 21:00 | 5 | 1 | 21 |  | 37.31 | - | 37.31
2017-05-01 22:00 | 5 | 1 | 22 |  | 25.49 | - | 25.49 | 2018-05-01 22:00 | 5 | 1 | 22 |  | 30.61 | - | 30.61 | 2019-05-01 22:00 | 5 | 1 | 22 |  | 25.98 | - | 25.98
2017-05-01 23:00 | 5 | 1 | 23 |  | 22.67 | - | 22.67 | 2018-05-01 23:00 | 5 | 1 | 23 |  | 25.86 | - | 25.86 | 2019-05-01 23:00 | 5 | 1 | 23 |  | 23.65 | - | 23.65
2017-05-02 | 5 | 2 | 0 |  | 21.98 | - | 21.98 | 2018-05-02 | 5 | 2 | 0 |  | 26 | - | 26 | 2019-05-02 | 5 | 2 | 0 |  | 20.85 | - | 20.85
2017-05-02 01:00 | 5 | 2 | 1 |  | 21.67 | - | 21.67 | 2018-05-02 01:00 | 5 | 2 | 1 |  | 25.08 | - | 25.08 | 2019-05-02 01:00 | 5 | 2 | 1 |  | 20.33 | - | 20.33
2017-05-02 02:00 | 5 | 2 | 2 |  | 21.16 | - | 21.16 | 2018-05-02 02:00 | 5 | 2 | 2 |  | 24.46 | - | 24.46 | 2019-05-02 02:00 | 5 | 2 | 2 |  | 19.39 | - | 19.39
2017-05-02 03:00 | 5 | 2 | 3 |  | 20.59 | - | 20.59 | 2018-05-02 03:00 | 5 | 2 | 3 |  | 24.34 | - | 24.34 | 2019-05-02 03:00 | 5 | 2 | 3 |  | 19.13 | - | 19.13
2017-05-02 04:00 | 5 | 2 | 4 |  | 21.56 | - | 21.56 | 2018-05-02 04:00 | 5 | 2 | 4 |  | 24.85 | - | 24.85 | 2019-05-02 04:00 | 5 | 2 | 4 |  | 19.67 | - | 19.67
2017-05-02 05:00 | 5 | 2 | 5 |  | 23.68 | - | 23.68 | 2018-05-02 05:00 | 5 | 2 | 5 |  | 27.8 | - | 27.8 | 2019-05-02 05:00 | 5 | 2 | 5 |  | 22.45 | - | 22.45
2017-05-02 06:00 | 5 | 2 | 6 |  | 29.69 | - | 29.69 | 2018-05-02 06:00 | 5 | 2 | 6 |  | 31.93 | - | 31.93 | 2019-05-02 06:00 | 5 | 2 | 6 |  | 25.59 | - | 25.59
2017-05-02 07:00 | 5 | 2 | 7 |  | 33.1 | - | 33.1 | 2018-05-02 07:00 | 5 | 2 | 7 |  | 33.02 | - | 33.02 | 2019-05-02 07:00 | 5 | 2 | 7 |  | 26.49 | - | 26.49
2017-05-02 08:00 | 5 | 2 | 8 |  | 33.2 | 33.2 | - | 2018-05-02 08:00 | 5 | 2 | 8 |  | 32.93 | 32.93 | - | 2019-05-02 08:00 | 5 | 2 | 8 |  | 27.58 | 27.58 | -
2017-05-02 09:00 | 5 | 2 | 9 |  | 34.2 | 34.2 | - | 2018-05-02 09:00 | 5 | 2 | 9 |  | 34.99 | 34.99 | - | 2019-05-02 09:00 | 5 | 2 | 9 |  | 29.44 | 29.44 | -
2017-05-02 10:00 | 5 | 2 | 10 |  | 35 | 35 | - | 2018-05-02 10:00 | 5 | 2 | 10 |  | 36.14 | 36.14 | - | 2019-05-02 10:00 | 5 | 2 | 10 |  | 32.6 | 32.6 | -
2017-05-02 11:00 | 5 | 2 | 11 |  | 34.28 | 34.28 | - | 2018-05-02 11:00 | 5 | 2 | 11 |  | 37.74 | 37.74 | - | 2019-05-02 11:00 | 5 | 2 | 11 |  | 34.91 | 34.91 | -
2017-05-02 12:00 | 5 | 2 | 12 |  | 34.98 | 34.98 | - | 2018-05-02 12:00 | 5 | 2 | 12 |  | 40.49 | 40.49 | - | 2019-05-02 12:00 | 5 | 2 | 12 |  | 35.96 | 35.96 | -
2017-05-02 13:00 | 5 | 2 | 13 |  | 34.84 | 34.84 | - | 2018-05-02 13:00 | 5 | 2 | 13 |  | 45.48 | 45.48 | - | 2019-05-02 13:00 | 5 | 2 | 13 |  | 40.28 | 40.28 | -
2017-05-02 14:00 | 5 | 2 | 14 |  | 34.77 | 34.77 | - | 2018-05-02 14:00 | 5 | 2 | 14 |  | 48.81 | 48.81 | - | 2019-05-02 14:00 | 5 | 2 | 14 |  | 44 | 44 | -
2017-05-02 15:00 | 5 | 2 | 15 |  | 34.98 | 34.98 | - | 2018-05-02 15:00 | 5 | 2 | 15 |  | 56.04 | 56.04 | - | 2019-05-02 15:00 | 5 | 2 | 15 |  | 47.35 | 47.35 | -
2017-05-02 16:00 | 5 | 2 | 16 |  | 34.42 | 34.42 | - | 2018-05-02 16:00 | 5 | 2 | 16 |  | 60.73 | 60.73 | - | 2019-05-02 16:00 | 5 | 2 | 16 |  | 46.65 | 46.65 | -
2017-05-02 17:00 | 5 | 2 | 17 |  | 34.35 | - | 34.35 | 2018-05-02 17:00 | 5 | 2 | 17 |  | 57.25 | - | 57.25 | 2019-05-02 17:00 | 5 | 2 | 17 |  | 42.96 | - | 42.96
2017-05-02 18:00 | 5 | 2 | 18 |  | 33.14 | - | 33.14 | 2018-05-02 18:00 | 5 | 2 | 18 |  | 49.8 | - | 49.8 | 2019-05-02 18:00 | 5 | 2 | 18 |  | 38.29 | - | 38.29
2017-05-02 19:00 | 5 | 2 | 19 |  | 31.55 | - | 31.55 | 2018-05-02 19:00 | 5 | 2 | 19 |  | 46.8 | - | 46.8 | 2019-05-02 19:00 | 5 | 2 | 19 |  | 34.6 | - | 34.6
2017-05-02 20:00 | 5 | 2 | 20 |  | 38.15 | - | 38.15 | 2018-05-02 20:00 | 5 | 2 | 20 |  | 48.62 | - | 48.62 | 2019-05-02 20:00 | 5 | 2 | 20 |  | 37.15 | - | 37.15
2017-05-02 21:00 | 5 | 2 | 21 |  | 35.54 | - | 35.54 | 2018-05-02 21:00 | 5 | 2 | 21 |  | 43.34 | - | 43.34 | 2019-05-02 21:00 | 5 | 2 | 21 |  | 34.37 | - | 34.37
2017-05-02 22:00 | 5 | 2 | 22 |  | 27.41 | - | 27.41 | 2018-05-02 22:00 | 5 | 2 | 22 |  | 35.41 | - | 35.41 | 2019-05-02 22:00 | 5 | 2 | 22 |  | 27.64 | - | 27.64
2017-05-02 23:00 | 5 | 2 | 23 |  | 23.25 | - | 23.25 | 2018-05-02 23:00 | 5 | 2 | 23 |  | 28.45 | - | 28.45 | 2019-05-02 23:00 | 5 | 2 | 23 |  | 23.44 | - | 23.44
2017-05-03 | 5 | 3 | 0 |  | 23.03 | - | 23.03 | 2018-05-03 | 5 | 3 | 0 |  | 24.24 | - | 24.24 | 2019-05-03 | 5 | 3 | 0 |  | 21.45 | - | 21.45
2017-05-03 01:00 | 5 | 3 | 1 |  | 22.77 | - | 22.77 | 2018-05-03 01:00 | 5 | 3 | 1 |  | 23.32 | - | 23.32 | 2019-05-03 01:00 | 5 | 3 | 1 |  | 20.4 | - | 20.4
2017-05-03 02:00 | 5 | 3 | 2 |  | 22.68 | - | 22.68 | 2018-05-03 02:00 | 5 | 3 | 2 |  | 22.55 | - | 22.55 | 2019-05-03 02:00 | 5 | 3 | 2 |  | 20.43 | - | 20.43
2017-05-03 03:00 | 5 | 3 | 3 |  | 22.1 | - | 22.1 | 2018-05-03 03:00 | 5 | 3 | 3 |  | 21.67 | - | 21.67 | 2019-05-03 03:00 | 5 | 3 | 3 |  | 20.14 | - | 20.14
2017-05-03 04:00 | 5 | 3 | 4 |  | 23.27 | - | 23.27 | 2018-05-03 04:00 | 5 | 3 | 4 |  | 22.54 | - | 22.54 | 2019-05-03 04:00 | 5 | 3 | 4 |  | 20.65 | - | 20.65
2017-05-03 05:00 | 5 | 3 | 5 |  | 24.66 | - | 24.66 | 2018-05-03 05:00 | 5 | 3 | 5 |  | 24.17 | - | 24.17 | 2019-05-03 05:00 | 5 | 3 | 5 |  | 22.08 | - | 22.08
2017-05-03 06:00 | 5 | 3 | 6 |  | 31.33 | - | 31.33 | 2018-05-03 06:00 | 5 | 3 | 6 |  | 30.57 | - | 30.57 | 2019-05-03 06:00 | 5 | 3 | 6 |  | 24.71 | - | 24.71
2017-05-03 07:00 | 5 | 3 | 7 |  | 36.71 | - | 36.71 | 2018-05-03 07:00 | 5 | 3 | 7 |  | 28.67 | - | 28.67 | 2019-05-03 07:00 | 5 | 3 | 7 |  | 26.05 | - | 26.05
2017-05-03 08:00 | 5 | 3 | 8 |  | 36.81 | 36.81 | - | 2018-05-03 08:00 | 5 | 3 | 8 |  | 29.26 | 29.26 | - | 2019-05-03 08:00 | 5 | 3 | 8 |  | 26.75 | 26.75 | -
2017-05-03 09:00 | 5 | 3 | 9 |  | 36.74 | 36.74 | - | 2018-05-03 09:00 | 5 | 3 | 9 |  | 30.9 | 30.9 | - | 2019-05-03 09:00 | 5 | 3 | 9 |  | 28.43 | 28.43 | -
2017-05-03 10:00 | 5 | 3 | 10 |  | 35.81 | 35.81 | - | 2018-05-03 10:00 | 5 | 3 | 10 |  | 35.62 | 35.62 | - | 2019-05-03 10:00 | 5 | 3 | 10 |  | 30.58 | 30.58 | -
2017-05-03 11:00 | 5 | 3 | 11 |  | 36.3 | 36.3 | - | 2018-05-03 11:00 | 5 | 3 | 11 |  | 40.53 | 40.53 | - | 2019-05-03 11:00 | 5 | 3 | 11 |  | 31.37 | 31.37 | -
2017-05-03 12:00 | 5 | 3 | 12 |  | 35.6 | 35.6 | - | 2018-05-03 12:00 | 5 | 3 | 12 |  | 40.58 | 40.58 | - | 2019-05-03 12:00 | 5 | 3 | 12 |  | 32.59 | 32.59 | -
2017-05-03 13:00 | 5 | 3 | 13 |  | 36.16 | 36.16 | - | 2018-05-03 13:00 | 5 | 3 | 13 |  | 44.35 | 44.35 | - | 2019-05-03 13:00 | 5 | 3 | 13 |  | 33.96 | 33.96 | -
2017-05-03 14:00 | 5 | 3 | 14 |  | 36.22 | 36.22 | - | 2018-05-03 14:00 | 5 | 3 | 14 |  | 52.2 | 52.2 | - | 2019-05-03 14:00 | 5 | 3 | 14 |  | 34.74 | 34.74 | -
2017-05-03 15:00 | 5 | 3 | 15 |  | 35.61 | 35.61 | - | 2018-05-03 15:00 | 5 | 3 | 15 |  | 58.5 | 58.5 | - | 2019-05-03 15:00 | 5 | 3 | 15 |  | 34.35 | 34.35 | -
2017-05-03 16:00 | 5 | 3 | 16 |  | 36.02 | 36.02 | - | 2018-05-03 16:00 | 5 | 3 | 16 |  | 71.38 | 71.38 | - | 2019-05-03 16:00 | 5 | 3 | 16 |  | 33.44 | 33.44 | -
2017-05-03 17:00 | 5 | 3 | 17 |  | 36.35 | - | 36.35 | 2018-05-03 17:00 | 5 | 3 | 17 |  | 68.48 | - | 68.48 | 2019-05-03 17:00 | 5 | 3 | 17 |  | 33.72 | - | 33.72
2017-05-03 18:00 | 5 | 3 | 18 |  | 34.73 | - | 34.73 | 2018-05-03 18:00 | 5 | 3 | 18 |  | 55.63 | - | 55.63 | 2019-05-03 18:00 | 5 | 3 | 18 |  | 31.6 | - | 31.6
2017-05-03 19:00 | 5 | 3 | 19 |  | 33.03 | - | 33.03 | 2018-05-03 19:00 | 5 | 3 | 19 |  | 49.03 | - | 49.03 | 2019-05-03 19:00 | 5 | 3 | 19 |  | 28.87 | - | 28.87
2017-05-03 20:00 | 5 | 3 | 20 |  | 42.02 | - | 42.02 | 2018-05-03 20:00 | 5 | 3 | 20 |  | 52.76 | - | 52.76 | 2019-05-03 20:00 | 5 | 3 | 20 |  | 31.08 | - | 31.08
2017-05-03 21:00 | 5 | 3 | 21 |  | 35.35 | - | 35.35 | 2018-05-03 21:00 | 5 | 3 | 21 |  | 40.37 | - | 40.37 | 2019-05-03 21:00 | 5 | 3 | 21 |  | 28.14 | - | 28.14
2017-05-03 22:00 | 5 | 3 | 22 |  | 28.34 | - | 28.34 | 2018-05-03 22:00 | 5 | 3 | 22 |  | 30.91 | - | 30.91 | 2019-05-03 22:00 | 5 | 3 | 22 |  | 24.79 | - | 24.79
2017-05-03 23:00 | 5 | 3 | 23 |  | 23.71 | - | 23.71 | 2018-05-03 23:00 | 5 | 3 | 23 |  | 27.39 | - | 27.39 | 2019-05-03 23:00 | 5 | 3 | 23 |  | 22.3 | - | 22.3
2017-05-04 | 5 | 4 | 0 |  | 23.35 | - | 23.35 | 2018-05-04 | 5 | 4 | 0 |  | 25.7 | - | 25.7 | 2019-05-04 | 5 | 4 | 0 | W | 22.35 | - | 22.35
2017-05-04 01:00 | 5 | 4 | 1 |  | 22.79 | - | 22.79 | 2018-05-04 01:00 | 5 | 4 | 1 |  | 23.15 | - | 23.15 | 2019-05-04 01:00 | 5 | 4 | 1 | W | 21.58 | - | 21.58
2017-05-04 02:00 | 5 | 4 | 2 |  | 22.01 | - | 22.01 | 2018-05-04 02:00 | 5 | 4 | 2 |  | 21.7 | - | 21.7 | 2019-05-04 02:00 | 5 | 4 | 2 | W | 21.94 | - | 21.94
2017-05-04 03:00 | 5 | 4 | 3 |  | 21.2 | - | 21.2 | 2018-05-04 03:00 | 5 | 4 | 3 |  | 21.43 | - | 21.43 | 2019-05-04 03:00 | 5 | 4 | 3 | W | 21.75 | - | 21.75
2017-05-04 04:00 | 5 | 4 | 4 |  | 22.72 | - | 22.72 | 2018-05-04 04:00 | 5 | 4 | 4 |  | 22.16 | - | 22.16 | 2019-05-04 04:00 | 5 | 4 | 4 | W | 21.89 | - | 21.89
2017-05-04 05:00 | 5 | 4 | 5 |  | 23.84 | - | 23.84 | 2018-05-04 05:00 | 5 | 4 | 5 |  | 27.01 | - | 27.01 | 2019-05-04 05:00 | 5 | 4 | 5 | W | 22.34 | - | 22.34
2017-05-04 06:00 | 5 | 4 | 6 |  | 29.41 | - | 29.41 | 2018-05-04 06:00 | 5 | 4 | 6 |  | 31.85 | - | 31.85 | 2019-05-04 06:00 | 5 | 4 | 6 | W | 22.34 | - | 22.34
2017-05-04 07:00 | 5 | 4 | 7 |  | 32.19 | - | 32.19 | 2018-05-04 07:00 | 5 | 4 | 7 |  | 31.63 | - | 31.63 | 2019-05-04 07:00 | 5 | 4 | 7 | W | 23.02 | - | 23.02
2017-05-04 08:00 | 5 | 4 | 8 |  | 33.9 | 33.9 | - | 2018-05-04 08:00 | 5 | 4 | 8 |  | 30.59 | 30.59 | - | 2019-05-04 08:00 | 5 | 4 | 8 | W | 25.61 | - | 25.61
2017-05-04 09:00 | 5 | 4 | 9 |  | 34.65 | 34.65 | - | 2018-05-04 09:00 | 5 | 4 | 9 |  | 34.38 | 34.38 | - | 2019-05-04 09:00 | 5 | 4 | 9 | W | 27.39 | - | 27.39
2017-05-04 10:00 | 5 | 4 | 10 |  | 35.22 | 35.22 | - | 2018-05-04 10:00 | 5 | 4 | 10 |  | 36.99 | 36.99 | - | 2019-05-04 10:00 | 5 | 4 | 10 | W | 28.11 | - | 28.11
2017-05-04 11:00 | 5 | 4 | 11 |  | 35.33 | 35.33 | - | 2018-05-04 11:00 | 5 | 4 | 11 |  | 38.83 | 38.83 | - | 2019-05-04 11:00 | 5 | 4 | 11 | W | 28 | - | 28
2017-05-04 12:00 | 5 | 4 | 12 |  | 33.79 | 33.79 | - | 2018-05-04 12:00 | 5 | 4 | 12 |  | 40.03 | 40.03 | - | 2019-05-04 12:00 | 5 | 4 | 12 | W | 28.23 | - | 28.23
2017-05-04 13:00 | 5 | 4 | 13 |  | 33.26 | 33.26 | - | 2018-05-04 13:00 | 5 | 4 | 13 |  | 44.39 | 44.39 | - | 2019-05-04 13:00 | 5 | 4 | 13 | W | 28.5 | - | 28.5
2017-05-04 14:00 | 5 | 4 | 14 |  | 32.64 | 32.64 | - | 2018-05-04 14:00 | 5 | 4 | 14 |  | 52.24 | 52.24 | - | 2019-05-04 14:00 | 5 | 4 | 14 | W | 30.32 | - | 30.32
2017-05-04 15:00 | 5 | 4 | 15 |  | 31.31 | 31.31 | - | 2018-05-04 15:00 | 5 | 4 | 15 |  | 57.94 | 57.94 | - | 2019-05-04 15:00 | 5 | 4 | 15 | W | 29.33 | - | 29.33
2017-05-04 16:00 | 5 | 4 | 16 |  | 32.2 | 32.2 | - | 2018-05-04 16:00 | 5 | 4 | 16 |  | 62.38 | 62.38 | - | 2019-05-04 16:00 | 5 | 4 | 16 | W | 31.94 | - | 31.94
2017-05-04 17:00 | 5 | 4 | 17 |  | 32.83 | - | 32.83 | 2018-05-04 17:00 | 5 | 4 | 17 |  | 59.08 | - | 59.08 | 2019-05-04 17:00 | 5 | 4 | 17 | W | 29.11 | - | 29.11
2017-05-04 18:00 | 5 | 4 | 18 |  | 29.92 | - | 29.92 | 2018-05-04 18:00 | 5 | 4 | 18 |  | 43.92 | - | 43.92 | 2019-05-04 18:00 | 5 | 4 | 18 | W | 29.38 | - | 29.38
2017-05-04 19:00 | 5 | 4 | 19 |  | 29.43 | - | 29.43 | 2018-05-04 19:00 | 5 | 4 | 19 |  | 37.17 | - | 37.17 | 2019-05-04 19:00 | 5 | 4 | 19 | W | 28.89 | - | 28.89
2017-05-04 20:00 | 5 | 4 | 20 |  | 34.49 | - | 34.49 | 2018-05-04 20:00 | 5 | 4 | 20 |  | 42.86 | - | 42.86 | 2019-05-04 20:00 | 5 | 4 | 20 | W | 29.08 | - | 29.08
2017-05-04 21:00 | 5 | 4 | 21 |  | 34.08 | - | 34.08 | 2018-05-04 21:00 | 5 | 4 | 21 |  | 36.9 | - | 36.9 | 2019-05-04 21:00 | 5 | 4 | 21 | W | 28.79 | - | 28.79
2017-05-04 22:00 | 5 | 4 | 22 |  | 26.02 | - | 26.02 | 2018-05-04 22:00 | 5 | 4 | 22 |  | 32.32 | - | 32.32 | 2019-05-04 22:00 | 5 | 4 | 22 | W | 26.13 | - | 26.13
2017-05-04 23:00 | 5 | 4 | 23 |  | 23.39 | - | 23.39 | 2018-05-04 23:00 | 5 | 4 | 23 |  | 26.64 | - | 26.64 | 2019-05-04 23:00 | 5 | 4 | 23 | W | 23.27 | - | 23.27
2017-05-05 | 5 | 5 | 0 |  | 20.85 | - | 20.85 | 2018-05-05 | 5 | 5 | 0 | W | 29.6 | - | 29.6 | 2019-05-05 | 5 | 5 | 0 | W | 20.49 | - | 20.49
2017-05-05 01:00 | 5 | 5 | 1 |  | 20.53 | - | 20.53 | 2018-05-05 01:00 | 5 | 5 | 1 | W | 26.1 | - | 26.1 | 2019-05-05 01:00 | 5 | 5 | 1 | W | 19.86 | - | 19.86
2017-05-05 02:00 | 5 | 5 | 2 |  | 20.02 | - | 20.02 | 2018-05-05 02:00 | 5 | 5 | 2 | W | 26.43 | - | 26.43 | 2019-05-05 02:00 | 5 | 5 | 2 | W | 19.7 | - | 19.7
2017-05-05 03:00 | 5 | 5 | 3 |  | 19.77 | - | 19.77 | 2018-05-05 03:00 | 5 | 5 | 3 | W | 25.15 | - | 25.15 | 2019-05-05 03:00 | 5 | 5 | 3 | W | 19.58 | - | 19.58
2017-05-05 04:00 | 5 | 5 | 4 |  | 20.33 | - | 20.33 | 2018-05-05 04:00 | 5 | 5 | 4 | W | 25.08 | - | 25.08 | 2019-05-05 04:00 | 5 | 5 | 4 | W | 19.83 | - | 19.83
2017-05-05 05:00 | 5 | 5 | 5 |  | 22.25 | - | 22.25 | 2018-05-05 05:00 | 5 | 5 | 5 | W | 25.17 | - | 25.17 | 2019-05-05 05:00 | 5 | 5 | 5 | W | 20.03 | - | 20.03
2017-05-05 06:00 | 5 | 5 | 6 |  | 26.46 | - | 26.46 | 2018-05-05 06:00 | 5 | 5 | 6 | W | 24.99 | - | 24.99 | 2019-05-05 06:00 | 5 | 5 | 6 | W | 20.17 | - | 20.17
2017-05-05 07:00 | 5 | 5 | 7 |  | 29.55 | - | 29.55 | 2018-05-05 07:00 | 5 | 5 | 7 | W | 26.34 | - | 26.34 | 2019-05-05 07:00 | 5 | 5 | 7 | W | 20.67 | - | 20.67
2017-05-05 08:00 | 5 | 5 | 8 |  | 31.02 | 31.02 | - | 2018-05-05 08:00 | 5 | 5 | 8 | W | 26.62 | - | 26.62 | 2019-05-05 08:00 | 5 | 5 | 8 | W | 23.38 | - | 23.38
2017-05-05 09:00 | 5 | 5 | 9 |  | 32.44 | 32.44 | - | 2018-05-05 09:00 | 5 | 5 | 9 | W | 30.6 | - | 30.6 | 2019-05-05 09:00 | 5 | 5 | 9 | W | 24.88 | - | 24.88
2017-05-05 10:00 | 5 | 5 | 10 |  | 33.65 | 33.65 | - | 2018-05-05 10:00 | 5 | 5 | 10 | W | 33.82 | - | 33.82 | 2019-05-05 10:00 | 5 | 5 | 10 | W | 25.15 | - | 25.15
2017-05-05 11:00 | 5 | 5 | 11 |  | 34.44 | 34.44 | - | 2018-05-05 11:00 | 5 | 5 | 11 | W | 34.17 | - | 34.17 | 2019-05-05 11:00 | 5 | 5 | 11 | W | 23.95 | - | 23.95
2017-05-05 12:00 | 5 | 5 | 12 |  | 33.95 | 33.95 | - | 2018-05-05 12:00 | 5 | 5 | 12 | W | 33.26 | - | 33.26 | 2019-05-05 12:00 | 5 | 5 | 12 | W | 24.91 | - | 24.91
2017-05-05 13:00 | 5 | 5 | 13 |  | 34.17 | 34.17 | - | 2018-05-05 13:00 | 5 | 5 | 13 | W | 33.63 | - | 33.63 | 2019-05-05 13:00 | 5 | 5 | 13 | W | 24.72 | - | 24.72
2017-05-05 14:00 | 5 | 5 | 14 |  | 31.65 | 31.65 | - | 2018-05-05 14:00 | 5 | 5 | 14 | W | 33.08 | - | 33.08 | 2019-05-05 14:00 | 5 | 5 | 14 | W | 24.8 | - | 24.8
2017-05-05 15:00 | 5 | 5 | 15 |  | 31.95 | 31.95 | - | 2018-05-05 15:00 | 5 | 5 | 15 | W | 32.75 | - | 32.75 | 2019-05-05 15:00 | 5 | 5 | 15 | W | 25.1 | - | 25.1
2017-05-05 16:00 | 5 | 5 | 16 |  | 32.11 | 32.11 | - | 2018-05-05 16:00 | 5 | 5 | 16 | W | 32.84 | - | 32.84 | 2019-05-05 16:00 | 5 | 5 | 16 | W | 25.57 | - | 25.57
2017-05-05 17:00 | 5 | 5 | 17 |  | 33.11 | - | 33.11 | 2018-05-05 17:00 | 5 | 5 | 17 | W | 32.46 | - | 32.46 | 2019-05-05 17:00 | 5 | 5 | 17 | W | 26 | - | 26
2017-05-05 18:00 | 5 | 5 | 18 |  | 30.27 | - | 30.27 | 2018-05-05 18:00 | 5 | 5 | 18 | W | 33.46 | - | 33.46 | 2019-05-05 18:00 | 5 | 5 | 18 | W | 25.22 | - | 25.22
2017-05-05 19:00 | 5 | 5 | 19 |  | 29.63 | - | 29.63 | 2018-05-05 19:00 | 5 | 5 | 19 | W | 34.09 | - | 34.09 | 2019-05-05 19:00 | 5 | 5 | 19 | W | 25.4 | - | 25.4
2017-05-05 20:00 | 5 | 5 | 20 |  | 33.84 | - | 33.84 | 2018-05-05 20:00 | 5 | 5 | 20 | W | 37 | - | 37 | 2019-05-05 20:00 | 5 | 5 | 20 | W | 27.42 | - | 27.42
2017-05-05 21:00 | 5 | 5 | 21 |  | 32.21 | - | 32.21 | 2018-05-05 21:00 | 5 | 5 | 21 | W | 36.9 | - | 36.9 | 2019-05-05 21:00 | 5 | 5 | 21 | W | 27.42 | - | 27.42
2017-05-05 22:00 | 5 | 5 | 22 |  | 27.19 | - | 27.19 | 2018-05-05 22:00 | 5 | 5 | 22 | W | 27.27 | - | 27.27 | 2019-05-05 22:00 | 5 | 5 | 22 | W | 22.99 | - | 22.99
2017-05-05 23:00 | 5 | 5 | 23 |  | 23 | - | 23 | 2018-05-05 23:00 | 5 | 5 | 23 | W | 25.28 | - | 25.28 | 2019-05-05 23:00 | 5 | 5 | 23 | W | 20.18 | - | 20.18
2017-05-06 | 5 | 6 | 0 | W | 23.08 | - | 23.08 | 2018-05-06 | 5 | 6 | 0 | W | 21.94 | - | 21.94 | 2019-05-06 | 5 | 6 | 0 |  | 17.96 | - | 17.96
2017-05-06 01:00 | 5 | 6 | 1 | W | 22.63 | - | 22.63 | 2018-05-06 01:00 | 5 | 6 | 1 | W | 21.5 | - | 21.5 | 2019-05-06 01:00 | 5 | 6 | 1 |  | 17.65 | - | 17.65
2017-05-06 02:00 | 5 | 6 | 2 | W | 22.89 | - | 22.89 | 2018-05-06 02:00 | 5 | 6 | 2 | W | 20.58 | - | 20.58 | 2019-05-06 02:00 | 5 | 6 | 2 |  | 17.57 | - | 17.57
2017-05-06 03:00 | 5 | 6 | 3 | W | 22.66 | - | 22.66 | 2018-05-06 03:00 | 5 | 6 | 3 | W | 20.41 | - | 20.41 | 2019-05-06 03:00 | 5 | 6 | 3 |  | 17.41 | - | 17.41
2017-05-06 04:00 | 5 | 6 | 4 | W | 22.67 | - | 22.67 | 2018-05-06 04:00 | 5 | 6 | 4 | W | 20.37 | - | 20.37 | 2019-05-06 04:00 | 5 | 6 | 4 |  | 18.1 | - | 18.1
2017-05-06 05:00 | 5 | 6 | 5 | W | 22.75 | - | 22.75 | 2018-05-06 05:00 | 5 | 6 | 5 | W | 21.06 | - | 21.06 | 2019-05-06 05:00 | 5 | 6 | 5 |  | 20.19 | - | 20.19
2017-05-06 06:00 | 5 | 6 | 6 | W | 22.84 | - | 22.84 | 2018-05-06 06:00 | 5 | 6 | 6 | W | 21.41 | - | 21.41 | 2019-05-06 06:00 | 5 | 6 | 6 |  | 23.75 | - | 23.75
2017-05-06 07:00 | 5 | 6 | 7 | W | 24.22 | - | 24.22 | 2018-05-06 07:00 | 5 | 6 | 7 | W | 21.76 | - | 21.76 | 2019-05-06 07:00 | 5 | 6 | 7 |  | 25.5 | - | 25.5
2017-05-06 08:00 | 5 | 6 | 8 | W | 26.27 | - | 26.27 | 2018-05-06 08:00 | 5 | 6 | 8 | W | 22.18 | - | 22.18 | 2019-05-06 08:00 | 5 | 6 | 8 |  | 25.58 | 25.58 | -
2017-05-06 09:00 | 5 | 6 | 9 | W | 28.45 | - | 28.45 | 2018-05-06 09:00 | 5 | 6 | 9 | W | 23.36 | - | 23.36 | 2019-05-06 09:00 | 5 | 6 | 9 |  | 26.37 | 26.37 | -
2017-05-06 10:00 | 5 | 6 | 10 | W | 28.2 | - | 28.2 | 2018-05-06 10:00 | 5 | 6 | 10 | W | 24.27 | - | 24.27 | 2019-05-06 10:00 | 5 | 6 | 10 |  | 29.44 | 29.44 | -
2017-05-06 11:00 | 5 | 6 | 11 | W | 28.07 | - | 28.07 | 2018-05-06 11:00 | 5 | 6 | 11 | W | 24.84 | - | 24.84 | 2019-05-06 11:00 | 5 | 6 | 11 |  | 28.22 | 28.22 | -
2017-05-06 12:00 | 5 | 6 | 12 | W | 27.31 | - | 27.31 | 2018-05-06 12:00 | 5 | 6 | 12 | W | 24.83 | - | 24.83 | 2019-05-06 12:00 | 5 | 6 | 12 |  | 29.27 | 29.27 | -
2017-05-06 13:00 | 5 | 6 | 13 | W | 26.55 | - | 26.55 | 2018-05-06 13:00 | 5 | 6 | 13 | W | 24.79 | - | 24.79 | 2019-05-06 13:00 | 5 | 6 | 13 |  | 30.99 | 30.99 | -
2017-05-06 14:00 | 5 | 6 | 14 | W | 25.65 | - | 25.65 | 2018-05-06 14:00 | 5 | 6 | 14 | W | 24.23 | - | 24.23 | 2019-05-06 14:00 | 5 | 6 | 14 |  | 31.36 | 31.36 | -
2017-05-06 15:00 | 5 | 6 | 15 | W | 24.9 | - | 24.9 | 2018-05-06 15:00 | 5 | 6 | 15 | W | 24.11 | - | 24.11 | 2019-05-06 15:00 | 5 | 6 | 15 |  | 32.56 | 32.56 | -
2017-05-06 16:00 | 5 | 6 | 16 | W | 25.23 | - | 25.23 | 2018-05-06 16:00 | 5 | 6 | 16 | W | 25.07 | - | 25.07 | 2019-05-06 16:00 | 5 | 6 | 16 |  | 32.24 | 32.24 | -
2017-05-06 17:00 | 5 | 6 | 17 | W | 25.46 | - | 25.46 | 2018-05-06 17:00 | 5 | 6 | 17 | W | 25.3 | - | 25.3 | 2019-05-06 17:00 | 5 | 6 | 17 |  | 32.66 | - | 32.66
2017-05-06 18:00 | 5 | 6 | 18 | W | 25.97 | - | 25.97 | 2018-05-06 18:00 | 5 | 6 | 18 | W | 24.7 | - | 24.7 | 2019-05-06 18:00 | 5 | 6 | 18 |  | 29.78 | - | 29.78
2017-05-06 19:00 | 5 | 6 | 19 | W | 26.36 | - | 26.36 | 2018-05-06 19:00 | 5 | 6 | 19 | W | 26.37 | - | 26.37 | 2019-05-06 19:00 | 5 | 6 | 19 |  | 27.43 | - | 27.43
2017-05-06 20:00 | 5 | 6 | 20 | W | 31.05 | - | 31.05 | 2018-05-06 20:00 | 5 | 6 | 20 | W | 33.42 | - | 33.42 | 2019-05-06 20:00 | 5 | 6 | 20 |  | 32.28 | - | 32.28
2017-05-06 21:00 | 5 | 6 | 21 | W | 28.95 | - | 28.95 | 2018-05-06 21:00 | 5 | 6 | 21 | W | 31 | - | 31 | 2019-05-06 21:00 | 5 | 6 | 21 |  | 30.5 | - | 30.5
2017-05-06 22:00 | 5 | 6 | 22 | W | 25.04 | - | 25.04 | 2018-05-06 22:00 | 5 | 6 | 22 | W | 22.8 | - | 22.8 | 2019-05-06 22:00 | 5 | 6 | 22 |  | 24.09 | - | 24.09
2017-05-06 23:00 | 5 | 6 | 23 | W | 23.1 | - | 23.1 | 2018-05-06 23:00 | 5 | 6 | 23 | W | 21.79 | - | 21.79 | 2019-05-06 23:00 | 5 | 6 | 23 |  | 21.45 | - | 21.45
2017-05-07 | 5 | 7 | 0 | W | 22.34 | - | 22.34 | 2018-05-07 | 5 | 7 | 0 |  | 21.62 | - | 21.62 | 2019-05-07 | 5 | 7 | 0 |  | 19.28 | - | 19.28
2017-05-07 01:00 | 5 | 7 | 1 | W | 22.42 | - | 22.42 | 2018-05-07 01:00 | 5 | 7 | 1 |  | 20.77 | - | 20.77 | 2019-05-07 01:00 | 5 | 7 | 1 |  | 19.15 | - | 19.15
2017-05-07 02:00 | 5 | 7 | 2 | W | 22.51 | - | 22.51 | 2018-05-07 02:00 | 5 | 7 | 2 |  | 20.62 | - | 20.62 | 2019-05-07 02:00 | 5 | 7 | 2 |  | 18.42 | - | 18.42
2017-05-07 03:00 | 5 | 7 | 3 | W | 22.15 | - | 22.15 | 2018-05-07 03:00 | 5 | 7 | 3 |  | 20.44 | - | 20.44 | 2019-05-07 03:00 | 5 | 7 | 3 |  | 17.88 | - | 17.88
2017-05-07 04:00 | 5 | 7 | 4 | W | 22.33 | - | 22.33 | 2018-05-07 04:00 | 5 | 7 | 4 |  | 21.68 | - | 21.68 | 2019-05-07 04:00 | 5 | 7 | 4 |  | 19.44 | - | 19.44
2017-05-07 05:00 | 5 | 7 | 5 | W | 22.39 | - | 22.39 | 2018-05-07 05:00 | 5 | 7 | 5 |  | 25.64 | - | 25.64 | 2019-05-07 05:00 | 5 | 7 | 5 |  | 20.67 | - | 20.67
2017-05-07 06:00 | 5 | 7 | 6 | W | 22.48 | - | 22.48 | 2018-05-07 06:00 | 5 | 7 | 6 |  | 35.3 | - | 35.3 | 2019-05-07 06:00 | 5 | 7 | 6 |  | 24.04 | - | 24.04
2017-05-07 07:00 | 5 | 7 | 7 | W | 23.15 | - | 23.15 | 2018-05-07 07:00 | 5 | 7 | 7 |  | 35.11 | - | 35.11 | 2019-05-07 07:00 | 5 | 7 | 7 |  | 24.88 | - | 24.88
2017-05-07 08:00 | 5 | 7 | 8 | W | 24.81 | - | 24.81 | 2018-05-07 08:00 | 5 | 7 | 8 |  | 35.22 | 35.22 | - | 2019-05-07 08:00 | 5 | 7 | 8 |  | 26.23 | 26.23 | -
2017-05-07 09:00 | 5 | 7 | 9 | W | 25.98 | - | 25.98 | 2018-05-07 09:00 | 5 | 7 | 9 |  | 35.08 | 35.08 | - | 2019-05-07 09:00 | 5 | 7 | 9 |  | 26.36 | 26.36 | -
2017-05-07 10:00 | 5 | 7 | 10 | W | 26.12 | - | 26.12 | 2018-05-07 10:00 | 5 | 7 | 10 |  | 35.43 | 35.43 | - | 2019-05-07 10:00 | 5 | 7 | 10 |  | 28.09 | 28.09 | -
2017-05-07 11:00 | 5 | 7 | 11 | W | 25.4 | - | 25.4 | 2018-05-07 11:00 | 5 | 7 | 11 |  | 34.64 | 34.64 | - | 2019-05-07 11:00 | 5 | 7 | 11 |  | 27.42 | 27.42 | -
2017-05-07 12:00 | 5 | 7 | 12 | W | 24.8 | - | 24.8 | 2018-05-07 12:00 | 5 | 7 | 12 |  | 34.98 | 34.98 | - | 2019-05-07 12:00 | 5 | 7 | 12 |  | 29.23 | 29.23 | -
2017-05-07 13:00 | 5 | 7 | 13 | W | 24.48 | - | 24.48 | 2018-05-07 13:00 | 5 | 7 | 13 |  | 34.55 | 34.55 | - | 2019-05-07 13:00 | 5 | 7 | 13 |  | 29.45 | 29.45 | -
2017-05-07 14:00 | 5 | 7 | 14 | W | 23.93 | - | 23.93 | 2018-05-07 14:00 | 5 | 7 | 14 |  | 34.35 | 34.35 | - | 2019-05-07 14:00 | 5 | 7 | 14 |  | 30.09 | 30.09 | -
2017-05-07 15:00 | 5 | 7 | 15 | W | 23.83 | - | 23.83 | 2018-05-07 15:00 | 5 | 7 | 15 |  | 34.18 | 34.18 | - | 2019-05-07 15:00 | 5 | 7 | 15 |  | 29.8 | 29.8 | -
2017-05-07 16:00 | 5 | 7 | 16 | W | 24.23 | - | 24.23 | 2018-05-07 16:00 | 5 | 7 | 16 |  | 34.32 | 34.32 | - | 2019-05-07 16:00 | 5 | 7 | 16 |  | 29.87 | 29.87 | -
2017-05-07 17:00 | 5 | 7 | 17 | W | 24.98 | - | 24.98 | 2018-05-07 17:00 | 5 | 7 | 17 |  | 34.26 | - | 34.26 | 2019-05-07 17:00 | 5 | 7 | 17 |  | 29.51 | - | 29.51
2017-05-07 18:00 | 5 | 7 | 18 | W | 25.93 | - | 25.93 | 2018-05-07 18:00 | 5 | 7 | 18 |  | 32.49 | - | 32.49 | 2019-05-07 18:00 | 5 | 7 | 18 |  | 28.36 | - | 28.36
2017-05-07 19:00 | 5 | 7 | 19 | W | 26.71 | - | 26.71 | 2018-05-07 19:00 | 5 | 7 | 19 |  | 33.82 | - | 33.82 | 2019-05-07 19:00 | 5 | 7 | 19 |  | 27.21 | - | 27.21
2017-05-07 20:00 | 5 | 7 | 20 | W | 34.32 | - | 34.32 | 2018-05-07 20:00 | 5 | 7 | 20 |  | 37.62 | - | 37.62 | 2019-05-07 20:00 | 5 | 7 | 20 |  | 29.83 | - | 29.83
2017-05-07 21:00 | 5 | 7 | 21 | W | 33.71 | - | 33.71 | 2018-05-07 21:00 | 5 | 7 | 21 |  | 35 | - | 35 | 2019-05-07 21:00 | 5 | 7 | 21 |  | 28.71 | - | 28.71
2017-05-07 22:00 | 5 | 7 | 22 | W | 25.31 | - | 25.31 | 2018-05-07 22:00 | 5 | 7 | 22 |  | 25.84 | - | 25.84 | 2019-05-07 22:00 | 5 | 7 | 22 |  | 23.2 | - | 23.2
2017-05-07 23:00 | 5 | 7 | 23 | W | 23.83 | - | 23.83 | 2018-05-07 23:00 | 5 | 7 | 23 |  | 23.93 | - | 23.93 | 2019-05-07 23:00 | 5 | 7 | 23 |  | 20.38 | - | 20.38
2017-05-08 | 5 | 8 | 0 |  | 22.7 | - | 22.7 | 2018-05-08 | 5 | 8 | 0 |  | 22.17 | - | 22.17 | 2019-05-08 | 5 | 8 | 0 |  | 18.39 | - | 18.39
2017-05-08 01:00 | 5 | 8 | 1 |  | 22.76 | - | 22.76 | 2018-05-08 01:00 | 5 | 8 | 1 |  | 21.63 | - | 21.63 | 2019-05-08 01:00 | 5 | 8 | 1 |  | 18.3 | - | 18.3
2017-05-08 02:00 | 5 | 8 | 2 |  | 22.89 | - | 22.89 | 2018-05-08 02:00 | 5 | 8 | 2 |  | 21.66 | - | 21.66 | 2019-05-08 02:00 | 5 | 8 | 2 |  | 16.94 | - | 16.94
2017-05-08 03:00 | 5 | 8 | 3 |  | 22.89 | - | 22.89 | 2018-05-08 03:00 | 5 | 8 | 3 |  | 21.51 | - | 21.51 | 2019-05-08 03:00 | 5 | 8 | 3 |  | 16.79 | - | 16.79
2017-05-08 04:00 | 5 | 8 | 4 |  | 23.44 | - | 23.44 | 2018-05-08 04:00 | 5 | 8 | 4 |  | 22.54 | - | 22.54 | 2019-05-08 04:00 | 5 | 8 | 4 |  | 17.31 | - | 17.31
2017-05-08 05:00 | 5 | 8 | 5 |  | 26.42 | - | 26.42 | 2018-05-08 05:00 | 5 | 8 | 5 |  | 25.37 | - | 25.37 | 2019-05-08 05:00 | 5 | 8 | 5 |  | 19.7 | - | 19.7
2017-05-08 06:00 | 5 | 8 | 6 |  | 41.06 | - | 41.06 | 2018-05-08 06:00 | 5 | 8 | 6 |  | 32.6 | - | 32.6 | 2019-05-08 06:00 | 5 | 8 | 6 |  | 22.49 | - | 22.49
2017-05-08 07:00 | 5 | 8 | 7 |  | 45.81 | - | 45.81 | 2018-05-08 07:00 | 5 | 8 | 7 |  | 30.29 | - | 30.29 | 2019-05-08 07:00 | 5 | 8 | 7 |  | 22.67 | - | 22.67
2017-05-08 08:00 | 5 | 8 | 8 |  | 42.21 | 42.21 | - | 2018-05-08 08:00 | 5 | 8 | 8 |  | 29.98 | 29.98 | - | 2019-05-08 08:00 | 5 | 8 | 8 |  | 23.79 | 23.79 | -
2017-05-08 09:00 | 5 | 8 | 9 |  | 40.05 | 40.05 | - | 2018-05-08 09:00 | 5 | 8 | 9 |  | 32.12 | 32.12 | - | 2019-05-08 09:00 | 5 | 8 | 9 |  | 24.08 | 24.08 | -
2017-05-08 10:00 | 5 | 8 | 10 |  | 40.01 | 40.01 | - | 2018-05-08 10:00 | 5 | 8 | 10 |  | 34.73 | 34.73 | - | 2019-05-08 10:00 | 5 | 8 | 10 |  | 25.49 | 25.49 | -
2017-05-08 11:00 | 5 | 8 | 11 |  | 39.72 | 39.72 | - | 2018-05-08 11:00 | 5 | 8 | 11 |  | 35.35 | 35.35 | - | 2019-05-08 11:00 | 5 | 8 | 11 |  | 25.72 | 25.72 | -
2017-05-08 12:00 | 5 | 8 | 12 |  | 37.96 | 37.96 | - | 2018-05-08 12:00 | 5 | 8 | 12 |  | 36.49 | 36.49 | - | 2019-05-08 12:00 | 5 | 8 | 12 |  | 28.88 | 28.88 | -
2017-05-08 13:00 | 5 | 8 | 13 |  | 38.85 | 38.85 | - | 2018-05-08 13:00 | 5 | 8 | 13 |  | 36.65 | 36.65 | - | 2019-05-08 13:00 | 5 | 8 | 13 |  | 29.18 | 29.18 | -
2017-05-08 14:00 | 5 | 8 | 14 |  | 36.31 | 36.31 | - | 2018-05-08 14:00 | 5 | 8 | 14 |  | 36.7 | 36.7 | - | 2019-05-08 14:00 | 5 | 8 | 14 |  | 30.04 | 30.04 | -
2017-05-08 15:00 | 5 | 8 | 15 |  | 34.95 | 34.95 | - | 2018-05-08 15:00 | 5 | 8 | 15 |  | 36.68 | 36.68 | - | 2019-05-08 15:00 | 5 | 8 | 15 |  | 30.52 | 30.52 | -
2017-05-08 16:00 | 5 | 8 | 16 |  | 36.82 | 36.82 | - | 2018-05-08 16:00 | 5 | 8 | 16 |  | 35.87 | 35.87 | - | 2019-05-08 16:00 | 5 | 8 | 16 |  | 30.2 | 30.2 | -
2017-05-08 17:00 | 5 | 8 | 17 |  | 36.82 | - | 36.82 | 2018-05-08 17:00 | 5 | 8 | 17 |  | 35.92 | - | 35.92 | 2019-05-08 17:00 | 5 | 8 | 17 |  | 30.16 | - | 30.16
2017-05-08 18:00 | 5 | 8 | 18 |  | 35.13 | - | 35.13 | 2018-05-08 18:00 | 5 | 8 | 18 |  | 35.9 | - | 35.9 | 2019-05-08 18:00 | 5 | 8 | 18 |  | 29.17 | - | 29.17
2017-05-08 19:00 | 5 | 8 | 19 |  | 34.27 | - | 34.27 | 2018-05-08 19:00 | 5 | 8 | 19 |  | 34.37 | - | 34.37 | 2019-05-08 19:00 | 5 | 8 | 19 |  | 27.46 | - | 27.46
2017-05-08 20:00 | 5 | 8 | 20 |  | 46.22 | - | 46.22 | 2018-05-08 20:00 | 5 | 8 | 20 |  | 36.94 | - | 36.94 | 2019-05-08 20:00 | 5 | 8 | 20 |  | 29.15 | - | 29.15
2017-05-08 21:00 | 5 | 8 | 21 |  | 40.77 | - | 40.77 | 2018-05-08 21:00 | 5 | 8 | 21 |  | 34.8 | - | 34.8 | 2019-05-08 21:00 | 5 | 8 | 21 |  | 26.92 | - | 26.92
2017-05-08 22:00 | 5 | 8 | 22 |  | 29.51 | - | 29.51 | 2018-05-08 22:00 | 5 | 8 | 22 |  | 26.22 | - | 26.22 | 2019-05-08 22:00 | 5 | 8 | 22 |  | 21.99 | - | 21.99
2017-05-08 23:00 | 5 | 8 | 23 |  | 25.13 | - | 25.13 | 2018-05-08 23:00 | 5 | 8 | 23 |  | 23.29 | - | 23.29 | 2019-05-08 23:00 | 5 | 8 | 23 |  | 20.41 | - | 20.41
2017-05-09 | 5 | 9 | 0 |  | 23.46 | - | 23.46 | 2018-05-09 | 5 | 9 | 0 |  | 22.03 | - | 22.03 | 2019-05-09 | 5 | 9 | 0 |  | 17.56 | - | 17.56
2017-05-09 01:00 | 5 | 9 | 1 |  | 23.32 | - | 23.32 | 2018-05-09 01:00 | 5 | 9 | 1 |  | 21.04 | - | 21.04 | 2019-05-09 01:00 | 5 | 9 | 1 |  | 17.29 | - | 17.29
2017-05-09 02:00 | 5 | 9 | 2 |  | 22.77 | - | 22.77 | 2018-05-09 02:00 | 5 | 9 | 2 |  | 20.19 | - | 20.19 | 2019-05-09 02:00 | 5 | 9 | 2 |  | 16.61 | - | 16.61
2017-05-09 03:00 | 5 | 9 | 3 |  | 22.69 | - | 22.69 | 2018-05-09 03:00 | 5 | 9 | 3 |  | 20.24 | - | 20.24 | 2019-05-09 03:00 | 5 | 9 | 3 |  | 16.22 | - | 16.22
2017-05-09 04:00 | 5 | 9 | 4 |  | 23.64 | - | 23.64 | 2018-05-09 04:00 | 5 | 9 | 4 |  | 21.73 | - | 21.73 | 2019-05-09 04:00 | 5 | 9 | 4 |  | 16.84 | - | 16.84
2017-05-09 05:00 | 5 | 9 | 5 |  | 25.57 | - | 25.57 | 2018-05-09 05:00 | 5 | 9 | 5 |  | 24.31 | - | 24.31 | 2019-05-09 05:00 | 5 | 9 | 5 |  | 18.94 | - | 18.94
2017-05-09 06:00 | 5 | 9 | 6 |  | 36.02 | - | 36.02 | 2018-05-09 06:00 | 5 | 9 | 6 |  | 28.37 | - | 28.37 | 2019-05-09 06:00 | 5 | 9 | 6 |  | 21.95 | - | 21.95
2017-05-09 07:00 | 5 | 9 | 7 |  | 39.36 | - | 39.36 | 2018-05-09 07:00 | 5 | 9 | 7 |  | 30.13 | - | 30.13 | 2019-05-09 07:00 | 5 | 9 | 7 |  | 22.29 | - | 22.29
2017-05-09 08:00 | 5 | 9 | 8 |  | 37.1 | 37.1 | - | 2018-05-09 08:00 | 5 | 9 | 8 |  | 30.38 | 30.38 | - | 2019-05-09 08:00 | 5 | 9 | 8 |  | 22.36 | 22.36 | -
2017-05-09 09:00 | 5 | 9 | 9 |  | 36.85 | 36.85 | - | 2018-05-09 09:00 | 5 | 9 | 9 |  | 31.72 | 31.72 | - | 2019-05-09 09:00 | 5 | 9 | 9 |  | 23.08 | 23.08 | -
2017-05-09 10:00 | 5 | 9 | 10 |  | 36.18 | 36.18 | - | 2018-05-09 10:00 | 5 | 9 | 10 |  | 33.77 | 33.77 | - | 2019-05-09 10:00 | 5 | 9 | 10 |  | 24.38 | 24.38 | -
2017-05-09 11:00 | 5 | 9 | 11 |  | 36.37 | 36.37 | - | 2018-05-09 11:00 | 5 | 9 | 11 |  | 34.65 | 34.65 | - | 2019-05-09 11:00 | 5 | 9 | 11 |  | 24.7 | 24.7 | -
2017-05-09 12:00 | 5 | 9 | 12 |  | 36.19 | 36.19 | - | 2018-05-09 12:00 | 5 | 9 | 12 |  | 36.96 | 36.96 | - | 2019-05-09 12:00 | 5 | 9 | 12 |  | 25.8 | 25.8 | -
2017-05-09 13:00 | 5 | 9 | 13 |  | 36.4 | 36.4 | - | 2018-05-09 13:00 | 5 | 9 | 13 |  | 36.79 | 36.79 | - | 2019-05-09 13:00 | 5 | 9 | 13 |  | 26.27 | 26.27 | -
2017-05-09 14:00 | 5 | 9 | 14 |  | 36.26 | 36.26 | - | 2018-05-09 14:00 | 5 | 9 | 14 |  | 38.57 | 38.57 | - | 2019-05-09 14:00 | 5 | 9 | 14 |  | 26.2 | 26.2 | -
2017-05-09 15:00 | 5 | 9 | 15 |  | 36.88 | 36.88 | - | 2018-05-09 15:00 | 5 | 9 | 15 |  | 39.5 | 39.5 | - | 2019-05-09 15:00 | 5 | 9 | 15 |  | 27.1 | 27.1 | -
2017-05-09 16:00 | 5 | 9 | 16 |  | 36.38 | 36.38 | - | 2018-05-09 16:00 | 5 | 9 | 16 |  | 39.8 | 39.8 | - | 2019-05-09 16:00 | 5 | 9 | 16 |  | 27.27 | 27.27 | -
2017-05-09 17:00 | 5 | 9 | 17 |  | 36.68 | - | 36.68 | 2018-05-09 17:00 | 5 | 9 | 17 |  | 39.61 | - | 39.61 | 2019-05-09 17:00 | 5 | 9 | 17 |  | 27.39 | - | 27.39
2017-05-09 18:00 | 5 | 9 | 18 |  | 34.3 | - | 34.3 | 2018-05-09 18:00 | 5 | 9 | 18 |  | 36.99 | - | 36.99 | 2019-05-09 18:00 | 5 | 9 | 18 |  | 26.14 | - | 26.14
2017-05-09 19:00 | 5 | 9 | 19 |  | 34.21 | - | 34.21 | 2018-05-09 19:00 | 5 | 9 | 19 |  | 36.17 | - | 36.17 | 2019-05-09 19:00 | 5 | 9 | 19 |  | 25.28 | - | 25.28
2017-05-09 20:00 | 5 | 9 | 20 |  | 40.5 | - | 40.5 | 2018-05-09 20:00 | 5 | 9 | 20 |  | 38.07 | - | 38.07 | 2019-05-09 20:00 | 5 | 9 | 20 |  | 26.84 | - | 26.84
2017-05-09 21:00 | 5 | 9 | 21 |  | 36.73 | - | 36.73 | 2018-05-09 21:00 | 5 | 9 | 21 |  | 35.62 | - | 35.62 | 2019-05-09 21:00 | 5 | 9 | 21 |  | 25.22 | - | 25.22
2017-05-09 22:00 | 5 | 9 | 22 |  | 28.18 | - | 28.18 | 2018-05-09 22:00 | 5 | 9 | 22 |  | 27.1 | - | 27.1 | 2019-05-09 22:00 | 5 | 9 | 22 |  | 22.6 | - | 22.6
2017-05-09 23:00 | 5 | 9 | 23 |  | 24.3 | - | 24.3 | 2018-05-09 23:00 | 5 | 9 | 23 |  | 22.98 | - | 22.98 | 2019-05-09 23:00 | 5 | 9 | 23 |  | 20.87 | - | 20.87
2017-05-10 | 5 | 10 | 0 |  | 23.35 | - | 23.35 | 2018-05-10 | 5 | 10 | 0 |  | 21.84 | - | 21.84 | 2019-05-10 | 5 | 10 | 0 |  | 20.73 | - | 20.73
2017-05-10 01:00 | 5 | 10 | 1 |  | 23.16 | - | 23.16 | 2018-05-10 01:00 | 5 | 10 | 1 |  | 20.58 | - | 20.58 | 2019-05-10 01:00 | 5 | 10 | 1 |  | 20.47 | - | 20.47
2017-05-10 02:00 | 5 | 10 | 2 |  | 22.64 | - | 22.64 | 2018-05-10 02:00 | 5 | 10 | 2 |  | 19.76 | - | 19.76 | 2019-05-10 02:00 | 5 | 10 | 2 |  | 20.13 | - | 20.13
2017-05-10 03:00 | 5 | 10 | 3 |  | 22.4 | - | 22.4 | 2018-05-10 03:00 | 5 | 10 | 3 |  | 20.06 | - | 20.06 | 2019-05-10 03:00 | 5 | 10 | 3 |  | 19.97 | - | 19.97
2017-05-10 04:00 | 5 | 10 | 4 |  | 23.51 | - | 23.51 | 2018-05-10 04:00 | 5 | 10 | 4 |  | 20.71 | - | 20.71 | 2019-05-10 04:00 | 5 | 10 | 4 |  | 20.26 | - | 20.26
2017-05-10 05:00 | 5 | 10 | 5 |  | 25.52 | - | 25.52 | 2018-05-10 05:00 | 5 | 10 | 5 |  | 24.14 | - | 24.14 | 2019-05-10 05:00 | 5 | 10 | 5 |  | 21.73 | - | 21.73
2017-05-10 06:00 | 5 | 10 | 6 |  | 33.01 | - | 33.01 | 2018-05-10 06:00 | 5 | 10 | 6 |  | 29.42 | - | 29.42 | 2019-05-10 06:00 | 5 | 10 | 6 |  | 25.6 | - | 25.6
2017-05-10 07:00 | 5 | 10 | 7 |  | 35.93 | - | 35.93 | 2018-05-10 07:00 | 5 | 10 | 7 |  | 30.06 | - | 30.06 | 2019-05-10 07:00 | 5 | 10 | 7 |  | 27.51 | - | 27.51
2017-05-10 08:00 | 5 | 10 | 8 |  | 34.75 | 34.75 | - | 2018-05-10 08:00 | 5 | 10 | 8 |  | 30.54 | 30.54 | - | 2019-05-10 08:00 | 5 | 10 | 8 |  | 27.66 | 27.66 | -
2017-05-10 09:00 | 5 | 10 | 9 |  | 35.41 | 35.41 | - | 2018-05-10 09:00 | 5 | 10 | 9 |  | 34.05 | 34.05 | - | 2019-05-10 09:00 | 5 | 10 | 9 |  | 28.45 | 28.45 | -
2017-05-10 10:00 | 5 | 10 | 10 |  | 35.25 | 35.25 | - | 2018-05-10 10:00 | 5 | 10 | 10 |  | 34.86 | 34.86 | - | 2019-05-10 10:00 | 5 | 10 | 10 |  | 30.26 | 30.26 | -
2017-05-10 11:00 | 5 | 10 | 11 |  | 37.27 | 37.27 | - | 2018-05-10 11:00 | 5 | 10 | 11 |  | 36.65 | 36.65 | - | 2019-05-10 11:00 | 5 | 10 | 11 |  | 30.19 | 30.19 | -
2017-05-10 12:00 | 5 | 10 | 12 |  | 39.74 | 39.74 | - | 2018-05-10 12:00 | 5 | 10 | 12 |  | 38.76 | 38.76 | - | 2019-05-10 12:00 | 5 | 10 | 12 |  | 30.24 | 30.24 | -
2017-05-10 13:00 | 5 | 10 | 13 |  | 39.25 | 39.25 | - | 2018-05-10 13:00 | 5 | 10 | 13 |  | 40.62 | 40.62 | - | 2019-05-10 13:00 | 5 | 10 | 13 |  | 30.48 | 30.48 | -
2017-05-10 14:00 | 5 | 10 | 14 |  | 40.48 | 40.48 | - | 2018-05-10 14:00 | 5 | 10 | 14 |  | 42.52 | 42.52 | - | 2019-05-10 14:00 | 5 | 10 | 14 |  | 30.66 | 30.66 | -
2017-05-10 15:00 | 5 | 10 | 15 |  | 39.29 | 39.29 | - | 2018-05-10 15:00 | 5 | 10 | 15 |  | 42.9 | 42.9 | - | 2019-05-10 15:00 | 5 | 10 | 15 |  | 30.77 | 30.77 | -
2017-05-10 16:00 | 5 | 10 | 16 |  | 39.8 | 39.8 | - | 2018-05-10 16:00 | 5 | 10 | 16 |  | 44.44 | 44.44 | - | 2019-05-10 16:00 | 5 | 10 | 16 |  | 30.06 | 30.06 | -
2017-05-10 17:00 | 5 | 10 | 17 |  | 39.26 | - | 39.26 | 2018-05-10 17:00 | 5 | 10 | 17 |  | 44.71 | - | 44.71 | 2019-05-10 17:00 | 5 | 10 | 17 |  | 30.59 | - | 30.59
2017-05-10 18:00 | 5 | 10 | 18 |  | 37.79 | - | 37.79 | 2018-05-10 18:00 | 5 | 10 | 18 |  | 41.35 | - | 41.35 | 2019-05-10 18:00 | 5 | 10 | 18 |  | 30.03 | - | 30.03
2017-05-10 19:00 | 5 | 10 | 19 |  | 35.24 | - | 35.24 | 2018-05-10 19:00 | 5 | 10 | 19 |  | 39.87 | - | 39.87 | 2019-05-10 19:00 | 5 | 10 | 19 |  | 27.83 | - | 27.83
2017-05-10 20:00 | 5 | 10 | 20 |  | 39.86 | - | 39.86 | 2018-05-10 20:00 | 5 | 10 | 20 |  | 44.39 | - | 44.39 | 2019-05-10 20:00 | 5 | 10 | 20 |  | 29.46 | - | 29.46
2017-05-10 21:00 | 5 | 10 | 21 |  | 38.79 | - | 38.79 | 2018-05-10 21:00 | 5 | 10 | 21 |  | 38.71 | - | 38.71 | 2019-05-10 21:00 | 5 | 10 | 21 |  | 27.65 | - | 27.65
2017-05-10 22:00 | 5 | 10 | 22 |  | 28.69 | - | 28.69 | 2018-05-10 22:00 | 5 | 10 | 22 |  | 31.78 | - | 31.78 | 2019-05-10 22:00 | 5 | 10 | 22 |  | 24.32 | - | 24.32
2017-05-10 23:00 | 5 | 10 | 23 |  | 24.37 | - | 24.37 | 2018-05-10 23:00 | 5 | 10 | 23 |  | 27.79 | - | 27.79 | 2019-05-10 23:00 | 5 | 10 | 23 |  | 22.76 | - | 22.76
2017-05-11 | 5 | 11 | 0 |  | 23.24 | - | 23.24 | 2018-05-11 | 5 | 11 | 0 |  | 23.29 | - | 23.29 | 2019-05-11 | 5 | 11 | 0 | W | 21.2 | - | 21.2
2017-05-11 01:00 | 5 | 11 | 1 |  | 23.1 | - | 23.1 | 2018-05-11 01:00 | 5 | 11 | 1 |  | 21.12 | - | 21.12 | 2019-05-11 01:00 | 5 | 11 | 1 | W | 20.05 | - | 20.05
2017-05-11 02:00 | 5 | 11 | 2 |  | 22.65 | - | 22.65 | 2018-05-11 02:00 | 5 | 11 | 2 |  | 20.49 | - | 20.49 | 2019-05-11 02:00 | 5 | 11 | 2 | W | 19.97 | - | 19.97
2017-05-11 03:00 | 5 | 11 | 3 |  | 22.51 | - | 22.51 | 2018-05-11 03:00 | 5 | 11 | 3 |  | 20.54 | - | 20.54 | 2019-05-11 03:00 | 5 | 11 | 3 | W | 19.64 | - | 19.64
2017-05-11 04:00 | 5 | 11 | 4 |  | 23.05 | - | 23.05 | 2018-05-11 04:00 | 5 | 11 | 4 |  | 20.9 | - | 20.9 | 2019-05-11 04:00 | 5 | 11 | 4 | W | 19.97 | - | 19.97
2017-05-11 05:00 | 5 | 11 | 5 |  | 24.52 | - | 24.52 | 2018-05-11 05:00 | 5 | 11 | 5 |  | 25.73 | - | 25.73 | 2019-05-11 05:00 | 5 | 11 | 5 | W | 19.77 | - | 19.77
2017-05-11 06:00 | 5 | 11 | 6 |  | 31.07 | - | 31.07 | 2018-05-11 06:00 | 5 | 11 | 6 |  | 33.9 | - | 33.9 | 2019-05-11 06:00 | 5 | 11 | 6 | W | 20.22 | - | 20.22
2017-05-11 07:00 | 5 | 11 | 7 |  | 35.89 | - | 35.89 | 2018-05-11 07:00 | 5 | 11 | 7 |  | 31.86 | - | 31.86 | 2019-05-11 07:00 | 5 | 11 | 7 | W | 21.83 | - | 21.83
2017-05-11 08:00 | 5 | 11 | 8 |  | 35.81 | 35.81 | - | 2018-05-11 08:00 | 5 | 11 | 8 |  | 32.65 | 32.65 | - | 2019-05-11 08:00 | 5 | 11 | 8 | W | 23.39 | - | 23.39
2017-05-11 09:00 | 5 | 11 | 9 |  | 37.39 | 37.39 | - | 2018-05-11 09:00 | 5 | 11 | 9 |  | 35.48 | 35.48 | - | 2019-05-11 09:00 | 5 | 11 | 9 | W | 24.91 | - | 24.91
2017-05-11 10:00 | 5 | 11 | 10 |  | 38.11 | 38.11 | - | 2018-05-11 10:00 | 5 | 11 | 10 |  | 35.25 | 35.25 | - | 2019-05-11 10:00 | 5 | 11 | 10 | W | 25.22 | - | 25.22
2017-05-11 11:00 | 5 | 11 | 11 |  | 39.26 | 39.26 | - | 2018-05-11 11:00 | 5 | 11 | 11 |  | 36.97 | 36.97 | - | 2019-05-11 11:00 | 5 | 11 | 11 | W | 25.07 | - | 25.07
2017-05-11 12:00 | 5 | 11 | 12 |  | 38.88 | 38.88 | - | 2018-05-11 12:00 | 5 | 11 | 12 |  | 39.6 | 39.6 | - | 2019-05-11 12:00 | 5 | 11 | 12 | W | 23.91 | - | 23.91
2017-05-11 13:00 | 5 | 11 | 13 |  | 38.99 | 38.99 | - | 2018-05-11 13:00 | 5 | 11 | 13 |  | 41.4 | 41.4 | - | 2019-05-11 13:00 | 5 | 11 | 13 | W | 23.56 | - | 23.56
2017-05-11 14:00 | 5 | 11 | 14 |  | 39.85 | 39.85 | - | 2018-05-11 14:00 | 5 | 11 | 14 |  | 42.75 | 42.75 | - | 2019-05-11 14:00 | 5 | 11 | 14 | W | 23.2 | - | 23.2
2017-05-11 15:00 | 5 | 11 | 15 |  | 39.85 | 39.85 | - | 2018-05-11 15:00 | 5 | 11 | 15 |  | 42.8 | 42.8 | - | 2019-05-11 15:00 | 5 | 11 | 15 | W | 23.02 | - | 23.02
2017-05-11 16:00 | 5 | 11 | 16 |  | 38.74 | 38.74 | - | 2018-05-11 16:00 | 5 | 11 | 16 |  | 43.95 | 43.95 | - | 2019-05-11 16:00 | 5 | 11 | 16 | W | 22.92 | - | 22.92
2017-05-11 17:00 | 5 | 11 | 17 |  | 39.37 | - | 39.37 | 2018-05-11 17:00 | 5 | 11 | 17 |  | 42.41 | - | 42.41 | 2019-05-11 17:00 | 5 | 11 | 17 | W | 22.99 | - | 22.99
2017-05-11 18:00 | 5 | 11 | 18 |  | 37.68 | - | 37.68 | 2018-05-11 18:00 | 5 | 11 | 18 |  | 40.01 | - | 40.01 | 2019-05-11 18:00 | 5 | 11 | 18 | W | 22.72 | - | 22.72
2017-05-11 19:00 | 5 | 11 | 19 |  | 33.87 | - | 33.87 | 2018-05-11 19:00 | 5 | 11 | 19 |  | 36.98 | - | 36.98 | 2019-05-11 19:00 | 5 | 11 | 19 | W | 22.79 | - | 22.79
2017-05-11 20:00 | 5 | 11 | 20 |  | 38.21 | - | 38.21 | 2018-05-11 20:00 | 5 | 11 | 20 |  | 40.5 | - | 40.5 | 2019-05-11 20:00 | 5 | 11 | 20 | W | 24.46 | - | 24.46
2017-05-11 21:00 | 5 | 11 | 21 |  | 37.97 | - | 37.97 | 2018-05-11 21:00 | 5 | 11 | 21 |  | 36.5 | - | 36.5 | 2019-05-11 21:00 | 5 | 11 | 21 | W | 23.89 | - | 23.89
2017-05-11 22:00 | 5 | 11 | 22 |  | 28.34 | - | 28.34 | 2018-05-11 22:00 | 5 | 11 | 22 |  | 31.53 | - | 31.53 | 2019-05-11 22:00 | 5 | 11 | 22 | W | 22.03 | - | 22.03
2017-05-11 23:00 | 5 | 11 | 23 |  | 24.2 | - | 24.2 | 2018-05-11 23:00 | 5 | 11 | 23 |  | 26.99 | - | 26.99 | 2019-05-11 23:00 | 5 | 11 | 23 | W | 20.37 | - | 20.37
2017-05-12 | 5 | 12 | 0 |  | 22.91 | - | 22.91 | 2018-05-12 | 5 | 12 | 0 | W | 23.48 | - | 23.48 | 2019-05-12 | 5 | 12 | 0 | W | 19.82 | - | 19.82
2017-05-12 01:00 | 5 | 12 | 1 |  | 22.86 | - | 22.86 | 2018-05-12 01:00 | 5 | 12 | 1 | W | 22.29 | - | 22.29 | 2019-05-12 01:00 | 5 | 12 | 1 | W | 19.44 | - | 19.44
2017-05-12 02:00 | 5 | 12 | 2 |  | 22.64 | - | 22.64 | 2018-05-12 02:00 | 5 | 12 | 2 | W | 20.77 | - | 20.77 | 2019-05-12 02:00 | 5 | 12 | 2 | W | 19.14 | - | 19.14
2017-05-12 03:00 | 5 | 12 | 3 |  | 22.26 | - | 22.26 | 2018-05-12 03:00 | 5 | 12 | 3 | W | 20.45 | - | 20.45 | 2019-05-12 03:00 | 5 | 12 | 3 | W | 18.98 | - | 18.98
2017-05-12 04:00 | 5 | 12 | 4 |  | 22.89 | - | 22.89 | 2018-05-12 04:00 | 5 | 12 | 4 | W | 20.48 | - | 20.48 | 2019-05-12 04:00 | 5 | 12 | 4 | W | 18.91 | - | 18.91
2017-05-12 05:00 | 5 | 12 | 5 |  | 24.1 | - | 24.1 | 2018-05-12 05:00 | 5 | 12 | 5 | W | 21.91 | - | 21.91 | 2019-05-12 05:00 | 5 | 12 | 5 | W | 18.85 | - | 18.85
2017-05-12 06:00 | 5 | 12 | 6 |  | 28.73 | - | 28.73 | 2018-05-12 06:00 | 5 | 12 | 6 | W | 23.28 | - | 23.28 | 2019-05-12 06:00 | 5 | 12 | 6 | W | 18.68 | - | 18.68
2017-05-12 07:00 | 5 | 12 | 7 |  | 33.46 | - | 33.46 | 2018-05-12 07:00 | 5 | 12 | 7 | W | 25.02 | - | 25.02 | 2019-05-12 07:00 | 5 | 12 | 7 | W | 19.47 | - | 19.47
2017-05-12 08:00 | 5 | 12 | 8 |  | 34.87 | 34.87 | - | 2018-05-12 08:00 | 5 | 12 | 8 | W | 29.59 | - | 29.59 | 2019-05-12 08:00 | 5 | 12 | 8 | W | 20.94 | - | 20.94
2017-05-12 09:00 | 5 | 12 | 9 |  | 34.72 | 34.72 | - | 2018-05-12 09:00 | 5 | 12 | 9 | W | 33 | - | 33 | 2019-05-12 09:00 | 5 | 12 | 9 | W | 22.17 | - | 22.17
2017-05-12 10:00 | 5 | 12 | 10 |  | 34.97 | 34.97 | - | 2018-05-12 10:00 | 5 | 12 | 10 | W | 35.2 | - | 35.2 | 2019-05-12 10:00 | 5 | 12 | 10 | W | 23.15 | - | 23.15
2017-05-12 11:00 | 5 | 12 | 11 |  | 35.04 | 35.04 | - | 2018-05-12 11:00 | 5 | 12 | 11 | W | 38.6 | - | 38.6 | 2019-05-12 11:00 | 5 | 12 | 11 | W | 23.23 | - | 23.23
2017-05-12 12:00 | 5 | 12 | 12 |  | 35.06 | 35.06 | - | 2018-05-12 12:00 | 5 | 12 | 12 | W | 39.81 | - | 39.81 | 2019-05-12 12:00 | 5 | 12 | 12 | W | 23.05 | - | 23.05
2017-05-12 13:00 | 5 | 12 | 13 |  | 35.06 | 35.06 | - | 2018-05-12 13:00 | 5 | 12 | 13 | W | 39.87 | - | 39.87 | 2019-05-12 13:00 | 5 | 12 | 13 | W | 22.91 | - | 22.91
2017-05-12 14:00 | 5 | 12 | 14 |  | 35.1 | 35.1 | - | 2018-05-12 14:00 | 5 | 12 | 14 | W | 40.79 | - | 40.79 | 2019-05-12 14:00 | 5 | 12 | 14 | W | 22.56 | - | 22.56
2017-05-12 15:00 | 5 | 12 | 15 |  | 34.46 | 34.46 | - | 2018-05-12 15:00 | 5 | 12 | 15 | W | 44.31 | - | 44.31 | 2019-05-12 15:00 | 5 | 12 | 15 | W | 22.57 | - | 22.57
2017-05-12 16:00 | 5 | 12 | 16 |  | 33.71 | 33.71 | - | 2018-05-12 16:00 | 5 | 12 | 16 | W | 45.94 | - | 45.94 | 2019-05-12 16:00 | 5 | 12 | 16 | W | 23.07 | - | 23.07
2017-05-12 17:00 | 5 | 12 | 17 |  | 33.18 | - | 33.18 | 2018-05-12 17:00 | 5 | 12 | 17 | W | 46.96 | - | 46.96 | 2019-05-12 17:00 | 5 | 12 | 17 | W | 24.02 | - | 24.02
2017-05-12 18:00 | 5 | 12 | 18 |  | 30.32 | - | 30.32 | 2018-05-12 18:00 | 5 | 12 | 18 | W | 41.01 | - | 41.01 | 2019-05-12 18:00 | 5 | 12 | 18 | W | 23.93 | - | 23.93
2017-05-12 19:00 | 5 | 12 | 19 |  | 28.91 | - | 28.91 | 2018-05-12 19:00 | 5 | 12 | 19 | W | 38.45 | - | 38.45 | 2019-05-12 19:00 | 5 | 12 | 19 | W | 24.7 | - | 24.7
2017-05-12 20:00 | 5 | 12 | 20 |  | 33.42 | - | 33.42 | 2018-05-12 20:00 | 5 | 12 | 20 | W | 40.13 | - | 40.13 | 2019-05-12 20:00 | 5 | 12 | 20 | W | 26.29 | - | 26.29
2017-05-12 21:00 | 5 | 12 | 21 |  | 31.25 | - | 31.25 | 2018-05-12 21:00 | 5 | 12 | 21 | W | 39.75 | - | 39.75 | 2019-05-12 21:00 | 5 | 12 | 21 | W | 26.33 | - | 26.33
2017-05-12 22:00 | 5 | 12 | 22 |  | 26.04 | - | 26.04 | 2018-05-12 22:00 | 5 | 12 | 22 | W | 33.14 | - | 33.14 | 2019-05-12 22:00 | 5 | 12 | 22 | W | 21.86 | - | 21.86
2017-05-12 23:00 | 5 | 12 | 23 |  | 23.73 | - | 23.73 | 2018-05-12 23:00 | 5 | 12 | 23 | W | 29.18 | - | 29.18 | 2019-05-12 23:00 | 5 | 12 | 23 | W | 20.2 | - | 20.2
2017-05-13 | 5 | 13 | 0 | W | 23.46 | - | 23.46 | 2018-05-13 | 5 | 13 | 0 | W | 21.63 | - | 21.63 | 2019-05-13 | 5 | 13 | 0 |  | 18.8 | - | 18.8
2017-05-13 01:00 | 5 | 13 | 1 | W | 22.77 | - | 22.77 | 2018-05-13 01:00 | 5 | 13 | 1 | W | 20.42 | - | 20.42 | 2019-05-13 01:00 | 5 | 13 | 1 |  | 18.73 | - | 18.73
2017-05-13 02:00 | 5 | 13 | 2 | W | 22.81 | - | 22.81 | 2018-05-13 02:00 | 5 | 13 | 2 | W | 19.73 | - | 19.73 | 2019-05-13 02:00 | 5 | 13 | 2 |  | 18.42 | - | 18.42
2017-05-13 03:00 | 5 | 13 | 3 | W | 22.71 | - | 22.71 | 2018-05-13 03:00 | 5 | 13 | 3 | W | 19.27 | - | 19.27 | 2019-05-13 03:00 | 5 | 13 | 3 |  | 18.42 | - | 18.42
2017-05-13 04:00 | 5 | 13 | 4 | W | 22.86 | - | 22.86 | 2018-05-13 04:00 | 5 | 13 | 4 | W | 18.99 | - | 18.99 | 2019-05-13 04:00 | 5 | 13 | 4 |  | 18.72 | - | 18.72
2017-05-13 05:00 | 5 | 13 | 5 | W | 22.74 | - | 22.74 | 2018-05-13 05:00 | 5 | 13 | 5 | W | 19.33 | - | 19.33 | 2019-05-13 05:00 | 5 | 13 | 5 |  | 20.05 | - | 20.05
2017-05-13 06:00 | 5 | 13 | 6 | W | 23.79 | - | 23.79 | 2018-05-13 06:00 | 5 | 13 | 6 | W | 19.69 | - | 19.69 | 2019-05-13 06:00 | 5 | 13 | 6 |  | 24.68 | - | 24.68
2017-05-13 07:00 | 5 | 13 | 7 | W | 25.44 | - | 25.44 | 2018-05-13 07:00 | 5 | 13 | 7 | W | 21.4 | - | 21.4 | 2019-05-13 07:00 | 5 | 13 | 7 |  | 26.61 | - | 26.61
2017-05-13 08:00 | 5 | 13 | 8 | W | 26.97 | - | 26.97 | 2018-05-13 08:00 | 5 | 13 | 8 | W | 23.36 | - | 23.36 | 2019-05-13 08:00 | 5 | 13 | 8 |  | 27.64 | 27.64 | -
2017-05-13 09:00 | 5 | 13 | 9 | W | 29.76 | - | 29.76 | 2018-05-13 09:00 | 5 | 13 | 9 | W | 26.76 | - | 26.76 | 2019-05-13 09:00 | 5 | 13 | 9 |  | 27.93 | 27.93 | -
2017-05-13 10:00 | 5 | 13 | 10 | W | 30.56 | - | 30.56 | 2018-05-13 10:00 | 5 | 13 | 10 | W | 29.3 | - | 29.3 | 2019-05-13 10:00 | 5 | 13 | 10 |  | 28.15 | 28.15 | -
2017-05-13 11:00 | 5 | 13 | 11 | W | 30.87 | - | 30.87 | 2018-05-13 11:00 | 5 | 13 | 11 | W | 32.01 | - | 32.01 | 2019-05-13 11:00 | 5 | 13 | 11 |  | 28.02 | 28.02 | -
2017-05-13 12:00 | 5 | 13 | 12 | W | 30.93 | - | 30.93 | 2018-05-13 12:00 | 5 | 13 | 12 | W | 34.56 | - | 34.56 | 2019-05-13 12:00 | 5 | 13 | 12 |  | 26.53 | 26.53 | -
2017-05-13 13:00 | 5 | 13 | 13 | W | 29.91 | - | 29.91 | 2018-05-13 13:00 | 5 | 13 | 13 | W | 37.77 | - | 37.77 | 2019-05-13 13:00 | 5 | 13 | 13 |  | 27.09 | 27.09 | -
2017-05-13 14:00 | 5 | 13 | 14 | W | 28.14 | - | 28.14 | 2018-05-13 14:00 | 5 | 13 | 14 | W | 39.75 | - | 39.75 | 2019-05-13 14:00 | 5 | 13 | 14 |  | 26.36 | 26.36 | -
2017-05-13 15:00 | 5 | 13 | 15 | W | 27.8 | - | 27.8 | 2018-05-13 15:00 | 5 | 13 | 15 | W | 39.65 | - | 39.65 | 2019-05-13 15:00 | 5 | 13 | 15 |  | 26.3 | 26.3 | -
2017-05-13 16:00 | 5 | 13 | 16 | W | 27.87 | - | 27.87 | 2018-05-13 16:00 | 5 | 13 | 16 | W | 42.13 | - | 42.13 | 2019-05-13 16:00 | 5 | 13 | 16 |  | 25.66 | 25.66 | -
2017-05-13 17:00 | 5 | 13 | 17 | W | 28 | - | 28 | 2018-05-13 17:00 | 5 | 13 | 17 | W | 42.82 | - | 42.82 | 2019-05-13 17:00 | 5 | 13 | 17 |  | 26.33 | - | 26.33
2017-05-13 18:00 | 5 | 13 | 18 | W | 28.71 | - | 28.71 | 2018-05-13 18:00 | 5 | 13 | 18 | W | 40.64 | - | 40.64 | 2019-05-13 18:00 | 5 | 13 | 18 |  | 25.93 | - | 25.93
2017-05-13 19:00 | 5 | 13 | 19 | W | 27.87 | - | 27.87 | 2018-05-13 19:00 | 5 | 13 | 19 | W | 38.07 | - | 38.07 | 2019-05-13 19:00 | 5 | 13 | 19 |  | 26.1 | - | 26.1
2017-05-13 20:00 | 5 | 13 | 20 | W | 31.66 | - | 31.66 | 2018-05-13 20:00 | 5 | 13 | 20 | W | 39.13 | - | 39.13 | 2019-05-13 20:00 | 5 | 13 | 20 |  | 27.77 | - | 27.77
2017-05-13 21:00 | 5 | 13 | 21 | W | 29.62 | - | 29.62 | 2018-05-13 21:00 | 5 | 13 | 21 | W | 38.29 | - | 38.29 | 2019-05-13 21:00 | 5 | 13 | 21 |  | 27.36 | - | 27.36
2017-05-13 22:00 | 5 | 13 | 22 | W | 26.45 | - | 26.45 | 2018-05-13 22:00 | 5 | 13 | 22 | W | 27.63 | - | 27.63 | 2019-05-13 22:00 | 5 | 13 | 22 |  | 22.91 | - | 22.91
2017-05-13 23:00 | 5 | 13 | 23 | W | 23.87 | - | 23.87 | 2018-05-13 23:00 | 5 | 13 | 23 | W | 23.91 | - | 23.91 | 2019-05-13 23:00 | 5 | 13 | 23 |  | 21.01 | - | 21.01
2017-05-14 | 5 | 14 | 0 | W | 24.16 | - | 24.16 | 2018-05-14 | 5 | 14 | 0 |  | 21.91 | - | 21.91 | 2019-05-14 | 5 | 14 | 0 |  | 19.53 | - | 19.53
2017-05-14 01:00 | 5 | 14 | 1 | W | 23.19 | - | 23.19 | 2018-05-14 01:00 | 5 | 14 | 1 |  | 20.61 | - | 20.61 | 2019-05-14 01:00 | 5 | 14 | 1 |  | 19.26 | - | 19.26
2017-05-14 02:00 | 5 | 14 | 2 | W | 22.81 | - | 22.81 | 2018-05-14 02:00 | 5 | 14 | 2 |  | 20.22 | - | 20.22 | 2019-05-14 02:00 | 5 | 14 | 2 |  | 19.23 | - | 19.23
2017-05-14 03:00 | 5 | 14 | 3 | W | 22.35 | - | 22.35 | 2018-05-14 03:00 | 5 | 14 | 3 |  | 20.07 | - | 20.07 | 2019-05-14 03:00 | 5 | 14 | 3 |  | 19.51 | - | 19.51
2017-05-14 04:00 | 5 | 14 | 4 | W | 22.54 | - | 22.54 | 2018-05-14 04:00 | 5 | 14 | 4 |  | 20.44 | - | 20.44 | 2019-05-14 04:00 | 5 | 14 | 4 |  | 19.75 | - | 19.75
2017-05-14 05:00 | 5 | 14 | 5 | W | 22.62 | - | 22.62 | 2018-05-14 05:00 | 5 | 14 | 5 |  | 24.16 | - | 24.16 | 2019-05-14 05:00 | 5 | 14 | 5 |  | 22.07 | - | 22.07
2017-05-14 06:00 | 5 | 14 | 6 | W | 22.48 | - | 22.48 | 2018-05-14 06:00 | 5 | 14 | 6 |  | 30.9 | - | 30.9 | 2019-05-14 06:00 | 5 | 14 | 6 |  | 26.78 | - | 26.78
2017-05-14 07:00 | 5 | 14 | 7 | W | 23.31 | - | 23.31 | 2018-05-14 07:00 | 5 | 14 | 7 |  | 33.19 | - | 33.19 | 2019-05-14 07:00 | 5 | 14 | 7 |  | 28.57 | - | 28.57
2017-05-14 08:00 | 5 | 14 | 8 | W | 24.7 | - | 24.7 | 2018-05-14 08:00 | 5 | 14 | 8 |  | 37.13 | 37.13 | - | 2019-05-14 08:00 | 5 | 14 | 8 |  | 29.14 | 29.14 | -
2017-05-14 09:00 | 5 | 14 | 9 | W | 25.64 | - | 25.64 | 2018-05-14 09:00 | 5 | 14 | 9 |  | 37.98 | 37.98 | - | 2019-05-14 09:00 | 5 | 14 | 9 |  | 28.77 | 28.77 | -
2017-05-14 10:00 | 5 | 14 | 10 | W | 26.07 | - | 26.07 | 2018-05-14 10:00 | 5 | 14 | 10 |  | 45.46 | 45.46 | - | 2019-05-14 10:00 | 5 | 14 | 10 |  | 29.44 | 29.44 | -
2017-05-14 11:00 | 5 | 14 | 11 | W | 26.37 | - | 26.37 | 2018-05-14 11:00 | 5 | 14 | 11 |  | 45.96 | 45.96 | - | 2019-05-14 11:00 | 5 | 14 | 11 |  | 29.37 | 29.37 | -
2017-05-14 12:00 | 5 | 14 | 12 | W | 27.11 | - | 27.11 | 2018-05-14 12:00 | 5 | 14 | 12 |  | 49.26 | 49.26 | - | 2019-05-14 12:00 | 5 | 14 | 12 |  | 28.52 | 28.52 | -
2017-05-14 13:00 | 5 | 14 | 13 | W | 27.57 | - | 27.57 | 2018-05-14 13:00 | 5 | 14 | 13 |  | 56.71 | 56.71 | - | 2019-05-14 13:00 | 5 | 14 | 13 |  | 28.46 | 28.46 | -
2017-05-14 14:00 | 5 | 14 | 14 | W | 28.38 | - | 28.38 | 2018-05-14 14:00 | 5 | 14 | 14 |  | 69.42 | 69.42 | - | 2019-05-14 14:00 | 5 | 14 | 14 |  | 27.14 | 27.14 | -
2017-05-14 15:00 | 5 | 14 | 15 | W | 29.39 | - | 29.39 | 2018-05-14 15:00 | 5 | 14 | 15 |  | 76.88 | 76.88 | - | 2019-05-14 15:00 | 5 | 14 | 15 |  | 27.45 | 27.45 | -
2017-05-14 16:00 | 5 | 14 | 16 | W | 31.31 | - | 31.31 | 2018-05-14 16:00 | 5 | 14 | 16 |  | 81.82 | 81.82 | - | 2019-05-14 16:00 | 5 | 14 | 16 |  | 27.21 | 27.21 | -
2017-05-14 17:00 | 5 | 14 | 17 | W | 33.31 | - | 33.31 | 2018-05-14 17:00 | 5 | 14 | 17 |  | 82.09 | - | 82.09 | 2019-05-14 17:00 | 5 | 14 | 17 |  | 27.48 | - | 27.48
2017-05-14 18:00 | 5 | 14 | 18 | W | 31.02 | - | 31.02 | 2018-05-14 18:00 | 5 | 14 | 18 |  | 64.43 | - | 64.43 | 2019-05-14 18:00 | 5 | 14 | 18 |  | 26.76 | - | 26.76
2017-05-14 19:00 | 5 | 14 | 19 | W | 30.88 | - | 30.88 | 2018-05-14 19:00 | 5 | 14 | 19 |  | 51.93 | - | 51.93 | 2019-05-14 19:00 | 5 | 14 | 19 |  | 27.44 | - | 27.44
2017-05-14 20:00 | 5 | 14 | 20 | W | 36.39 | - | 36.39 | 2018-05-14 20:00 | 5 | 14 | 20 |  | 57.14 | - | 57.14 | 2019-05-14 20:00 | 5 | 14 | 20 |  | 29.93 | - | 29.93
2017-05-14 21:00 | 5 | 14 | 21 | W | 34.27 | - | 34.27 | 2018-05-14 21:00 | 5 | 14 | 21 |  | 47.91 | - | 47.91 | 2019-05-14 21:00 | 5 | 14 | 21 |  | 29.26 | - | 29.26
2017-05-14 22:00 | 5 | 14 | 22 | W | 27.58 | - | 27.58 | 2018-05-14 22:00 | 5 | 14 | 22 |  | 39.69 | - | 39.69 | 2019-05-14 22:00 | 5 | 14 | 22 |  | 23.01 | - | 23.01
2017-05-14 23:00 | 5 | 14 | 23 | W | 24.37 | - | 24.37 | 2018-05-14 23:00 | 5 | 14 | 23 |  | 31.97 | - | 31.97 | 2019-05-14 23:00 | 5 | 14 | 23 |  | 20.73 | - | 20.73
2017-05-15 | 5 | 15 | 0 |  | 23.17 | - | 23.17 | 2018-05-15 | 5 | 15 | 0 |  | 24.38 | - | 24.38 | 2019-05-15 | 5 | 15 | 0 |  | 19.12 | - | 19.12
2017-05-15 01:00 | 5 | 15 | 1 |  | 23.03 | - | 23.03 | 2018-05-15 01:00 | 5 | 15 | 1 |  | 20.86 | - | 20.86 | 2019-05-15 01:00 | 5 | 15 | 1 |  | 19.27 | - | 19.27
2017-05-15 02:00 | 5 | 15 | 2 |  | 22.94 | - | 22.94 | 2018-05-15 02:00 | 5 | 15 | 2 |  | 19.99 | - | 19.99 | 2019-05-15 02:00 | 5 | 15 | 2 |  | 19 | - | 19
2017-05-15 03:00 | 5 | 15 | 3 |  | 22.59 | - | 22.59 | 2018-05-15 03:00 | 5 | 15 | 3 |  | 19.3 | - | 19.3 | 2019-05-15 03:00 | 5 | 15 | 3 |  | 18.77 | - | 18.77
2017-05-15 04:00 | 5 | 15 | 4 |  | 23.16 | - | 23.16 | 2018-05-15 04:00 | 5 | 15 | 4 |  | 20.23 | - | 20.23 | 2019-05-15 04:00 | 5 | 15 | 4 |  | 19.2 | - | 19.2
2017-05-15 05:00 | 5 | 15 | 5 |  | 24.59 | - | 24.59 | 2018-05-15 05:00 | 5 | 15 | 5 |  | 23.45 | - | 23.45 | 2019-05-15 05:00 | 5 | 15 | 5 |  | 21.02 | - | 21.02
2017-05-15 06:00 | 5 | 15 | 6 |  | 29.76 | - | 29.76 | 2018-05-15 06:00 | 5 | 15 | 6 |  | 31.4 | - | 31.4 | 2019-05-15 06:00 | 5 | 15 | 6 |  | 24.36 | - | 24.36
2017-05-15 07:00 | 5 | 15 | 7 |  | 32.49 | - | 32.49 | 2018-05-15 07:00 | 5 | 15 | 7 |  | 32.9 | - | 32.9 | 2019-05-15 07:00 | 5 | 15 | 7 |  | 26 | - | 26
2017-05-15 08:00 | 5 | 15 | 8 |  | 33.71 | 33.71 | - | 2018-05-15 08:00 | 5 | 15 | 8 |  | 35.38 | 35.38 | - | 2019-05-15 08:00 | 5 | 15 | 8 |  | 24.51 | 24.51 | -
2017-05-15 09:00 | 5 | 15 | 9 |  | 36.54 | 36.54 | - | 2018-05-15 09:00 | 5 | 15 | 9 |  | 38.11 | 38.11 | - | 2019-05-15 09:00 | 5 | 15 | 9 |  | 25.95 | 25.95 | -
2017-05-15 10:00 | 5 | 15 | 10 |  | 39.51 | 39.51 | - | 2018-05-15 10:00 | 5 | 15 | 10 |  | 44.31 | 44.31 | - | 2019-05-15 10:00 | 5 | 15 | 10 |  | 26.29 | 26.29 | -
2017-05-15 11:00 | 5 | 15 | 11 |  | 40.89 | 40.89 | - | 2018-05-15 11:00 | 5 | 15 | 11 |  | 46.36 | 46.36 | - | 2019-05-15 11:00 | 5 | 15 | 11 |  | 26.57 | 26.57 | -
2017-05-15 12:00 | 5 | 15 | 12 |  | 43.43 | 43.43 | - | 2018-05-15 12:00 | 5 | 15 | 12 |  | 49.36 | 49.36 | - | 2019-05-15 12:00 | 5 | 15 | 12 |  | 27.7 | 27.7 | -
2017-05-15 13:00 | 5 | 15 | 13 |  | 44.56 | 44.56 | - | 2018-05-15 13:00 | 5 | 15 | 13 |  | 57.65 | 57.65 | - | 2019-05-15 13:00 | 5 | 15 | 13 |  | 29.4 | 29.4 | -
2017-05-15 14:00 | 5 | 15 | 14 |  | 44.17 | 44.17 | - | 2018-05-15 14:00 | 5 | 15 | 14 |  | 72.71 | 72.71 | - | 2019-05-15 14:00 | 5 | 15 | 14 |  | 29.42 | 29.42 | -
2017-05-15 15:00 | 5 | 15 | 15 |  | 45.84 | 45.84 | - | 2018-05-15 15:00 | 5 | 15 | 15 |  | 78.79 | 78.79 | - | 2019-05-15 15:00 | 5 | 15 | 15 |  | 28.4 | 28.4 | -
2017-05-15 16:00 | 5 | 15 | 16 |  | 46.98 | 46.98 | - | 2018-05-15 16:00 | 5 | 15 | 16 |  | 78.8 | 78.8 | - | 2019-05-15 16:00 | 5 | 15 | 16 |  | 28.72 | 28.72 | -
2017-05-15 17:00 | 5 | 15 | 17 |  | 45.63 | - | 45.63 | 2018-05-15 17:00 | 5 | 15 | 17 |  | 69.71 | - | 69.71 | 2019-05-15 17:00 | 5 | 15 | 17 |  | 28.42 | - | 28.42
2017-05-15 18:00 | 5 | 15 | 18 |  | 42.64 | - | 42.64 | 2018-05-15 18:00 | 5 | 15 | 18 |  | 46.25 | - | 46.25 | 2019-05-15 18:00 | 5 | 15 | 18 |  | 28.34 | - | 28.34
2017-05-15 19:00 | 5 | 15 | 19 |  | 39.41 | - | 39.41 | 2018-05-15 19:00 | 5 | 15 | 19 |  | 41.53 | - | 41.53 | 2019-05-15 19:00 | 5 | 15 | 19 |  | 27.37 | - | 27.37
2017-05-15 20:00 | 5 | 15 | 20 |  | 43.31 | - | 43.31 | 2018-05-15 20:00 | 5 | 15 | 20 |  | 39.62 | - | 39.62 | 2019-05-15 20:00 | 5 | 15 | 20 |  | 29.91 | - | 29.91
2017-05-15 21:00 | 5 | 15 | 21 |  | 41.04 | - | 41.04 | 2018-05-15 21:00 | 5 | 15 | 21 |  | 40.34 | - | 40.34 | 2019-05-15 21:00 | 5 | 15 | 21 |  | 27.79 | - | 27.79
2017-05-15 22:00 | 5 | 15 | 22 |  | 28.64 | - | 28.64 | 2018-05-15 22:00 | 5 | 15 | 22 |  | 33.2 | - | 33.2 | 2019-05-15 22:00 | 5 | 15 | 22 |  | 22.98 | - | 22.98
2017-05-15 23:00 | 5 | 15 | 23 |  | 25.1 | - | 25.1 | 2018-05-15 23:00 | 5 | 15 | 23 |  | 28.19 | - | 28.19 | 2019-05-15 23:00 | 5 | 15 | 23 |  | 19.89 | - | 19.89
2017-05-16 | 5 | 16 | 0 |  | 22.56 | - | 22.56 | 2018-05-16 | 5 | 16 | 0 |  | 25.07 | - | 25.07 | 2019-05-16 | 5 | 16 | 0 |  | 19.28 | - | 19.28
2017-05-16 01:00 | 5 | 16 | 1 |  | 21.8 | - | 21.8 | 2018-05-16 01:00 | 5 | 16 | 1 |  | 23.21 | - | 23.21 | 2019-05-16 01:00 | 5 | 16 | 1 |  | 19.32 | - | 19.32
2017-05-16 02:00 | 5 | 16 | 2 |  | 20.79 | - | 20.79 | 2018-05-16 02:00 | 5 | 16 | 2 |  | 22.54 | - | 22.54 | 2019-05-16 02:00 | 5 | 16 | 2 |  | 19.01 | - | 19.01
2017-05-16 03:00 | 5 | 16 | 3 |  | 20.36 | - | 20.36 | 2018-05-16 03:00 | 5 | 16 | 3 |  | 21.39 | - | 21.39 | 2019-05-16 03:00 | 5 | 16 | 3 |  | 18.75 | - | 18.75
2017-05-16 04:00 | 5 | 16 | 4 |  | 21.32 | - | 21.32 | 2018-05-16 04:00 | 5 | 16 | 4 |  | 22.04 | - | 22.04 | 2019-05-16 04:00 | 5 | 16 | 4 |  | 19.27 | - | 19.27
2017-05-16 05:00 | 5 | 16 | 5 |  | 23.96 | - | 23.96 | 2018-05-16 05:00 | 5 | 16 | 5 |  | 28.75 | - | 28.75 | 2019-05-16 05:00 | 5 | 16 | 5 |  | 20.88 | - | 20.88
2017-05-16 06:00 | 5 | 16 | 6 |  | 27.77 | - | 27.77 | 2018-05-16 06:00 | 5 | 16 | 6 |  | 33.69 | - | 33.69 | 2019-05-16 06:00 | 5 | 16 | 6 |  | 23.08 | - | 23.08
2017-05-16 07:00 | 5 | 16 | 7 |  | 29.96 | - | 29.96 | 2018-05-16 07:00 | 5 | 16 | 7 |  | 33.82 | - | 33.82 | 2019-05-16 07:00 | 5 | 16 | 7 |  | 24 | - | 24
2017-05-16 08:00 | 5 | 16 | 8 |  | 31.68 | 31.68 | - | 2018-05-16 08:00 | 5 | 16 | 8 |  | 35.24 | 35.24 | - | 2019-05-16 08:00 | 5 | 16 | 8 |  | 24.18 | 24.18 | -
2017-05-16 09:00 | 5 | 16 | 9 |  | 33.43 | 33.43 | - | 2018-05-16 09:00 | 5 | 16 | 9 |  | 37.52 | 37.52 | - | 2019-05-16 09:00 | 5 | 16 | 9 |  | 25.8 | 25.8 | -
2017-05-16 10:00 | 5 | 16 | 10 |  | 36.82 | 36.82 | - | 2018-05-16 10:00 | 5 | 16 | 10 |  | 40.33 | 40.33 | - | 2019-05-16 10:00 | 5 | 16 | 10 |  | 25.79 | 25.79 | -
2017-05-16 11:00 | 5 | 16 | 11 |  | 38.47 | 38.47 | - | 2018-05-16 11:00 | 5 | 16 | 11 |  | 41.52 | 41.52 | - | 2019-05-16 11:00 | 5 | 16 | 11 |  | 27.26 | 27.26 | -
2017-05-16 12:00 | 5 | 16 | 12 |  | 40.71 | 40.71 | - | 2018-05-16 12:00 | 5 | 16 | 12 |  | 42.64 | 42.64 | - | 2019-05-16 12:00 | 5 | 16 | 12 |  | 28.69 | 28.69 | -
2017-05-16 13:00 | 5 | 16 | 13 |  | 45.52 | 45.52 | - | 2018-05-16 13:00 | 5 | 16 | 13 |  | 44.65 | 44.65 | - | 2019-05-16 13:00 | 5 | 16 | 13 |  | 29.67 | 29.67 | -
2017-05-16 14:00 | 5 | 16 | 14 |  | 46.47 | 46.47 | - | 2018-05-16 14:00 | 5 | 16 | 14 |  | 45.77 | 45.77 | - | 2019-05-16 14:00 | 5 | 16 | 14 |  | 30.11 | 30.11 | -
2017-05-16 15:00 | 5 | 16 | 15 |  | 49.52 | 49.52 | - | 2018-05-16 15:00 | 5 | 16 | 15 |  | 48.54 | 48.54 | - | 2019-05-16 15:00 | 5 | 16 | 15 |  | 31.65 | 31.65 | -
2017-05-16 16:00 | 5 | 16 | 16 |  | 53.82 | 53.82 | - | 2018-05-16 16:00 | 5 | 16 | 16 |  | 48.86 | 48.86 | - | 2019-05-16 16:00 | 5 | 16 | 16 |  | 32.49 | 32.49 | -
2017-05-16 17:00 | 5 | 16 | 17 |  | 52.72 | - | 52.72 | 2018-05-16 17:00 | 5 | 16 | 17 |  | 49.21 | - | 49.21 | 2019-05-16 17:00 | 5 | 16 | 17 |  | 32.68 | - | 32.68
2017-05-16 18:00 | 5 | 16 | 18 |  | 46.98 | - | 46.98 | 2018-05-16 18:00 | 5 | 16 | 18 |  | 43.44 | - | 43.44 | 2019-05-16 18:00 | 5 | 16 | 18 |  | 30.39 | - | 30.39
2017-05-16 19:00 | 5 | 16 | 19 |  | 42.04 | - | 42.04 | 2018-05-16 19:00 | 5 | 16 | 19 |  | 40.87 | - | 40.87 | 2019-05-16 19:00 | 5 | 16 | 19 |  | 30.15 | - | 30.15
2017-05-16 20:00 | 5 | 16 | 20 |  | 45.31 | - | 45.31 | 2018-05-16 20:00 | 5 | 16 | 20 |  | 43.08 | - | 43.08 | 2019-05-16 20:00 | 5 | 16 | 20 |  | 29.94 | - | 29.94
2017-05-16 21:00 | 5 | 16 | 21 |  | 40.4 | - | 40.4 | 2018-05-16 21:00 | 5 | 16 | 21 |  | 40.71 | - | 40.71 | 2019-05-16 21:00 | 5 | 16 | 21 |  | 30.31 | - | 30.31
2017-05-16 22:00 | 5 | 16 | 22 |  | 30.33 | - | 30.33 | 2018-05-16 22:00 | 5 | 16 | 22 |  | 33.37 | - | 33.37 | 2019-05-16 22:00 | 5 | 16 | 22 |  | 23.36 | - | 23.36
2017-05-16 23:00 | 5 | 16 | 23 |  | 25.43 | - | 25.43 | 2018-05-16 23:00 | 5 | 16 | 23 |  | 26.07 | - | 26.07 | 2019-05-16 23:00 | 5 | 16 | 23 |  | 20.73 | - | 20.73
2017-05-17 | 5 | 17 | 0 |  | 23.83 | - | 23.83 | 2018-05-17 | 5 | 17 | 0 |  | 23.04 | - | 23.04 | 2019-05-17 | 5 | 17 | 0 |  | 18.78 | - | 18.78
2017-05-17 01:00 | 5 | 17 | 1 |  | 22.59 | - | 22.59 | 2018-05-17 01:00 | 5 | 17 | 1 |  | 21.72 | - | 21.72 | 2019-05-17 01:00 | 5 | 17 | 1 |  | 17.87 | - | 17.87
2017-05-17 02:00 | 5 | 17 | 2 |  | 21.1 | - | 21.1 | 2018-05-17 02:00 | 5 | 17 | 2 |  | 21.33 | - | 21.33 | 2019-05-17 02:00 | 5 | 17 | 2 |  | 17.03 | - | 17.03
2017-05-17 03:00 | 5 | 17 | 3 |  | 20.54 | - | 20.54 | 2018-05-17 03:00 | 5 | 17 | 3 |  | 21.12 | - | 21.12 | 2019-05-17 03:00 | 5 | 17 | 3 |  | 16.91 | - | 16.91
2017-05-17 04:00 | 5 | 17 | 4 |  | 20.97 | - | 20.97 | 2018-05-17 04:00 | 5 | 17 | 4 |  | 21.97 | - | 21.97 | 2019-05-17 04:00 | 5 | 17 | 4 |  | 17.9 | - | 17.9
2017-05-17 05:00 | 5 | 17 | 5 |  | 23.14 | - | 23.14 | 2018-05-17 05:00 | 5 | 17 | 5 |  | 27.41 | - | 27.41 | 2019-05-17 05:00 | 5 | 17 | 5 |  | 20.09 | - | 20.09
2017-05-17 06:00 | 5 | 17 | 6 |  | 27.16 | - | 27.16 | 2018-05-17 06:00 | 5 | 17 | 6 |  | 32.91 | - | 32.91 | 2019-05-17 06:00 | 5 | 17 | 6 |  | 21.91 | - | 21.91
2017-05-17 07:00 | 5 | 17 | 7 |  | 29.33 | - | 29.33 | 2018-05-17 07:00 | 5 | 17 | 7 |  | 33.74 | - | 33.74 | 2019-05-17 07:00 | 5 | 17 | 7 |  | 23.22 | - | 23.22
2017-05-17 08:00 | 5 | 17 | 8 |  | 31.69 | 31.69 | - | 2018-05-17 08:00 | 5 | 17 | 8 |  | 35.41 | 35.41 | - | 2019-05-17 08:00 | 5 | 17 | 8 |  | 23.21 | 23.21 | -
2017-05-17 09:00 | 5 | 17 | 9 |  | 34.62 | 34.62 | - | 2018-05-17 09:00 | 5 | 17 | 9 |  | 39.02 | 39.02 | - | 2019-05-17 09:00 | 5 | 17 | 9 |  | 24.74 | 24.74 | -
2017-05-17 10:00 | 5 | 17 | 10 |  | 41.12 | 41.12 | - | 2018-05-17 10:00 | 5 | 17 | 10 |  | 40.89 | 40.89 | - | 2019-05-17 10:00 | 5 | 17 | 10 |  | 26.92 | 26.92 | -
2017-05-17 11:00 | 5 | 17 | 11 |  | 45.07 | 45.07 | - | 2018-05-17 11:00 | 5 | 17 | 11 |  | 42.41 | 42.41 | - | 2019-05-17 11:00 | 5 | 17 | 11 |  | 29.27 | 29.27 | -
2017-05-17 12:00 | 5 | 17 | 12 |  | 50.69 | 50.69 | - | 2018-05-17 12:00 | 5 | 17 | 12 |  | 43.36 | 43.36 | - | 2019-05-17 12:00 | 5 | 17 | 12 |  | 33.21 | 33.21 | -
2017-05-17 13:00 | 5 | 17 | 13 |  | 54.8 | 54.8 | - | 2018-05-17 13:00 | 5 | 17 | 13 |  | 45.5 | 45.5 | - | 2019-05-17 13:00 | 5 | 17 | 13 |  | 34.65 | 34.65 | -
2017-05-17 14:00 | 5 | 17 | 14 |  | 62.86 | 62.86 | - | 2018-05-17 14:00 | 5 | 17 | 14 |  | 44.12 | 44.12 | - | 2019-05-17 14:00 | 5 | 17 | 14 |  | 35.71 | 35.71 | -
2017-05-17 15:00 | 5 | 17 | 15 |  | 77.91 | 77.91 | - | 2018-05-17 15:00 | 5 | 17 | 15 |  | 43.97 | 43.97 | - | 2019-05-17 15:00 | 5 | 17 | 15 |  | 37.46 | 37.46 | -
2017-05-17 16:00 | 5 | 17 | 16 |  | 93.8 | 93.8 | - | 2018-05-17 16:00 | 5 | 17 | 16 |  | 46.35 | 46.35 | - | 2019-05-17 16:00 | 5 | 17 | 16 |  | 38.98 | 38.98 | -
2017-05-17 17:00 | 5 | 17 | 17 |  | 91.73 | - | 91.73 | 2018-05-17 17:00 | 5 | 17 | 17 |  | 45.71 | - | 45.71 | 2019-05-17 17:00 | 5 | 17 | 17 |  | 37.48 | - | 37.48
2017-05-17 18:00 | 5 | 17 | 18 |  | 64.72 | - | 64.72 | 2018-05-17 18:00 | 5 | 17 | 18 |  | 37.14 | - | 37.14 | 2019-05-17 18:00 | 5 | 17 | 18 |  | 34.01 | - | 34.01
2017-05-17 19:00 | 5 | 17 | 19 |  | 50.06 | - | 50.06 | 2018-05-17 19:00 | 5 | 17 | 19 |  | 35.97 | - | 35.97 | 2019-05-17 19:00 | 5 | 17 | 19 |  | 29.89 | - | 29.89
2017-05-17 20:00 | 5 | 17 | 20 |  | 52.31 | - | 52.31 | 2018-05-17 20:00 | 5 | 17 | 20 |  | 42.61 | - | 42.61 | 2019-05-17 20:00 | 5 | 17 | 20 |  | 30.37 | - | 30.37
2017-05-17 21:00 | 5 | 17 | 21 |  | 45.75 | - | 45.75 | 2018-05-17 21:00 | 5 | 17 | 21 |  | 38.34 | - | 38.34 | 2019-05-17 21:00 | 5 | 17 | 21 |  | 29.91 | - | 29.91
2017-05-17 22:00 | 5 | 17 | 22 |  | 35.72 | - | 35.72 | 2018-05-17 22:00 | 5 | 17 | 22 |  | 31.16 | - | 31.16 | 2019-05-17 22:00 | 5 | 17 | 22 |  | 23.57 | - | 23.57
2017-05-17 23:00 | 5 | 17 | 23 |  | 31.1 | - | 31.1 | 2018-05-17 23:00 | 5 | 17 | 23 |  | 24.46 | - | 24.46 | 2019-05-17 23:00 | 5 | 17 | 23 |  | 21.09 | - | 21.09
2017-05-18 | 5 | 18 | 0 |  | 28.25 | - | 28.25 | 2018-05-18 | 5 | 18 | 0 |  | 21.45 | - | 21.45 | 2019-05-18 | 5 | 18 | 0 | W | 20.41 | - | 20.41
2017-05-18 01:00 | 5 | 18 | 1 |  | 24.93 | - | 24.93 | 2018-05-18 01:00 | 5 | 18 | 1 |  | 20.85 | - | 20.85 | 2019-05-18 01:00 | 5 | 18 | 1 | W | 19.41 | - | 19.41
2017-05-18 02:00 | 5 | 18 | 2 |  | 23.21 | - | 23.21 | 2018-05-18 02:00 | 5 | 18 | 2 |  | 19.78 | - | 19.78 | 2019-05-18 02:00 | 5 | 18 | 2 | W | 19.05 | - | 19.05
2017-05-18 03:00 | 5 | 18 | 3 |  | 22.62 | - | 22.62 | 2018-05-18 03:00 | 5 | 18 | 3 |  | 19.31 | - | 19.31 | 2019-05-18 03:00 | 5 | 18 | 3 | W | 17.92 | - | 17.92
2017-05-18 04:00 | 5 | 18 | 4 |  | 22.6 | - | 22.6 | 2018-05-18 04:00 | 5 | 18 | 4 |  | 20.9 | - | 20.9 | 2019-05-18 04:00 | 5 | 18 | 4 | W | 17.54 | - | 17.54
2017-05-18 05:00 | 5 | 18 | 5 |  | 24.92 | - | 24.92 | 2018-05-18 05:00 | 5 | 18 | 5 |  | 25.74 | - | 25.74 | 2019-05-18 05:00 | 5 | 18 | 5 | W | 18.9 | - | 18.9
2017-05-18 06:00 | 5 | 18 | 6 |  | 29.19 | - | 29.19 | 2018-05-18 06:00 | 5 | 18 | 6 |  | 32.68 | - | 32.68 | 2019-05-18 06:00 | 5 | 18 | 6 | W | 19.64 | - | 19.64
2017-05-18 07:00 | 5 | 18 | 7 |  | 31.84 | - | 31.84 | 2018-05-18 07:00 | 5 | 18 | 7 |  | 31.44 | - | 31.44 | 2019-05-18 07:00 | 5 | 18 | 7 | W | 20 | - | 20
2017-05-18 08:00 | 5 | 18 | 8 |  | 34.41 | 34.41 | - | 2018-05-18 08:00 | 5 | 18 | 8 |  | 34.4 | 34.4 | - | 2019-05-18 08:00 | 5 | 18 | 8 | W | 22.07 | - | 22.07
2017-05-18 09:00 | 5 | 18 | 9 |  | 37.85 | 37.85 | - | 2018-05-18 09:00 | 5 | 18 | 9 |  | 33.81 | 33.81 | - | 2019-05-18 09:00 | 5 | 18 | 9 | W | 23.27 | - | 23.27
2017-05-18 10:00 | 5 | 18 | 10 |  | 42.91 | 42.91 | - | 2018-05-18 10:00 | 5 | 18 | 10 |  | 35.61 | 35.61 | - | 2019-05-18 10:00 | 5 | 18 | 10 | W | 25.38 | - | 25.38
2017-05-18 11:00 | 5 | 18 | 11 |  | 49.54 | 49.54 | - | 2018-05-18 11:00 | 5 | 18 | 11 |  | 35.73 | 35.73 | - | 2019-05-18 11:00 | 5 | 18 | 11 | W | 26.65 | - | 26.65
2017-05-18 12:00 | 5 | 18 | 12 |  | 60.29 | 60.29 | - | 2018-05-18 12:00 | 5 | 18 | 12 |  | 35.79 | 35.79 | - | 2019-05-18 12:00 | 5 | 18 | 12 | W | 31.91 | - | 31.91
2017-05-18 13:00 | 5 | 18 | 13 |  | 74.08 | 74.08 | - | 2018-05-18 13:00 | 5 | 18 | 13 |  | 35.74 | 35.74 | - | 2019-05-18 13:00 | 5 | 18 | 13 | W | 31.06 | - | 31.06
2017-05-18 14:00 | 5 | 18 | 14 |  | 91.54 | 91.54 | - | 2018-05-18 14:00 | 5 | 18 | 14 |  | 34.02 | 34.02 | - | 2019-05-18 14:00 | 5 | 18 | 14 | W | 33.16 | - | 33.16
2017-05-18 15:00 | 5 | 18 | 15 |  | 110.69 | 110.69 | - | 2018-05-18 15:00 | 5 | 18 | 15 |  | 33.29 | 33.29 | - | 2019-05-18 15:00 | 5 | 18 | 15 | W | 33.77 | - | 33.77
2017-05-18 16:00 | 5 | 18 | 16 |  | 128.61 | 128.61 | - | 2018-05-18 16:00 | 5 | 18 | 16 |  | 33.37 | 33.37 | - | 2019-05-18 16:00 | 5 | 18 | 16 | W | 38.49 | - | 38.49
2017-05-18 17:00 | 5 | 18 | 17 |  | 113.29 | - | 113.29 | 2018-05-18 17:00 | 5 | 18 | 17 |  | 32.96 | - | 32.96 | 2019-05-18 17:00 | 5 | 18 | 17 | W | 36.72 | - | 36.72
2017-05-18 18:00 | 5 | 18 | 18 |  | 70.71 | - | 70.71 | 2018-05-18 18:00 | 5 | 18 | 18 |  | 32.42 | - | 32.42 | 2019-05-18 18:00 | 5 | 18 | 18 | W | 34.38 | - | 34.38
2017-05-18 19:00 | 5 | 18 | 19 |  | 53.65 | - | 53.65 | 2018-05-18 19:00 | 5 | 18 | 19 |  | 29.36 | - | 29.36 | 2019-05-18 19:00 | 5 | 18 | 19 | W | 32.86 | - | 32.86
2017-05-18 20:00 | 5 | 18 | 20 |  | 52.02 | - | 52.02 | 2018-05-18 20:00 | 5 | 18 | 20 |  | 32.18 | - | 32.18 | 2019-05-18 20:00 | 5 | 18 | 20 | W | 34.35 | - | 34.35
2017-05-18 21:00 | 5 | 18 | 21 |  | 43.57 | - | 43.57 | 2018-05-18 21:00 | 5 | 18 | 21 |  | 29.35 | - | 29.35 | 2019-05-18 21:00 | 5 | 18 | 21 | W | 28.89 | - | 28.89
2017-05-18 22:00 | 5 | 18 | 22 |  | 35.35 | - | 35.35 | 2018-05-18 22:00 | 5 | 18 | 22 |  | 24.67 | - | 24.67 | 2019-05-18 22:00 | 5 | 18 | 22 | W | 24.66 | - | 24.66
2017-05-18 23:00 | 5 | 18 | 23 |  | 28.48 | - | 28.48 | 2018-05-18 23:00 | 5 | 18 | 23 |  | 21.49 | - | 21.49 | 2019-05-18 23:00 | 5 | 18 | 23 | W | 21.6 | - | 21.6
2017-05-19 | 5 | 19 | 0 |  | 26.39 | - | 26.39 | 2018-05-19 | 5 | 19 | 0 | W | 22.03 | - | 22.03 | 2019-05-19 | 5 | 19 | 0 | W | 19.32 | - | 19.32
2017-05-19 01:00 | 5 | 19 | 1 |  | 24.67 | - | 24.67 | 2018-05-19 01:00 | 5 | 19 | 1 | W | 21.11 | - | 21.11 | 2019-05-19 01:00 | 5 | 19 | 1 | W | 18.38 | - | 18.38
2017-05-19 02:00 | 5 | 19 | 2 |  | 23.6 | - | 23.6 | 2018-05-19 02:00 | 5 | 19 | 2 | W | 20.05 | - | 20.05 | 2019-05-19 02:00 | 5 | 19 | 2 | W | 17.39 | - | 17.39
2017-05-19 03:00 | 5 | 19 | 3 |  | 22.59 | - | 22.59 | 2018-05-19 03:00 | 5 | 19 | 3 | W | 19.55 | - | 19.55 | 2019-05-19 03:00 | 5 | 19 | 3 | W | 16.37 | - | 16.37
2017-05-19 04:00 | 5 | 19 | 4 |  | 23.13 | - | 23.13 | 2018-05-19 04:00 | 5 | 19 | 4 | W | 19.38 | - | 19.38 | 2019-05-19 04:00 | 5 | 19 | 4 | W | 16.09 | - | 16.09
2017-05-19 05:00 | 5 | 19 | 5 |  | 24.88 | - | 24.88 | 2018-05-19 05:00 | 5 | 19 | 5 | W | 20.95 | - | 20.95 | 2019-05-19 05:00 | 5 | 19 | 5 | W | 16.16 | - | 16.16
2017-05-19 06:00 | 5 | 19 | 6 |  | 29.1 | - | 29.1 | 2018-05-19 06:00 | 5 | 19 | 6 | W | 22.64 | - | 22.64 | 2019-05-19 06:00 | 5 | 19 | 6 | W | 16.37 | - | 16.37
2017-05-19 07:00 | 5 | 19 | 7 |  | 31.47 | - | 31.47 | 2018-05-19 07:00 | 5 | 19 | 7 | W | 24.74 | - | 24.74 | 2019-05-19 07:00 | 5 | 19 | 7 | W | 18.11 | - | 18.11
2017-05-19 08:00 | 5 | 19 | 8 |  | 32.94 | 32.94 | - | 2018-05-19 08:00 | 5 | 19 | 8 | W | 27.73 | - | 27.73 | 2019-05-19 08:00 | 5 | 19 | 8 | W | 20.01 | - | 20.01
2017-05-19 09:00 | 5 | 19 | 9 |  | 36.29 | 36.29 | - | 2018-05-19 09:00 | 5 | 19 | 9 | W | 30.18 | - | 30.18 | 2019-05-19 09:00 | 5 | 19 | 9 | W | 21.93 | - | 21.93
2017-05-19 10:00 | 5 | 19 | 10 |  | 39.61 | 39.61 | - | 2018-05-19 10:00 | 5 | 19 | 10 | W | 33.03 | - | 33.03 | 2019-05-19 10:00 | 5 | 19 | 10 | W | 24.27 | - | 24.27
2017-05-19 11:00 | 5 | 19 | 11 |  | 40.62 | 40.62 | - | 2018-05-19 11:00 | 5 | 19 | 11 | W | 35.13 | - | 35.13 | 2019-05-19 11:00 | 5 | 19 | 11 | W | 25.85 | - | 25.85
2017-05-19 12:00 | 5 | 19 | 12 |  | 41.8 | 41.8 | - | 2018-05-19 12:00 | 5 | 19 | 12 | W | 36.52 | - | 36.52 | 2019-05-19 12:00 | 5 | 19 | 12 | W | 30.09 | - | 30.09
2017-05-19 13:00 | 5 | 19 | 13 |  | 45.11 | 45.11 | - | 2018-05-19 13:00 | 5 | 19 | 13 | W | 36.96 | - | 36.96 | 2019-05-19 13:00 | 5 | 19 | 13 | W | 31.08 | - | 31.08
2017-05-19 14:00 | 5 | 19 | 14 |  | 47.82 | 47.82 | - | 2018-05-19 14:00 | 5 | 19 | 14 | W | 37.5 | - | 37.5 | 2019-05-19 14:00 | 5 | 19 | 14 | W | 35.43 | - | 35.43
2017-05-19 15:00 | 5 | 19 | 15 |  | 52.01 | 52.01 | - | 2018-05-19 15:00 | 5 | 19 | 15 | W | 37.27 | - | 37.27 | 2019-05-19 15:00 | 5 | 19 | 15 | W | 35.6 | - | 35.6
2017-05-19 16:00 | 5 | 19 | 16 |  | 56.63 | 56.63 | - | 2018-05-19 16:00 | 5 | 19 | 16 | W | 38.04 | - | 38.04 | 2019-05-19 16:00 | 5 | 19 | 16 | W | 36.57 | - | 36.57
2017-05-19 17:00 | 5 | 19 | 17 |  | 49.89 | - | 49.89 | 2018-05-19 17:00 | 5 | 19 | 17 | W | 36.71 | - | 36.71 | 2019-05-19 17:00 | 5 | 19 | 17 | W | 37.73 | - | 37.73
2017-05-19 18:00 | 5 | 19 | 18 |  | 41.47 | - | 41.47 | 2018-05-19 18:00 | 5 | 19 | 18 | W | 37.51 | - | 37.51 | 2019-05-19 18:00 | 5 | 19 | 18 | W | 32.29 | - | 32.29
2017-05-19 19:00 | 5 | 19 | 19 |  | 36.97 | - | 36.97 | 2018-05-19 19:00 | 5 | 19 | 19 | W | 37.82 | - | 37.82 | 2019-05-19 19:00 | 5 | 19 | 19 | W | 30.51 | - | 30.51
2017-05-19 20:00 | 5 | 19 | 20 |  | 39.73 | - | 39.73 | 2018-05-19 20:00 | 5 | 19 | 20 | W | 39.58 | - | 39.58 | 2019-05-19 20:00 | 5 | 19 | 20 | W | 31.3 | - | 31.3
2017-05-19 21:00 | 5 | 19 | 21 |  | 35.63 | - | 35.63 | 2018-05-19 21:00 | 5 | 19 | 21 | W | 38.82 | - | 38.82 | 2019-05-19 21:00 | 5 | 19 | 21 | W | 28.82 | - | 28.82
2017-05-19 22:00 | 5 | 19 | 22 |  | 27.92 | - | 27.92 | 2018-05-19 22:00 | 5 | 19 | 22 | W | 32.51 | - | 32.51 | 2019-05-19 22:00 | 5 | 19 | 22 | W | 24.66 | - | 24.66
2017-05-19 23:00 | 5 | 19 | 23 |  | 24.85 | - | 24.85 | 2018-05-19 23:00 | 5 | 19 | 23 | W | 27.79 | - | 27.79 | 2019-05-19 23:00 | 5 | 19 | 23 | W | 22.12 | - | 22.12
2017-05-20 | 5 | 20 | 0 | W | 25.26 | - | 25.26 | 2018-05-20 | 5 | 20 | 0 | W | 23.15 | - | 23.15 | 2019-05-20 | 5 | 20 | 0 |  | 20.49 | - | 20.49
2017-05-20 01:00 | 5 | 20 | 1 | W | 24.51 | - | 24.51 | 2018-05-20 01:00 | 5 | 20 | 1 | W | 21.67 | - | 21.67 | 2019-05-20 01:00 | 5 | 20 | 1 |  | 18.74 | - | 18.74
2017-05-20 02:00 | 5 | 20 | 2 | W | 22.89 | - | 22.89 | 2018-05-20 02:00 | 5 | 20 | 2 | W | 20.16 | - | 20.16 | 2019-05-20 02:00 | 5 | 20 | 2 |  | 17.87 | - | 17.87
2017-05-20 03:00 | 5 | 20 | 3 | W | 22.55 | - | 22.55 | 2018-05-20 03:00 | 5 | 20 | 3 | W | 19.31 | - | 19.31 | 2019-05-20 03:00 | 5 | 20 | 3 |  | 17.56 | - | 17.56
2017-05-20 04:00 | 5 | 20 | 4 | W | 22.64 | - | 22.64 | 2018-05-20 04:00 | 5 | 20 | 4 | W | 18.79 | - | 18.79 | 2019-05-20 04:00 | 5 | 20 | 4 |  | 17.96 | - | 17.96
2017-05-20 05:00 | 5 | 20 | 5 | W | 22.59 | - | 22.59 | 2018-05-20 05:00 | 5 | 20 | 5 | W | 19.68 | - | 19.68 | 2019-05-20 05:00 | 5 | 20 | 5 |  | 19.78 | - | 19.78
2017-05-20 06:00 | 5 | 20 | 6 | W | 22.38 | - | 22.38 | 2018-05-20 06:00 | 5 | 20 | 6 | W | 19.83 | - | 19.83 | 2019-05-20 06:00 | 5 | 20 | 6 |  | 22.4 | - | 22.4
2017-05-20 07:00 | 5 | 20 | 7 | W | 22.33 | - | 22.33 | 2018-05-20 07:00 | 5 | 20 | 7 | W | 22.19 | - | 22.19 | 2019-05-20 07:00 | 5 | 20 | 7 |  | 24.32 | - | 24.32
2017-05-20 08:00 | 5 | 20 | 8 | W | 24.32 | - | 24.32 | 2018-05-20 08:00 | 5 | 20 | 8 | W | 24.37 | - | 24.37 | 2019-05-20 08:00 | 5 | 20 | 8 |  | 24.87 | 24.87 | -
2017-05-20 09:00 | 5 | 20 | 9 | W | 25.55 | - | 25.55 | 2018-05-20 09:00 | 5 | 20 | 9 | W | 28.34 | - | 28.34 | 2019-05-20 09:00 | 5 | 20 | 9 |  | 26.21 | 26.21 | -
2017-05-20 10:00 | 5 | 20 | 10 | W | 26.92 | - | 26.92 | 2018-05-20 10:00 | 5 | 20 | 10 | W | 32.95 | - | 32.95 | 2019-05-20 10:00 | 5 | 20 | 10 |  | 27.74 | 27.74 | -
2017-05-20 11:00 | 5 | 20 | 11 | W | 28.06 | - | 28.06 | 2018-05-20 11:00 | 5 | 20 | 11 | W | 34.6 | - | 34.6 | 2019-05-20 11:00 | 5 | 20 | 11 |  | 29.97 | 29.97 | -
2017-05-20 12:00 | 5 | 20 | 12 | W | 29.41 | - | 29.41 | 2018-05-20 12:00 | 5 | 20 | 12 | W | 37.42 | - | 37.42 | 2019-05-20 12:00 | 5 | 20 | 12 |  | 31.89 | 31.89 | -
2017-05-20 13:00 | 5 | 20 | 13 | W | 29.83 | - | 29.83 | 2018-05-20 13:00 | 5 | 20 | 13 | W | 39.43 | - | 39.43 | 2019-05-20 13:00 | 5 | 20 | 13 |  | 34.02 | 34.02 | -
2017-05-20 14:00 | 5 | 20 | 14 | W | 31.61 | - | 31.61 | 2018-05-20 14:00 | 5 | 20 | 14 | W | 40.21 | - | 40.21 | 2019-05-20 14:00 | 5 | 20 | 14 |  | 36.23 | 36.23 | -
2017-05-20 15:00 | 5 | 20 | 15 | W | 32.43 | - | 32.43 | 2018-05-20 15:00 | 5 | 20 | 15 | W | 44.2 | - | 44.2 | 2019-05-20 15:00 | 5 | 20 | 15 |  | 36.08 | 36.08 | -
2017-05-20 16:00 | 5 | 20 | 16 | W | 33.11 | - | 33.11 | 2018-05-20 16:00 | 5 | 20 | 16 | W | 51.05 | - | 51.05 | 2019-05-20 16:00 | 5 | 20 | 16 |  | 36.62 | 36.62 | -
2017-05-20 17:00 | 5 | 20 | 17 | W | 33.42 | - | 33.42 | 2018-05-20 17:00 | 5 | 20 | 17 | W | 56.61 | - | 56.61 | 2019-05-20 17:00 | 5 | 20 | 17 |  | 36.47 | - | 36.47
2017-05-20 18:00 | 5 | 20 | 18 | W | 28.95 | - | 28.95 | 2018-05-20 18:00 | 5 | 20 | 18 | W | 44.4 | - | 44.4 | 2019-05-20 18:00 | 5 | 20 | 18 |  | 31.47 | - | 31.47
2017-05-20 19:00 | 5 | 20 | 19 | W | 27.59 | - | 27.59 | 2018-05-20 19:00 | 5 | 20 | 19 | W | 43.48 | - | 43.48 | 2019-05-20 19:00 | 5 | 20 | 19 |  | 29.23 | - | 29.23
2017-05-20 20:00 | 5 | 20 | 20 | W | 30.1 | - | 30.1 | 2018-05-20 20:00 | 5 | 20 | 20 | W | 48.61 | - | 48.61 | 2019-05-20 20:00 | 5 | 20 | 20 |  | 28.66 | - | 28.66
2017-05-20 21:00 | 5 | 20 | 21 | W | 28.14 | - | 28.14 | 2018-05-20 21:00 | 5 | 20 | 21 | W | 43.69 | - | 43.69 | 2019-05-20 21:00 | 5 | 20 | 21 |  | 27.76 | - | 27.76
2017-05-20 22:00 | 5 | 20 | 22 | W | 25.39 | - | 25.39 | 2018-05-20 22:00 | 5 | 20 | 22 | W | 34.2 | - | 34.2 | 2019-05-20 22:00 | 5 | 20 | 22 |  | 23.75 | - | 23.75
2017-05-20 23:00 | 5 | 20 | 23 | W | 22.58 | - | 22.58 | 2018-05-20 23:00 | 5 | 20 | 23 | W | 29.47 | - | 29.47 | 2019-05-20 23:00 | 5 | 20 | 23 |  | 22.21 | - | 22.21
2017-05-21 | 5 | 21 | 0 | W | 21.92 | - | 21.92 | 2018-05-21 | 5 | 21 | 0 |  | 21.85 | - | 21.85 | 2019-05-21 | 5 | 21 | 0 |  | 19.63 | - | 19.63
2017-05-21 01:00 | 5 | 21 | 1 | W | 22.01 | - | 22.01 | 2018-05-21 01:00 | 5 | 21 | 1 |  | 21.1 | - | 21.1 | 2019-05-21 01:00 | 5 | 21 | 1 |  | 18.83 | - | 18.83
2017-05-21 02:00 | 5 | 21 | 2 | W | 20.64 | - | 20.64 | 2018-05-21 02:00 | 5 | 21 | 2 |  | 19.5 | - | 19.5 | 2019-05-21 02:00 | 5 | 21 | 2 |  | 18.74 | - | 18.74
2017-05-21 03:00 | 5 | 21 | 3 | W | 20.3 | - | 20.3 | 2018-05-21 03:00 | 5 | 21 | 3 |  | 18.35 | - | 18.35 | 2019-05-21 03:00 | 5 | 21 | 3 |  | 18.46 | - | 18.46
2017-05-21 04:00 | 5 | 21 | 4 | W | 20.42 | - | 20.42 | 2018-05-21 04:00 | 5 | 21 | 4 |  | 19.1 | - | 19.1 | 2019-05-21 04:00 | 5 | 21 | 4 |  | 18.8 | - | 18.8
2017-05-21 05:00 | 5 | 21 | 5 | W | 20.46 | - | 20.46 | 2018-05-21 05:00 | 5 | 21 | 5 |  | 24.05 | - | 24.05 | 2019-05-21 05:00 | 5 | 21 | 5 |  | 19.01 | - | 19.01
2017-05-21 06:00 | 5 | 21 | 6 | W | 20.41 | - | 20.41 | 2018-05-21 06:00 | 5 | 21 | 6 |  | 33.8 | - | 33.8 | 2019-05-21 06:00 | 5 | 21 | 6 |  | 22.77 | - | 22.77
2017-05-21 07:00 | 5 | 21 | 7 | W | 20.56 | - | 20.56 | 2018-05-21 07:00 | 5 | 21 | 7 |  | 33.84 | - | 33.84 | 2019-05-21 07:00 | 5 | 21 | 7 |  | 23.09 | - | 23.09
2017-05-21 08:00 | 5 | 21 | 8 | W | 22.06 | - | 22.06 | 2018-05-21 08:00 | 5 | 21 | 8 |  | 33.97 | 33.97 | - | 2019-05-21 08:00 | 5 | 21 | 8 |  | 22.69 | 22.69 | -
2017-05-21 09:00 | 5 | 21 | 9 | W | 23.36 | - | 23.36 | 2018-05-21 09:00 | 5 | 21 | 9 |  | 37.17 | 37.17 | - | 2019-05-21 09:00 | 5 | 21 | 9 |  | 23.1 | 23.1 | -
2017-05-21 10:00 | 5 | 21 | 10 | W | 24.33 | - | 24.33 | 2018-05-21 10:00 | 5 | 21 | 10 |  | 39.71 | 39.71 | - | 2019-05-21 10:00 | 5 | 21 | 10 |  | 24.02 | 24.02 | -
2017-05-21 11:00 | 5 | 21 | 11 | W | 24.84 | - | 24.84 | 2018-05-21 11:00 | 5 | 21 | 11 |  | 39.76 | 39.76 | - | 2019-05-21 11:00 | 5 | 21 | 11 |  | 24.18 | 24.18 | -
2017-05-21 12:00 | 5 | 21 | 12 | W | 25.2 | - | 25.2 | 2018-05-21 12:00 | 5 | 21 | 12 |  | 39.56 | 39.56 | - | 2019-05-21 12:00 | 5 | 21 | 12 |  | 25.08 | 25.08 | -
2017-05-21 13:00 | 5 | 21 | 13 | W | 25.14 | - | 25.14 | 2018-05-21 13:00 | 5 | 21 | 13 |  | 41.96 | 41.96 | - | 2019-05-21 13:00 | 5 | 21 | 13 |  | 26.52 | 26.52 | -
2017-05-21 14:00 | 5 | 21 | 14 | W | 25.16 | - | 25.16 | 2018-05-21 14:00 | 5 | 21 | 14 |  | 43.94 | 43.94 | - | 2019-05-21 14:00 | 5 | 21 | 14 |  | 25.96 | 25.96 | -
2017-05-21 15:00 | 5 | 21 | 15 | W | 25.24 | - | 25.24 | 2018-05-21 15:00 | 5 | 21 | 15 |  | 49.99 | 49.99 | - | 2019-05-21 15:00 | 5 | 21 | 15 |  | 25.78 | 25.78 | -
2017-05-21 16:00 | 5 | 21 | 16 | W | 25.32 | - | 25.32 | 2018-05-21 16:00 | 5 | 21 | 16 |  | 52.34 | 52.34 | - | 2019-05-21 16:00 | 5 | 21 | 16 |  | 27.1 | 27.1 | -
2017-05-21 17:00 | 5 | 21 | 17 | W | 26.09 | - | 26.09 | 2018-05-21 17:00 | 5 | 21 | 17 |  | 51.13 | - | 51.13 | 2019-05-21 17:00 | 5 | 21 | 17 |  | 27.15 | - | 27.15
2017-05-21 18:00 | 5 | 21 | 18 | W | 25.68 | - | 25.68 | 2018-05-21 18:00 | 5 | 21 | 18 |  | 39.41 | - | 39.41 | 2019-05-21 18:00 | 5 | 21 | 18 |  | 25.83 | - | 25.83
2017-05-21 19:00 | 5 | 21 | 19 | W | 25.33 | - | 25.33 | 2018-05-21 19:00 | 5 | 21 | 19 |  | 42.43 | - | 42.43 | 2019-05-21 19:00 | 5 | 21 | 19 |  | 24.59 | - | 24.59
2017-05-21 20:00 | 5 | 21 | 20 | W | 28.24 | - | 28.24 | 2018-05-21 20:00 | 5 | 21 | 20 |  | 43.22 | - | 43.22 | 2019-05-21 20:00 | 5 | 21 | 20 |  | 25.21 | - | 25.21
2017-05-21 21:00 | 5 | 21 | 21 | W | 27.18 | - | 27.18 | 2018-05-21 21:00 | 5 | 21 | 21 |  | 41.46 | - | 41.46 | 2019-05-21 21:00 | 5 | 21 | 21 |  | 23.83 | - | 23.83
2017-05-21 22:00 | 5 | 21 | 22 | W | 23.87 | - | 23.87 | 2018-05-21 22:00 | 5 | 21 | 22 |  | 32.8 | - | 32.8 | 2019-05-21 22:00 | 5 | 21 | 22 |  | 21.09 | - | 21.09
2017-05-21 23:00 | 5 | 21 | 23 | W | 21.83 | - | 21.83 | 2018-05-21 23:00 | 5 | 21 | 23 |  | 26.03 | - | 26.03 | 2019-05-21 23:00 | 5 | 21 | 23 |  | 18.6 | - | 18.6
2017-05-22 | 5 | 22 | 0 |  | 21.38 | - | 21.38 | 2018-05-22 | 5 | 22 | 0 |  | 23.09 | - | 23.09 | 2019-05-22 | 5 | 22 | 0 |  | 17.41 | - | 17.41
2017-05-22 01:00 | 5 | 22 | 1 |  | 20.85 | - | 20.85 | 2018-05-22 01:00 | 5 | 22 | 1 |  | 22.05 | - | 22.05 | 2019-05-22 01:00 | 5 | 22 | 1 |  | 17.09 | - | 17.09
2017-05-22 02:00 | 5 | 22 | 2 |  | 20.6 | - | 20.6 | 2018-05-22 02:00 | 5 | 22 | 2 |  | 21.45 | - | 21.45 | 2019-05-22 02:00 | 5 | 22 | 2 |  | 16.12 | - | 16.12
2017-05-22 03:00 | 5 | 22 | 3 |  | 20.16 | - | 20.16 | 2018-05-22 03:00 | 5 | 22 | 3 |  | 20.96 | - | 20.96 | 2019-05-22 03:00 | 5 | 22 | 3 |  | 16.08 | - | 16.08
2017-05-22 04:00 | 5 | 22 | 4 |  | 20.89 | - | 20.89 | 2018-05-22 04:00 | 5 | 22 | 4 |  | 21.78 | - | 21.78 | 2019-05-22 04:00 | 5 | 22 | 4 |  | 17.01 | - | 17.01
2017-05-22 05:00 | 5 | 22 | 5 |  | 22 | - | 22 | 2018-05-22 05:00 | 5 | 22 | 5 |  | 24.56 | - | 24.56 | 2019-05-22 05:00 | 5 | 22 | 5 |  | 18.17 | - | 18.17
2017-05-22 06:00 | 5 | 22 | 6 |  | 25.78 | - | 25.78 | 2018-05-22 06:00 | 5 | 22 | 6 |  | 30.53 | - | 30.53 | 2019-05-22 06:00 | 5 | 22 | 6 |  | 21.38 | - | 21.38
2017-05-22 07:00 | 5 | 22 | 7 |  | 27.58 | - | 27.58 | 2018-05-22 07:00 | 5 | 22 | 7 |  | 29.92 | - | 29.92 | 2019-05-22 07:00 | 5 | 22 | 7 |  | 21.52 | - | 21.52
2017-05-22 08:00 | 5 | 22 | 8 |  | 28.67 | 28.67 | - | 2018-05-22 08:00 | 5 | 22 | 8 |  | 32.12 | 32.12 | - | 2019-05-22 08:00 | 5 | 22 | 8 |  | 21.55 | 21.55 | -
2017-05-22 09:00 | 5 | 22 | 9 |  | 29.58 | 29.58 | - | 2018-05-22 09:00 | 5 | 22 | 9 |  | 34.68 | 34.68 | - | 2019-05-22 09:00 | 5 | 22 | 9 |  | 22.78 | 22.78 | -
2017-05-22 10:00 | 5 | 22 | 10 |  | 30.71 | 30.71 | - | 2018-05-22 10:00 | 5 | 22 | 10 |  | 36.31 | 36.31 | - | 2019-05-22 10:00 | 5 | 22 | 10 |  | 23.46 | 23.46 | -
2017-05-22 11:00 | 5 | 22 | 11 |  | 32.75 | 32.75 | - | 2018-05-22 11:00 | 5 | 22 | 11 |  | 39.08 | 39.08 | - | 2019-05-22 11:00 | 5 | 22 | 11 |  | 24.6 | 24.6 | -
2017-05-22 12:00 | 5 | 22 | 12 |  | 33.11 | 33.11 | - | 2018-05-22 12:00 | 5 | 22 | 12 |  | 41.97 | 41.97 | - | 2019-05-22 12:00 | 5 | 22 | 12 |  | 26.89 | 26.89 | -
2017-05-22 13:00 | 5 | 22 | 13 |  | 33.97 | 33.97 | - | 2018-05-22 13:00 | 5 | 22 | 13 |  | 44.68 | 44.68 | - | 2019-05-22 13:00 | 5 | 22 | 13 |  | 31.18 | 31.18 | -
2017-05-22 14:00 | 5 | 22 | 14 |  | 33.88 | 33.88 | - | 2018-05-22 14:00 | 5 | 22 | 14 |  | 47.03 | 47.03 | - | 2019-05-22 14:00 | 5 | 22 | 14 |  | 35.18 | 35.18 | -
2017-05-22 15:00 | 5 | 22 | 15 |  | 33.09 | 33.09 | - | 2018-05-22 15:00 | 5 | 22 | 15 |  | 49.67 | 49.67 | - | 2019-05-22 15:00 | 5 | 22 | 15 |  | 39.06 | 39.06 | -
2017-05-22 16:00 | 5 | 22 | 16 |  | 33.24 | 33.24 | - | 2018-05-22 16:00 | 5 | 22 | 16 |  | 53.34 | 53.34 | - | 2019-05-22 16:00 | 5 | 22 | 16 |  | 40.32 | 40.32 | -
2017-05-22 17:00 | 5 | 22 | 17 |  | 32.99 | - | 32.99 | 2018-05-22 17:00 | 5 | 22 | 17 |  | 51.74 | - | 51.74 | 2019-05-22 17:00 | 5 | 22 | 17 |  | 40.97 | - | 40.97
2017-05-22 18:00 | 5 | 22 | 18 |  | 30.19 | - | 30.19 | 2018-05-22 18:00 | 5 | 22 | 18 |  | 42.27 | - | 42.27 | 2019-05-22 18:00 | 5 | 22 | 18 |  | 34.59 | - | 34.59
2017-05-22 19:00 | 5 | 22 | 19 |  | 30.88 | - | 30.88 | 2018-05-22 19:00 | 5 | 22 | 19 |  | 41.97 | - | 41.97 | 2019-05-22 19:00 | 5 | 22 | 19 |  | 31.54 | - | 31.54
2017-05-22 20:00 | 5 | 22 | 20 |  | 32.9 | - | 32.9 | 2018-05-22 20:00 | 5 | 22 | 20 |  | 44.52 | - | 44.52 | 2019-05-22 20:00 | 5 | 22 | 20 |  | 31.57 | - | 31.57
2017-05-22 21:00 | 5 | 22 | 21 |  | 31.44 | - | 31.44 | 2018-05-22 21:00 | 5 | 22 | 21 |  | 42.39 | - | 42.39 | 2019-05-22 21:00 | 5 | 22 | 21 |  | 28.18 | - | 28.18
2017-05-22 22:00 | 5 | 22 | 22 |  | 24.96 | - | 24.96 | 2018-05-22 22:00 | 5 | 22 | 22 |  | 31.52 | - | 31.52 | 2019-05-22 22:00 | 5 | 22 | 22 |  | 23.36 | - | 23.36
2017-05-22 23:00 | 5 | 22 | 23 |  | 22.56 | - | 22.56 | 2018-05-22 23:00 | 5 | 22 | 23 |  | 25.69 | - | 25.69 | 2019-05-22 23:00 | 5 | 22 | 23 |  | 21.57 | - | 21.57
2017-05-23 | 5 | 23 | 0 |  | 21.75 | - | 21.75 | 2018-05-23 | 5 | 23 | 0 |  | 22.64 | - | 22.64 | 2019-05-23 | 5 | 23 | 0 |  | 18.53 | - | 18.53
2017-05-23 01:00 | 5 | 23 | 1 |  | 21.55 | - | 21.55 | 2018-05-23 01:00 | 5 | 23 | 1 |  | 21.01 | - | 21.01 | 2019-05-23 01:00 | 5 | 23 | 1 |  | 17.43 | - | 17.43
2017-05-23 02:00 | 5 | 23 | 2 |  | 21.12 | - | 21.12 | 2018-05-23 02:00 | 5 | 23 | 2 |  | 19.87 | - | 19.87 | 2019-05-23 02:00 | 5 | 23 | 2 |  | 16.85 | - | 16.85
2017-05-23 03:00 | 5 | 23 | 3 |  | 20.66 | - | 20.66 | 2018-05-23 03:00 | 5 | 23 | 3 |  | 19.37 | - | 19.37 | 2019-05-23 03:00 | 5 | 23 | 3 |  | 16.18 | - | 16.18
2017-05-23 04:00 | 5 | 23 | 4 |  | 21.31 | - | 21.31 | 2018-05-23 04:00 | 5 | 23 | 4 |  | 20.29 | - | 20.29 | 2019-05-23 04:00 | 5 | 23 | 4 |  | 16.82 | - | 16.82
2017-05-23 05:00 | 5 | 23 | 5 |  | 22.24 | - | 22.24 | 2018-05-23 05:00 | 5 | 23 | 5 |  | 23.03 | - | 23.03 | 2019-05-23 05:00 | 5 | 23 | 5 |  | 18.61 | - | 18.61
2017-05-23 06:00 | 5 | 23 | 6 |  | 25.8 | - | 25.8 | 2018-05-23 06:00 | 5 | 23 | 6 |  | 28.81 | - | 28.81 | 2019-05-23 06:00 | 5 | 23 | 6 |  | 20.22 | - | 20.22
2017-05-23 07:00 | 5 | 23 | 7 |  | 27.88 | - | 27.88 | 2018-05-23 07:00 | 5 | 23 | 7 |  | 29.34 | - | 29.34 | 2019-05-23 07:00 | 5 | 23 | 7 |  | 21.72 | - | 21.72
2017-05-23 08:00 | 5 | 23 | 8 |  | 28.23 | 28.23 | - | 2018-05-23 08:00 | 5 | 23 | 8 |  | 31.28 | 31.28 | - | 2019-05-23 08:00 | 5 | 23 | 8 |  | 22.06 | 22.06 | -
2017-05-23 09:00 | 5 | 23 | 9 |  | 29.59 | 29.59 | - | 2018-05-23 09:00 | 5 | 23 | 9 |  | 34.61 | 34.61 | - | 2019-05-23 09:00 | 5 | 23 | 9 |  | 23.67 | 23.67 | -
2017-05-23 10:00 | 5 | 23 | 10 |  | 31.46 | 31.46 | - | 2018-05-23 10:00 | 5 | 23 | 10 |  | 36.64 | 36.64 | - | 2019-05-23 10:00 | 5 | 23 | 10 |  | 25.7 | 25.7 | -
2017-05-23 11:00 | 5 | 23 | 11 |  | 32.98 | 32.98 | - | 2018-05-23 11:00 | 5 | 23 | 11 |  | 40.52 | 40.52 | - | 2019-05-23 11:00 | 5 | 23 | 11 |  | 28.92 | 28.92 | -
2017-05-23 12:00 | 5 | 23 | 12 |  | 34.31 | 34.31 | - | 2018-05-23 12:00 | 5 | 23 | 12 |  | 41.16 | 41.16 | - | 2019-05-23 12:00 | 5 | 23 | 12 |  | 33.8 | 33.8 | -
2017-05-23 13:00 | 5 | 23 | 13 |  | 34.08 | 34.08 | - | 2018-05-23 13:00 | 5 | 23 | 13 |  | 45.87 | 45.87 | - | 2019-05-23 13:00 | 5 | 23 | 13 |  | 38.26 | 38.26 | -
2017-05-23 14:00 | 5 | 23 | 14 |  | 34.44 | 34.44 | - | 2018-05-23 14:00 | 5 | 23 | 14 |  | 48.3 | 48.3 | - | 2019-05-23 14:00 | 5 | 23 | 14 |  | 42.42 | 42.42 | -
2017-05-23 15:00 | 5 | 23 | 15 |  | 34.06 | 34.06 | - | 2018-05-23 15:00 | 5 | 23 | 15 |  | 55.95 | 55.95 | - | 2019-05-23 15:00 | 5 | 23 | 15 |  | 46.3 | 46.3 | -
2017-05-23 16:00 | 5 | 23 | 16 |  | 33.64 | 33.64 | - | 2018-05-23 16:00 | 5 | 23 | 16 |  | 63.75 | 63.75 | - | 2019-05-23 16:00 | 5 | 23 | 16 |  | 48.67 | 48.67 | -
2017-05-23 17:00 | 5 | 23 | 17 |  | 34.33 | - | 34.33 | 2018-05-23 17:00 | 5 | 23 | 17 |  | 64.93 | - | 64.93 | 2019-05-23 17:00 | 5 | 23 | 17 |  | 50.48 | - | 50.48
2017-05-23 18:00 | 5 | 23 | 18 |  | 32.11 | - | 32.11 | 2018-05-23 18:00 | 5 | 23 | 18 |  | 54.25 | - | 54.25 | 2019-05-23 18:00 | 5 | 23 | 18 |  | 41.82 | - | 41.82
2017-05-23 19:00 | 5 | 23 | 19 |  | 31.2 | - | 31.2 | 2018-05-23 19:00 | 5 | 23 | 19 |  | 45.76 | - | 45.76 | 2019-05-23 19:00 | 5 | 23 | 19 |  | 37.5 | - | 37.5
2017-05-23 20:00 | 5 | 23 | 20 |  | 34.09 | - | 34.09 | 2018-05-23 20:00 | 5 | 23 | 20 |  | 42.85 | - | 42.85 | 2019-05-23 20:00 | 5 | 23 | 20 |  | 37.35 | - | 37.35
2017-05-23 21:00 | 5 | 23 | 21 |  | 34.19 | - | 34.19 | 2018-05-23 21:00 | 5 | 23 | 21 |  | 40.27 | - | 40.27 | 2019-05-23 21:00 | 5 | 23 | 21 |  | 35.49 | - | 35.49
2017-05-23 22:00 | 5 | 23 | 22 |  | 25.44 | - | 25.44 | 2018-05-23 22:00 | 5 | 23 | 22 |  | 31.44 | - | 31.44 | 2019-05-23 22:00 | 5 | 23 | 22 |  | 26.14 | - | 26.14
2017-05-23 23:00 | 5 | 23 | 23 |  | 22.26 | - | 22.26 | 2018-05-23 23:00 | 5 | 23 | 23 |  | 25.27 | - | 25.27 | 2019-05-23 23:00 | 5 | 23 | 23 |  | 23.19 | - | 23.19
2017-05-24 | 5 | 24 | 0 |  | 21.97 | - | 21.97 | 2018-05-24 | 5 | 24 | 0 |  | 23.49 | - | 23.49 | 2019-05-24 | 5 | 24 | 0 |  | 19.51 | - | 19.51
2017-05-24 01:00 | 5 | 24 | 1 |  | 21.39 | - | 21.39 | 2018-05-24 01:00 | 5 | 24 | 1 |  | 22.46 | - | 22.46 | 2019-05-24 01:00 | 5 | 24 | 1 |  | 18.74 | - | 18.74
2017-05-24 02:00 | 5 | 24 | 2 |  | 20.8 | - | 20.8 | 2018-05-24 02:00 | 5 | 24 | 2 |  | 21.56 | - | 21.56 | 2019-05-24 02:00 | 5 | 24 | 2 |  | 17.51 | - | 17.51
2017-05-24 03:00 | 5 | 24 | 3 |  | 20.33 | - | 20.33 | 2018-05-24 03:00 | 5 | 24 | 3 |  | 20.83 | - | 20.83 | 2019-05-24 03:00 | 5 | 24 | 3 |  | 16.31 | - | 16.31
2017-05-24 04:00 | 5 | 24 | 4 |  | 21 | - | 21 | 2018-05-24 04:00 | 5 | 24 | 4 |  | 21.4 | - | 21.4 | 2019-05-24 04:00 | 5 | 24 | 4 |  | 16.84 | - | 16.84
2017-05-24 05:00 | 5 | 24 | 5 |  | 22.15 | - | 22.15 | 2018-05-24 05:00 | 5 | 24 | 5 |  | 23.87 | - | 23.87 | 2019-05-24 05:00 | 5 | 24 | 5 |  | 19.28 | - | 19.28
2017-05-24 06:00 | 5 | 24 | 6 |  | 25.88 | - | 25.88 | 2018-05-24 06:00 | 5 | 24 | 6 |  | 27.93 | - | 27.93 | 2019-05-24 06:00 | 5 | 24 | 6 |  | 20.48 | - | 20.48
2017-05-24 07:00 | 5 | 24 | 7 |  | 27.92 | - | 27.92 | 2018-05-24 07:00 | 5 | 24 | 7 |  | 27.94 | - | 27.94 | 2019-05-24 07:00 | 5 | 24 | 7 |  | 21.31 | - | 21.31
2017-05-24 08:00 | 5 | 24 | 8 |  | 28.69 | 28.69 | - | 2018-05-24 08:00 | 5 | 24 | 8 |  | 31.84 | 31.84 | - | 2019-05-24 08:00 | 5 | 24 | 8 |  | 22.85 | 22.85 | -
2017-05-24 09:00 | 5 | 24 | 9 |  | 29.87 | 29.87 | - | 2018-05-24 09:00 | 5 | 24 | 9 |  | 35.9 | 35.9 | - | 2019-05-24 09:00 | 5 | 24 | 9 |  | 23.62 | 23.62 | -
2017-05-24 10:00 | 5 | 24 | 10 |  | 30.29 | 30.29 | - | 2018-05-24 10:00 | 5 | 24 | 10 |  | 37.42 | 37.42 | - | 2019-05-24 10:00 | 5 | 24 | 10 |  | 24.83 | 24.83 | -
2017-05-24 11:00 | 5 | 24 | 11 |  | 30.61 | 30.61 | - | 2018-05-24 11:00 | 5 | 24 | 11 |  | 41.91 | 41.91 | - | 2019-05-24 11:00 | 5 | 24 | 11 |  | 26.37 | 26.37 | -
2017-05-24 12:00 | 5 | 24 | 12 |  | 30.27 | 30.27 | - | 2018-05-24 12:00 | 5 | 24 | 12 |  | 45.49 | 45.49 | - | 2019-05-24 12:00 | 5 | 24 | 12 |  | 29.37 | 29.37 | -
2017-05-24 13:00 | 5 | 24 | 13 |  | 29.3 | 29.3 | - | 2018-05-24 13:00 | 5 | 24 | 13 |  | 50.29 | 50.29 | - | 2019-05-24 13:00 | 5 | 24 | 13 |  | 31.3 | 31.3 | -
2017-05-24 14:00 | 5 | 24 | 14 |  | 30.49 | 30.49 | - | 2018-05-24 14:00 | 5 | 24 | 14 |  | 56.37 | 56.37 | - | 2019-05-24 14:00 | 5 | 24 | 14 |  | 33.34 | 33.34 | -
2017-05-24 15:00 | 5 | 24 | 15 |  | 30.14 | 30.14 | - | 2018-05-24 15:00 | 5 | 24 | 15 |  | 61.61 | 61.61 | - | 2019-05-24 15:00 | 5 | 24 | 15 |  | 38.02 | 38.02 | -
2017-05-24 16:00 | 5 | 24 | 16 |  | 29.92 | 29.92 | - | 2018-05-24 16:00 | 5 | 24 | 16 |  | 63.1 | 63.1 | - | 2019-05-24 16:00 | 5 | 24 | 16 |  | 39.99 | 39.99 | -
2017-05-24 17:00 | 5 | 24 | 17 |  | 30.08 | - | 30.08 | 2018-05-24 17:00 | 5 | 24 | 17 |  | 66.55 | - | 66.55 | 2019-05-24 17:00 | 5 | 24 | 17 |  | 39.81 | - | 39.81
2017-05-24 18:00 | 5 | 24 | 18 |  | 28.98 | - | 28.98 | 2018-05-24 18:00 | 5 | 24 | 18 |  | 53.94 | - | 53.94 | 2019-05-24 18:00 | 5 | 24 | 18 |  | 32.1 | - | 32.1
2017-05-24 19:00 | 5 | 24 | 19 |  | 27.42 | - | 27.42 | 2018-05-24 19:00 | 5 | 24 | 19 |  | 45.59 | - | 45.59 | 2019-05-24 19:00 | 5 | 24 | 19 |  | 28.23 | - | 28.23
2017-05-24 20:00 | 5 | 24 | 20 |  | 30.96 | - | 30.96 | 2018-05-24 20:00 | 5 | 24 | 20 |  | 46.62 | - | 46.62 | 2019-05-24 20:00 | 5 | 24 | 20 |  | 26.82 | - | 26.82
2017-05-24 21:00 | 5 | 24 | 21 |  | 30.43 | - | 30.43 | 2018-05-24 21:00 | 5 | 24 | 21 |  | 41.79 | - | 41.79 | 2019-05-24 21:00 | 5 | 24 | 21 |  | 25 | - | 25
2017-05-24 22:00 | 5 | 24 | 22 |  | 25.15 | - | 25.15 | 2018-05-24 22:00 | 5 | 24 | 22 |  | 33.21 | - | 33.21 | 2019-05-24 22:00 | 5 | 24 | 22 |  | 21.34 | - | 21.34
2017-05-24 23:00 | 5 | 24 | 23 |  | 22.22 | - | 22.22 | 2018-05-24 23:00 | 5 | 24 | 23 |  | 25.11 | - | 25.11 | 2019-05-24 23:00 | 5 | 24 | 23 |  | 20.19 | - | 20.19
2017-05-25 | 5 | 25 | 0 |  | 21 | - | 21 | 2018-05-25 | 5 | 25 | 0 |  | 22.63 | - | 22.63 | 2019-05-25 | 5 | 25 | 0 | W | 19.11 | - | 19.11
2017-05-25 01:00 | 5 | 25 | 1 |  | 20.49 | - | 20.49 | 2018-05-25 01:00 | 5 | 25 | 1 |  | 21.14 | - | 21.14 | 2019-05-25 01:00 | 5 | 25 | 1 | W | 18.93 | - | 18.93
2017-05-25 02:00 | 5 | 25 | 2 |  | 20.07 | - | 20.07 | 2018-05-25 02:00 | 5 | 25 | 2 |  | 20.42 | - | 20.42 | 2019-05-25 02:00 | 5 | 25 | 2 | W | 18.13 | - | 18.13
2017-05-25 03:00 | 5 | 25 | 3 |  | 19.41 | - | 19.41 | 2018-05-25 03:00 | 5 | 25 | 3 |  | 19.58 | - | 19.58 | 2019-05-25 03:00 | 5 | 25 | 3 | W | 16.69 | - | 16.69
2017-05-25 04:00 | 5 | 25 | 4 |  | 20.46 | - | 20.46 | 2018-05-25 04:00 | 5 | 25 | 4 |  | 20.52 | - | 20.52 | 2019-05-25 04:00 | 5 | 25 | 4 | W | 16.36 | - | 16.36
2017-05-25 05:00 | 5 | 25 | 5 |  | 22.35 | - | 22.35 | 2018-05-25 05:00 | 5 | 25 | 5 |  | 23.11 | - | 23.11 | 2019-05-25 05:00 | 5 | 25 | 5 | W | 16.7 | - | 16.7
2017-05-25 06:00 | 5 | 25 | 6 |  | 25.18 | - | 25.18 | 2018-05-25 06:00 | 5 | 25 | 6 |  | 28.19 | - | 28.19 | 2019-05-25 06:00 | 5 | 25 | 6 | W | 17.75 | - | 17.75
2017-05-25 07:00 | 5 | 25 | 7 |  | 27.69 | - | 27.69 | 2018-05-25 07:00 | 5 | 25 | 7 |  | 28.03 | - | 28.03 | 2019-05-25 07:00 | 5 | 25 | 7 | W | 18.75 | - | 18.75
2017-05-25 08:00 | 5 | 25 | 8 |  | 29.73 | 29.73 | - | 2018-05-25 08:00 | 5 | 25 | 8 |  | 29.92 | 29.92 | - | 2019-05-25 08:00 | 5 | 25 | 8 | W | 20.77 | - | 20.77
2017-05-25 09:00 | 5 | 25 | 9 |  | 31.56 | 31.56 | - | 2018-05-25 09:00 | 5 | 25 | 9 |  | 35.51 | 35.51 | - | 2019-05-25 09:00 | 5 | 25 | 9 | W | 22.14 | - | 22.14
2017-05-25 10:00 | 5 | 25 | 10 |  | 32 | 32 | - | 2018-05-25 10:00 | 5 | 25 | 10 |  | 38.96 | 38.96 | - | 2019-05-25 10:00 | 5 | 25 | 10 | W | 23.77 | - | 23.77
2017-05-25 11:00 | 5 | 25 | 11 |  | 32.48 | 32.48 | - | 2018-05-25 11:00 | 5 | 25 | 11 |  | 42.81 | 42.81 | - | 2019-05-25 11:00 | 5 | 25 | 11 | W | 28.44 | - | 28.44
2017-05-25 12:00 | 5 | 25 | 12 |  | 31.63 | 31.63 | - | 2018-05-25 12:00 | 5 | 25 | 12 |  | 47.69 | 47.69 | - | 2019-05-25 12:00 | 5 | 25 | 12 | W | 33.05 | - | 33.05
2017-05-25 13:00 | 5 | 25 | 13 |  | 31.73 | 31.73 | - | 2018-05-25 13:00 | 5 | 25 | 13 |  | 54.63 | 54.63 | - | 2019-05-25 13:00 | 5 | 25 | 13 | W | 37.67 | - | 37.67
2017-05-25 14:00 | 5 | 25 | 14 |  | 31.83 | 31.83 | - | 2018-05-25 14:00 | 5 | 25 | 14 |  | 61.92 | 61.92 | - | 2019-05-25 14:00 | 5 | 25 | 14 | W | 44.12 | - | 44.12
2017-05-25 15:00 | 5 | 25 | 15 |  | 31.66 | 31.66 | - | 2018-05-25 15:00 | 5 | 25 | 15 |  | 68.45 | 68.45 | - | 2019-05-25 15:00 | 5 | 25 | 15 | W | 55.95 | - | 55.95
2017-05-25 16:00 | 5 | 25 | 16 |  | 32.42 | 32.42 | - | 2018-05-25 16:00 | 5 | 25 | 16 |  | 75.26 | 75.26 | - | 2019-05-25 16:00 | 5 | 25 | 16 | W | 65.32 | - | 65.32
2017-05-25 17:00 | 5 | 25 | 17 |  | 32.8 | - | 32.8 | 2018-05-25 17:00 | 5 | 25 | 17 |  | 68.03 | - | 68.03 | 2019-05-25 17:00 | 5 | 25 | 17 | W | 64.02 | - | 64.02
2017-05-25 18:00 | 5 | 25 | 18 |  | 32.3 | - | 32.3 | 2018-05-25 18:00 | 5 | 25 | 18 |  | 52.1 | - | 52.1 | 2019-05-25 18:00 | 5 | 25 | 18 | W | 44.35 | - | 44.35
2017-05-25 19:00 | 5 | 25 | 19 |  | 30.91 | - | 30.91 | 2018-05-25 19:00 | 5 | 25 | 19 |  | 45.58 | - | 45.58 | 2019-05-25 19:00 | 5 | 25 | 19 | W | 37.23 | - | 37.23
2017-05-25 20:00 | 5 | 25 | 20 |  | 33.2 | - | 33.2 | 2018-05-25 20:00 | 5 | 25 | 20 |  | 42.18 | - | 42.18 | 2019-05-25 20:00 | 5 | 25 | 20 | W | 31.68 | - | 31.68
2017-05-25 21:00 | 5 | 25 | 21 |  | 32.72 | - | 32.72 | 2018-05-25 21:00 | 5 | 25 | 21 |  | 38.21 | - | 38.21 | 2019-05-25 21:00 | 5 | 25 | 21 | W | 30.82 | - | 30.82
2017-05-25 22:00 | 5 | 25 | 22 |  | 25.24 | - | 25.24 | 2018-05-25 22:00 | 5 | 25 | 22 |  | 32.97 | - | 32.97 | 2019-05-25 22:00 | 5 | 25 | 22 | W | 24.9 | - | 24.9
2017-05-25 23:00 | 5 | 25 | 23 |  | 22.24 | - | 22.24 | 2018-05-25 23:00 | 5 | 25 | 23 |  | 26.01 | - | 26.01 | 2019-05-25 23:00 | 5 | 25 | 23 | W | 22.07 | - | 22.07
2017-05-26 | 5 | 26 | 0 |  | 21.96 | - | 21.96 | 2018-05-26 | 5 | 26 | 0 | W | 24.53 | - | 24.53 | 2019-05-26 | 5 | 26 | 0 | W | 18.75 | - | 18.75
2017-05-26 01:00 | 5 | 26 | 1 |  | 21.2 | - | 21.2 | 2018-05-26 01:00 | 5 | 26 | 1 | W | 22.14 | - | 22.14 | 2019-05-26 01:00 | 5 | 26 | 1 | W | 17.08 | - | 17.08
2017-05-26 02:00 | 5 | 26 | 2 |  | 20.98 | - | 20.98 | 2018-05-26 02:00 | 5 | 26 | 2 | W | 21.07 | - | 21.07 | 2019-05-26 02:00 | 5 | 26 | 2 | W | 16.1 | - | 16.1
2017-05-26 03:00 | 5 | 26 | 3 |  | 20.31 | - | 20.31 | 2018-05-26 03:00 | 5 | 26 | 3 | W | 19.75 | - | 19.75 | 2019-05-26 03:00 | 5 | 26 | 3 | W | 15.54 | - | 15.54
2017-05-26 04:00 | 5 | 26 | 4 |  | 20.86 | - | 20.86 | 2018-05-26 04:00 | 5 | 26 | 4 | W | 19.75 | - | 19.75 | 2019-05-26 04:00 | 5 | 26 | 4 | W | 15.21 | - | 15.21
2017-05-26 05:00 | 5 | 26 | 5 |  | 22.59 | - | 22.59 | 2018-05-26 05:00 | 5 | 26 | 5 | W | 20.34 | - | 20.34 | 2019-05-26 05:00 | 5 | 26 | 5 | W | 15.17 | - | 15.17
2017-05-26 06:00 | 5 | 26 | 6 |  | 24.3 | - | 24.3 | 2018-05-26 06:00 | 5 | 26 | 6 | W | 21.4 | - | 21.4 | 2019-05-26 06:00 | 5 | 26 | 6 | W | 13.32 | - | 13.32
2017-05-26 07:00 | 5 | 26 | 7 |  | 26.34 | - | 26.34 | 2018-05-26 07:00 | 5 | 26 | 7 | W | 22.6 | - | 22.6 | 2019-05-26 07:00 | 5 | 26 | 7 | W | 16.66 | - | 16.66
2017-05-26 08:00 | 5 | 26 | 8 |  | 27.78 | 27.78 | - | 2018-05-26 08:00 | 5 | 26 | 8 | W | 27.37 | - | 27.37 | 2019-05-26 08:00 | 5 | 26 | 8 | W | 19.84 | - | 19.84
2017-05-26 09:00 | 5 | 26 | 9 |  | 29.89 | 29.89 | - | 2018-05-26 09:00 | 5 | 26 | 9 | W | 35.78 | - | 35.78 | 2019-05-26 09:00 | 5 | 26 | 9 | W | 21.66 | - | 21.66
2017-05-26 10:00 | 5 | 26 | 10 |  | 31.1 | 31.1 | - | 2018-05-26 10:00 | 5 | 26 | 10 | W | 40.45 | - | 40.45 | 2019-05-26 10:00 | 5 | 26 | 10 | W | 23.69 | - | 23.69
2017-05-26 11:00 | 5 | 26 | 11 |  | 32.97 | 32.97 | - | 2018-05-26 11:00 | 5 | 26 | 11 | W | 43.16 | - | 43.16 | 2019-05-26 11:00 | 5 | 26 | 11 | W | 26.05 | - | 26.05
2017-05-26 12:00 | 5 | 26 | 12 |  | 33.54 | 33.54 | - | 2018-05-26 12:00 | 5 | 26 | 12 | W | 46.63 | - | 46.63 | 2019-05-26 12:00 | 5 | 26 | 12 | W | 31 | - | 31
2017-05-26 13:00 | 5 | 26 | 13 |  | 33.48 | 33.48 | - | 2018-05-26 13:00 | 5 | 26 | 13 | W | 51.12 | - | 51.12 | 2019-05-26 13:00 | 5 | 26 | 13 | W | 32.62 | - | 32.62
2017-05-26 14:00 | 5 | 26 | 14 |  | 34.09 | 34.09 | - | 2018-05-26 14:00 | 5 | 26 | 14 | W | 51.98 | - | 51.98 | 2019-05-26 14:00 | 5 | 26 | 14 | W | 36.81 | - | 36.81
2017-05-26 15:00 | 5 | 26 | 15 |  | 34.44 | 34.44 | - | 2018-05-26 15:00 | 5 | 26 | 15 | W | 52.48 | - | 52.48 | 2019-05-26 15:00 | 5 | 26 | 15 | W | 39.33 | - | 39.33
2017-05-26 16:00 | 5 | 26 | 16 |  | 35.49 | 35.49 | - | 2018-05-26 16:00 | 5 | 26 | 16 | W | 58.59 | - | 58.59 | 2019-05-26 16:00 | 5 | 26 | 16 | W | 42.2 | - | 42.2
2017-05-26 17:00 | 5 | 26 | 17 |  | 34.72 | - | 34.72 | 2018-05-26 17:00 | 5 | 26 | 17 | W | 52.55 | - | 52.55 | 2019-05-26 17:00 | 5 | 26 | 17 | W | 39.07 | - | 39.07
2017-05-26 18:00 | 5 | 26 | 18 |  | 33.38 | - | 33.38 | 2018-05-26 18:00 | 5 | 26 | 18 | W | 48.66 | - | 48.66 | 2019-05-26 18:00 | 5 | 26 | 18 | W | 33.83 | - | 33.83
2017-05-26 19:00 | 5 | 26 | 19 |  | 32.93 | - | 32.93 | 2018-05-26 19:00 | 5 | 26 | 19 | W | 43.51 | - | 43.51 | 2019-05-26 19:00 | 5 | 26 | 19 | W | 28.37 | - | 28.37
2017-05-26 20:00 | 5 | 26 | 20 |  | 33.97 | - | 33.97 | 2018-05-26 20:00 | 5 | 26 | 20 | W | 42.26 | - | 42.26 | 2019-05-26 20:00 | 5 | 26 | 20 | W | 29.04 | - | 29.04
2017-05-26 21:00 | 5 | 26 | 21 |  | 32.96 | - | 32.96 | 2018-05-26 21:00 | 5 | 26 | 21 | W | 40.6 | - | 40.6 | 2019-05-26 21:00 | 5 | 26 | 21 | W | 26.64 | - | 26.64
2017-05-26 22:00 | 5 | 26 | 22 |  | 25.46 | - | 25.46 | 2018-05-26 22:00 | 5 | 26 | 22 | W | 35.54 | - | 35.54 | 2019-05-26 22:00 | 5 | 26 | 22 | W | 22.4 | - | 22.4
2017-05-26 23:00 | 5 | 26 | 23 |  | 22.98 | - | 22.98 | 2018-05-26 23:00 | 5 | 26 | 23 | W | 29.96 | - | 29.96 | 2019-05-26 23:00 | 5 | 26 | 23 | W | 21.3 | - | 21.3
2017-05-27 | 5 | 27 | 0 | W | 21.67 | - | 21.67 | 2018-05-27 | 5 | 27 | 0 | W | 23.19 | - | 23.19 | 2019-05-27 | 5 | 27 | 0 |  | 18.39 | - | 18.39
2017-05-27 01:00 | 5 | 27 | 1 | W | 21.2 | - | 21.2 | 2018-05-27 01:00 | 5 | 27 | 1 | W | 21.34 | - | 21.34 | 2019-05-27 01:00 | 5 | 27 | 1 |  | 16.92 | - | 16.92
2017-05-27 02:00 | 5 | 27 | 2 | W | 20.67 | - | 20.67 | 2018-05-27 02:00 | 5 | 27 | 2 | W | 20.61 | - | 20.61 | 2019-05-27 02:00 | 5 | 27 | 2 |  | 16.05 | - | 16.05
2017-05-27 03:00 | 5 | 27 | 3 | W | 19.73 | - | 19.73 | 2018-05-27 03:00 | 5 | 27 | 3 | W | 19 | - | 19 | 2019-05-27 03:00 | 5 | 27 | 3 |  | 14.83 | - | 14.83
2017-05-27 04:00 | 5 | 27 | 4 | W | 19.86 | - | 19.86 | 2018-05-27 04:00 | 5 | 27 | 4 | W | 17.4 | - | 17.4 | 2019-05-27 04:00 | 5 | 27 | 4 |  | 14.75 | - | 14.75
2017-05-27 05:00 | 5 | 27 | 5 | W | 20.67 | - | 20.67 | 2018-05-27 05:00 | 5 | 27 | 5 | W | 17.29 | - | 17.29 | 2019-05-27 05:00 | 5 | 27 | 5 |  | 14.58 | - | 14.58
2017-05-27 06:00 | 5 | 27 | 6 | W | 21.02 | - | 21.02 | 2018-05-27 06:00 | 5 | 27 | 6 | W | 17.4 | - | 17.4 | 2019-05-27 06:00 | 5 | 27 | 6 |  | 12.84 | - | 12.84
2017-05-27 07:00 | 5 | 27 | 7 | W | 22.15 | - | 22.15 | 2018-05-27 07:00 | 5 | 27 | 7 | W | 20.25 | - | 20.25 | 2019-05-27 07:00 | 5 | 27 | 7 |  | 16.55 | - | 16.55
2017-05-27 08:00 | 5 | 27 | 8 | W | 23.62 | - | 23.62 | 2018-05-27 08:00 | 5 | 27 | 8 | W | 22.77 | - | 22.77 | 2019-05-27 08:00 | 5 | 27 | 8 |  | 18.61 | 18.61 | -
2017-05-27 09:00 | 5 | 27 | 9 | W | 25.47 | - | 25.47 | 2018-05-27 09:00 | 5 | 27 | 9 | W | 27.14 | - | 27.14 | 2019-05-27 09:00 | 5 | 27 | 9 |  | 20.76 | 20.76 | -
2017-05-27 10:00 | 5 | 27 | 10 | W | 28.18 | - | 28.18 | 2018-05-27 10:00 | 5 | 27 | 10 | W | 33.51 | - | 33.51 | 2019-05-27 10:00 | 5 | 27 | 10 |  | 21.45 | 21.45 | -
2017-05-27 11:00 | 5 | 27 | 11 | W | 31.81 | - | 31.81 | 2018-05-27 11:00 | 5 | 27 | 11 | W | 35.86 | - | 35.86 | 2019-05-27 11:00 | 5 | 27 | 11 |  | 23.18 | 23.18 | -
2017-05-27 12:00 | 5 | 27 | 12 | W | 31.86 | - | 31.86 | 2018-05-27 12:00 | 5 | 27 | 12 | W | 43.56 | - | 43.56 | 2019-05-27 12:00 | 5 | 27 | 12 |  | 24.47 | 24.47 | -
2017-05-27 13:00 | 5 | 27 | 13 | W | 33.65 | - | 33.65 | 2018-05-27 13:00 | 5 | 27 | 13 | W | 47.28 | - | 47.28 | 2019-05-27 13:00 | 5 | 27 | 13 |  | 26.72 | 26.72 | -
2017-05-27 14:00 | 5 | 27 | 14 | W | 33.17 | - | 33.17 | 2018-05-27 14:00 | 5 | 27 | 14 | W | 51.57 | - | 51.57 | 2019-05-27 14:00 | 5 | 27 | 14 |  | 28.86 | 28.86 | -
2017-05-27 15:00 | 5 | 27 | 15 | W | 33.32 | - | 33.32 | 2018-05-27 15:00 | 5 | 27 | 15 | W | 51.55 | - | 51.55 | 2019-05-27 15:00 | 5 | 27 | 15 |  | 29.22 | 29.22 | -
2017-05-27 16:00 | 5 | 27 | 16 | W | 33.86 | - | 33.86 | 2018-05-27 16:00 | 5 | 27 | 16 | W | 56.76 | - | 56.76 | 2019-05-27 16:00 | 5 | 27 | 16 |  | 31.49 | 31.49 | -
2017-05-27 17:00 | 5 | 27 | 17 | W | 34.06 | - | 34.06 | 2018-05-27 17:00 | 5 | 27 | 17 | W | 57.39 | - | 57.39 | 2019-05-27 17:00 | 5 | 27 | 17 |  | 32.05 | - | 32.05
2017-05-27 18:00 | 5 | 27 | 18 | W | 33.82 | - | 33.82 | 2018-05-27 18:00 | 5 | 27 | 18 | W | 51.37 | - | 51.37 | 2019-05-27 18:00 | 5 | 27 | 18 |  | 28.81 | - | 28.81
2017-05-27 19:00 | 5 | 27 | 19 | W | 32.01 | - | 32.01 | 2018-05-27 19:00 | 5 | 27 | 19 | W | 47.08 | - | 47.08 | 2019-05-27 19:00 | 5 | 27 | 19 |  | 26.14 | - | 26.14
2017-05-27 20:00 | 5 | 27 | 20 | W | 33.59 | - | 33.59 | 2018-05-27 20:00 | 5 | 27 | 20 | W | 49.51 | - | 49.51 | 2019-05-27 20:00 | 5 | 27 | 20 |  | 26.91 | - | 26.91
2017-05-27 21:00 | 5 | 27 | 21 | W | 32.19 | - | 32.19 | 2018-05-27 21:00 | 5 | 27 | 21 | W | 44.21 | - | 44.21 | 2019-05-27 21:00 | 5 | 27 | 21 |  | 26.36 | - | 26.36
2017-05-27 22:00 | 5 | 27 | 22 | W | 25.19 | - | 25.19 | 2018-05-27 22:00 | 5 | 27 | 22 | W | 34.38 | - | 34.38 | 2019-05-27 22:00 | 5 | 27 | 22 |  | 21.07 | - | 21.07
2017-05-27 23:00 | 5 | 27 | 23 | W | 22.43 | - | 22.43 | 2018-05-27 23:00 | 5 | 27 | 23 | W | 26.7 | - | 26.7 | 2019-05-27 23:00 | 5 | 27 | 23 |  | 19.74 | - | 19.74
2017-05-28 | 5 | 28 | 0 | W | 20.1 | - | 20.1 | 2018-05-28 | 5 | 28 | 0 |  | 21.5 | - | 21.5 | 2019-05-28 | 5 | 28 | 0 |  | 16.82 | - | 16.82
2017-05-28 01:00 | 5 | 28 | 1 | W | 18.56 | - | 18.56 | 2018-05-28 01:00 | 5 | 28 | 1 |  | 20.71 | - | 20.71 | 2019-05-28 01:00 | 5 | 28 | 1 |  | 15.78 | - | 15.78
2017-05-28 02:00 | 5 | 28 | 2 | W | 17.69 | - | 17.69 | 2018-05-28 02:00 | 5 | 28 | 2 |  | 19.07 | - | 19.07 | 2019-05-28 02:00 | 5 | 28 | 2 |  | 15.12 | - | 15.12
2017-05-28 03:00 | 5 | 28 | 3 | W | 16.78 | - | 16.78 | 2018-05-28 03:00 | 5 | 28 | 3 |  | 17.57 | - | 17.57 | 2019-05-28 03:00 | 5 | 28 | 3 |  | 15.12 | - | 15.12
2017-05-28 04:00 | 5 | 28 | 4 | W | 16.52 | - | 16.52 | 2018-05-28 04:00 | 5 | 28 | 4 |  | 16.3 | - | 16.3 | 2019-05-28 04:00 | 5 | 28 | 4 |  | 15.35 | - | 15.35
2017-05-28 05:00 | 5 | 28 | 5 | W | 16.22 | - | 16.22 | 2018-05-28 05:00 | 5 | 28 | 5 |  | 16.67 | - | 16.67 | 2019-05-28 05:00 | 5 | 28 | 5 |  | 16.96 | - | 16.96
2017-05-28 06:00 | 5 | 28 | 6 | W | 14.48 | - | 14.48 | 2018-05-28 06:00 | 5 | 28 | 6 |  | 17.51 | - | 17.51 | 2019-05-28 06:00 | 5 | 28 | 6 |  | 19.2 | - | 19.2
2017-05-28 07:00 | 5 | 28 | 7 | W | 17.51 | - | 17.51 | 2018-05-28 07:00 | 5 | 28 | 7 |  | 19.23 | - | 19.23 | 2019-05-28 07:00 | 5 | 28 | 7 |  | 20.49 | - | 20.49
2017-05-28 08:00 | 5 | 28 | 8 | W | 21 | - | 21 | 2018-05-28 08:00 | 5 | 28 | 8 |  | 21.25 | 21.25 | - | 2019-05-28 08:00 | 5 | 28 | 8 |  | 21.05 | 21.05 | -
2017-05-28 09:00 | 5 | 28 | 9 | W | 22.48 | - | 22.48 | 2018-05-28 09:00 | 5 | 28 | 9 |  | 23.55 | 23.55 | - | 2019-05-28 09:00 | 5 | 28 | 9 |  | 23.45 | 23.45 | -
2017-05-28 10:00 | 5 | 28 | 10 | W | 23.23 | - | 23.23 | 2018-05-28 10:00 | 5 | 28 | 10 |  | 26.2 | 26.2 | - | 2019-05-28 10:00 | 5 | 28 | 10 |  | 25.97 | 25.97 | -
2017-05-28 11:00 | 5 | 28 | 11 | W | 24.31 | - | 24.31 | 2018-05-28 11:00 | 5 | 28 | 11 |  | 30.53 | 30.53 | - | 2019-05-28 11:00 | 5 | 28 | 11 |  | 31.09 | 31.09 | -
2017-05-28 12:00 | 5 | 28 | 12 | W | 25.09 | - | 25.09 | 2018-05-28 12:00 | 5 | 28 | 12 |  | 36.91 | 36.91 | - | 2019-05-28 12:00 | 5 | 28 | 12 |  | 38.35 | 38.35 | -
2017-05-28 13:00 | 5 | 28 | 13 | W | 25.62 | - | 25.62 | 2018-05-28 13:00 | 5 | 28 | 13 |  | 41.94 | 41.94 | - | 2019-05-28 13:00 | 5 | 28 | 13 |  | 44.64 | 44.64 | -
2017-05-28 14:00 | 5 | 28 | 14 | W | 25.72 | - | 25.72 | 2018-05-28 14:00 | 5 | 28 | 14 |  | 44.16 | 44.16 | - | 2019-05-28 14:00 | 5 | 28 | 14 |  | 52.84 | 52.84 | -
2017-05-28 15:00 | 5 | 28 | 15 | W | 25.52 | - | 25.52 | 2018-05-28 15:00 | 5 | 28 | 15 |  | 44.39 | 44.39 | - | 2019-05-28 15:00 | 5 | 28 | 15 |  | 59.24 | 59.24 | -
2017-05-28 16:00 | 5 | 28 | 16 | W | 25.8 | - | 25.8 | 2018-05-28 16:00 | 5 | 28 | 16 |  | 49.1 | 49.1 | - | 2019-05-28 16:00 | 5 | 28 | 16 |  | 66.31 | 66.31 | -
2017-05-28 17:00 | 5 | 28 | 17 | W | 26.39 | - | 26.39 | 2018-05-28 17:00 | 5 | 28 | 17 |  | 49.01 | - | 49.01 | 2019-05-28 17:00 | 5 | 28 | 17 |  | 59.61 | - | 59.61
2017-05-28 18:00 | 5 | 28 | 18 | W | 25.98 | - | 25.98 | 2018-05-28 18:00 | 5 | 28 | 18 |  | 42.4 | - | 42.4 | 2019-05-28 18:00 | 5 | 28 | 18 |  | 47.32 | - | 47.32
2017-05-28 19:00 | 5 | 28 | 19 | W | 26.29 | - | 26.29 | 2018-05-28 19:00 | 5 | 28 | 19 |  | 41.74 | - | 41.74 | 2019-05-28 19:00 | 5 | 28 | 19 |  | 39.77 | - | 39.77
2017-05-28 20:00 | 5 | 28 | 20 | W | 26.7 | - | 26.7 | 2018-05-28 20:00 | 5 | 28 | 20 |  | 41.77 | - | 41.77 | 2019-05-28 20:00 | 5 | 28 | 20 |  | 35.41 | - | 35.41
2017-05-28 21:00 | 5 | 28 | 21 | W | 26.43 | - | 26.43 | 2018-05-28 21:00 | 5 | 28 | 21 |  | 35.84 | - | 35.84 | 2019-05-28 21:00 | 5 | 28 | 21 |  | 31.75 | - | 31.75
2017-05-28 22:00 | 5 | 28 | 22 | W | 23.49 | - | 23.49 | 2018-05-28 22:00 | 5 | 28 | 22 |  | 28.14 | - | 28.14 | 2019-05-28 22:00 | 5 | 28 | 22 |  | 24.93 | - | 24.93
2017-05-28 23:00 | 5 | 28 | 23 | W | 20.7 | - | 20.7 | 2018-05-28 23:00 | 5 | 28 | 23 |  | 23.79 | - | 23.79 | 2019-05-28 23:00 | 5 | 28 | 23 |  | 21.33 | - | 21.33
2017-05-29 | 5 | 29 | 0 |  | 19.44 | - | 19.44 | 2018-05-29 | 5 | 29 | 0 |  | 23.2 | - | 23.2 | 2019-05-29 | 5 | 29 | 0 |  | 19.78 | - | 19.78
2017-05-29 01:00 | 5 | 29 | 1 |  | 17.44 | - | 17.44 | 2018-05-29 01:00 | 5 | 29 | 1 |  | 21.31 | - | 21.31 | 2019-05-29 01:00 | 5 | 29 | 1 |  | 19.52 | - | 19.52
2017-05-29 02:00 | 5 | 29 | 2 |  | 16.11 | - | 16.11 | 2018-05-29 02:00 | 5 | 29 | 2 |  | 20.54 | - | 20.54 | 2019-05-29 02:00 | 5 | 29 | 2 |  | 19.32 | - | 19.32
2017-05-29 03:00 | 5 | 29 | 3 |  | 16.1 | - | 16.1 | 2018-05-29 03:00 | 5 | 29 | 3 |  | 19.37 | - | 19.37 | 2019-05-29 03:00 | 5 | 29 | 3 |  | 18.82 | - | 18.82
2017-05-29 04:00 | 5 | 29 | 4 |  | 15.26 | - | 15.26 | 2018-05-29 04:00 | 5 | 29 | 4 |  | 20.59 | - | 20.59 | 2019-05-29 04:00 | 5 | 29 | 4 |  | 19.14 | - | 19.14
2017-05-29 05:00 | 5 | 29 | 5 |  | 15.96 | - | 15.96 | 2018-05-29 05:00 | 5 | 29 | 5 |  | 22 | - | 22 | 2019-05-29 05:00 | 5 | 29 | 5 |  | 19.8 | - | 19.8
2017-05-29 06:00 | 5 | 29 | 6 |  | 16.01 | - | 16.01 | 2018-05-29 06:00 | 5 | 29 | 6 |  | 25.08 | - | 25.08 | 2019-05-29 06:00 | 5 | 29 | 6 |  | 20.94 | - | 20.94
2017-05-29 07:00 | 5 | 29 | 7 |  | 18.53 | - | 18.53 | 2018-05-29 07:00 | 5 | 29 | 7 |  | 26.48 | - | 26.48 | 2019-05-29 07:00 | 5 | 29 | 7 |  | 22.94 | - | 22.94
2017-05-29 08:00 | 5 | 29 | 8 |  | 21.83 | 21.83 | - | 2018-05-29 08:00 | 5 | 29 | 8 |  | 28.96 | 28.96 | - | 2019-05-29 08:00 | 5 | 29 | 8 |  | 23.96 | 23.96 | -
2017-05-29 09:00 | 5 | 29 | 9 |  | 23.42 | 23.42 | - | 2018-05-29 09:00 | 5 | 29 | 9 |  | 33.52 | 33.52 | - | 2019-05-29 09:00 | 5 | 29 | 9 |  | 27.22 | 27.22 | -
2017-05-29 10:00 | 5 | 29 | 10 |  | 24.23 | 24.23 | - | 2018-05-29 10:00 | 5 | 29 | 10 |  | 35.27 | 35.27 | - | 2019-05-29 10:00 | 5 | 29 | 10 |  | 29.92 | 29.92 | -
2017-05-29 11:00 | 5 | 29 | 11 |  | 25.68 | 25.68 | - | 2018-05-29 11:00 | 5 | 29 | 11 |  | 41.68 | 41.68 | - | 2019-05-29 11:00 | 5 | 29 | 11 |  | 36.26 | 36.26 | -
2017-05-29 12:00 | 5 | 29 | 12 |  | 27.91 | 27.91 | - | 2018-05-29 12:00 | 5 | 29 | 12 |  | 46.13 | 46.13 | - | 2019-05-29 12:00 | 5 | 29 | 12 |  | 36.03 | 36.03 | -
2017-05-29 13:00 | 5 | 29 | 13 |  | 30.02 | 30.02 | - | 2018-05-29 13:00 | 5 | 29 | 13 |  | 56.05 | 56.05 | - | 2019-05-29 13:00 | 5 | 29 | 13 |  | 41.85 | 41.85 | -
2017-05-29 14:00 | 5 | 29 | 14 |  | 30.03 | 30.03 | - | 2018-05-29 14:00 | 5 | 29 | 14 |  | 60.65 | 60.65 | - | 2019-05-29 14:00 | 5 | 29 | 14 |  | 46.43 | 46.43 | -
2017-05-29 15:00 | 5 | 29 | 15 |  | 29.87 | 29.87 | - | 2018-05-29 15:00 | 5 | 29 | 15 |  | 69.2 | 69.2 | - | 2019-05-29 15:00 | 5 | 29 | 15 |  | 47.25 | 47.25 | -
2017-05-29 16:00 | 5 | 29 | 16 |  | 31.12 | 31.12 | - | 2018-05-29 16:00 | 5 | 29 | 16 |  | 90.87 | 90.87 | - | 2019-05-29 16:00 | 5 | 29 | 16 |  | 54.32 | 54.32 | -
2017-05-29 17:00 | 5 | 29 | 17 |  | 32.58 | - | 32.58 | 2018-05-29 17:00 | 5 | 29 | 17 |  | 78.77 | - | 78.77 | 2019-05-29 17:00 | 5 | 29 | 17 |  | 46.34 | - | 46.34
2017-05-29 18:00 | 5 | 29 | 18 |  | 30.96 | - | 30.96 | 2018-05-29 18:00 | 5 | 29 | 18 |  | 56.3 | - | 56.3 | 2019-05-29 18:00 | 5 | 29 | 18 |  | 38.03 | - | 38.03
2017-05-29 19:00 | 5 | 29 | 19 |  | 30.6 | - | 30.6 | 2018-05-29 19:00 | 5 | 29 | 19 |  | 44.2 | - | 44.2 | 2019-05-29 19:00 | 5 | 29 | 19 |  | 32.12 | - | 32.12
2017-05-29 20:00 | 5 | 29 | 20 |  | 31.08 | - | 31.08 | 2018-05-29 20:00 | 5 | 29 | 20 |  | 41.1 | - | 41.1 | 2019-05-29 20:00 | 5 | 29 | 20 |  | 31.1 | - | 31.1
2017-05-29 21:00 | 5 | 29 | 21 |  | 31.17 | - | 31.17 | 2018-05-29 21:00 | 5 | 29 | 21 |  | 39.9 | - | 39.9 | 2019-05-29 21:00 | 5 | 29 | 21 |  | 31.59 | - | 31.59
2017-05-29 22:00 | 5 | 29 | 22 |  | 23.75 | - | 23.75 | 2018-05-29 22:00 | 5 | 29 | 22 |  | 31.07 | - | 31.07 | 2019-05-29 22:00 | 5 | 29 | 22 |  | 25.04 | - | 25.04
2017-05-29 23:00 | 5 | 29 | 23 |  | 21.82 | - | 21.82 | 2018-05-29 23:00 | 5 | 29 | 23 |  | 25.19 | - | 25.19 | 2019-05-29 23:00 | 5 | 29 | 23 |  | 23.08 | - | 23.08
2017-05-30 | 5 | 30 | 0 |  | 20.21 | - | 20.21 | 2018-05-30 | 5 | 30 | 0 |  | 22.97 | - | 22.97 | 2019-05-30 | 5 | 30 | 0 |  | 20.78 | - | 20.78
2017-05-30 01:00 | 5 | 30 | 1 |  | 19.41 | - | 19.41 | 2018-05-30 01:00 | 5 | 30 | 1 |  | 21.98 | - | 21.98 | 2019-05-30 01:00 | 5 | 30 | 1 |  | 20.17 | - | 20.17
2017-05-30 02:00 | 5 | 30 | 2 |  | 17.81 | - | 17.81 | 2018-05-30 02:00 | 5 | 30 | 2 |  | 20.78 | - | 20.78 | 2019-05-30 02:00 | 5 | 30 | 2 |  | 19.82 | - | 19.82
2017-05-30 03:00 | 5 | 30 | 3 |  | 16.79 | - | 16.79 | 2018-05-30 03:00 | 5 | 30 | 3 |  | 20.22 | - | 20.22 | 2019-05-30 03:00 | 5 | 30 | 3 |  | 19.06 | - | 19.06
2017-05-30 04:00 | 5 | 30 | 4 |  | 17.46 | - | 17.46 | 2018-05-30 04:00 | 5 | 30 | 4 |  | 20.62 | - | 20.62 | 2019-05-30 04:00 | 5 | 30 | 4 |  | 19.66 | - | 19.66
2017-05-30 05:00 | 5 | 30 | 5 |  | 19.41 | - | 19.41 | 2018-05-30 05:00 | 5 | 30 | 5 |  | 22.34 | - | 22.34 | 2019-05-30 05:00 | 5 | 30 | 5 |  | 20.52 | - | 20.52
2017-05-30 06:00 | 5 | 30 | 6 |  | 22.05 | - | 22.05 | 2018-05-30 06:00 | 5 | 30 | 6 |  | 25.84 | - | 25.84 | 2019-05-30 06:00 | 5 | 30 | 6 |  | 23.03 | - | 23.03
2017-05-30 07:00 | 5 | 30 | 7 |  | 22.89 | - | 22.89 | 2018-05-30 07:00 | 5 | 30 | 7 |  | 26.6 | - | 26.6 | 2019-05-30 07:00 | 5 | 30 | 7 |  | 23.78 | - | 23.78
2017-05-30 08:00 | 5 | 30 | 8 |  | 24.11 | 24.11 | - | 2018-05-30 08:00 | 5 | 30 | 8 |  | 29.15 | 29.15 | - | 2019-05-30 08:00 | 5 | 30 | 8 |  | 25.55 | 25.55 | -
2017-05-30 09:00 | 5 | 30 | 9 |  | 25.04 | 25.04 | - | 2018-05-30 09:00 | 5 | 30 | 9 |  | 32.73 | 32.73 | - | 2019-05-30 09:00 | 5 | 30 | 9 |  | 28.33 | 28.33 | -
2017-05-30 10:00 | 5 | 30 | 10 |  | 26.86 | 26.86 | - | 2018-05-30 10:00 | 5 | 30 | 10 |  | 36.61 | 36.61 | - | 2019-05-30 10:00 | 5 | 30 | 10 |  | 31.47 | 31.47 | -
2017-05-30 11:00 | 5 | 30 | 11 |  | 28.36 | 28.36 | - | 2018-05-30 11:00 | 5 | 30 | 11 |  | 40.97 | 40.97 | - | 2019-05-30 11:00 | 5 | 30 | 11 |  | 33.36 | 33.36 | -
2017-05-30 12:00 | 5 | 30 | 12 |  | 30.21 | 30.21 | - | 2018-05-30 12:00 | 5 | 30 | 12 |  | 45.15 | 45.15 | - | 2019-05-30 12:00 | 5 | 30 | 12 |  | 34.23 | 34.23 | -
2017-05-30 13:00 | 5 | 30 | 13 |  | 29.87 | 29.87 | - | 2018-05-30 13:00 | 5 | 30 | 13 |  | 48.48 | 48.48 | - | 2019-05-30 13:00 | 5 | 30 | 13 |  | 37.35 | 37.35 | -
2017-05-30 14:00 | 5 | 30 | 14 |  | 30.02 | 30.02 | - | 2018-05-30 14:00 | 5 | 30 | 14 |  | 48.72 | 48.72 | - | 2019-05-30 14:00 | 5 | 30 | 14 |  | 41.11 | 41.11 | -
2017-05-30 15:00 | 5 | 30 | 15 |  | 31.19 | 31.19 | - | 2018-05-30 15:00 | 5 | 30 | 15 |  | 49.5 | 49.5 | - | 2019-05-30 15:00 | 5 | 30 | 15 |  | 41.33 | 41.33 | -
2017-05-30 16:00 | 5 | 30 | 16 |  | 31.54 | 31.54 | - | 2018-05-30 16:00 | 5 | 30 | 16 |  | 50.73 | 50.73 | - | 2019-05-30 16:00 | 5 | 30 | 16 |  | 43.8 | 43.8 | -
2017-05-30 17:00 | 5 | 30 | 17 |  | 31.52 | - | 31.52 | 2018-05-30 17:00 | 5 | 30 | 17 |  | 46.88 | - | 46.88 | 2019-05-30 17:00 | 5 | 30 | 17 |  | 39.91 | - | 39.91
2017-05-30 18:00 | 5 | 30 | 18 |  | 29.19 | - | 29.19 | 2018-05-30 18:00 | 5 | 30 | 18 |  | 43.25 | - | 43.25 | 2019-05-30 18:00 | 5 | 30 | 18 |  | 32.37 | - | 32.37
2017-05-30 19:00 | 5 | 30 | 19 |  | 28.79 | - | 28.79 | 2018-05-30 19:00 | 5 | 30 | 19 |  | 38.81 | - | 38.81 | 2019-05-30 19:00 | 5 | 30 | 19 |  | 29.16 | - | 29.16
2017-05-30 20:00 | 5 | 30 | 20 |  | 30.88 | - | 30.88 | 2018-05-30 20:00 | 5 | 30 | 20 |  | 39.12 | - | 39.12 | 2019-05-30 20:00 | 5 | 30 | 20 |  | 30.8 | - | 30.8
2017-05-30 21:00 | 5 | 30 | 21 |  | 28.27 | - | 28.27 | 2018-05-30 21:00 | 5 | 30 | 21 |  | 35.95 | - | 35.95 | 2019-05-30 21:00 | 5 | 30 | 21 |  | 29.64 | - | 29.64
2017-05-30 22:00 | 5 | 30 | 22 |  | 22.61 | - | 22.61 | 2018-05-30 22:00 | 5 | 30 | 22 |  | 28.04 | - | 28.04 | 2019-05-30 22:00 | 5 | 30 | 22 |  | 23.71 | - | 23.71
2017-05-30 23:00 | 5 | 30 | 23 |  | 20.19 | - | 20.19 | 2018-05-30 23:00 | 5 | 30 | 23 |  | 23.72 | - | 23.72 | 2019-05-30 23:00 | 5 | 30 | 23 |  | 21.12 | - | 21.12
2017-05-31 | 5 | 31 | 0 |  | 20.17 | - | 20.17 | 2018-05-31 | 5 | 31 | 0 |  | 24.17 | - | 24.17 | 2019-05-31 | 5 | 31 | 0 |  | 20.36 | - | 20.36
2017-05-31 01:00 | 5 | 31 | 1 |  | 19.26 | - | 19.26 | 2018-05-31 01:00 | 5 | 31 | 1 |  | 22.93 | - | 22.93 | 2019-05-31 01:00 | 5 | 31 | 1 |  | 19.98 | - | 19.98
2017-05-31 02:00 | 5 | 31 | 2 |  | 18.07 | - | 18.07 | 2018-05-31 02:00 | 5 | 31 | 2 |  | 22.56 | - | 22.56 | 2019-05-31 02:00 | 5 | 31 | 2 |  | 19.3 | - | 19.3
2017-05-31 03:00 | 5 | 31 | 3 |  | 17.14 | - | 17.14 | 2018-05-31 03:00 | 5 | 31 | 3 |  | 21.75 | - | 21.75 | 2019-05-31 03:00 | 5 | 31 | 3 |  | 18.5 | - | 18.5
2017-05-31 04:00 | 5 | 31 | 4 |  | 18.73 | - | 18.73 | 2018-05-31 04:00 | 5 | 31 | 4 |  | 22.37 | - | 22.37 | 2019-05-31 04:00 | 5 | 31 | 4 |  | 18.79 | - | 18.79
2017-05-31 05:00 | 5 | 31 | 5 |  | 20.63 | - | 20.63 | 2018-05-31 05:00 | 5 | 31 | 5 |  | 24.65 | - | 24.65 | 2019-05-31 05:00 | 5 | 31 | 5 |  | 20.03 | - | 20.03
2017-05-31 06:00 | 5 | 31 | 6 |  | 22.27 | - | 22.27 | 2018-05-31 06:00 | 5 | 31 | 6 |  | 28.51 | - | 28.51 | 2019-05-31 06:00 | 5 | 31 | 6 |  | 21.21 | - | 21.21
2017-05-31 07:00 | 5 | 31 | 7 |  | 24 | - | 24 | 2018-05-31 07:00 | 5 | 31 | 7 |  | 29.69 | - | 29.69 | 2019-05-31 07:00 | 5 | 31 | 7 |  | 22.79 | - | 22.79
2017-05-31 08:00 | 5 | 31 | 8 |  | 24.85 | 24.85 | - | 2018-05-31 08:00 | 5 | 31 | 8 |  | 33.85 | 33.85 | - | 2019-05-31 08:00 | 5 | 31 | 8 |  | 23.15 | 23.15 | -
2017-05-31 09:00 | 5 | 31 | 9 |  | 26.3 | 26.3 | - | 2018-05-31 09:00 | 5 | 31 | 9 |  | 45.42 | 45.42 | - | 2019-05-31 09:00 | 5 | 31 | 9 |  | 25.03 | 25.03 | -
2017-05-31 10:00 | 5 | 31 | 10 |  | 27.81 | 27.81 | - | 2018-05-31 10:00 | 5 | 31 | 10 |  | 49.05 | 49.05 | - | 2019-05-31 10:00 | 5 | 31 | 10 |  | 30.48 | 30.48 | -
2017-05-31 11:00 | 5 | 31 | 11 |  | 29.81 | 29.81 | - | 2018-05-31 11:00 | 5 | 31 | 11 |  | 54.36 | 54.36 | - | 2019-05-31 11:00 | 5 | 31 | 11 |  | 32.56 | 32.56 | -
2017-05-31 12:00 | 5 | 31 | 12 |  | 30.31 | 30.31 | - | 2018-05-31 12:00 | 5 | 31 | 12 |  | 66.72 | 66.72 | - | 2019-05-31 12:00 | 5 | 31 | 12 |  | 32.94 | 32.94 | -
2017-05-31 13:00 | 5 | 31 | 13 |  | 30.56 | 30.56 | - | 2018-05-31 13:00 | 5 | 31 | 13 |  | 74.93 | 74.93 | - | 2019-05-31 13:00 | 5 | 31 | 13 |  | 34.48 | 34.48 | -
2017-05-31 14:00 | 5 | 31 | 14 |  | 30.66 | 30.66 | - | 2018-05-31 14:00 | 5 | 31 | 14 |  | 83.73 | 83.73 | - | 2019-05-31 14:00 | 5 | 31 | 14 |  | 36.9 | 36.9 | -
2017-05-31 15:00 | 5 | 31 | 15 |  | 31.05 | 31.05 | - | 2018-05-31 15:00 | 5 | 31 | 15 |  | 95.49 | 95.49 | - | 2019-05-31 15:00 | 5 | 31 | 15 |  | 36.89 | 36.89 | -
2017-05-31 16:00 | 5 | 31 | 16 |  | 31.61 | 31.61 | - | 2018-05-31 16:00 | 5 | 31 | 16 |  | 109.09 | 109.09 | - | 2019-05-31 16:00 | 5 | 31 | 16 |  | 41.67 | 41.67 | -
2017-05-31 17:00 | 5 | 31 | 17 |  | 31.7 | - | 31.7 | 2018-05-31 17:00 | 5 | 31 | 17 |  | 99.96 | - | 99.96 | 2019-05-31 17:00 | 5 | 31 | 17 |  | 37.03 | - | 37.03
2017-05-31 18:00 | 5 | 31 | 18 |  | 29.89 | - | 29.89 | 2018-05-31 18:00 | 5 | 31 | 18 |  | 66.7 | - | 66.7 | 2019-05-31 18:00 | 5 | 31 | 18 |  | 32.66 | - | 32.66
2017-05-31 19:00 | 5 | 31 | 19 |  | 27.73 | - | 27.73 | 2018-05-31 19:00 | 5 | 31 | 19 |  | 61.12 | - | 61.12 | 2019-05-31 19:00 | 5 | 31 | 19 |  | 29.85 | - | 29.85
2017-05-31 20:00 | 5 | 31 | 20 |  | 30.19 | - | 30.19 | 2018-05-31 20:00 | 5 | 31 | 20 |  | 65.69 | - | 65.69 | 2019-05-31 20:00 | 5 | 31 | 20 |  | 29.65 | - | 29.65
2017-05-31 21:00 | 5 | 31 | 21 |  | 27.28 | - | 27.28 | 2018-05-31 21:00 | 5 | 31 | 21 |  | 53.59 | - | 53.59 | 2019-05-31 21:00 | 5 | 31 | 21 |  | 28.11 | - | 28.11
2017-05-31 22:00 | 5 | 31 | 22 |  | 23.09 | - | 23.09 | 2018-05-31 22:00 | 5 | 31 | 22 |  | 37.35 | - | 37.35 | 2019-05-31 22:00 | 5 | 31 | 22 |  | 22.8 | - | 22.8
2017-05-31 23:00 | 5 | 31 | 23 |  | 21.61 | - | 21.61 | 2018-05-31 23:00 | 5 | 31 | 23 |  | 30.87 | - | 30.87 | 2019-05-31 23:00 | 5 | 31 | 23 |  | 20.57 | - | 20.57
2017-06-01 | 6 | 1 | 0 |  | 19.36 | - | 19.36 | 2018-06-01 | 6 | 1 | 0 |  | 24.14 | - | 24.14 | 2019-06-01 | 6 | 1 | 0 | W | 20.48 | - | 20.48
2017-06-01 01:00 | 6 | 1 | 1 |  | 18.76 | - | 18.76 | 2018-06-01 01:00 | 6 | 1 | 1 |  | 22.03 | - | 22.03 | 2019-06-01 01:00 | 6 | 1 | 1 | W | 19.83 | - | 19.83
2017-06-01 02:00 | 6 | 1 | 2 |  | 18.25 | - | 18.25 | 2018-06-01 02:00 | 6 | 1 | 2 |  | 21.16 | - | 21.16 | 2019-06-01 02:00 | 6 | 1 | 2 | W | 19.59 | - | 19.59
2017-06-01 03:00 | 6 | 1 | 3 |  | 17.27 | - | 17.27 | 2018-06-01 03:00 | 6 | 1 | 3 |  | 20.66 | - | 20.66 | 2019-06-01 03:00 | 6 | 1 | 3 | W | 18.92 | - | 18.92
2017-06-01 04:00 | 6 | 1 | 4 |  | 18.3 | - | 18.3 | 2018-06-01 04:00 | 6 | 1 | 4 |  | 20.69 | - | 20.69 | 2019-06-01 04:00 | 6 | 1 | 4 | W | 18.29 | - | 18.29
2017-06-01 05:00 | 6 | 1 | 5 |  | 19.32 | - | 19.32 | 2018-06-01 05:00 | 6 | 1 | 5 |  | 22.38 | - | 22.38 | 2019-06-01 05:00 | 6 | 1 | 5 | W | 18.66 | - | 18.66
2017-06-01 06:00 | 6 | 1 | 6 |  | 21.62 | - | 21.62 | 2018-06-01 06:00 | 6 | 1 | 6 |  | 24.61 | - | 24.61 | 2019-06-01 06:00 | 6 | 1 | 6 | W | 18.6 | - | 18.6
2017-06-01 07:00 | 6 | 1 | 7 |  | 22.43 | - | 22.43 | 2018-06-01 07:00 | 6 | 1 | 7 |  | 26.61 | - | 26.61 | 2019-06-01 07:00 | 6 | 1 | 7 | W | 19.84 | - | 19.84
2017-06-01 08:00 | 6 | 1 | 8 |  | 23.38 | 23.38 | - | 2018-06-01 08:00 | 6 | 1 | 8 |  | 31.15 | 31.15 | - | 2019-06-01 08:00 | 6 | 1 | 8 | W | 20.7 | - | 20.7
2017-06-01 09:00 | 6 | 1 | 9 |  | 24.63 | 24.63 | - | 2018-06-01 09:00 | 6 | 1 | 9 |  | 36.02 | 36.02 | - | 2019-06-01 09:00 | 6 | 1 | 9 | W | 22.71 | - | 22.71
2017-06-01 10:00 | 6 | 1 | 10 |  | 25.81 | 25.81 | - | 2018-06-01 10:00 | 6 | 1 | 10 |  | 39.99 | 39.99 | - | 2019-06-01 10:00 | 6 | 1 | 10 | W | 24.98 | - | 24.98
2017-06-01 11:00 | 6 | 1 | 11 |  | 26.74 | 26.74 | - | 2018-06-01 11:00 | 6 | 1 | 11 |  | 43.4 | 43.4 | - | 2019-06-01 11:00 | 6 | 1 | 11 | W | 29.66 | - | 29.66
2017-06-01 12:00 | 6 | 1 | 12 |  | 28.27 | 28.27 | - | 2018-06-01 12:00 | 6 | 1 | 12 |  | 50.63 | 50.63 | - | 2019-06-01 12:00 | 6 | 1 | 12 | W | 30.11 | - | 30.11
2017-06-01 13:00 | 6 | 1 | 13 |  | 28.45 | 28.45 | - | 2018-06-01 13:00 | 6 | 1 | 13 |  | 52.03 | 52.03 | - | 2019-06-01 13:00 | 6 | 1 | 13 | W | 31.09 | - | 31.09
2017-06-01 14:00 | 6 | 1 | 14 |  | 30.1 | 30.1 | - | 2018-06-01 14:00 | 6 | 1 | 14 |  | 60.85 | 60.85 | - | 2019-06-01 14:00 | 6 | 1 | 14 | W | 33.09 | - | 33.09
2017-06-01 15:00 | 6 | 1 | 15 |  | 30.95 | 30.95 | - | 2018-06-01 15:00 | 6 | 1 | 15 |  | 63.37 | 63.37 | - | 2019-06-01 15:00 | 6 | 1 | 15 | W | 33.24 | - | 33.24
2017-06-01 16:00 | 6 | 1 | 16 |  | 31.77 | 31.77 | - | 2018-06-01 16:00 | 6 | 1 | 16 |  | 66.91 | 66.91 | - | 2019-06-01 16:00 | 6 | 1 | 16 | W | 35.35 | - | 35.35
2017-06-01 17:00 | 6 | 1 | 17 |  | 31.77 | - | 31.77 | 2018-06-01 17:00 | 6 | 1 | 17 |  | 58.85 | - | 58.85 | 2019-06-01 17:00 | 6 | 1 | 17 | W | 33.1 | - | 33.1
2017-06-01 18:00 | 6 | 1 | 18 |  | 29.49 | - | 29.49 | 2018-06-01 18:00 | 6 | 1 | 18 |  | 47.38 | - | 47.38 | 2019-06-01 18:00 | 6 | 1 | 18 | W | 30.25 | - | 30.25
2017-06-01 19:00 | 6 | 1 | 19 |  | 28.12 | - | 28.12 | 2018-06-01 19:00 | 6 | 1 | 19 |  | 38.26 | - | 38.26 | 2019-06-01 19:00 | 6 | 1 | 19 | W | 28.05 | - | 28.05
2017-06-01 20:00 | 6 | 1 | 20 |  | 29.33 | - | 29.33 | 2018-06-01 20:00 | 6 | 1 | 20 |  | 35.54 | - | 35.54 | 2019-06-01 20:00 | 6 | 1 | 20 | W | 27.49 | - | 27.49
2017-06-01 21:00 | 6 | 1 | 21 |  | 27.23 | - | 27.23 | 2018-06-01 21:00 | 6 | 1 | 21 |  | 33.57 | - | 33.57 | 2019-06-01 21:00 | 6 | 1 | 21 | W | 26.02 | - | 26.02
2017-06-01 22:00 | 6 | 1 | 22 |  | 22.51 | - | 22.51 | 2018-06-01 22:00 | 6 | 1 | 22 |  | 27.03 | - | 27.03 | 2019-06-01 22:00 | 6 | 1 | 22 | W | 23.01 | - | 23.01
2017-06-01 23:00 | 6 | 1 | 23 |  | 20.91 | - | 20.91 | 2018-06-01 23:00 | 6 | 1 | 23 |  | 23.75 | - | 23.75 | 2019-06-01 23:00 | 6 | 1 | 23 | W | 20.49 | - | 20.49
2017-06-02 | 6 | 2 | 0 |  | 19.84 | - | 19.84 | 2018-06-02 | 6 | 2 | 0 | W | 24.21 | - | 24.21 | 2019-06-02 | 6 | 2 | 0 | W | 19.13 | - | 19.13
2017-06-02 01:00 | 6 | 2 | 1 |  | 19.07 | - | 19.07 | 2018-06-02 01:00 | 6 | 2 | 1 | W | 22.25 | - | 22.25 | 2019-06-02 01:00 | 6 | 2 | 1 | W | 18.55 | - | 18.55
2017-06-02 02:00 | 6 | 2 | 2 |  | 18.58 | - | 18.58 | 2018-06-02 02:00 | 6 | 2 | 2 | W | 21.25 | - | 21.25 | 2019-06-02 02:00 | 6 | 2 | 2 | W | 17.14 | - | 17.14
2017-06-02 03:00 | 6 | 2 | 3 |  | 17.44 | - | 17.44 | 2018-06-02 03:00 | 6 | 2 | 3 | W | 20.6 | - | 20.6 | 2019-06-02 03:00 | 6 | 2 | 3 | W | 16.28 | - | 16.28
2017-06-02 04:00 | 6 | 2 | 4 |  | 18.49 | - | 18.49 | 2018-06-02 04:00 | 6 | 2 | 4 | W | 20.27 | - | 20.27 | 2019-06-02 04:00 | 6 | 2 | 4 | W | 15.95 | - | 15.95
2017-06-02 05:00 | 6 | 2 | 5 |  | 20.42 | - | 20.42 | 2018-06-02 05:00 | 6 | 2 | 5 | W | 20.49 | - | 20.49 | 2019-06-02 05:00 | 6 | 2 | 5 | W | 15.38 | - | 15.38
2017-06-02 06:00 | 6 | 2 | 6 |  | 21.73 | - | 21.73 | 2018-06-02 06:00 | 6 | 2 | 6 | W | 21.14 | - | 21.14 | 2019-06-02 06:00 | 6 | 2 | 6 | W | 15.34 | - | 15.34
2017-06-02 07:00 | 6 | 2 | 7 |  | 23.54 | - | 23.54 | 2018-06-02 07:00 | 6 | 2 | 7 | W | 23.01 | - | 23.01 | 2019-06-02 07:00 | 6 | 2 | 7 | W | 16.23 | - | 16.23
2017-06-02 08:00 | 6 | 2 | 8 |  | 24.51 | 24.51 | - | 2018-06-02 08:00 | 6 | 2 | 8 | W | 24.82 | - | 24.82 | 2019-06-02 08:00 | 6 | 2 | 8 | W | 18.61 | - | 18.61
2017-06-02 09:00 | 6 | 2 | 9 |  | 26.08 | 26.08 | - | 2018-06-02 09:00 | 6 | 2 | 9 | W | 26.78 | - | 26.78 | 2019-06-02 09:00 | 6 | 2 | 9 | W | 20.68 | - | 20.68
2017-06-02 10:00 | 6 | 2 | 10 |  | 27.74 | 27.74 | - | 2018-06-02 10:00 | 6 | 2 | 10 | W | 30.33 | - | 30.33 | 2019-06-02 10:00 | 6 | 2 | 10 | W | 20.83 | - | 20.83
2017-06-02 11:00 | 6 | 2 | 11 |  | 29.94 | 29.94 | - | 2018-06-02 11:00 | 6 | 2 | 11 | W | 34.63 | - | 34.63 | 2019-06-02 11:00 | 6 | 2 | 11 | W | 23.32 | - | 23.32
2017-06-02 12:00 | 6 | 2 | 12 |  | 32.21 | 32.21 | - | 2018-06-02 12:00 | 6 | 2 | 12 | W | 35.07 | - | 35.07 | 2019-06-02 12:00 | 6 | 2 | 12 | W | 24.67 | - | 24.67
2017-06-02 13:00 | 6 | 2 | 13 |  | 32.69 | 32.69 | - | 2018-06-02 13:00 | 6 | 2 | 13 | W | 35.58 | - | 35.58 | 2019-06-02 13:00 | 6 | 2 | 13 | W | 25.41 | - | 25.41
2017-06-02 14:00 | 6 | 2 | 14 |  | 36.38 | 36.38 | - | 2018-06-02 14:00 | 6 | 2 | 14 | W | 37.39 | - | 37.39 | 2019-06-02 14:00 | 6 | 2 | 14 | W | 25.86 | - | 25.86
2017-06-02 15:00 | 6 | 2 | 15 |  | 39.3 | 39.3 | - | 2018-06-02 15:00 | 6 | 2 | 15 | W | 39.52 | - | 39.52 | 2019-06-02 15:00 | 6 | 2 | 15 | W | 25.71 | - | 25.71
2017-06-02 16:00 | 6 | 2 | 16 |  | 40.97 | 40.97 | - | 2018-06-02 16:00 | 6 | 2 | 16 | W | 39.94 | - | 39.94 | 2019-06-02 16:00 | 6 | 2 | 16 | W | 26.24 | - | 26.24
2017-06-02 17:00 | 6 | 2 | 17 |  | 37.42 | - | 37.42 | 2018-06-02 17:00 | 6 | 2 | 17 | W | 38.48 | - | 38.48 | 2019-06-02 17:00 | 6 | 2 | 17 | W | 26.25 | - | 26.25
2017-06-02 18:00 | 6 | 2 | 18 |  | 34.76 | - | 34.76 | 2018-06-02 18:00 | 6 | 2 | 18 | W | 36.76 | - | 36.76 | 2019-06-02 18:00 | 6 | 2 | 18 | W | 24.78 | - | 24.78
2017-06-02 19:00 | 6 | 2 | 19 |  | 30.52 | - | 30.52 | 2018-06-02 19:00 | 6 | 2 | 19 | W | 35.03 | - | 35.03 | 2019-06-02 19:00 | 6 | 2 | 19 | W | 24.43 | - | 24.43
2017-06-02 20:00 | 6 | 2 | 20 |  | 31.5 | - | 31.5 | 2018-06-02 20:00 | 6 | 2 | 20 | W | 34.26 | - | 34.26 | 2019-06-02 20:00 | 6 | 2 | 20 | W | 24.65 | - | 24.65
2017-06-02 21:00 | 6 | 2 | 21 |  | 30.05 | - | 30.05 | 2018-06-02 21:00 | 6 | 2 | 21 | W | 31.17 | - | 31.17 | 2019-06-02 21:00 | 6 | 2 | 21 | W | 24.43 | - | 24.43
2017-06-02 22:00 | 6 | 2 | 22 |  | 24.43 | - | 24.43 | 2018-06-02 22:00 | 6 | 2 | 22 | W | 25.49 | - | 25.49 | 2019-06-02 22:00 | 6 | 2 | 22 | W | 20.72 | - | 20.72
2017-06-02 23:00 | 6 | 2 | 23 |  | 21.5 | - | 21.5 | 2018-06-02 23:00 | 6 | 2 | 23 | W | 23.73 | - | 23.73 | 2019-06-02 23:00 | 6 | 2 | 23 | W | 17.77 | - | 17.77
2017-06-03 | 6 | 3 | 0 | W | 19.89 | - | 19.89 | 2018-06-03 | 6 | 3 | 0 | W | 21.96 | - | 21.96 | 2019-06-03 | 6 | 3 | 0 |  | 17.45 | - | 17.45
2017-06-03 01:00 | 6 | 3 | 1 | W | 19.24 | - | 19.24 | 2018-06-03 01:00 | 6 | 3 | 1 | W | 20.07 | - | 20.07 | 2019-06-03 01:00 | 6 | 3 | 1 |  | 16.48 | - | 16.48
2017-06-03 02:00 | 6 | 3 | 2 | W | 17.47 | - | 17.47 | 2018-06-03 02:00 | 6 | 3 | 2 | W | 20.08 | - | 20.08 | 2019-06-03 02:00 | 6 | 3 | 2 |  | 16.13 | - | 16.13
2017-06-03 03:00 | 6 | 3 | 3 | W | 15.95 | - | 15.95 | 2018-06-03 03:00 | 6 | 3 | 3 | W | 18.8 | - | 18.8 | 2019-06-03 03:00 | 6 | 3 | 3 |  | 15.89 | - | 15.89
2017-06-03 04:00 | 6 | 3 | 4 | W | 15.68 | - | 15.68 | 2018-06-03 04:00 | 6 | 3 | 4 | W | 17.84 | - | 17.84 | 2019-06-03 04:00 | 6 | 3 | 4 |  | 16.04 | - | 16.04
2017-06-03 05:00 | 6 | 3 | 5 | W | 16.66 | - | 16.66 | 2018-06-03 05:00 | 6 | 3 | 5 | W | 17.92 | - | 17.92 | 2019-06-03 05:00 | 6 | 3 | 5 |  | 16.47 | - | 16.47
2017-06-03 06:00 | 6 | 3 | 6 | W | 17.69 | - | 17.69 | 2018-06-03 06:00 | 6 | 3 | 6 | W | 17.92 | - | 17.92 | 2019-06-03 06:00 | 6 | 3 | 6 |  | 19.74 | - | 19.74
2017-06-03 07:00 | 6 | 3 | 7 | W | 19.36 | - | 19.36 | 2018-06-03 07:00 | 6 | 3 | 7 | W | 19.69 | - | 19.69 | 2019-06-03 07:00 | 6 | 3 | 7 |  | 21.24 | - | 21.24
2017-06-03 08:00 | 6 | 3 | 8 | W | 21.97 | - | 21.97 | 2018-06-03 08:00 | 6 | 3 | 8 | W | 21 | - | 21 | 2019-06-03 08:00 | 6 | 3 | 8 |  | 21.8 | 21.8 | -
2017-06-03 09:00 | 6 | 3 | 9 | W | 23.86 | - | 23.86 | 2018-06-03 09:00 | 6 | 3 | 9 | W | 23 | - | 23 | 2019-06-03 09:00 | 6 | 3 | 9 |  | 22.33 | 22.33 | -
2017-06-03 10:00 | 6 | 3 | 10 | W | 24.87 | - | 24.87 | 2018-06-03 10:00 | 6 | 3 | 10 | W | 25.52 | - | 25.52 | 2019-06-03 10:00 | 6 | 3 | 10 |  | 23.21 | 23.21 | -
2017-06-03 11:00 | 6 | 3 | 11 | W | 26.68 | - | 26.68 | 2018-06-03 11:00 | 6 | 3 | 11 | W | 27.11 | - | 27.11 | 2019-06-03 11:00 | 6 | 3 | 11 |  | 23.43 | 23.43 | -
2017-06-03 12:00 | 6 | 3 | 12 | W | 28.8 | - | 28.8 | 2018-06-03 12:00 | 6 | 3 | 12 | W | 28.51 | - | 28.51 | 2019-06-03 12:00 | 6 | 3 | 12 |  | 25.5 | 25.5 | -
2017-06-03 13:00 | 6 | 3 | 13 | W | 31.3 | - | 31.3 | 2018-06-03 13:00 | 6 | 3 | 13 | W | 29.5 | - | 29.5 | 2019-06-03 13:00 | 6 | 3 | 13 |  | 25.85 | 25.85 | -
2017-06-03 14:00 | 6 | 3 | 14 | W | 35.02 | - | 35.02 | 2018-06-03 14:00 | 6 | 3 | 14 | W | 29.6 | - | 29.6 | 2019-06-03 14:00 | 6 | 3 | 14 |  | 26.35 | 26.35 | -
2017-06-03 15:00 | 6 | 3 | 15 | W | 34.16 | - | 34.16 | 2018-06-03 15:00 | 6 | 3 | 15 | W | 29.93 | - | 29.93 | 2019-06-03 15:00 | 6 | 3 | 15 |  | 26.01 | 26.01 | -
2017-06-03 16:00 | 6 | 3 | 16 | W | 37.74 | - | 37.74 | 2018-06-03 16:00 | 6 | 3 | 16 | W | 31.18 | - | 31.18 | 2019-06-03 16:00 | 6 | 3 | 16 |  | 26.13 | 26.13 | -
2017-06-03 17:00 | 6 | 3 | 17 | W | 37.81 | - | 37.81 | 2018-06-03 17:00 | 6 | 3 | 17 | W | 29.68 | - | 29.68 | 2019-06-03 17:00 | 6 | 3 | 17 |  | 26.04 | - | 26.04
2017-06-03 18:00 | 6 | 3 | 18 | W | 34.64 | - | 34.64 | 2018-06-03 18:00 | 6 | 3 | 18 | W | 29.33 | - | 29.33 | 2019-06-03 18:00 | 6 | 3 | 18 |  | 24.99 | - | 24.99
2017-06-03 19:00 | 6 | 3 | 19 | W | 32.21 | - | 32.21 | 2018-06-03 19:00 | 6 | 3 | 19 | W | 27.49 | - | 27.49 | 2019-06-03 19:00 | 6 | 3 | 19 |  | 23.78 | - | 23.78
2017-06-03 20:00 | 6 | 3 | 20 | W | 32.02 | - | 32.02 | 2018-06-03 20:00 | 6 | 3 | 20 | W | 29.54 | - | 29.54 | 2019-06-03 20:00 | 6 | 3 | 20 |  | 23.67 | - | 23.67
2017-06-03 21:00 | 6 | 3 | 21 | W | 29.21 | - | 29.21 | 2018-06-03 21:00 | 6 | 3 | 21 | W | 27.16 | - | 27.16 | 2019-06-03 21:00 | 6 | 3 | 21 |  | 23.76 | - | 23.76
2017-06-03 22:00 | 6 | 3 | 22 | W | 24.15 | - | 24.15 | 2018-06-03 22:00 | 6 | 3 | 22 | W | 23.26 | - | 23.26 | 2019-06-03 22:00 | 6 | 3 | 22 |  | 20.29 | - | 20.29
2017-06-03 23:00 | 6 | 3 | 23 | W | 22.26 | - | 22.26 | 2018-06-03 23:00 | 6 | 3 | 23 | W | 21.57 | - | 21.57 | 2019-06-03 23:00 | 6 | 3 | 23 |  | 18.6 | - | 18.6
2017-06-04 | 6 | 4 | 0 | W | 18.7 | - | 18.7 | 2018-06-04 | 6 | 4 | 0 |  | 20.31 | - | 20.31 | 2019-06-04 | 6 | 4 | 0 |  | 15.92 | - | 15.92
2017-06-04 01:00 | 6 | 4 | 1 | W | 18.39 | - | 18.39 | 2018-06-04 01:00 | 6 | 4 | 1 |  | 19.05 | - | 19.05 | 2019-06-04 01:00 | 6 | 4 | 1 |  | 15.53 | - | 15.53
2017-06-04 02:00 | 6 | 4 | 2 | W | 17.32 | - | 17.32 | 2018-06-04 02:00 | 6 | 4 | 2 |  | 18.38 | - | 18.38 | 2019-06-04 02:00 | 6 | 4 | 2 |  | 15.63 | - | 15.63
2017-06-04 03:00 | 6 | 4 | 3 | W | 15.23 | - | 15.23 | 2018-06-04 03:00 | 6 | 4 | 3 |  | 18.02 | - | 18.02 | 2019-06-04 03:00 | 6 | 4 | 3 |  | 15.48 | - | 15.48
2017-06-04 04:00 | 6 | 4 | 4 | W | 13.82 | - | 13.82 | 2018-06-04 04:00 | 6 | 4 | 4 |  | 18.64 | - | 18.64 | 2019-06-04 04:00 | 6 | 4 | 4 |  | 15.44 | - | 15.44
2017-06-04 05:00 | 6 | 4 | 5 | W | 13.25 | - | 13.25 | 2018-06-04 05:00 | 6 | 4 | 5 |  | 20.73 | - | 20.73 | 2019-06-04 05:00 | 6 | 4 | 5 |  | 17.22 | - | 17.22
2017-06-04 06:00 | 6 | 4 | 6 | W | 10.91 | - | 10.91 | 2018-06-04 06:00 | 6 | 4 | 6 |  | 21.97 | - | 21.97 | 2019-06-04 06:00 | 6 | 4 | 6 |  | 19.02 | - | 19.02
2017-06-04 07:00 | 6 | 4 | 7 | W | 16.44 | - | 16.44 | 2018-06-04 07:00 | 6 | 4 | 7 |  | 23.17 | - | 23.17 | 2019-06-04 07:00 | 6 | 4 | 7 |  | 19.95 | - | 19.95
2017-06-04 08:00 | 6 | 4 | 8 | W | 19.46 | - | 19.46 | 2018-06-04 08:00 | 6 | 4 | 8 |  | 24.2 | 24.2 | - | 2019-06-04 08:00 | 6 | 4 | 8 |  | 20.22 | 20.22 | -
2017-06-04 09:00 | 6 | 4 | 9 | W | 21.94 | - | 21.94 | 2018-06-04 09:00 | 6 | 4 | 9 |  | 26.56 | 26.56 | - | 2019-06-04 09:00 | 6 | 4 | 9 |  | 20.49 | 20.49 | -
2017-06-04 10:00 | 6 | 4 | 10 | W | 24.2 | - | 24.2 | 2018-06-04 10:00 | 6 | 4 | 10 |  | 30.12 | 30.12 | - | 2019-06-04 10:00 | 6 | 4 | 10 |  | 21.28 | 21.28 | -
2017-06-04 11:00 | 6 | 4 | 11 | W | 25.3 | - | 25.3 | 2018-06-04 11:00 | 6 | 4 | 11 |  | 34.11 | 34.11 | - | 2019-06-04 11:00 | 6 | 4 | 11 |  | 22.76 | 22.76 | -
2017-06-04 12:00 | 6 | 4 | 12 | W | 27.13 | - | 27.13 | 2018-06-04 12:00 | 6 | 4 | 12 |  | 38.98 | 38.98 | - | 2019-06-04 12:00 | 6 | 4 | 12 |  | 24.91 | 24.91 | -
2017-06-04 13:00 | 6 | 4 | 13 | W | 29.52 | - | 29.52 | 2018-06-04 13:00 | 6 | 4 | 13 |  | 41.32 | 41.32 | - | 2019-06-04 13:00 | 6 | 4 | 13 |  | 26.13 | 26.13 | -
2017-06-04 14:00 | 6 | 4 | 14 | W | 32.05 | - | 32.05 | 2018-06-04 14:00 | 6 | 4 | 14 |  | 41.6 | 41.6 | - | 2019-06-04 14:00 | 6 | 4 | 14 |  | 27.5 | 27.5 | -
2017-06-04 15:00 | 6 | 4 | 15 | W | 33.89 | - | 33.89 | 2018-06-04 15:00 | 6 | 4 | 15 |  | 43.33 | 43.33 | - | 2019-06-04 15:00 | 6 | 4 | 15 |  | 28.4 | 28.4 | -
2017-06-04 16:00 | 6 | 4 | 16 | W | 37.76 | - | 37.76 | 2018-06-04 16:00 | 6 | 4 | 16 |  | 46.34 | 46.34 | - | 2019-06-04 16:00 | 6 | 4 | 16 |  | 29.48 | 29.48 | -
2017-06-04 17:00 | 6 | 4 | 17 | W | 40.51 | - | 40.51 | 2018-06-04 17:00 | 6 | 4 | 17 |  | 45.29 | - | 45.29 | 2019-06-04 17:00 | 6 | 4 | 17 |  | 31.02 | - | 31.02
2017-06-04 18:00 | 6 | 4 | 18 | W | 34.43 | - | 34.43 | 2018-06-04 18:00 | 6 | 4 | 18 |  | 41 | - | 41 | 2019-06-04 18:00 | 6 | 4 | 18 |  | 27.98 | - | 27.98
2017-06-04 19:00 | 6 | 4 | 19 | W | 31.32 | - | 31.32 | 2018-06-04 19:00 | 6 | 4 | 19 |  | 37.38 | - | 37.38 | 2019-06-04 19:00 | 6 | 4 | 19 |  | 26.03 | - | 26.03
2017-06-04 20:00 | 6 | 4 | 20 | W | 31.96 | - | 31.96 | 2018-06-04 20:00 | 6 | 4 | 20 |  | 38.7 | - | 38.7 | 2019-06-04 20:00 | 6 | 4 | 20 |  | 27.01 | - | 27.01
2017-06-04 21:00 | 6 | 4 | 21 | W | 32 | - | 32 | 2018-06-04 21:00 | 6 | 4 | 21 |  | 32.76 | - | 32.76 | 2019-06-04 21:00 | 6 | 4 | 21 |  | 27.05 | - | 27.05
2017-06-04 22:00 | 6 | 4 | 22 | W | 24.93 | - | 24.93 | 2018-06-04 22:00 | 6 | 4 | 22 |  | 25.56 | - | 25.56 | 2019-06-04 22:00 | 6 | 4 | 22 |  | 21.64 | - | 21.64
2017-06-04 23:00 | 6 | 4 | 23 | W | 22.85 | - | 22.85 | 2018-06-04 23:00 | 6 | 4 | 23 |  | 22.15 | - | 22.15 | 2019-06-04 23:00 | 6 | 4 | 23 |  | 19.4 | - | 19.4
2017-06-05 | 6 | 5 | 0 |  | 19.4 | - | 19.4 | 2018-06-05 | 6 | 5 | 0 |  | 20.4 | - | 20.4 | 2019-06-05 | 6 | 5 | 0 |  | 17.94 | - | 17.94
2017-06-05 01:00 | 6 | 5 | 1 |  | 19.08 | - | 19.08 | 2018-06-05 01:00 | 6 | 5 | 1 |  | 19.1 | - | 19.1 | 2019-06-05 01:00 | 6 | 5 | 1 |  | 17.02 | - | 17.02
2017-06-05 02:00 | 6 | 5 | 2 |  | 17.75 | - | 17.75 | 2018-06-05 02:00 | 6 | 5 | 2 |  | 18.74 | - | 18.74 | 2019-06-05 02:00 | 6 | 5 | 2 |  | 15.92 | - | 15.92
2017-06-05 03:00 | 6 | 5 | 3 |  | 17.38 | - | 17.38 | 2018-06-05 03:00 | 6 | 5 | 3 |  | 18.03 | - | 18.03 | 2019-06-05 03:00 | 6 | 5 | 3 |  | 15.6 | - | 15.6
2017-06-05 04:00 | 6 | 5 | 4 |  | 17.72 | - | 17.72 | 2018-06-05 04:00 | 6 | 5 | 4 |  | 18.66 | - | 18.66 | 2019-06-05 04:00 | 6 | 5 | 4 |  | 15.93 | - | 15.93
2017-06-05 05:00 | 6 | 5 | 5 |  | 19.21 | - | 19.21 | 2018-06-05 05:00 | 6 | 5 | 5 |  | 20.27 | - | 20.27 | 2019-06-05 05:00 | 6 | 5 | 5 |  | 17.57 | - | 17.57
2017-06-05 06:00 | 6 | 5 | 6 |  | 21.12 | - | 21.12 | 2018-06-05 06:00 | 6 | 5 | 6 |  | 21.98 | - | 21.98 | 2019-06-05 06:00 | 6 | 5 | 6 |  | 19.85 | - | 19.85
2017-06-05 07:00 | 6 | 5 | 7 |  | 23.68 | - | 23.68 | 2018-06-05 07:00 | 6 | 5 | 7 |  | 22.85 | - | 22.85 | 2019-06-05 07:00 | 6 | 5 | 7 |  | 20.97 | - | 20.97
2017-06-05 08:00 | 6 | 5 | 8 |  | 24.66 | 24.66 | - | 2018-06-05 08:00 | 6 | 5 | 8 |  | 24.01 | 24.01 | - | 2019-06-05 08:00 | 6 | 5 | 8 |  | 22 | 22 | -
2017-06-05 09:00 | 6 | 5 | 9 |  | 25.62 | 25.62 | - | 2018-06-05 09:00 | 6 | 5 | 9 |  | 25.75 | 25.75 | - | 2019-06-05 09:00 | 6 | 5 | 9 |  | 23.64 | 23.64 | -
2017-06-05 10:00 | 6 | 5 | 10 |  | 27.04 | 27.04 | - | 2018-06-05 10:00 | 6 | 5 | 10 |  | 30.24 | 30.24 | - | 2019-06-05 10:00 | 6 | 5 | 10 |  | 25.99 | 25.99 | -
2017-06-05 11:00 | 6 | 5 | 11 |  | 28.67 | 28.67 | - | 2018-06-05 11:00 | 6 | 5 | 11 |  | 33.35 | 33.35 | - | 2019-06-05 11:00 | 6 | 5 | 11 |  | 30.34 | 30.34 | -
2017-06-05 12:00 | 6 | 5 | 12 |  | 29.23 | 29.23 | - | 2018-06-05 12:00 | 6 | 5 | 12 |  | 36.32 | 36.32 | - | 2019-06-05 12:00 | 6 | 5 | 12 |  | 36.42 | 36.42 | -
2017-06-05 13:00 | 6 | 5 | 13 |  | 30 | 30 | - | 2018-06-05 13:00 | 6 | 5 | 13 |  | 38.66 | 38.66 | - | 2019-06-05 13:00 | 6 | 5 | 13 |  | 37.19 | 37.19 | -
2017-06-05 14:00 | 6 | 5 | 14 |  | 30.31 | 30.31 | - | 2018-06-05 14:00 | 6 | 5 | 14 |  | 39.7 | 39.7 | - | 2019-06-05 14:00 | 6 | 5 | 14 |  | 38.37 | 38.37 | -
2017-06-05 15:00 | 6 | 5 | 15 |  | 29.83 | 29.83 | - | 2018-06-05 15:00 | 6 | 5 | 15 |  | 43.4 | 43.4 | - | 2019-06-05 15:00 | 6 | 5 | 15 |  | 42.87 | 42.87 | -
2017-06-05 16:00 | 6 | 5 | 16 |  | 30.64 | 30.64 | - | 2018-06-05 16:00 | 6 | 5 | 16 |  | 45.23 | 45.23 | - | 2019-06-05 16:00 | 6 | 5 | 16 |  | 44.37 | 44.37 | -
2017-06-05 17:00 | 6 | 5 | 17 |  | 30.14 | - | 30.14 | 2018-06-05 17:00 | 6 | 5 | 17 |  | 42.83 | - | 42.83 | 2019-06-05 17:00 | 6 | 5 | 17 |  | 42.35 | - | 42.35
2017-06-05 18:00 | 6 | 5 | 18 |  | 29.91 | - | 29.91 | 2018-06-05 18:00 | 6 | 5 | 18 |  | 37.51 | - | 37.51 | 2019-06-05 18:00 | 6 | 5 | 18 |  | 37.72 | - | 37.72
2017-06-05 19:00 | 6 | 5 | 19 |  | 28.87 | - | 28.87 | 2018-06-05 19:00 | 6 | 5 | 19 |  | 33.42 | - | 33.42 | 2019-06-05 19:00 | 6 | 5 | 19 |  | 37.05 | - | 37.05
2017-06-05 20:00 | 6 | 5 | 20 |  | 28.45 | - | 28.45 | 2018-06-05 20:00 | 6 | 5 | 20 |  | 30.62 | - | 30.62 | 2019-06-05 20:00 | 6 | 5 | 20 |  | 37.65 | - | 37.65
2017-06-05 21:00 | 6 | 5 | 21 |  | 27.35 | - | 27.35 | 2018-06-05 21:00 | 6 | 5 | 21 |  | 29.8 | - | 29.8 | 2019-06-05 21:00 | 6 | 5 | 21 |  | 36.19 | - | 36.19
2017-06-05 22:00 | 6 | 5 | 22 |  | 23.22 | - | 23.22 | 2018-06-05 22:00 | 6 | 5 | 22 |  | 24.34 | - | 24.34 | 2019-06-05 22:00 | 6 | 5 | 22 |  | 25.12 | - | 25.12
2017-06-05 23:00 | 6 | 5 | 23 |  | 19.85 | - | 19.85 | 2018-06-05 23:00 | 6 | 5 | 23 |  | 22.28 | - | 22.28 | 2019-06-05 23:00 | 6 | 5 | 23 |  | 22.4 | - | 22.4
2017-06-06 | 6 | 6 | 0 |  | 19.2 | - | 19.2 | 2018-06-06 | 6 | 6 | 0 |  | 20.29 | - | 20.29 | 2019-06-06 | 6 | 6 | 0 |  | 19.74 | - | 19.74
2017-06-06 01:00 | 6 | 6 | 1 |  | 18.11 | - | 18.11 | 2018-06-06 01:00 | 6 | 6 | 1 |  | 19.08 | - | 19.08 | 2019-06-06 01:00 | 6 | 6 | 1 |  | 18.91 | - | 18.91
2017-06-06 02:00 | 6 | 6 | 2 |  | 17.1 | - | 17.1 | 2018-06-06 02:00 | 6 | 6 | 2 |  | 18.61 | - | 18.61 | 2019-06-06 02:00 | 6 | 6 | 2 |  | 17.73 | - | 17.73
2017-06-06 03:00 | 6 | 6 | 3 |  | 16.88 | - | 16.88 | 2018-06-06 03:00 | 6 | 6 | 3 |  | 18.04 | - | 18.04 | 2019-06-06 03:00 | 6 | 6 | 3 |  | 16.73 | - | 16.73
2017-06-06 04:00 | 6 | 6 | 4 |  | 17.06 | - | 17.06 | 2018-06-06 04:00 | 6 | 6 | 4 |  | 18.6 | - | 18.6 | 2019-06-06 04:00 | 6 | 6 | 4 |  | 17.31 | - | 17.31
2017-06-06 05:00 | 6 | 6 | 5 |  | 19.25 | - | 19.25 | 2018-06-06 05:00 | 6 | 6 | 5 |  | 20.15 | - | 20.15 | 2019-06-06 05:00 | 6 | 6 | 5 |  | 19.34 | - | 19.34
2017-06-06 06:00 | 6 | 6 | 6 |  | 20.01 | - | 20.01 | 2018-06-06 06:00 | 6 | 6 | 6 |  | 22.82 | - | 22.82 | 2019-06-06 06:00 | 6 | 6 | 6 |  | 20.3 | - | 20.3
2017-06-06 07:00 | 6 | 6 | 7 |  | 22.15 | - | 22.15 | 2018-06-06 07:00 | 6 | 6 | 7 |  | 23.58 | - | 23.58 | 2019-06-06 07:00 | 6 | 6 | 7 |  | 21.67 | - | 21.67
2017-06-06 08:00 | 6 | 6 | 8 |  | 23.49 | 23.49 | - | 2018-06-06 08:00 | 6 | 6 | 8 |  | 25.04 | 25.04 | - | 2019-06-06 08:00 | 6 | 6 | 8 |  | 23.38 | 23.38 | -
2017-06-06 09:00 | 6 | 6 | 9 |  | 25.08 | 25.08 | - | 2018-06-06 09:00 | 6 | 6 | 9 |  | 27.7 | 27.7 | - | 2019-06-06 09:00 | 6 | 6 | 9 |  | 24.35 | 24.35 | -
2017-06-06 10:00 | 6 | 6 | 10 |  | 26.41 | 26.41 | - | 2018-06-06 10:00 | 6 | 6 | 10 |  | 29.48 | 29.48 | - | 2019-06-06 10:00 | 6 | 6 | 10 |  | 26.45 | 26.45 | -
2017-06-06 11:00 | 6 | 6 | 11 |  | 27.08 | 27.08 | - | 2018-06-06 11:00 | 6 | 6 | 11 |  | 33.51 | 33.51 | - | 2019-06-06 11:00 | 6 | 6 | 11 |  | 28.81 | 28.81 | -
2017-06-06 12:00 | 6 | 6 | 12 |  | 27.81 | 27.81 | - | 2018-06-06 12:00 | 6 | 6 | 12 |  | 35.34 | 35.34 | - | 2019-06-06 12:00 | 6 | 6 | 12 |  | 31.86 | 31.86 | -
2017-06-06 13:00 | 6 | 6 | 13 |  | 27.9 | 27.9 | - | 2018-06-06 13:00 | 6 | 6 | 13 |  | 39.36 | 39.36 | - | 2019-06-06 13:00 | 6 | 6 | 13 |  | 35.26 | 35.26 | -
2017-06-06 14:00 | 6 | 6 | 14 |  | 27.8 | 27.8 | - | 2018-06-06 14:00 | 6 | 6 | 14 |  | 39.05 | 39.05 | - | 2019-06-06 14:00 | 6 | 6 | 14 |  | 38.14 | 38.14 | -
2017-06-06 15:00 | 6 | 6 | 15 |  | 27.78 | 27.78 | - | 2018-06-06 15:00 | 6 | 6 | 15 |  | 38.86 | 38.86 | - | 2019-06-06 15:00 | 6 | 6 | 15 |  | 41.74 | 41.74 | -
2017-06-06 16:00 | 6 | 6 | 16 |  | 27.8 | 27.8 | - | 2018-06-06 16:00 | 6 | 6 | 16 |  | 42.42 | 42.42 | - | 2019-06-06 16:00 | 6 | 6 | 16 |  | 40.14 | 40.14 | -
2017-06-06 17:00 | 6 | 6 | 17 |  | 27.97 | - | 27.97 | 2018-06-06 17:00 | 6 | 6 | 17 |  | 42.93 | - | 42.93 | 2019-06-06 17:00 | 6 | 6 | 17 |  | 39.08 | - | 39.08
2017-06-06 18:00 | 6 | 6 | 18 |  | 28.01 | - | 28.01 | 2018-06-06 18:00 | 6 | 6 | 18 |  | 38.88 | - | 38.88 | 2019-06-06 18:00 | 6 | 6 | 18 |  | 34.08 | - | 34.08
2017-06-06 19:00 | 6 | 6 | 19 |  | 26.95 | - | 26.95 | 2018-06-06 19:00 | 6 | 6 | 19 |  | 36.25 | - | 36.25 | 2019-06-06 19:00 | 6 | 6 | 19 |  | 31.08 | - | 31.08
2017-06-06 20:00 | 6 | 6 | 20 |  | 26.41 | - | 26.41 | 2018-06-06 20:00 | 6 | 6 | 20 |  | 35.74 | - | 35.74 | 2019-06-06 20:00 | 6 | 6 | 20 |  | 29.87 | - | 29.87
2017-06-06 21:00 | 6 | 6 | 21 |  | 26.06 | - | 26.06 | 2018-06-06 21:00 | 6 | 6 | 21 |  | 33.47 | - | 33.47 | 2019-06-06 21:00 | 6 | 6 | 21 |  | 28.54 | - | 28.54
2017-06-06 22:00 | 6 | 6 | 22 |  | 22.28 | - | 22.28 | 2018-06-06 22:00 | 6 | 6 | 22 |  | 25.35 | - | 25.35 | 2019-06-06 22:00 | 6 | 6 | 22 |  | 23.59 | - | 23.59
2017-06-06 23:00 | 6 | 6 | 23 |  | 19.77 | - | 19.77 | 2018-06-06 23:00 | 6 | 6 | 23 |  | 21.68 | - | 21.68 | 2019-06-06 23:00 | 6 | 6 | 23 |  | 20.12 | - | 20.12
2017-06-07 | 6 | 7 | 0 |  | 18.47 | - | 18.47 | 2018-06-07 | 6 | 7 | 0 |  | 19.9 | - | 19.9 | 2019-06-07 | 6 | 7 | 0 |  | 19.18 | - | 19.18
2017-06-07 01:00 | 6 | 7 | 1 |  | 17.54 | - | 17.54 | 2018-06-07 01:00 | 6 | 7 | 1 |  | 18.78 | - | 18.78 | 2019-06-07 01:00 | 6 | 7 | 1 |  | 18.82 | - | 18.82
2017-06-07 02:00 | 6 | 7 | 2 |  | 17.63 | - | 17.63 | 2018-06-07 02:00 | 6 | 7 | 2 |  | 17.89 | - | 17.89 | 2019-06-07 02:00 | 6 | 7 | 2 |  | 17.93 | - | 17.93
2017-06-07 03:00 | 6 | 7 | 3 |  | 17.28 | - | 17.28 | 2018-06-07 03:00 | 6 | 7 | 3 |  | 17.05 | - | 17.05 | 2019-06-07 03:00 | 6 | 7 | 3 |  | 16.91 | - | 16.91
2017-06-07 04:00 | 6 | 7 | 4 |  | 17.71 | - | 17.71 | 2018-06-07 04:00 | 6 | 7 | 4 |  | 17.61 | - | 17.61 | 2019-06-07 04:00 | 6 | 7 | 4 |  | 17.46 | - | 17.46
2017-06-07 05:00 | 6 | 7 | 5 |  | 19.48 | - | 19.48 | 2018-06-07 05:00 | 6 | 7 | 5 |  | 19.28 | - | 19.28 | 2019-06-07 05:00 | 6 | 7 | 5 |  | 19.09 | - | 19.09
2017-06-07 06:00 | 6 | 7 | 6 |  | 21.37 | - | 21.37 | 2018-06-07 06:00 | 6 | 7 | 6 |  | 21.03 | - | 21.03 | 2019-06-07 06:00 | 6 | 7 | 6 |  | 19.84 | - | 19.84
2017-06-07 07:00 | 6 | 7 | 7 |  | 22.63 | - | 22.63 | 2018-06-07 07:00 | 6 | 7 | 7 |  | 22.12 | - | 22.12 | 2019-06-07 07:00 | 6 | 7 | 7 |  | 21.16 | - | 21.16
2017-06-07 08:00 | 6 | 7 | 8 |  | 23.21 | 23.21 | - | 2018-06-07 08:00 | 6 | 7 | 8 |  | 23.31 | 23.31 | - | 2019-06-07 08:00 | 6 | 7 | 8 |  | 22.86 | 22.86 | -
2017-06-07 09:00 | 6 | 7 | 9 |  | 24.48 | 24.48 | - | 2018-06-07 09:00 | 6 | 7 | 9 |  | 25.81 | 25.81 | - | 2019-06-07 09:00 | 6 | 7 | 9 |  | 24.96 | 24.96 | -
2017-06-07 10:00 | 6 | 7 | 10 |  | 24.74 | 24.74 | - | 2018-06-07 10:00 | 6 | 7 | 10 |  | 29.21 | 29.21 | - | 2019-06-07 10:00 | 6 | 7 | 10 |  | 25.66 | 25.66 | -
2017-06-07 11:00 | 6 | 7 | 11 |  | 25.1 | 25.1 | - | 2018-06-07 11:00 | 6 | 7 | 11 |  | 32.97 | 32.97 | - | 2019-06-07 11:00 | 6 | 7 | 11 |  | 25.54 | 25.54 | -
2017-06-07 12:00 | 6 | 7 | 12 |  | 25.65 | 25.65 | - | 2018-06-07 12:00 | 6 | 7 | 12 |  | 36.66 | 36.66 | - | 2019-06-07 12:00 | 6 | 7 | 12 |  | 28.28 | 28.28 | -
2017-06-07 13:00 | 6 | 7 | 13 |  | 25.83 | 25.83 | - | 2018-06-07 13:00 | 6 | 7 | 13 |  | 40.72 | 40.72 | - | 2019-06-07 13:00 | 6 | 7 | 13 |  | 29.88 | 29.88 | -
2017-06-07 14:00 | 6 | 7 | 14 |  | 25.89 | 25.89 | - | 2018-06-07 14:00 | 6 | 7 | 14 |  | 41.84 | 41.84 | - | 2019-06-07 14:00 | 6 | 7 | 14 |  | 30.22 | 30.22 | -
2017-06-07 15:00 | 6 | 7 | 15 |  | 25.8 | 25.8 | - | 2018-06-07 15:00 | 6 | 7 | 15 |  | 47.01 | 47.01 | - | 2019-06-07 15:00 | 6 | 7 | 15 |  | 32.04 | 32.04 | -
2017-06-07 16:00 | 6 | 7 | 16 |  | 25.78 | 25.78 | - | 2018-06-07 16:00 | 6 | 7 | 16 |  | 59.42 | 59.42 | - | 2019-06-07 16:00 | 6 | 7 | 16 |  | 31.43 | 31.43 | -
2017-06-07 17:00 | 6 | 7 | 17 |  | 25.68 | - | 25.68 | 2018-06-07 17:00 | 6 | 7 | 17 |  | 60.89 | - | 60.89 | 2019-06-07 17:00 | 6 | 7 | 17 |  | 31.59 | - | 31.59
2017-06-07 18:00 | 6 | 7 | 18 |  | 25.54 | - | 25.54 | 2018-06-07 18:00 | 6 | 7 | 18 |  | 47.89 | - | 47.89 | 2019-06-07 18:00 | 6 | 7 | 18 |  | 28.17 | - | 28.17
2017-06-07 19:00 | 6 | 7 | 19 |  | 25.05 | - | 25.05 | 2018-06-07 19:00 | 6 | 7 | 19 |  | 42.37 | - | 42.37 | 2019-06-07 19:00 | 6 | 7 | 19 |  | 25.21 | - | 25.21
2017-06-07 20:00 | 6 | 7 | 20 |  | 25.21 | - | 25.21 | 2018-06-07 20:00 | 6 | 7 | 20 |  | 39.82 | - | 39.82 | 2019-06-07 20:00 | 6 | 7 | 20 |  | 23.74 | - | 23.74
2017-06-07 21:00 | 6 | 7 | 21 |  | 24.9 | - | 24.9 | 2018-06-07 21:00 | 6 | 7 | 21 |  | 36.21 | - | 36.21 | 2019-06-07 21:00 | 6 | 7 | 21 |  | 23.34 | - | 23.34
2017-06-07 22:00 | 6 | 7 | 22 |  | 22.49 | - | 22.49 | 2018-06-07 22:00 | 6 | 7 | 22 |  | 26.55 | - | 26.55 | 2019-06-07 22:00 | 6 | 7 | 22 |  | 20.47 | - | 20.47
2017-06-07 23:00 | 6 | 7 | 23 |  | 20.51 | - | 20.51 | 2018-06-07 23:00 | 6 | 7 | 23 |  | 21.9 | - | 21.9 | 2019-06-07 23:00 | 6 | 7 | 23 |  | 18.56 | - | 18.56
2017-06-08 | 6 | 8 | 0 |  | 18.75 | - | 18.75 | 2018-06-08 | 6 | 8 | 0 |  | 19.31 | - | 19.31 | 2019-06-08 | 6 | 8 | 0 | W | 19.04 | - | 19.04
2017-06-08 01:00 | 6 | 8 | 1 |  | 17.66 | - | 17.66 | 2018-06-08 01:00 | 6 | 8 | 1 |  | 19.03 | - | 19.03 | 2019-06-08 01:00 | 6 | 8 | 1 | W | 18.47 | - | 18.47
2017-06-08 02:00 | 6 | 8 | 2 |  | 16.88 | - | 16.88 | 2018-06-08 02:00 | 6 | 8 | 2 |  | 18.14 | - | 18.14 | 2019-06-08 02:00 | 6 | 8 | 2 | W | 16.6 | - | 16.6
2017-06-08 03:00 | 6 | 8 | 3 |  | 16.3 | - | 16.3 | 2018-06-08 03:00 | 6 | 8 | 3 |  | 17.81 | - | 17.81 | 2019-06-08 03:00 | 6 | 8 | 3 | W | 15.85 | - | 15.85
2017-06-08 04:00 | 6 | 8 | 4 |  | 16.92 | - | 16.92 | 2018-06-08 04:00 | 6 | 8 | 4 |  | 18.09 | - | 18.09 | 2019-06-08 04:00 | 6 | 8 | 4 | W | 15.93 | - | 15.93
2017-06-08 05:00 | 6 | 8 | 5 |  | 18.63 | - | 18.63 | 2018-06-08 05:00 | 6 | 8 | 5 |  | 19.51 | - | 19.51 | 2019-06-08 05:00 | 6 | 8 | 5 | W | 15.7 | - | 15.7
2017-06-08 06:00 | 6 | 8 | 6 |  | 20.1 | - | 20.1 | 2018-06-08 06:00 | 6 | 8 | 6 |  | 20.86 | - | 20.86 | 2019-06-08 06:00 | 6 | 8 | 6 | W | 15.85 | - | 15.85
2017-06-08 07:00 | 6 | 8 | 7 |  | 21.95 | - | 21.95 | 2018-06-08 07:00 | 6 | 8 | 7 |  | 22.91 | - | 22.91 | 2019-06-08 07:00 | 6 | 8 | 7 | W | 16.59 | - | 16.59
2017-06-08 08:00 | 6 | 8 | 8 |  | 23.34 | 23.34 | - | 2018-06-08 08:00 | 6 | 8 | 8 |  | 24.55 | 24.55 | - | 2019-06-08 08:00 | 6 | 8 | 8 | W | 18.91 | - | 18.91
2017-06-08 09:00 | 6 | 8 | 9 |  | 24.17 | 24.17 | - | 2018-06-08 09:00 | 6 | 8 | 9 |  | 27.47 | 27.47 | - | 2019-06-08 09:00 | 6 | 8 | 9 | W | 19.7 | - | 19.7
2017-06-08 10:00 | 6 | 8 | 10 |  | 25.09 | 25.09 | - | 2018-06-08 10:00 | 6 | 8 | 10 |  | 31.85 | 31.85 | - | 2019-06-08 10:00 | 6 | 8 | 10 | W | 20.24 | - | 20.24
2017-06-08 11:00 | 6 | 8 | 11 |  | 25.61 | 25.61 | - | 2018-06-08 11:00 | 6 | 8 | 11 |  | 37.89 | 37.89 | - | 2019-06-08 11:00 | 6 | 8 | 11 | W | 21.31 | - | 21.31
2017-06-08 12:00 | 6 | 8 | 12 |  | 25.92 | 25.92 | - | 2018-06-08 12:00 | 6 | 8 | 12 |  | 41.45 | 41.45 | - | 2019-06-08 12:00 | 6 | 8 | 12 | W | 22.29 | - | 22.29
2017-06-08 13:00 | 6 | 8 | 13 |  | 27.08 | 27.08 | - | 2018-06-08 13:00 | 6 | 8 | 13 |  | 47.47 | 47.47 | - | 2019-06-08 13:00 | 6 | 8 | 13 | W | 22.73 | - | 22.73
2017-06-08 14:00 | 6 | 8 | 14 |  | 26.92 | 26.92 | - | 2018-06-08 14:00 | 6 | 8 | 14 |  | 53.86 | 53.86 | - | 2019-06-08 14:00 | 6 | 8 | 14 | W | 23.73 | - | 23.73
2017-06-08 15:00 | 6 | 8 | 15 |  | 27.48 | 27.48 | - | 2018-06-08 15:00 | 6 | 8 | 15 |  | 63.86 | 63.86 | - | 2019-06-08 15:00 | 6 | 8 | 15 | W | 24.6 | - | 24.6
2017-06-08 16:00 | 6 | 8 | 16 |  | 27.66 | 27.66 | - | 2018-06-08 16:00 | 6 | 8 | 16 |  | 67.92 | 67.92 | - | 2019-06-08 16:00 | 6 | 8 | 16 | W | 25.31 | - | 25.31
2017-06-08 17:00 | 6 | 8 | 17 |  | 28.22 | - | 28.22 | 2018-06-08 17:00 | 6 | 8 | 17 |  | 68.32 | - | 68.32 | 2019-06-08 17:00 | 6 | 8 | 17 | W | 25.36 | - | 25.36
2017-06-08 18:00 | 6 | 8 | 18 |  | 27.55 | - | 27.55 | 2018-06-08 18:00 | 6 | 8 | 18 |  | 49.38 | - | 49.38 | 2019-06-08 18:00 | 6 | 8 | 18 | W | 23.32 | - | 23.32
2017-06-08 19:00 | 6 | 8 | 19 |  | 26.2 | - | 26.2 | 2018-06-08 19:00 | 6 | 8 | 19 |  | 42.32 | - | 42.32 | 2019-06-08 19:00 | 6 | 8 | 19 | W | 21.93 | - | 21.93
2017-06-08 20:00 | 6 | 8 | 20 |  | 26.14 | - | 26.14 | 2018-06-08 20:00 | 6 | 8 | 20 |  | 39.17 | - | 39.17 | 2019-06-08 20:00 | 6 | 8 | 20 | W | 21.16 | - | 21.16
2017-06-08 21:00 | 6 | 8 | 21 |  | 25.79 | - | 25.79 | 2018-06-08 21:00 | 6 | 8 | 21 |  | 36.67 | - | 36.67 | 2019-06-08 21:00 | 6 | 8 | 21 | W | 21.11 | - | 21.11
2017-06-08 22:00 | 6 | 8 | 22 |  | 22.39 | - | 22.39 | 2018-06-08 22:00 | 6 | 8 | 22 |  | 27.84 | - | 27.84 | 2019-06-08 22:00 | 6 | 8 | 22 | W | 20.13 | - | 20.13
2017-06-08 23:00 | 6 | 8 | 23 |  | 20.57 | - | 20.57 | 2018-06-08 23:00 | 6 | 8 | 23 |  | 23 | - | 23 | 2019-06-08 23:00 | 6 | 8 | 23 | W | 18.52 | - | 18.52
2017-06-09 | 6 | 9 | 0 |  | 18.69 | - | 18.69 | 2018-06-09 | 6 | 9 | 0 | W | 22.76 | - | 22.76 | 2019-06-09 | 6 | 9 | 0 | W | 15.49 | - | 15.49
2017-06-09 01:00 | 6 | 9 | 1 |  | 18.13 | - | 18.13 | 2018-06-09 01:00 | 6 | 9 | 1 | W | 20.98 | - | 20.98 | 2019-06-09 01:00 | 6 | 9 | 1 | W | 15.37 | - | 15.37
2017-06-09 02:00 | 6 | 9 | 2 |  | 17.12 | - | 17.12 | 2018-06-09 02:00 | 6 | 9 | 2 | W | 20.15 | - | 20.15 | 2019-06-09 02:00 | 6 | 9 | 2 | W | 15.16 | - | 15.16
2017-06-09 03:00 | 6 | 9 | 3 |  | 16.96 | - | 16.96 | 2018-06-09 03:00 | 6 | 9 | 3 | W | 19.17 | - | 19.17 | 2019-06-09 03:00 | 6 | 9 | 3 | W | 14.66 | - | 14.66
2017-06-09 04:00 | 6 | 9 | 4 |  | 16.63 | - | 16.63 | 2018-06-09 04:00 | 6 | 9 | 4 | W | 18.83 | - | 18.83 | 2019-06-09 04:00 | 6 | 9 | 4 | W | 14.52 | - | 14.52
2017-06-09 05:00 | 6 | 9 | 5 |  | 18.74 | - | 18.74 | 2018-06-09 05:00 | 6 | 9 | 5 | W | 19.01 | - | 19.01 | 2019-06-09 05:00 | 6 | 9 | 5 | W | 13.36 | - | 13.36
2017-06-09 06:00 | 6 | 9 | 6 |  | 19.72 | - | 19.72 | 2018-06-09 06:00 | 6 | 9 | 6 | W | 19.66 | - | 19.66 | 2019-06-09 06:00 | 6 | 9 | 6 | W | 12.58 | - | 12.58
2017-06-09 07:00 | 6 | 9 | 7 |  | 22.04 | - | 22.04 | 2018-06-09 07:00 | 6 | 9 | 7 | W | 21.11 | - | 21.11 | 2019-06-09 07:00 | 6 | 9 | 7 | W | 14.74 | - | 14.74
2017-06-09 08:00 | 6 | 9 | 8 |  | 23.79 | 23.79 | - | 2018-06-09 08:00 | 6 | 9 | 8 | W | 23.49 | - | 23.49 | 2019-06-09 08:00 | 6 | 9 | 8 | W | 15.78 | - | 15.78
2017-06-09 09:00 | 6 | 9 | 9 |  | 24.72 | 24.72 | - | 2018-06-09 09:00 | 6 | 9 | 9 | W | 27.53 | - | 27.53 | 2019-06-09 09:00 | 6 | 9 | 9 | W | 18.13 | - | 18.13
2017-06-09 10:00 | 6 | 9 | 10 |  | 25.87 | 25.87 | - | 2018-06-09 10:00 | 6 | 9 | 10 | W | 31.9 | - | 31.9 | 2019-06-09 10:00 | 6 | 9 | 10 | W | 18.93 | - | 18.93
2017-06-09 11:00 | 6 | 9 | 11 |  | 27.34 | 27.34 | - | 2018-06-09 11:00 | 6 | 9 | 11 | W | 37.04 | - | 37.04 | 2019-06-09 11:00 | 6 | 9 | 11 | W | 20.07 | - | 20.07
2017-06-09 12:00 | 6 | 9 | 12 |  | 30.14 | 30.14 | - | 2018-06-09 12:00 | 6 | 9 | 12 | W | 38.03 | - | 38.03 | 2019-06-09 12:00 | 6 | 9 | 12 | W | 20.72 | - | 20.72
2017-06-09 13:00 | 6 | 9 | 13 |  | 31.78 | 31.78 | - | 2018-06-09 13:00 | 6 | 9 | 13 | W | 39.59 | - | 39.59 | 2019-06-09 13:00 | 6 | 9 | 13 | W | 21.17 | - | 21.17
2017-06-09 14:00 | 6 | 9 | 14 |  | 31.59 | 31.59 | - | 2018-06-09 14:00 | 6 | 9 | 14 | W | 44.52 | - | 44.52 | 2019-06-09 14:00 | 6 | 9 | 14 | W | 21.62 | - | 21.62
2017-06-09 15:00 | 6 | 9 | 15 |  | 33.09 | 33.09 | - | 2018-06-09 15:00 | 6 | 9 | 15 | W | 51.16 | - | 51.16 | 2019-06-09 15:00 | 6 | 9 | 15 | W | 21.74 | - | 21.74
2017-06-09 16:00 | 6 | 9 | 16 |  | 33.79 | 33.79 | - | 2018-06-09 16:00 | 6 | 9 | 16 | W | 59.12 | - | 59.12 | 2019-06-09 16:00 | 6 | 9 | 16 | W | 23.04 | - | 23.04
2017-06-09 17:00 | 6 | 9 | 17 |  | 34.01 | - | 34.01 | 2018-06-09 17:00 | 6 | 9 | 17 | W | 50.18 | - | 50.18 | 2019-06-09 17:00 | 6 | 9 | 17 | W | 22.62 | - | 22.62
2017-06-09 18:00 | 6 | 9 | 18 |  | 33.4 | - | 33.4 | 2018-06-09 18:00 | 6 | 9 | 18 | W | 36.56 | - | 36.56 | 2019-06-09 18:00 | 6 | 9 | 18 | W | 22.56 | - | 22.56
2017-06-09 19:00 | 6 | 9 | 19 |  | 33.04 | - | 33.04 | 2018-06-09 19:00 | 6 | 9 | 19 | W | 33.92 | - | 33.92 | 2019-06-09 19:00 | 6 | 9 | 19 | W | 21.93 | - | 21.93
2017-06-09 20:00 | 6 | 9 | 20 |  | 30.53 | - | 30.53 | 2018-06-09 20:00 | 6 | 9 | 20 | W | 36.18 | - | 36.18 | 2019-06-09 20:00 | 6 | 9 | 20 | W | 21.53 | - | 21.53
2017-06-09 21:00 | 6 | 9 | 21 |  | 27.59 | - | 27.59 | 2018-06-09 21:00 | 6 | 9 | 21 | W | 32.88 | - | 32.88 | 2019-06-09 21:00 | 6 | 9 | 21 | W | 21.1 | - | 21.1
2017-06-09 22:00 | 6 | 9 | 22 |  | 23.5 | - | 23.5 | 2018-06-09 22:00 | 6 | 9 | 22 | W | 26.82 | - | 26.82 | 2019-06-09 22:00 | 6 | 9 | 22 | W | 20.35 | - | 20.35
2017-06-09 23:00 | 6 | 9 | 23 |  | 21.52 | - | 21.52 | 2018-06-09 23:00 | 6 | 9 | 23 | W | 23.86 | - | 23.86 | 2019-06-09 23:00 | 6 | 9 | 23 | W | 19.1 | - | 19.1
2017-06-10 | 6 | 10 | 0 | W | 20.16 | - | 20.16 | 2018-06-10 | 6 | 10 | 0 | W | 21.75 | - | 21.75 | 2019-06-10 | 6 | 10 | 0 |  | 18.19 | - | 18.19
2017-06-10 01:00 | 6 | 10 | 1 | W | 18.8 | - | 18.8 | 2018-06-10 01:00 | 6 | 10 | 1 | W | 21.45 | - | 21.45 | 2019-06-10 01:00 | 6 | 10 | 1 |  | 16.16 | - | 16.16
2017-06-10 02:00 | 6 | 10 | 2 | W | 17.65 | - | 17.65 | 2018-06-10 02:00 | 6 | 10 | 2 | W | 20.38 | - | 20.38 | 2019-06-10 02:00 | 6 | 10 | 2 |  | 15.61 | - | 15.61
2017-06-10 03:00 | 6 | 10 | 3 | W | 16.51 | - | 16.51 | 2018-06-10 03:00 | 6 | 10 | 3 | W | 19.24 | - | 19.24 | 2019-06-10 03:00 | 6 | 10 | 3 |  | 15.4 | - | 15.4
2017-06-10 04:00 | 6 | 10 | 4 | W | 15.8 | - | 15.8 | 2018-06-10 04:00 | 6 | 10 | 4 | W | 18.26 | - | 18.26 | 2019-06-10 04:00 | 6 | 10 | 4 |  | 15.31 | - | 15.31
2017-06-10 05:00 | 6 | 10 | 5 | W | 16.29 | - | 16.29 | 2018-06-10 05:00 | 6 | 10 | 5 | W | 18.11 | - | 18.11 | 2019-06-10 05:00 | 6 | 10 | 5 |  | 17.63 | - | 17.63
2017-06-10 06:00 | 6 | 10 | 6 | W | 16.65 | - | 16.65 | 2018-06-10 06:00 | 6 | 10 | 6 | W | 17.89 | - | 17.89 | 2019-06-10 06:00 | 6 | 10 | 6 |  | 19.49 | - | 19.49
2017-06-10 07:00 | 6 | 10 | 7 | W | 19.1 | - | 19.1 | 2018-06-10 07:00 | 6 | 10 | 7 | W | 19.66 | - | 19.66 | 2019-06-10 07:00 | 6 | 10 | 7 |  | 20.19 | - | 20.19
2017-06-10 08:00 | 6 | 10 | 8 | W | 21.44 | - | 21.44 | 2018-06-10 08:00 | 6 | 10 | 8 | W | 20.73 | - | 20.73 | 2019-06-10 08:00 | 6 | 10 | 8 |  | 21.34 | 21.34 | -
2017-06-10 09:00 | 6 | 10 | 9 | W | 23.56 | - | 23.56 | 2018-06-10 09:00 | 6 | 10 | 9 | W | 23.63 | - | 23.63 | 2019-06-10 09:00 | 6 | 10 | 9 |  | 22.98 | 22.98 | -
2017-06-10 10:00 | 6 | 10 | 10 | W | 25.23 | - | 25.23 | 2018-06-10 10:00 | 6 | 10 | 10 | W | 26.81 | - | 26.81 | 2019-06-10 10:00 | 6 | 10 | 10 |  | 25.64 | 25.64 | -
2017-06-10 11:00 | 6 | 10 | 11 | W | 28.06 | - | 28.06 | 2018-06-10 11:00 | 6 | 10 | 11 | W | 29.15 | - | 29.15 | 2019-06-10 11:00 | 6 | 10 | 11 |  | 25.97 | 25.97 | -
2017-06-10 12:00 | 6 | 10 | 12 | W | 31.61 | - | 31.61 | 2018-06-10 12:00 | 6 | 10 | 12 | W | 32.23 | - | 32.23 | 2019-06-10 12:00 | 6 | 10 | 12 |  | 28.47 | 28.47 | -
2017-06-10 13:00 | 6 | 10 | 13 | W | 34.96 | - | 34.96 | 2018-06-10 13:00 | 6 | 10 | 13 | W | 34.59 | - | 34.59 | 2019-06-10 13:00 | 6 | 10 | 13 |  | 29.61 | 29.61 | -
2017-06-10 14:00 | 6 | 10 | 14 | W | 36.38 | - | 36.38 | 2018-06-10 14:00 | 6 | 10 | 14 | W | 34.82 | - | 34.82 | 2019-06-10 14:00 | 6 | 10 | 14 |  | 29.68 | 29.68 | -
2017-06-10 15:00 | 6 | 10 | 15 | W | 40 | - | 40 | 2018-06-10 15:00 | 6 | 10 | 15 | W | 36.32 | - | 36.32 | 2019-06-10 15:00 | 6 | 10 | 15 |  | 30.84 | 30.84 | -
2017-06-10 16:00 | 6 | 10 | 16 | W | 43.71 | - | 43.71 | 2018-06-10 16:00 | 6 | 10 | 16 | W | 38.62 | - | 38.62 | 2019-06-10 16:00 | 6 | 10 | 16 |  | 30.67 | 30.67 | -
2017-06-10 17:00 | 6 | 10 | 17 | W | 44.97 | - | 44.97 | 2018-06-10 17:00 | 6 | 10 | 17 | W | 38.65 | - | 38.65 | 2019-06-10 17:00 | 6 | 10 | 17 |  | 31.13 | - | 31.13
2017-06-10 18:00 | 6 | 10 | 18 | W | 38.56 | - | 38.56 | 2018-06-10 18:00 | 6 | 10 | 18 | W | 34.96 | - | 34.96 | 2019-06-10 18:00 | 6 | 10 | 18 |  | 30.12 | - | 30.12
2017-06-10 19:00 | 6 | 10 | 19 | W | 35.6 | - | 35.6 | 2018-06-10 19:00 | 6 | 10 | 19 | W | 31.27 | - | 31.27 | 2019-06-10 19:00 | 6 | 10 | 19 |  | 26.85 | - | 26.85
2017-06-10 20:00 | 6 | 10 | 20 | W | 31.94 | - | 31.94 | 2018-06-10 20:00 | 6 | 10 | 20 | W | 30.69 | - | 30.69 | 2019-06-10 20:00 | 6 | 10 | 20 |  | 26.82 | - | 26.82
2017-06-10 21:00 | 6 | 10 | 21 | W | 28.54 | - | 28.54 | 2018-06-10 21:00 | 6 | 10 | 21 | W | 28.79 | - | 28.79 | 2019-06-10 21:00 | 6 | 10 | 21 |  | 25.31 | - | 25.31
2017-06-10 22:00 | 6 | 10 | 22 | W | 25.07 | - | 25.07 | 2018-06-10 22:00 | 6 | 10 | 22 | W | 24.72 | - | 24.72 | 2019-06-10 22:00 | 6 | 10 | 22 |  | 21.5 | - | 21.5
2017-06-10 23:00 | 6 | 10 | 23 | W | 23.14 | - | 23.14 | 2018-06-10 23:00 | 6 | 10 | 23 | W | 21.65 | - | 21.65 | 2019-06-10 23:00 | 6 | 10 | 23 |  | 20.38 | - | 20.38
2017-06-11 | 6 | 11 | 0 | W | 20.06 | - | 20.06 | 2018-06-11 | 6 | 11 | 0 |  | 19.86 | - | 19.86 | 2019-06-11 | 6 | 11 | 0 |  | 18.05 | - | 18.05
2017-06-11 01:00 | 6 | 11 | 1 | W | 19.18 | - | 19.18 | 2018-06-11 01:00 | 6 | 11 | 1 |  | 19.02 | - | 19.02 | 2019-06-11 01:00 | 6 | 11 | 1 |  | 16.53 | - | 16.53
2017-06-11 02:00 | 6 | 11 | 2 | W | 17.55 | - | 17.55 | 2018-06-11 02:00 | 6 | 11 | 2 |  | 18.65 | - | 18.65 | 2019-06-11 02:00 | 6 | 11 | 2 |  | 15.67 | - | 15.67
2017-06-11 03:00 | 6 | 11 | 3 | W | 15.71 | - | 15.71 | 2018-06-11 03:00 | 6 | 11 | 3 |  | 18.31 | - | 18.31 | 2019-06-11 03:00 | 6 | 11 | 3 |  | 15.25 | - | 15.25
2017-06-11 04:00 | 6 | 11 | 4 | W | 13.85 | - | 13.85 | 2018-06-11 04:00 | 6 | 11 | 4 |  | 18.39 | - | 18.39 | 2019-06-11 04:00 | 6 | 11 | 4 |  | 15.49 | - | 15.49
2017-06-11 05:00 | 6 | 11 | 5 | W | 13.72 | - | 13.72 | 2018-06-11 05:00 | 6 | 11 | 5 |  | 19.22 | - | 19.22 | 2019-06-11 05:00 | 6 | 11 | 5 |  | 16.05 | - | 16.05
2017-06-11 06:00 | 6 | 11 | 6 | W | 14.33 | - | 14.33 | 2018-06-11 06:00 | 6 | 11 | 6 |  | 21.22 | - | 21.22 | 2019-06-11 06:00 | 6 | 11 | 6 |  | 18.08 | - | 18.08
2017-06-11 07:00 | 6 | 11 | 7 | W | 18.43 | - | 18.43 | 2018-06-11 07:00 | 6 | 11 | 7 |  | 22.92 | - | 22.92 | 2019-06-11 07:00 | 6 | 11 | 7 |  | 19.2 | - | 19.2
2017-06-11 08:00 | 6 | 11 | 8 | W | 21.02 | - | 21.02 | 2018-06-11 08:00 | 6 | 11 | 8 |  | 23.73 | 23.73 | - | 2019-06-11 08:00 | 6 | 11 | 8 |  | 19.9 | 19.9 | -
2017-06-11 09:00 | 6 | 11 | 9 | W | 23.46 | - | 23.46 | 2018-06-11 09:00 | 6 | 11 | 9 |  | 26.98 | 26.98 | - | 2019-06-11 09:00 | 6 | 11 | 9 |  | 20.96 | 20.96 | -
2017-06-11 10:00 | 6 | 11 | 10 | W | 25.05 | - | 25.05 | 2018-06-11 10:00 | 6 | 11 | 10 |  | 30.28 | 30.28 | - | 2019-06-11 10:00 | 6 | 11 | 10 |  | 22.47 | 22.47 | -
2017-06-11 11:00 | 6 | 11 | 11 | W | 28.42 | - | 28.42 | 2018-06-11 11:00 | 6 | 11 | 11 |  | 33.69 | 33.69 | - | 2019-06-11 11:00 | 6 | 11 | 11 |  | 23.38 | 23.38 | -
2017-06-11 12:00 | 6 | 11 | 12 | W | 32.39 | - | 32.39 | 2018-06-11 12:00 | 6 | 11 | 12 |  | 38.08 | 38.08 | - | 2019-06-11 12:00 | 6 | 11 | 12 |  | 25.18 | 25.18 | -
2017-06-11 13:00 | 6 | 11 | 13 | W | 36.39 | - | 36.39 | 2018-06-11 13:00 | 6 | 11 | 13 |  | 39.12 | 39.12 | - | 2019-06-11 13:00 | 6 | 11 | 13 |  | 26.68 | 26.68 | -
2017-06-11 14:00 | 6 | 11 | 14 | W | 36.35 | - | 36.35 | 2018-06-11 14:00 | 6 | 11 | 14 |  | 41.27 | 41.27 | - | 2019-06-11 14:00 | 6 | 11 | 14 |  | 27.49 | 27.49 | -
2017-06-11 15:00 | 6 | 11 | 15 | W | 40.8 | - | 40.8 | 2018-06-11 15:00 | 6 | 11 | 15 |  | 43.17 | 43.17 | - | 2019-06-11 15:00 | 6 | 11 | 15 |  | 28.14 | 28.14 | -
2017-06-11 16:00 | 6 | 11 | 16 | W | 49.26 | - | 49.26 | 2018-06-11 16:00 | 6 | 11 | 16 |  | 47.9 | 47.9 | - | 2019-06-11 16:00 | 6 | 11 | 16 |  | 28.92 | 28.92 | -
2017-06-11 17:00 | 6 | 11 | 17 | W | 51.34 | - | 51.34 | 2018-06-11 17:00 | 6 | 11 | 17 |  | 42.74 | - | 42.74 | 2019-06-11 17:00 | 6 | 11 | 17 |  | 29.42 | - | 29.42
2017-06-11 18:00 | 6 | 11 | 18 | W | 45.19 | - | 45.19 | 2018-06-11 18:00 | 6 | 11 | 18 |  | 38.54 | - | 38.54 | 2019-06-11 18:00 | 6 | 11 | 18 |  | 28.4 | - | 28.4
2017-06-11 19:00 | 6 | 11 | 19 | W | 38.11 | - | 38.11 | 2018-06-11 19:00 | 6 | 11 | 19 |  | 35.1 | - | 35.1 | 2019-06-11 19:00 | 6 | 11 | 19 |  | 25.12 | - | 25.12
2017-06-11 20:00 | 6 | 11 | 20 | W | 35.62 | - | 35.62 | 2018-06-11 20:00 | 6 | 11 | 20 |  | 33.1 | - | 33.1 | 2019-06-11 20:00 | 6 | 11 | 20 |  | 24.01 | - | 24.01
2017-06-11 21:00 | 6 | 11 | 21 | W | 31.02 | - | 31.02 | 2018-06-11 21:00 | 6 | 11 | 21 |  | 29.51 | - | 29.51 | 2019-06-11 21:00 | 6 | 11 | 21 |  | 23.05 | - | 23.05
2017-06-11 22:00 | 6 | 11 | 22 | W | 25.47 | - | 25.47 | 2018-06-11 22:00 | 6 | 11 | 22 |  | 25.42 | - | 25.42 | 2019-06-11 22:00 | 6 | 11 | 22 |  | 20.92 | - | 20.92
2017-06-11 23:00 | 6 | 11 | 23 | W | 23.07 | - | 23.07 | 2018-06-11 23:00 | 6 | 11 | 23 |  | 21.35 | - | 21.35 | 2019-06-11 23:00 | 6 | 11 | 23 |  | 18.94 | - | 18.94
2017-06-12 | 6 | 12 | 0 |  | 21.41 | - | 21.41 | 2018-06-12 | 6 | 12 | 0 |  | 18.22 | - | 18.22 | 2019-06-12 | 6 | 12 | 0 |  | 16.49 | - | 16.49
2017-06-12 01:00 | 6 | 12 | 1 |  | 19.63 | - | 19.63 | 2018-06-12 01:00 | 6 | 12 | 1 |  | 18.11 | - | 18.11 | 2019-06-12 01:00 | 6 | 12 | 1 |  | 15.53 | - | 15.53
2017-06-12 02:00 | 6 | 12 | 2 |  | 18.12 | - | 18.12 | 2018-06-12 02:00 | 6 | 12 | 2 |  | 17.42 | - | 17.42 | 2019-06-12 02:00 | 6 | 12 | 2 |  | 14.94 | - | 14.94
2017-06-12 03:00 | 6 | 12 | 3 |  | 15.83 | - | 15.83 | 2018-06-12 03:00 | 6 | 12 | 3 |  | 16.7 | - | 16.7 | 2019-06-12 03:00 | 6 | 12 | 3 |  | 14.7 | - | 14.7
2017-06-12 04:00 | 6 | 12 | 4 |  | 16.13 | - | 16.13 | 2018-06-12 04:00 | 6 | 12 | 4 |  | 16.96 | - | 16.96 | 2019-06-12 04:00 | 6 | 12 | 4 |  | 14.98 | - | 14.98
2017-06-12 05:00 | 6 | 12 | 5 |  | 18.99 | - | 18.99 | 2018-06-12 05:00 | 6 | 12 | 5 |  | 18.07 | - | 18.07 | 2019-06-12 05:00 | 6 | 12 | 5 |  | 15.68 | - | 15.68
2017-06-12 06:00 | 6 | 12 | 6 |  | 21.54 | - | 21.54 | 2018-06-12 06:00 | 6 | 12 | 6 |  | 20.72 | - | 20.72 | 2019-06-12 06:00 | 6 | 12 | 6 |  | 17.61 | - | 17.61
2017-06-12 07:00 | 6 | 12 | 7 |  | 23.35 | - | 23.35 | 2018-06-12 07:00 | 6 | 12 | 7 |  | 20.88 | - | 20.88 | 2019-06-12 07:00 | 6 | 12 | 7 |  | 19.13 | - | 19.13
2017-06-12 08:00 | 6 | 12 | 8 |  | 25.36 | 25.36 | - | 2018-06-12 08:00 | 6 | 12 | 8 |  | 21.81 | 21.81 | - | 2019-06-12 08:00 | 6 | 12 | 8 |  | 19.98 | 19.98 | -
2017-06-12 09:00 | 6 | 12 | 9 |  | 29.19 | 29.19 | - | 2018-06-12 09:00 | 6 | 12 | 9 |  | 23.7 | 23.7 | - | 2019-06-12 09:00 | 6 | 12 | 9 |  | 21.18 | 21.18 | -
2017-06-12 10:00 | 6 | 12 | 10 |  | 35.87 | 35.87 | - | 2018-06-12 10:00 | 6 | 12 | 10 |  | 27.05 | 27.05 | - | 2019-06-12 10:00 | 6 | 12 | 10 |  | 22.66 | 22.66 | -
2017-06-12 11:00 | 6 | 12 | 11 |  | 37.86 | 37.86 | - | 2018-06-12 11:00 | 6 | 12 | 11 |  | 30.56 | 30.56 | - | 2019-06-12 11:00 | 6 | 12 | 11 |  | 23.39 | 23.39 | -
2017-06-12 12:00 | 6 | 12 | 12 |  | 42.4 | 42.4 | - | 2018-06-12 12:00 | 6 | 12 | 12 |  | 34.41 | 34.41 | - | 2019-06-12 12:00 | 6 | 12 | 12 |  | 24.72 | 24.72 | -
2017-06-12 13:00 | 6 | 12 | 13 |  | 44.39 | 44.39 | - | 2018-06-12 13:00 | 6 | 12 | 13 |  | 38.77 | 38.77 | - | 2019-06-12 13:00 | 6 | 12 | 13 |  | 25.44 | 25.44 | -
2017-06-12 14:00 | 6 | 12 | 14 |  | 48.72 | 48.72 | - | 2018-06-12 14:00 | 6 | 12 | 14 |  | 40.57 | 40.57 | - | 2019-06-12 14:00 | 6 | 12 | 14 |  | 26.37 | 26.37 | -
2017-06-12 15:00 | 6 | 12 | 15 |  | 56.59 | 56.59 | - | 2018-06-12 15:00 | 6 | 12 | 15 |  | 41.37 | 41.37 | - | 2019-06-12 15:00 | 6 | 12 | 15 |  | 26.85 | 26.85 | -
2017-06-12 16:00 | 6 | 12 | 16 |  | 67.43 | 67.43 | - | 2018-06-12 16:00 | 6 | 12 | 16 |  | 44.4 | 44.4 | - | 2019-06-12 16:00 | 6 | 12 | 16 |  | 26.9 | 26.9 | -
2017-06-12 17:00 | 6 | 12 | 17 |  | 63.46 | - | 63.46 | 2018-06-12 17:00 | 6 | 12 | 17 |  | 42.66 | - | 42.66 | 2019-06-12 17:00 | 6 | 12 | 17 |  | 26.72 | - | 26.72
2017-06-12 18:00 | 6 | 12 | 18 |  | 48.48 | - | 48.48 | 2018-06-12 18:00 | 6 | 12 | 18 |  | 37.12 | - | 37.12 | 2019-06-12 18:00 | 6 | 12 | 18 |  | 25.34 | - | 25.34
2017-06-12 19:00 | 6 | 12 | 19 |  | 42.26 | - | 42.26 | 2018-06-12 19:00 | 6 | 12 | 19 |  | 34.76 | - | 34.76 | 2019-06-12 19:00 | 6 | 12 | 19 |  | 23.93 | - | 23.93
2017-06-12 20:00 | 6 | 12 | 20 |  | 38.73 | - | 38.73 | 2018-06-12 20:00 | 6 | 12 | 20 |  | 32.62 | - | 32.62 | 2019-06-12 20:00 | 6 | 12 | 20 |  | 23.48 | - | 23.48
2017-06-12 21:00 | 6 | 12 | 21 |  | 35.19 | - | 35.19 | 2018-06-12 21:00 | 6 | 12 | 21 |  | 29.54 | - | 29.54 | 2019-06-12 21:00 | 6 | 12 | 21 |  | 23 | - | 23
2017-06-12 22:00 | 6 | 12 | 22 |  | 28.17 | - | 28.17 | 2018-06-12 22:00 | 6 | 12 | 22 |  | 24.56 | - | 24.56 | 2019-06-12 22:00 | 6 | 12 | 22 |  | 20.37 | - | 20.37
2017-06-12 23:00 | 6 | 12 | 23 |  | 24.28 | - | 24.28 | 2018-06-12 23:00 | 6 | 12 | 23 |  | 22.36 | - | 22.36 | 2019-06-12 23:00 | 6 | 12 | 23 |  | 17.99 | - | 17.99
2017-06-13 | 6 | 13 | 0 |  | 23.24 | - | 23.24 | 2018-06-13 | 6 | 13 | 0 |  | 20.45 | - | 20.45 | 2019-06-13 | 6 | 13 | 0 |  | 15.78 | - | 15.78
2017-06-13 01:00 | 6 | 13 | 1 |  | 21.5 | - | 21.5 | 2018-06-13 01:00 | 6 | 13 | 1 |  | 19.08 | - | 19.08 | 2019-06-13 01:00 | 6 | 13 | 1 |  | 15.4 | - | 15.4
2017-06-13 02:00 | 6 | 13 | 2 |  | 20.05 | - | 20.05 | 2018-06-13 02:00 | 6 | 13 | 2 |  | 18.35 | - | 18.35 | 2019-06-13 02:00 | 6 | 13 | 2 |  | 14.94 | - | 14.94
2017-06-13 03:00 | 6 | 13 | 3 |  | 19.27 | - | 19.27 | 2018-06-13 03:00 | 6 | 13 | 3 |  | 17.83 | - | 17.83 | 2019-06-13 03:00 | 6 | 13 | 3 |  | 14.71 | - | 14.71
2017-06-13 04:00 | 6 | 13 | 4 |  | 19.27 | - | 19.27 | 2018-06-13 04:00 | 6 | 13 | 4 |  | 17.7 | - | 17.7 | 2019-06-13 04:00 | 6 | 13 | 4 |  | 14.86 | - | 14.86
2017-06-13 05:00 | 6 | 13 | 5 |  | 20.96 | - | 20.96 | 2018-06-13 05:00 | 6 | 13 | 5 |  | 18.99 | - | 18.99 | 2019-06-13 05:00 | 6 | 13 | 5 |  | 15.44 | - | 15.44
2017-06-13 06:00 | 6 | 13 | 6 |  | 23.21 | - | 23.21 | 2018-06-13 06:00 | 6 | 13 | 6 |  | 20.82 | - | 20.82 | 2019-06-13 06:00 | 6 | 13 | 6 |  | 17.81 | - | 17.81
2017-06-13 07:00 | 6 | 13 | 7 |  | 24.59 | - | 24.59 | 2018-06-13 07:00 | 6 | 13 | 7 |  | 22.62 | - | 22.62 | 2019-06-13 07:00 | 6 | 13 | 7 |  | 19.43 | - | 19.43
2017-06-13 08:00 | 6 | 13 | 8 |  | 26.54 | 26.54 | - | 2018-06-13 08:00 | 6 | 13 | 8 |  | 23.4 | 23.4 | - | 2019-06-13 08:00 | 6 | 13 | 8 |  | 19.71 | 19.71 | -
2017-06-13 09:00 | 6 | 13 | 9 |  | 29.39 | 29.39 | - | 2018-06-13 09:00 | 6 | 13 | 9 |  | 26.21 | 26.21 | - | 2019-06-13 09:00 | 6 | 13 | 9 |  | 20.12 | 20.12 | -
2017-06-13 10:00 | 6 | 13 | 10 |  | 35 | 35 | - | 2018-06-13 10:00 | 6 | 13 | 10 |  | 28.72 | 28.72 | - | 2019-06-13 10:00 | 6 | 13 | 10 |  | 21.45 | 21.45 | -
2017-06-13 11:00 | 6 | 13 | 11 |  | 38.11 | 38.11 | - | 2018-06-13 11:00 | 6 | 13 | 11 |  | 34.1 | 34.1 | - | 2019-06-13 11:00 | 6 | 13 | 11 |  | 21.87 | 21.87 | -
2017-06-13 12:00 | 6 | 13 | 12 |  | 40.83 | 40.83 | - | 2018-06-13 12:00 | 6 | 13 | 12 |  | 39.03 | 39.03 | - | 2019-06-13 12:00 | 6 | 13 | 12 |  | 22.55 | 22.55 | -
2017-06-13 13:00 | 6 | 13 | 13 |  | 46.62 | 46.62 | - | 2018-06-13 13:00 | 6 | 13 | 13 |  | 43.02 | 43.02 | - | 2019-06-13 13:00 | 6 | 13 | 13 |  | 22.21 | 22.21 | -
2017-06-13 14:00 | 6 | 13 | 14 |  | 53.66 | 53.66 | - | 2018-06-13 14:00 | 6 | 13 | 14 |  | 43.65 | 43.65 | - | 2019-06-13 14:00 | 6 | 13 | 14 |  | 22.11 | 22.11 | -
2017-06-13 15:00 | 6 | 13 | 15 |  | 65.54 | 65.54 | - | 2018-06-13 15:00 | 6 | 13 | 15 |  | 45.77 | 45.77 | - | 2019-06-13 15:00 | 6 | 13 | 15 |  | 22.93 | 22.93 | -
2017-06-13 16:00 | 6 | 13 | 16 |  | 74.01 | 74.01 | - | 2018-06-13 16:00 | 6 | 13 | 16 |  | 52.95 | 52.95 | - | 2019-06-13 16:00 | 6 | 13 | 16 |  | 23.35 | 23.35 | -
2017-06-13 17:00 | 6 | 13 | 17 |  | 67.61 | - | 67.61 | 2018-06-13 17:00 | 6 | 13 | 17 |  | 49.81 | - | 49.81 | 2019-06-13 17:00 | 6 | 13 | 17 |  | 23.17 | - | 23.17
2017-06-13 18:00 | 6 | 13 | 18 |  | 49.87 | - | 49.87 | 2018-06-13 18:00 | 6 | 13 | 18 |  | 42.31 | - | 42.31 | 2019-06-13 18:00 | 6 | 13 | 18 |  | 23.07 | - | 23.07
2017-06-13 19:00 | 6 | 13 | 19 |  | 42.36 | - | 42.36 | 2018-06-13 19:00 | 6 | 13 | 19 |  | 39.18 | - | 39.18 | 2019-06-13 19:00 | 6 | 13 | 19 |  | 21.83 | - | 21.83
2017-06-13 20:00 | 6 | 13 | 20 |  | 37.53 | - | 37.53 | 2018-06-13 20:00 | 6 | 13 | 20 |  | 37.41 | - | 37.41 | 2019-06-13 20:00 | 6 | 13 | 20 |  | 22.29 | - | 22.29
2017-06-13 21:00 | 6 | 13 | 21 |  | 34.23 | - | 34.23 | 2018-06-13 21:00 | 6 | 13 | 21 |  | 35.06 | - | 35.06 | 2019-06-13 21:00 | 6 | 13 | 21 |  | 22.71 | - | 22.71
2017-06-13 22:00 | 6 | 13 | 22 |  | 28.53 | - | 28.53 | 2018-06-13 22:00 | 6 | 13 | 22 |  | 27.82 | - | 27.82 | 2019-06-13 22:00 | 6 | 13 | 22 |  | 19.94 | - | 19.94
2017-06-13 23:00 | 6 | 13 | 23 |  | 24.46 | - | 24.46 | 2018-06-13 23:00 | 6 | 13 | 23 |  | 23.07 | - | 23.07 | 2019-06-13 23:00 | 6 | 13 | 23 |  | 16.98 | - | 16.98
2017-06-14 | 6 | 14 | 0 |  | 24.21 | - | 24.21 | 2018-06-14 | 6 | 14 | 0 |  | 21.41 | - | 21.41 | 2019-06-14 | 6 | 14 | 0 |  | 15.46 | - | 15.46
2017-06-14 01:00 | 6 | 14 | 1 |  | 22.38 | - | 22.38 | 2018-06-14 01:00 | 6 | 14 | 1 |  | 20.79 | - | 20.79 | 2019-06-14 01:00 | 6 | 14 | 1 |  | 15.09 | - | 15.09
2017-06-14 02:00 | 6 | 14 | 2 |  | 21.19 | - | 21.19 | 2018-06-14 02:00 | 6 | 14 | 2 |  | 19.38 | - | 19.38 | 2019-06-14 02:00 | 6 | 14 | 2 |  | 14.54 | - | 14.54
2017-06-14 03:00 | 6 | 14 | 3 |  | 20.16 | - | 20.16 | 2018-06-14 03:00 | 6 | 14 | 3 |  | 18.46 | - | 18.46 | 2019-06-14 03:00 | 6 | 14 | 3 |  | 14.09 | - | 14.09
2017-06-14 04:00 | 6 | 14 | 4 |  | 20.24 | - | 20.24 | 2018-06-14 04:00 | 6 | 14 | 4 |  | 18.62 | - | 18.62 | 2019-06-14 04:00 | 6 | 14 | 4 |  | 14.51 | - | 14.51
2017-06-14 05:00 | 6 | 14 | 5 |  | 21.36 | - | 21.36 | 2018-06-14 05:00 | 6 | 14 | 5 |  | 19.74 | - | 19.74 | 2019-06-14 05:00 | 6 | 14 | 5 |  | 15.01 | - | 15.01
2017-06-14 06:00 | 6 | 14 | 6 |  | 23.44 | - | 23.44 | 2018-06-14 06:00 | 6 | 14 | 6 |  | 21.67 | - | 21.67 | 2019-06-14 06:00 | 6 | 14 | 6 |  | 16.66 | - | 16.66
2017-06-14 07:00 | 6 | 14 | 7 |  | 24.47 | - | 24.47 | 2018-06-14 07:00 | 6 | 14 | 7 |  | 22.65 | - | 22.65 | 2019-06-14 07:00 | 6 | 14 | 7 |  | 18.62 | - | 18.62
2017-06-14 08:00 | 6 | 14 | 8 |  | 26.38 | 26.38 | - | 2018-06-14 08:00 | 6 | 14 | 8 |  | 23.77 | 23.77 | - | 2019-06-14 08:00 | 6 | 14 | 8 |  | 19.17 | 19.17 | -
2017-06-14 09:00 | 6 | 14 | 9 |  | 29.33 | 29.33 | - | 2018-06-14 09:00 | 6 | 14 | 9 |  | 25.33 | 25.33 | - | 2019-06-14 09:00 | 6 | 14 | 9 |  | 19.87 | 19.87 | -
2017-06-14 10:00 | 6 | 14 | 10 |  | 34.52 | 34.52 | - | 2018-06-14 10:00 | 6 | 14 | 10 |  | 28.4 | 28.4 | - | 2019-06-14 10:00 | 6 | 14 | 10 |  | 20.4 | 20.4 | -
2017-06-14 11:00 | 6 | 14 | 11 |  | 35.91 | 35.91 | - | 2018-06-14 11:00 | 6 | 14 | 11 |  | 32.84 | 32.84 | - | 2019-06-14 11:00 | 6 | 14 | 11 |  | 20.69 | 20.69 | -
2017-06-14 12:00 | 6 | 14 | 12 |  | 37.67 | 37.67 | - | 2018-06-14 12:00 | 6 | 14 | 12 |  | 34.92 | 34.92 | - | 2019-06-14 12:00 | 6 | 14 | 12 |  | 20.98 | 20.98 | -
2017-06-14 13:00 | 6 | 14 | 13 |  | 38.33 | 38.33 | - | 2018-06-14 13:00 | 6 | 14 | 13 |  | 37.23 | 37.23 | - | 2019-06-14 13:00 | 6 | 14 | 13 |  | 21.38 | 21.38 | -
2017-06-14 14:00 | 6 | 14 | 14 |  | 38.66 | 38.66 | - | 2018-06-14 14:00 | 6 | 14 | 14 |  | 41.54 | 41.54 | - | 2019-06-14 14:00 | 6 | 14 | 14 |  | 21.95 | 21.95 | -
2017-06-14 15:00 | 6 | 14 | 15 |  | 41.48 | 41.48 | - | 2018-06-14 15:00 | 6 | 14 | 15 |  | 45.72 | 45.72 | - | 2019-06-14 15:00 | 6 | 14 | 15 |  | 22.71 | 22.71 | -
2017-06-14 16:00 | 6 | 14 | 16 |  | 43.8 | 43.8 | - | 2018-06-14 16:00 | 6 | 14 | 16 |  | 52.8 | 52.8 | - | 2019-06-14 16:00 | 6 | 14 | 16 |  | 23.71 | 23.71 | -
2017-06-14 17:00 | 6 | 14 | 17 |  | 39.5 | - | 39.5 | 2018-06-14 17:00 | 6 | 14 | 17 |  | 48.59 | - | 48.59 | 2019-06-14 17:00 | 6 | 14 | 17 |  | 22.7 | - | 22.7
2017-06-14 18:00 | 6 | 14 | 18 |  | 36.74 | - | 36.74 | 2018-06-14 18:00 | 6 | 14 | 18 |  | 40.2 | - | 40.2 | 2019-06-14 18:00 | 6 | 14 | 18 |  | 21.93 | - | 21.93
2017-06-14 19:00 | 6 | 14 | 19 |  | 34.3 | - | 34.3 | 2018-06-14 19:00 | 6 | 14 | 19 |  | 34.61 | - | 34.61 | 2019-06-14 19:00 | 6 | 14 | 19 |  | 20.84 | - | 20.84
2017-06-14 20:00 | 6 | 14 | 20 |  | 33.74 | - | 33.74 | 2018-06-14 20:00 | 6 | 14 | 20 |  | 34.07 | - | 34.07 | 2019-06-14 20:00 | 6 | 14 | 20 |  | 20.75 | - | 20.75
2017-06-14 21:00 | 6 | 14 | 21 |  | 33.57 | - | 33.57 | 2018-06-14 21:00 | 6 | 14 | 21 |  | 31.03 | - | 31.03 | 2019-06-14 21:00 | 6 | 14 | 21 |  | 21.12 | - | 21.12
2017-06-14 22:00 | 6 | 14 | 22 |  | 26.39 | - | 26.39 | 2018-06-14 22:00 | 6 | 14 | 22 |  | 24.95 | - | 24.95 | 2019-06-14 22:00 | 6 | 14 | 22 |  | 18.94 | - | 18.94
2017-06-14 23:00 | 6 | 14 | 23 |  | 24.05 | - | 24.05 | 2018-06-14 23:00 | 6 | 14 | 23 |  | 22.86 | - | 22.86 | 2019-06-14 23:00 | 6 | 14 | 23 |  | 16.34 | - | 16.34
2017-06-15 | 6 | 15 | 0 |  | 21.87 | - | 21.87 | 2018-06-15 | 6 | 15 | 0 |  | 20.66 | - | 20.66 | 2019-06-15 | 6 | 15 | 0 | W | 15.22 | - | 15.22
2017-06-15 01:00 | 6 | 15 | 1 |  | 20.42 | - | 20.42 | 2018-06-15 01:00 | 6 | 15 | 1 |  | 19.44 | - | 19.44 | 2019-06-15 01:00 | 6 | 15 | 1 | W | 14.81 | - | 14.81
2017-06-15 02:00 | 6 | 15 | 2 |  | 19.48 | - | 19.48 | 2018-06-15 02:00 | 6 | 15 | 2 |  | 18.38 | - | 18.38 | 2019-06-15 02:00 | 6 | 15 | 2 | W | 14.45 | - | 14.45
2017-06-15 03:00 | 6 | 15 | 3 |  | 18.65 | - | 18.65 | 2018-06-15 03:00 | 6 | 15 | 3 |  | 17.66 | - | 17.66 | 2019-06-15 03:00 | 6 | 15 | 3 | W | 13.49 | - | 13.49
2017-06-15 04:00 | 6 | 15 | 4 |  | 18.87 | - | 18.87 | 2018-06-15 04:00 | 6 | 15 | 4 |  | 18.03 | - | 18.03 | 2019-06-15 04:00 | 6 | 15 | 4 | W | 13.37 | - | 13.37
2017-06-15 05:00 | 6 | 15 | 5 |  | 20.17 | - | 20.17 | 2018-06-15 05:00 | 6 | 15 | 5 |  | 19.03 | - | 19.03 | 2019-06-15 05:00 | 6 | 15 | 5 | W | 13.3 | - | 13.3
2017-06-15 06:00 | 6 | 15 | 6 |  | 21.91 | - | 21.91 | 2018-06-15 06:00 | 6 | 15 | 6 |  | 21.21 | - | 21.21 | 2019-06-15 06:00 | 6 | 15 | 6 | W | 13.1 | - | 13.1
2017-06-15 07:00 | 6 | 15 | 7 |  | 23.5 | - | 23.5 | 2018-06-15 07:00 | 6 | 15 | 7 |  | 23.03 | - | 23.03 | 2019-06-15 07:00 | 6 | 15 | 7 | W | 14.42 | - | 14.42
2017-06-15 08:00 | 6 | 15 | 8 |  | 25.16 | 25.16 | - | 2018-06-15 08:00 | 6 | 15 | 8 |  | 24.12 | 24.12 | - | 2019-06-15 08:00 | 6 | 15 | 8 | W | 15.92 | - | 15.92
2017-06-15 09:00 | 6 | 15 | 9 |  | 26.94 | 26.94 | - | 2018-06-15 09:00 | 6 | 15 | 9 |  | 24.7 | 24.7 | - | 2019-06-15 09:00 | 6 | 15 | 9 | W | 16.88 | - | 16.88
2017-06-15 10:00 | 6 | 15 | 10 |  | 29.42 | 29.42 | - | 2018-06-15 10:00 | 6 | 15 | 10 |  | 27.7 | 27.7 | - | 2019-06-15 10:00 | 6 | 15 | 10 | W | 18.71 | - | 18.71
2017-06-15 11:00 | 6 | 15 | 11 |  | 32.85 | 32.85 | - | 2018-06-15 11:00 | 6 | 15 | 11 |  | 32.82 | 32.82 | - | 2019-06-15 11:00 | 6 | 15 | 11 | W | 20.71 | - | 20.71
2017-06-15 12:00 | 6 | 15 | 12 |  | 36.91 | 36.91 | - | 2018-06-15 12:00 | 6 | 15 | 12 |  | 36.16 | 36.16 | - | 2019-06-15 12:00 | 6 | 15 | 12 | W | 21.45 | - | 21.45
2017-06-15 13:00 | 6 | 15 | 13 |  | 36.36 | 36.36 | - | 2018-06-15 13:00 | 6 | 15 | 13 |  | 38.34 | 38.34 | - | 2019-06-15 13:00 | 6 | 15 | 13 | W | 22.11 | - | 22.11
2017-06-15 14:00 | 6 | 15 | 14 |  | 38.09 | 38.09 | - | 2018-06-15 14:00 | 6 | 15 | 14 |  | 45.79 | 45.79 | - | 2019-06-15 14:00 | 6 | 15 | 14 | W | 23.23 | - | 23.23
2017-06-15 15:00 | 6 | 15 | 15 |  | 39.37 | 39.37 | - | 2018-06-15 15:00 | 6 | 15 | 15 |  | 49.57 | 49.57 | - | 2019-06-15 15:00 | 6 | 15 | 15 | W | 25.06 | - | 25.06
2017-06-15 16:00 | 6 | 15 | 16 |  | 41.04 | 41.04 | - | 2018-06-15 16:00 | 6 | 15 | 16 |  | 58.08 | 58.08 | - | 2019-06-15 16:00 | 6 | 15 | 16 | W | 25.74 | - | 25.74
2017-06-15 17:00 | 6 | 15 | 17 |  | 37.69 | - | 37.69 | 2018-06-15 17:00 | 6 | 15 | 17 |  | 54.11 | - | 54.11 | 2019-06-15 17:00 | 6 | 15 | 17 | W | 26.37 | - | 26.37
2017-06-15 18:00 | 6 | 15 | 18 |  | 34.79 | - | 34.79 | 2018-06-15 18:00 | 6 | 15 | 18 |  | 44.18 | - | 44.18 | 2019-06-15 18:00 | 6 | 15 | 18 | W | 25.44 | - | 25.44
2017-06-15 19:00 | 6 | 15 | 19 |  | 33.5 | - | 33.5 | 2018-06-15 19:00 | 6 | 15 | 19 |  | 36.36 | - | 36.36 | 2019-06-15 19:00 | 6 | 15 | 19 | W | 23.09 | - | 23.09
2017-06-15 20:00 | 6 | 15 | 20 |  | 31.76 | - | 31.76 | 2018-06-15 20:00 | 6 | 15 | 20 |  | 34 | - | 34 | 2019-06-15 20:00 | 6 | 15 | 20 | W | 22.42 | - | 22.42
2017-06-15 21:00 | 6 | 15 | 21 |  | 29.99 | - | 29.99 | 2018-06-15 21:00 | 6 | 15 | 21 |  | 31.7 | - | 31.7 | 2019-06-15 21:00 | 6 | 15 | 21 | W | 22.17 | - | 22.17
2017-06-15 22:00 | 6 | 15 | 22 |  | 26.19 | - | 26.19 | 2018-06-15 22:00 | 6 | 15 | 22 |  | 25.07 | - | 25.07 | 2019-06-15 22:00 | 6 | 15 | 22 | W | 20.05 | - | 20.05
2017-06-15 23:00 | 6 | 15 | 23 |  | 23.26 | - | 23.26 | 2018-06-15 23:00 | 6 | 15 | 23 |  | 21.71 | - | 21.71 | 2019-06-15 23:00 | 6 | 15 | 23 | W | 18.24 | - | 18.24
2017-06-16 | 6 | 16 | 0 |  | 21.59 | - | 21.59 | 2018-06-16 | 6 | 16 | 0 | W | 20.22 | - | 20.22 | 2019-06-16 | 6 | 16 | 0 | W | 17.17 | - | 17.17
2017-06-16 01:00 | 6 | 16 | 1 |  | 20.58 | - | 20.58 | 2018-06-16 01:00 | 6 | 16 | 1 | W | 18.93 | - | 18.93 | 2019-06-16 01:00 | 6 | 16 | 1 | W | 15.68 | - | 15.68
2017-06-16 02:00 | 6 | 16 | 2 |  | 19.23 | - | 19.23 | 2018-06-16 02:00 | 6 | 16 | 2 | W | 17.97 | - | 17.97 | 2019-06-16 02:00 | 6 | 16 | 2 | W | 15.03 | - | 15.03
2017-06-16 03:00 | 6 | 16 | 3 |  | 18.31 | - | 18.31 | 2018-06-16 03:00 | 6 | 16 | 3 | W | 17.2 | - | 17.2 | 2019-06-16 03:00 | 6 | 16 | 3 | W | 14.46 | - | 14.46
2017-06-16 04:00 | 6 | 16 | 4 |  | 18.71 | - | 18.71 | 2018-06-16 04:00 | 6 | 16 | 4 | W | 16.71 | - | 16.71 | 2019-06-16 04:00 | 6 | 16 | 4 | W | 13.57 | - | 13.57
2017-06-16 05:00 | 6 | 16 | 5 |  | 20.24 | - | 20.24 | 2018-06-16 05:00 | 6 | 16 | 5 | W | 16.56 | - | 16.56 | 2019-06-16 05:00 | 6 | 16 | 5 | W | 13.26 | - | 13.26
2017-06-16 06:00 | 6 | 16 | 6 |  | 21.47 | - | 21.47 | 2018-06-16 06:00 | 6 | 16 | 6 | W | 17.45 | - | 17.45 | 2019-06-16 06:00 | 6 | 16 | 6 | W | 12.42 | - | 12.42
2017-06-16 07:00 | 6 | 16 | 7 |  | 23.7 | - | 23.7 | 2018-06-16 07:00 | 6 | 16 | 7 | W | 19.08 | - | 19.08 | 2019-06-16 07:00 | 6 | 16 | 7 | W | 13.77 | - | 13.77
2017-06-16 08:00 | 6 | 16 | 8 |  | 24.99 | 24.99 | - | 2018-06-16 08:00 | 6 | 16 | 8 | W | 21.18 | - | 21.18 | 2019-06-16 08:00 | 6 | 16 | 8 | W | 16.47 | - | 16.47
2017-06-16 09:00 | 6 | 16 | 9 |  | 26.84 | 26.84 | - | 2018-06-16 09:00 | 6 | 16 | 9 | W | 23.37 | - | 23.37 | 2019-06-16 09:00 | 6 | 16 | 9 | W | 19.11 | - | 19.11
2017-06-16 10:00 | 6 | 16 | 10 |  | 30.09 | 30.09 | - | 2018-06-16 10:00 | 6 | 16 | 10 | W | 26.42 | - | 26.42 | 2019-06-16 10:00 | 6 | 16 | 10 | W | 21.3 | - | 21.3
2017-06-16 11:00 | 6 | 16 | 11 |  | 34.64 | 34.64 | - | 2018-06-16 11:00 | 6 | 16 | 11 | W | 30.46 | - | 30.46 | 2019-06-16 11:00 | 6 | 16 | 11 | W | 22.89 | - | 22.89
2017-06-16 12:00 | 6 | 16 | 12 |  | 37.66 | 37.66 | - | 2018-06-16 12:00 | 6 | 16 | 12 | W | 36.01 | - | 36.01 | 2019-06-16 12:00 | 6 | 16 | 12 | W | 26.76 | - | 26.76
2017-06-16 13:00 | 6 | 16 | 13 |  | 39.41 | 39.41 | - | 2018-06-16 13:00 | 6 | 16 | 13 | W | 39.63 | - | 39.63 | 2019-06-16 13:00 | 6 | 16 | 13 | W | 29.41 | - | 29.41
2017-06-16 14:00 | 6 | 16 | 14 |  | 42.06 | 42.06 | - | 2018-06-16 14:00 | 6 | 16 | 14 | W | 45.75 | - | 45.75 | 2019-06-16 14:00 | 6 | 16 | 14 | W | 32.13 | - | 32.13
2017-06-16 15:00 | 6 | 16 | 15 |  | 43.11 | 43.11 | - | 2018-06-16 15:00 | 6 | 16 | 15 | W | 51.6 | - | 51.6 | 2019-06-16 15:00 | 6 | 16 | 15 | W | 33.9 | - | 33.9
2017-06-16 16:00 | 6 | 16 | 16 |  | 45.63 | 45.63 | - | 2018-06-16 16:00 | 6 | 16 | 16 | W | 58.7 | - | 58.7 | 2019-06-16 16:00 | 6 | 16 | 16 | W | 36.92 | - | 36.92
2017-06-16 17:00 | 6 | 16 | 17 |  | 41.73 | - | 41.73 | 2018-06-16 17:00 | 6 | 16 | 17 | W | 58.38 | - | 58.38 | 2019-06-16 17:00 | 6 | 16 | 17 | W | 37.12 | - | 37.12
2017-06-16 18:00 | 6 | 16 | 18 |  | 38.05 | - | 38.05 | 2018-06-16 18:00 | 6 | 16 | 18 | W | 47.4 | - | 47.4 | 2019-06-16 18:00 | 6 | 16 | 18 | W | 34.79 | - | 34.79
2017-06-16 19:00 | 6 | 16 | 19 |  | 35.7 | - | 35.7 | 2018-06-16 19:00 | 6 | 16 | 19 | W | 39.13 | - | 39.13 | 2019-06-16 19:00 | 6 | 16 | 19 | W | 30.98 | - | 30.98
2017-06-16 20:00 | 6 | 16 | 20 |  | 34.68 | - | 34.68 | 2018-06-16 20:00 | 6 | 16 | 20 | W | 37.55 | - | 37.55 | 2019-06-16 20:00 | 6 | 16 | 20 | W | 29.11 | - | 29.11
2017-06-16 21:00 | 6 | 16 | 21 |  | 32.05 | - | 32.05 | 2018-06-16 21:00 | 6 | 16 | 21 | W | 33.21 | - | 33.21 | 2019-06-16 21:00 | 6 | 16 | 21 | W | 28.44 | - | 28.44
2017-06-16 22:00 | 6 | 16 | 22 |  | 26.25 | - | 26.25 | 2018-06-16 22:00 | 6 | 16 | 22 | W | 26.5 | - | 26.5 | 2019-06-16 22:00 | 6 | 16 | 22 | W | 22.89 | - | 22.89
2017-06-16 23:00 | 6 | 16 | 23 |  | 23.91 | - | 23.91 | 2018-06-16 23:00 | 6 | 16 | 23 | W | 23.63 | - | 23.63 | 2019-06-16 23:00 | 6 | 16 | 23 | W | 20.6 | - | 20.6
2017-06-17 | 6 | 17 | 0 | W | 22.25 | - | 22.25 | 2018-06-17 | 6 | 17 | 0 | W | 20.93 | - | 20.93 | 2019-06-17 | 6 | 17 | 0 |  | 18.93 | - | 18.93
2017-06-17 01:00 | 6 | 17 | 1 | W | 20.92 | - | 20.92 | 2018-06-17 01:00 | 6 | 17 | 1 | W | 19.96 | - | 19.96 | 2019-06-17 01:00 | 6 | 17 | 1 |  | 17.67 | - | 17.67
2017-06-17 02:00 | 6 | 17 | 2 | W | 19.45 | - | 19.45 | 2018-06-17 02:00 | 6 | 17 | 2 | W | 19.31 | - | 19.31 | 2019-06-17 02:00 | 6 | 17 | 2 |  | 16.18 | - | 16.18
2017-06-17 03:00 | 6 | 17 | 3 | W | 18.06 | - | 18.06 | 2018-06-17 03:00 | 6 | 17 | 3 | W | 18.46 | - | 18.46 | 2019-06-17 03:00 | 6 | 17 | 3 |  | 15.77 | - | 15.77
2017-06-17 04:00 | 6 | 17 | 4 | W | 17.69 | - | 17.69 | 2018-06-17 04:00 | 6 | 17 | 4 | W | 17.62 | - | 17.62 | 2019-06-17 04:00 | 6 | 17 | 4 |  | 16.07 | - | 16.07
2017-06-17 05:00 | 6 | 17 | 5 | W | 17.65 | - | 17.65 | 2018-06-17 05:00 | 6 | 17 | 5 | W | 16.34 | - | 16.34 | 2019-06-17 05:00 | 6 | 17 | 5 |  | 18.17 | - | 18.17
2017-06-17 06:00 | 6 | 17 | 6 | W | 17.75 | - | 17.75 | 2018-06-17 06:00 | 6 | 17 | 6 | W | 16.66 | - | 16.66 | 2019-06-17 06:00 | 6 | 17 | 6 |  | 19.73 | - | 19.73
2017-06-17 07:00 | 6 | 17 | 7 | W | 20.34 | - | 20.34 | 2018-06-17 07:00 | 6 | 17 | 7 | W | 19.18 | - | 19.18 | 2019-06-17 07:00 | 6 | 17 | 7 |  | 20.4 | - | 20.4
2017-06-17 08:00 | 6 | 17 | 8 | W | 22.3 | - | 22.3 | 2018-06-17 08:00 | 6 | 17 | 8 | W | 21.12 | - | 21.12 | 2019-06-17 08:00 | 6 | 17 | 8 |  | 21.63 | 21.63 | -
2017-06-17 09:00 | 6 | 17 | 9 | W | 23.66 | - | 23.66 | 2018-06-17 09:00 | 6 | 17 | 9 | W | 24.22 | - | 24.22 | 2019-06-17 09:00 | 6 | 17 | 9 |  | 25.37 | 25.37 | -
2017-06-17 10:00 | 6 | 17 | 10 | W | 26.13 | - | 26.13 | 2018-06-17 10:00 | 6 | 17 | 10 | W | 29.12 | - | 29.12 | 2019-06-17 10:00 | 6 | 17 | 10 |  | 29.09 | 29.09 | -
2017-06-17 11:00 | 6 | 17 | 11 | W | 28.65 | - | 28.65 | 2018-06-17 11:00 | 6 | 17 | 11 | W | 36.65 | - | 36.65 | 2019-06-17 11:00 | 6 | 17 | 11 |  | 29.8 | 29.8 | -
2017-06-17 12:00 | 6 | 17 | 12 | W | 32.76 | - | 32.76 | 2018-06-17 12:00 | 6 | 17 | 12 | W | 40.14 | - | 40.14 | 2019-06-17 12:00 | 6 | 17 | 12 |  | 33.31 | 33.31 | -
2017-06-17 13:00 | 6 | 17 | 13 | W | 34.14 | - | 34.14 | 2018-06-17 13:00 | 6 | 17 | 13 | W | 45.38 | - | 45.38 | 2019-06-17 13:00 | 6 | 17 | 13 |  | 34.2 | 34.2 | -
2017-06-17 14:00 | 6 | 17 | 14 | W | 34.98 | - | 34.98 | 2018-06-17 14:00 | 6 | 17 | 14 | W | 49.09 | - | 49.09 | 2019-06-17 14:00 | 6 | 17 | 14 |  | 35.03 | 35.03 | -
2017-06-17 15:00 | 6 | 17 | 15 | W | 36.49 | - | 36.49 | 2018-06-17 15:00 | 6 | 17 | 15 | W | 59 | - | 59 | 2019-06-17 15:00 | 6 | 17 | 15 |  | 34.68 | 34.68 | -
2017-06-17 16:00 | 6 | 17 | 16 | W | 42.53 | - | 42.53 | 2018-06-17 16:00 | 6 | 17 | 16 | W | 64.37 | - | 64.37 | 2019-06-17 16:00 | 6 | 17 | 16 |  | 35.17 | 35.17 | -
2017-06-17 17:00 | 6 | 17 | 17 | W | 41.1 | - | 41.1 | 2018-06-17 17:00 | 6 | 17 | 17 | W | 66.76 | - | 66.76 | 2019-06-17 17:00 | 6 | 17 | 17 |  | 34.68 | - | 34.68
2017-06-17 18:00 | 6 | 17 | 18 | W | 36.92 | - | 36.92 | 2018-06-17 18:00 | 6 | 17 | 18 | W | 51.11 | - | 51.11 | 2019-06-17 18:00 | 6 | 17 | 18 |  | 31.23 | - | 31.23
2017-06-17 19:00 | 6 | 17 | 19 | W | 34.08 | - | 34.08 | 2018-06-17 19:00 | 6 | 17 | 19 | W | 43.76 | - | 43.76 | 2019-06-17 19:00 | 6 | 17 | 19 |  | 29.08 | - | 29.08
2017-06-17 20:00 | 6 | 17 | 20 | W | 33.21 | - | 33.21 | 2018-06-17 20:00 | 6 | 17 | 20 | W | 43.56 | - | 43.56 | 2019-06-17 20:00 | 6 | 17 | 20 |  | 29.21 | - | 29.21
2017-06-17 21:00 | 6 | 17 | 21 | W | 31.21 | - | 31.21 | 2018-06-17 21:00 | 6 | 17 | 21 | W | 40.24 | - | 40.24 | 2019-06-17 21:00 | 6 | 17 | 21 |  | 28.33 | - | 28.33
2017-06-17 22:00 | 6 | 17 | 22 | W | 26.1 | - | 26.1 | 2018-06-17 22:00 | 6 | 17 | 22 | W | 30.34 | - | 30.34 | 2019-06-17 22:00 | 6 | 17 | 22 |  | 22.95 | - | 22.95
2017-06-17 23:00 | 6 | 17 | 23 | W | 23.39 | - | 23.39 | 2018-06-17 23:00 | 6 | 17 | 23 | W | 27.73 | - | 27.73 | 2019-06-17 23:00 | 6 | 17 | 23 |  | 20.53 | - | 20.53
2017-06-18 | 6 | 18 | 0 | W | 22.23 | - | 22.23 | 2018-06-18 | 6 | 18 | 0 |  | 23.09 | - | 23.09 | 2019-06-18 | 6 | 18 | 0 |  | 18.22 | - | 18.22
2017-06-18 01:00 | 6 | 18 | 1 | W | 21.43 | - | 21.43 | 2018-06-18 01:00 | 6 | 18 | 1 |  | 20.72 | - | 20.72 | 2019-06-18 01:00 | 6 | 18 | 1 |  | 18.11 | - | 18.11
2017-06-18 02:00 | 6 | 18 | 2 | W | 19.85 | - | 19.85 | 2018-06-18 02:00 | 6 | 18 | 2 |  | 19.83 | - | 19.83 | 2019-06-18 02:00 | 6 | 18 | 2 |  | 16.45 | - | 16.45
2017-06-18 03:00 | 6 | 18 | 3 | W | 18.18 | - | 18.18 | 2018-06-18 03:00 | 6 | 18 | 3 |  | 19.22 | - | 19.22 | 2019-06-18 03:00 | 6 | 18 | 3 |  | 15.95 | - | 15.95
2017-06-18 04:00 | 6 | 18 | 4 | W | 17.45 | - | 17.45 | 2018-06-18 04:00 | 6 | 18 | 4 |  | 19.2 | - | 19.2 | 2019-06-18 04:00 | 6 | 18 | 4 |  | 16.17 | - | 16.17
2017-06-18 05:00 | 6 | 18 | 5 | W | 17.22 | - | 17.22 | 2018-06-18 05:00 | 6 | 18 | 5 |  | 20 | - | 20 | 2019-06-18 05:00 | 6 | 18 | 5 |  | 18.17 | - | 18.17
2017-06-18 06:00 | 6 | 18 | 6 | W | 16.93 | - | 16.93 | 2018-06-18 06:00 | 6 | 18 | 6 |  | 22.81 | - | 22.81 | 2019-06-18 06:00 | 6 | 18 | 6 |  | 19.25 | - | 19.25
2017-06-18 07:00 | 6 | 18 | 7 | W | 19.56 | - | 19.56 | 2018-06-18 07:00 | 6 | 18 | 7 |  | 24.75 | - | 24.75 | 2019-06-18 07:00 | 6 | 18 | 7 |  | 20.03 | - | 20.03
2017-06-18 08:00 | 6 | 18 | 8 | W | 22.11 | - | 22.11 | 2018-06-18 08:00 | 6 | 18 | 8 |  | 29.31 | 29.31 | - | 2019-06-18 08:00 | 6 | 18 | 8 |  | 21.15 | 21.15 | -
2017-06-18 09:00 | 6 | 18 | 9 | W | 23.67 | - | 23.67 | 2018-06-18 09:00 | 6 | 18 | 9 |  | 34.21 | 34.21 | - | 2019-06-18 09:00 | 6 | 18 | 9 |  | 22.88 | 22.88 | -
2017-06-18 10:00 | 6 | 18 | 10 | W | 26.68 | - | 26.68 | 2018-06-18 10:00 | 6 | 18 | 10 |  | 42.27 | 42.27 | - | 2019-06-18 10:00 | 6 | 18 | 10 |  | 26.05 | 26.05 | -
2017-06-18 11:00 | 6 | 18 | 11 | W | 29.61 | - | 29.61 | 2018-06-18 11:00 | 6 | 18 | 11 |  | 47.95 | 47.95 | - | 2019-06-18 11:00 | 6 | 18 | 11 |  | 26.67 | 26.67 | -
2017-06-18 12:00 | 6 | 18 | 12 | W | 33.36 | - | 33.36 | 2018-06-18 12:00 | 6 | 18 | 12 |  | 59.58 | 59.58 | - | 2019-06-18 12:00 | 6 | 18 | 12 |  | 28.16 | 28.16 | -
2017-06-18 13:00 | 6 | 18 | 13 | W | 33.41 | - | 33.41 | 2018-06-18 13:00 | 6 | 18 | 13 |  | 78.04 | 78.04 | - | 2019-06-18 13:00 | 6 | 18 | 13 |  | 28.8 | 28.8 | -
2017-06-18 14:00 | 6 | 18 | 14 | W | 35.13 | - | 35.13 | 2018-06-18 14:00 | 6 | 18 | 14 |  | 92.07 | 92.07 | - | 2019-06-18 14:00 | 6 | 18 | 14 |  | 29.42 | 29.42 | -
2017-06-18 15:00 | 6 | 18 | 15 | W | 35.84 | - | 35.84 | 2018-06-18 15:00 | 6 | 18 | 15 |  | 120.4 | 120.4 | - | 2019-06-18 15:00 | 6 | 18 | 15 |  | 30.48 | 30.48 | -
2017-06-18 16:00 | 6 | 18 | 16 | W | 40.39 | - | 40.39 | 2018-06-18 16:00 | 6 | 18 | 16 |  | 139.79 | 139.79 | - | 2019-06-18 16:00 | 6 | 18 | 16 |  | 30.75 | 30.75 | -
2017-06-18 17:00 | 6 | 18 | 17 | W | 36.74 | - | 36.74 | 2018-06-18 17:00 | 6 | 18 | 17 |  | 95.98 | - | 95.98 | 2019-06-18 17:00 | 6 | 18 | 17 |  | 31.94 | - | 31.94
2017-06-18 18:00 | 6 | 18 | 18 | W | 34.57 | - | 34.57 | 2018-06-18 18:00 | 6 | 18 | 18 |  | 75.52 | - | 75.52 | 2019-06-18 18:00 | 6 | 18 | 18 |  | 29.05 | - | 29.05
2017-06-18 19:00 | 6 | 18 | 19 | W | 32.62 | - | 32.62 | 2018-06-18 19:00 | 6 | 18 | 19 |  | 59.15 | - | 59.15 | 2019-06-18 19:00 | 6 | 18 | 19 |  | 26.92 | - | 26.92
2017-06-18 20:00 | 6 | 18 | 20 | W | 32.24 | - | 32.24 | 2018-06-18 20:00 | 6 | 18 | 20 |  | 54.61 | - | 54.61 | 2019-06-18 20:00 | 6 | 18 | 20 |  | 27.27 | - | 27.27
2017-06-18 21:00 | 6 | 18 | 21 | W | 32.12 | - | 32.12 | 2018-06-18 21:00 | 6 | 18 | 21 |  | 46.05 | - | 46.05 | 2019-06-18 21:00 | 6 | 18 | 21 |  | 26.6 | - | 26.6
2017-06-18 22:00 | 6 | 18 | 22 | W | 26.85 | - | 26.85 | 2018-06-18 22:00 | 6 | 18 | 22 |  | 36.22 | - | 36.22 | 2019-06-18 22:00 | 6 | 18 | 22 |  | 22.51 | - | 22.51
2017-06-18 23:00 | 6 | 18 | 23 | W | 23.66 | - | 23.66 | 2018-06-18 23:00 | 6 | 18 | 23 |  | 31.12 | - | 31.12 | 2019-06-18 23:00 | 6 | 18 | 23 |  | 20.14 | - | 20.14
2017-06-19 | 6 | 19 | 0 |  | 22.53 | - | 22.53 | 2018-06-19 | 6 | 19 | 0 |  | 23.81 | - | 23.81 | 2019-06-19 | 6 | 19 | 0 |  | 18.72 | - | 18.72
2017-06-19 01:00 | 6 | 19 | 1 |  | 20.91 | - | 20.91 | 2018-06-19 01:00 | 6 | 19 | 1 |  | 21.17 | - | 21.17 | 2019-06-19 01:00 | 6 | 19 | 1 |  | 18.5 | - | 18.5
2017-06-19 02:00 | 6 | 19 | 2 |  | 20.21 | - | 20.21 | 2018-06-19 02:00 | 6 | 19 | 2 |  | 20.32 | - | 20.32 | 2019-06-19 02:00 | 6 | 19 | 2 |  | 17.02 | - | 17.02
2017-06-19 03:00 | 6 | 19 | 3 |  | 19.35 | - | 19.35 | 2018-06-19 03:00 | 6 | 19 | 3 |  | 19.7 | - | 19.7 | 2019-06-19 03:00 | 6 | 19 | 3 |  | 16.39 | - | 16.39
2017-06-19 04:00 | 6 | 19 | 4 |  | 19.52 | - | 19.52 | 2018-06-19 04:00 | 6 | 19 | 4 |  | 19.76 | - | 19.76 | 2019-06-19 04:00 | 6 | 19 | 4 |  | 16.73 | - | 16.73
2017-06-19 05:00 | 6 | 19 | 5 |  | 20.76 | - | 20.76 | 2018-06-19 05:00 | 6 | 19 | 5 |  | 20.43 | - | 20.43 | 2019-06-19 05:00 | 6 | 19 | 5 |  | 18.26 | - | 18.26
2017-06-19 06:00 | 6 | 19 | 6 |  | 22.25 | - | 22.25 | 2018-06-19 06:00 | 6 | 19 | 6 |  | 22.98 | - | 22.98 | 2019-06-19 06:00 | 6 | 19 | 6 |  | 19.85 | - | 19.85
2017-06-19 07:00 | 6 | 19 | 7 |  | 23.81 | - | 23.81 | 2018-06-19 07:00 | 6 | 19 | 7 |  | 25.21 | - | 25.21 | 2019-06-19 07:00 | 6 | 19 | 7 |  | 20.28 | - | 20.28
2017-06-19 08:00 | 6 | 19 | 8 |  | 26.35 | 26.35 | - | 2018-06-19 08:00 | 6 | 19 | 8 |  | 26.57 | 26.57 | - | 2019-06-19 08:00 | 6 | 19 | 8 |  | 21.26 | 21.26 | -
2017-06-19 09:00 | 6 | 19 | 9 |  | 29.66 | 29.66 | - | 2018-06-19 09:00 | 6 | 19 | 9 |  | 30.21 | 30.21 | - | 2019-06-19 09:00 | 6 | 19 | 9 |  | 23.57 | 23.57 | -
2017-06-19 10:00 | 6 | 19 | 10 |  | 33.29 | 33.29 | - | 2018-06-19 10:00 | 6 | 19 | 10 |  | 37.04 | 37.04 | - | 2019-06-19 10:00 | 6 | 19 | 10 |  | 25.96 | 25.96 | -
2017-06-19 11:00 | 6 | 19 | 11 |  | 34.64 | 34.64 | - | 2018-06-19 11:00 | 6 | 19 | 11 |  | 42.43 | 42.43 | - | 2019-06-19 11:00 | 6 | 19 | 11 |  | 28.26 | 28.26 | -
2017-06-19 12:00 | 6 | 19 | 12 |  | 38.57 | 38.57 | - | 2018-06-19 12:00 | 6 | 19 | 12 |  | 47.11 | 47.11 | - | 2019-06-19 12:00 | 6 | 19 | 12 |  | 28.49 | 28.49 | -
2017-06-19 13:00 | 6 | 19 | 13 |  | 38.9 | 38.9 | - | 2018-06-19 13:00 | 6 | 19 | 13 |  | 49 | 49 | - | 2019-06-19 13:00 | 6 | 19 | 13 |  | 31.36 | 31.36 | -
2017-06-19 14:00 | 6 | 19 | 14 |  | 39.99 | 39.99 | - | 2018-06-19 14:00 | 6 | 19 | 14 |  | 52.17 | 52.17 | - | 2019-06-19 14:00 | 6 | 19 | 14 |  | 31.25 | 31.25 | -
2017-06-19 15:00 | 6 | 19 | 15 |  | 38.77 | 38.77 | - | 2018-06-19 15:00 | 6 | 19 | 15 |  | 56.11 | 56.11 | - | 2019-06-19 15:00 | 6 | 19 | 15 |  | 32.06 | 32.06 | -
2017-06-19 16:00 | 6 | 19 | 16 |  | 41.03 | 41.03 | - | 2018-06-19 16:00 | 6 | 19 | 16 |  | 52.64 | 52.64 | - | 2019-06-19 16:00 | 6 | 19 | 16 |  | 33.22 | 33.22 | -
2017-06-19 17:00 | 6 | 19 | 17 |  | 36.34 | - | 36.34 | 2018-06-19 17:00 | 6 | 19 | 17 |  | 49.33 | - | 49.33 | 2019-06-19 17:00 | 6 | 19 | 17 |  | 32.05 | - | 32.05
2017-06-19 18:00 | 6 | 19 | 18 |  | 33.67 | - | 33.67 | 2018-06-19 18:00 | 6 | 19 | 18 |  | 43.26 | - | 43.26 | 2019-06-19 18:00 | 6 | 19 | 18 |  | 28.08 | - | 28.08
2017-06-19 19:00 | 6 | 19 | 19 |  | 31.46 | - | 31.46 | 2018-06-19 19:00 | 6 | 19 | 19 |  | 36.65 | - | 36.65 | 2019-06-19 19:00 | 6 | 19 | 19 |  | 26.84 | - | 26.84
2017-06-19 20:00 | 6 | 19 | 20 |  | 31.86 | - | 31.86 | 2018-06-19 20:00 | 6 | 19 | 20 |  | 34.5 | - | 34.5 | 2019-06-19 20:00 | 6 | 19 | 20 |  | 26.26 | - | 26.26
2017-06-19 21:00 | 6 | 19 | 21 |  | 29.94 | - | 29.94 | 2018-06-19 21:00 | 6 | 19 | 21 |  | 32.96 | - | 32.96 | 2019-06-19 21:00 | 6 | 19 | 21 |  | 24.7 | - | 24.7
2017-06-19 22:00 | 6 | 19 | 22 |  | 24.95 | - | 24.95 | 2018-06-19 22:00 | 6 | 19 | 22 |  | 26.91 | - | 26.91 | 2019-06-19 22:00 | 6 | 19 | 22 |  | 21.82 | - | 21.82
2017-06-19 23:00 | 6 | 19 | 23 |  | 22.36 | - | 22.36 | 2018-06-19 23:00 | 6 | 19 | 23 |  | 24.19 | - | 24.19 | 2019-06-19 23:00 | 6 | 19 | 23 |  | 19.87 | - | 19.87
2017-06-20 | 6 | 20 | 0 |  | 21.29 | - | 21.29 | 2018-06-20 | 6 | 20 | 0 |  | 22.5 | - | 22.5 | 2019-06-20 | 6 | 20 | 0 |  | 18.88 | - | 18.88
2017-06-20 01:00 | 6 | 20 | 1 |  | 20.46 | - | 20.46 | 2018-06-20 01:00 | 6 | 20 | 1 |  | 20.87 | - | 20.87 | 2019-06-20 01:00 | 6 | 20 | 1 |  | 18.13 | - | 18.13
2017-06-20 02:00 | 6 | 20 | 2 |  | 19.19 | - | 19.19 | 2018-06-20 02:00 | 6 | 20 | 2 |  | 20.07 | - | 20.07 | 2019-06-20 02:00 | 6 | 20 | 2 |  | 16.74 | - | 16.74
2017-06-20 03:00 | 6 | 20 | 3 |  | 18.34 | - | 18.34 | 2018-06-20 03:00 | 6 | 20 | 3 |  | 19.4 | - | 19.4 | 2019-06-20 03:00 | 6 | 20 | 3 |  | 16.16 | - | 16.16
2017-06-20 04:00 | 6 | 20 | 4 |  | 18.63 | - | 18.63 | 2018-06-20 04:00 | 6 | 20 | 4 |  | 19.42 | - | 19.42 | 2019-06-20 04:00 | 6 | 20 | 4 |  | 16.57 | - | 16.57
2017-06-20 05:00 | 6 | 20 | 5 |  | 19.96 | - | 19.96 | 2018-06-20 05:00 | 6 | 20 | 5 |  | 20.31 | - | 20.31 | 2019-06-20 05:00 | 6 | 20 | 5 |  | 18.66 | - | 18.66
2017-06-20 06:00 | 6 | 20 | 6 |  | 21.43 | - | 21.43 | 2018-06-20 06:00 | 6 | 20 | 6 |  | 22.47 | - | 22.47 | 2019-06-20 06:00 | 6 | 20 | 6 |  | 19.51 | - | 19.51
2017-06-20 07:00 | 6 | 20 | 7 |  | 22.69 | - | 22.69 | 2018-06-20 07:00 | 6 | 20 | 7 |  | 22.89 | - | 22.89 | 2019-06-20 07:00 | 6 | 20 | 7 |  | 20.04 | - | 20.04
2017-06-20 08:00 | 6 | 20 | 8 |  | 23.65 | 23.65 | - | 2018-06-20 08:00 | 6 | 20 | 8 |  | 24.6 | 24.6 | - | 2019-06-20 08:00 | 6 | 20 | 8 |  | 20.54 | 20.54 | -
2017-06-20 09:00 | 6 | 20 | 9 |  | 25.62 | 25.62 | - | 2018-06-20 09:00 | 6 | 20 | 9 |  | 26.84 | 26.84 | - | 2019-06-20 09:00 | 6 | 20 | 9 |  | 22.96 | 22.96 | -
2017-06-20 10:00 | 6 | 20 | 10 |  | 27.86 | 27.86 | - | 2018-06-20 10:00 | 6 | 20 | 10 |  | 29.64 | 29.64 | - | 2019-06-20 10:00 | 6 | 20 | 10 |  | 24.66 | 24.66 | -
2017-06-20 11:00 | 6 | 20 | 11 |  | 29.69 | 29.69 | - | 2018-06-20 11:00 | 6 | 20 | 11 |  | 34.85 | 34.85 | - | 2019-06-20 11:00 | 6 | 20 | 11 |  | 26.36 | 26.36 | -
2017-06-20 12:00 | 6 | 20 | 12 |  | 31.41 | 31.41 | - | 2018-06-20 12:00 | 6 | 20 | 12 |  | 37.26 | 37.26 | - | 2019-06-20 12:00 | 6 | 20 | 12 |  | 27.4 | 27.4 | -
2017-06-20 13:00 | 6 | 20 | 13 |  | 33.11 | 33.11 | - | 2018-06-20 13:00 | 6 | 20 | 13 |  | 40.55 | 40.55 | - | 2019-06-20 13:00 | 6 | 20 | 13 |  | 30.27 | 30.27 | -
2017-06-20 14:00 | 6 | 20 | 14 |  | 34.1 | 34.1 | - | 2018-06-20 14:00 | 6 | 20 | 14 |  | 43.07 | 43.07 | - | 2019-06-20 14:00 | 6 | 20 | 14 |  | 29.04 | 29.04 | -
2017-06-20 15:00 | 6 | 20 | 15 |  | 35.55 | 35.55 | - | 2018-06-20 15:00 | 6 | 20 | 15 |  | 43.57 | 43.57 | - | 2019-06-20 15:00 | 6 | 20 | 15 |  | 29.75 | 29.75 | -
2017-06-20 16:00 | 6 | 20 | 16 |  | 38.1 | 38.1 | - | 2018-06-20 16:00 | 6 | 20 | 16 |  | 44.88 | 44.88 | - | 2019-06-20 16:00 | 6 | 20 | 16 |  | 31.68 | 31.68 | -
2017-06-20 17:00 | 6 | 20 | 17 |  | 38.06 | - | 38.06 | 2018-06-20 17:00 | 6 | 20 | 17 |  | 43 | - | 43 | 2019-06-20 17:00 | 6 | 20 | 17 |  | 30.91 | - | 30.91
2017-06-20 18:00 | 6 | 20 | 18 |  | 33.46 | - | 33.46 | 2018-06-20 18:00 | 6 | 20 | 18 |  | 36.25 | - | 36.25 | 2019-06-20 18:00 | 6 | 20 | 18 |  | 27.6 | - | 27.6
2017-06-20 19:00 | 6 | 20 | 19 |  | 31.06 | - | 31.06 | 2018-06-20 19:00 | 6 | 20 | 19 |  | 34.4 | - | 34.4 | 2019-06-20 19:00 | 6 | 20 | 19 |  | 26.71 | - | 26.71
2017-06-20 20:00 | 6 | 20 | 20 |  | 29.95 | - | 29.95 | 2018-06-20 20:00 | 6 | 20 | 20 |  | 33.48 | - | 33.48 | 2019-06-20 20:00 | 6 | 20 | 20 |  | 25.24 | - | 25.24
2017-06-20 21:00 | 6 | 20 | 21 |  | 28.58 | - | 28.58 | 2018-06-20 21:00 | 6 | 20 | 21 |  | 31.5 | - | 31.5 | 2019-06-20 21:00 | 6 | 20 | 21 |  | 25.65 | - | 25.65
2017-06-20 22:00 | 6 | 20 | 22 |  | 25.22 | - | 25.22 | 2018-06-20 22:00 | 6 | 20 | 22 |  | 25.24 | - | 25.24 | 2019-06-20 22:00 | 6 | 20 | 22 |  | 21 | - | 21
2017-06-20 23:00 | 6 | 20 | 23 |  | 22.76 | - | 22.76 | 2018-06-20 23:00 | 6 | 20 | 23 |  | 23.14 | - | 23.14 | 2019-06-20 23:00 | 6 | 20 | 23 |  | 18.48 | - | 18.48
2017-06-21 | 6 | 21 | 0 |  | 20.57 | - | 20.57 | 2018-06-21 | 6 | 21 | 0 |  | 20.17 | - | 20.17 | 2019-06-21 | 6 | 21 | 0 |  | 18.99 | - | 18.99
2017-06-21 01:00 | 6 | 21 | 1 |  | 19.38 | - | 19.38 | 2018-06-21 01:00 | 6 | 21 | 1 |  | 19.95 | - | 19.95 | 2019-06-21 01:00 | 6 | 21 | 1 |  | 18.7 | - | 18.7
2017-06-21 02:00 | 6 | 21 | 2 |  | 18.28 | - | 18.28 | 2018-06-21 02:00 | 6 | 21 | 2 |  | 19.14 | - | 19.14 | 2019-06-21 02:00 | 6 | 21 | 2 |  | 16.74 | - | 16.74
2017-06-21 03:00 | 6 | 21 | 3 |  | 17.17 | - | 17.17 | 2018-06-21 03:00 | 6 | 21 | 3 |  | 18.49 | - | 18.49 | 2019-06-21 03:00 | 6 | 21 | 3 |  | 16.3 | - | 16.3
2017-06-21 04:00 | 6 | 21 | 4 |  | 17.67 | - | 17.67 | 2018-06-21 04:00 | 6 | 21 | 4 |  | 18.57 | - | 18.57 | 2019-06-21 04:00 | 6 | 21 | 4 |  | 16.19 | - | 16.19
2017-06-21 05:00 | 6 | 21 | 5 |  | 19.37 | - | 19.37 | 2018-06-21 05:00 | 6 | 21 | 5 |  | 19.42 | - | 19.42 | 2019-06-21 05:00 | 6 | 21 | 5 |  | 18.34 | - | 18.34
2017-06-21 06:00 | 6 | 21 | 6 |  | 20.81 | - | 20.81 | 2018-06-21 06:00 | 6 | 21 | 6 |  | 20.03 | - | 20.03 | 2019-06-21 06:00 | 6 | 21 | 6 |  | 19.14 | - | 19.14
2017-06-21 07:00 | 6 | 21 | 7 |  | 21.63 | - | 21.63 | 2018-06-21 07:00 | 6 | 21 | 7 |  | 20.5 | - | 20.5 | 2019-06-21 07:00 | 6 | 21 | 7 |  | 19.46 | - | 19.46
2017-06-21 08:00 | 6 | 21 | 8 |  | 22.9 | 22.9 | - | 2018-06-21 08:00 | 6 | 21 | 8 |  | 22.55 | 22.55 | - | 2019-06-21 08:00 | 6 | 21 | 8 |  | 20.52 | 20.52 | -
2017-06-21 09:00 | 6 | 21 | 9 |  | 24.47 | 24.47 | - | 2018-06-21 09:00 | 6 | 21 | 9 |  | 24.54 | 24.54 | - | 2019-06-21 09:00 | 6 | 21 | 9 |  | 22.12 | 22.12 | -
2017-06-21 10:00 | 6 | 21 | 10 |  | 26.45 | 26.45 | - | 2018-06-21 10:00 | 6 | 21 | 10 |  | 27.37 | 27.37 | - | 2019-06-21 10:00 | 6 | 21 | 10 |  | 23.07 | 23.07 | -
2017-06-21 11:00 | 6 | 21 | 11 |  | 28.36 | 28.36 | - | 2018-06-21 11:00 | 6 | 21 | 11 |  | 29.53 | 29.53 | - | 2019-06-21 11:00 | 6 | 21 | 11 |  | 24.28 | 24.28 | -
2017-06-21 12:00 | 6 | 21 | 12 |  | 31.48 | 31.48 | - | 2018-06-21 12:00 | 6 | 21 | 12 |  | 30.78 | 30.78 | - | 2019-06-21 12:00 | 6 | 21 | 12 |  | 25.3 | 25.3 | -
2017-06-21 13:00 | 6 | 21 | 13 |  | 32.62 | 32.62 | - | 2018-06-21 13:00 | 6 | 21 | 13 |  | 33.58 | 33.58 | - | 2019-06-21 13:00 | 6 | 21 | 13 |  | 26.5 | 26.5 | -
2017-06-21 14:00 | 6 | 21 | 14 |  | 33.05 | 33.05 | - | 2018-06-21 14:00 | 6 | 21 | 14 |  | 35.44 | 35.44 | - | 2019-06-21 14:00 | 6 | 21 | 14 |  | 27.14 | 27.14 | -
2017-06-21 15:00 | 6 | 21 | 15 |  | 37.44 | 37.44 | - | 2018-06-21 15:00 | 6 | 21 | 15 |  | 35.84 | 35.84 | - | 2019-06-21 15:00 | 6 | 21 | 15 |  | 28.19 | 28.19 | -
2017-06-21 16:00 | 6 | 21 | 16 |  | 40.29 | 40.29 | - | 2018-06-21 16:00 | 6 | 21 | 16 |  | 38.49 | 38.49 | - | 2019-06-21 16:00 | 6 | 21 | 16 |  | 30.57 | 30.57 | -
2017-06-21 17:00 | 6 | 21 | 17 |  | 37.18 | - | 37.18 | 2018-06-21 17:00 | 6 | 21 | 17 |  | 35.62 | - | 35.62 | 2019-06-21 17:00 | 6 | 21 | 17 |  | 29.09 | - | 29.09
2017-06-21 18:00 | 6 | 21 | 18 |  | 33.14 | - | 33.14 | 2018-06-21 18:00 | 6 | 21 | 18 |  | 31.71 | - | 31.71 | 2019-06-21 18:00 | 6 | 21 | 18 |  | 25.69 | - | 25.69
2017-06-21 19:00 | 6 | 21 | 19 |  | 30.41 | - | 30.41 | 2018-06-21 19:00 | 6 | 21 | 19 |  | 29.42 | - | 29.42 | 2019-06-21 19:00 | 6 | 21 | 19 |  | 23.52 | - | 23.52
2017-06-21 20:00 | 6 | 21 | 20 |  | 28.6 | - | 28.6 | 2018-06-21 20:00 | 6 | 21 | 20 |  | 29.86 | - | 29.86 | 2019-06-21 20:00 | 6 | 21 | 20 |  | 22.25 | - | 22.25
2017-06-21 21:00 | 6 | 21 | 21 |  | 27.5 | - | 27.5 | 2018-06-21 21:00 | 6 | 21 | 21 |  | 28.6 | - | 28.6 | 2019-06-21 21:00 | 6 | 21 | 21 |  | 22.33 | - | 22.33
2017-06-21 22:00 | 6 | 21 | 22 |  | 24.89 | - | 24.89 | 2018-06-21 22:00 | 6 | 21 | 22 |  | 23.29 | - | 23.29 | 2019-06-21 22:00 | 6 | 21 | 22 |  | 19.87 | - | 19.87
2017-06-21 23:00 | 6 | 21 | 23 |  | 22.35 | - | 22.35 | 2018-06-21 23:00 | 6 | 21 | 23 |  | 20.99 | - | 20.99 | 2019-06-21 23:00 | 6 | 21 | 23 |  | 17.44 | - | 17.44
2017-06-22 | 6 | 22 | 0 |  | 20.65 | - | 20.65 | 2018-06-22 | 6 | 22 | 0 |  | 20.93 | - | 20.93 | 2019-06-22 | 6 | 22 | 0 | W | 15.75 | - | 15.75
2017-06-22 01:00 | 6 | 22 | 1 |  | 19.8 | - | 19.8 | 2018-06-22 01:00 | 6 | 22 | 1 |  | 19.97 | - | 19.97 | 2019-06-22 01:00 | 6 | 22 | 1 | W | 15.25 | - | 15.25
2017-06-22 02:00 | 6 | 22 | 2 |  | 18.56 | - | 18.56 | 2018-06-22 02:00 | 6 | 22 | 2 |  | 19.57 | - | 19.57 | 2019-06-22 02:00 | 6 | 22 | 2 | W | 15.01 | - | 15.01
2017-06-22 03:00 | 6 | 22 | 3 |  | 17.4 | - | 17.4 | 2018-06-22 03:00 | 6 | 22 | 3 |  | 19.08 | - | 19.08 | 2019-06-22 03:00 | 6 | 22 | 3 | W | 14.07 | - | 14.07
2017-06-22 04:00 | 6 | 22 | 4 |  | 17.7 | - | 17.7 | 2018-06-22 04:00 | 6 | 22 | 4 |  | 19.12 | - | 19.12 | 2019-06-22 04:00 | 6 | 22 | 4 | W | 13.18 | - | 13.18
2017-06-22 05:00 | 6 | 22 | 5 |  | 19.35 | - | 19.35 | 2018-06-22 05:00 | 6 | 22 | 5 |  | 19.85 | - | 19.85 | 2019-06-22 05:00 | 6 | 22 | 5 | W | 13.08 | - | 13.08
2017-06-22 06:00 | 6 | 22 | 6 |  | 20.32 | - | 20.32 | 2018-06-22 06:00 | 6 | 22 | 6 |  | 21.13 | - | 21.13 | 2019-06-22 06:00 | 6 | 22 | 6 | W | 13.14 | - | 13.14
2017-06-22 07:00 | 6 | 22 | 7 |  | 21.75 | - | 21.75 | 2018-06-22 07:00 | 6 | 22 | 7 |  | 22.61 | - | 22.61 | 2019-06-22 07:00 | 6 | 22 | 7 | W | 15 | - | 15
2017-06-22 08:00 | 6 | 22 | 8 |  | 24.03 | 24.03 | - | 2018-06-22 08:00 | 6 | 22 | 8 |  | 23.61 | 23.61 | - | 2019-06-22 08:00 | 6 | 22 | 8 | W | 16.22 | - | 16.22
2017-06-22 09:00 | 6 | 22 | 9 |  | 25.8 | 25.8 | - | 2018-06-22 09:00 | 6 | 22 | 9 |  | 25.42 | 25.42 | - | 2019-06-22 09:00 | 6 | 22 | 9 | W | 17.81 | - | 17.81
2017-06-22 10:00 | 6 | 22 | 10 |  | 29.12 | 29.12 | - | 2018-06-22 10:00 | 6 | 22 | 10 |  | 27.24 | 27.24 | - | 2019-06-22 10:00 | 6 | 22 | 10 | W | 18.34 | - | 18.34
2017-06-22 11:00 | 6 | 22 | 11 |  | 33.69 | 33.69 | - | 2018-06-22 11:00 | 6 | 22 | 11 |  | 30.95 | 30.95 | - | 2019-06-22 11:00 | 6 | 22 | 11 | W | 20.15 | - | 20.15
2017-06-22 12:00 | 6 | 22 | 12 |  | 36.69 | 36.69 | - | 2018-06-22 12:00 | 6 | 22 | 12 |  | 30.56 | 30.56 | - | 2019-06-22 12:00 | 6 | 22 | 12 | W | 21.19 | - | 21.19
2017-06-22 13:00 | 6 | 22 | 13 |  | 38.54 | 38.54 | - | 2018-06-22 13:00 | 6 | 22 | 13 |  | 32.08 | 32.08 | - | 2019-06-22 13:00 | 6 | 22 | 13 | W | 21.92 | - | 21.92
2017-06-22 14:00 | 6 | 22 | 14 |  | 40 | 40 | - | 2018-06-22 14:00 | 6 | 22 | 14 |  | 32.41 | 32.41 | - | 2019-06-22 14:00 | 6 | 22 | 14 | W | 23 | - | 23
2017-06-22 15:00 | 6 | 22 | 15 |  | 43.38 | 43.38 | - | 2018-06-22 15:00 | 6 | 22 | 15 |  | 31.59 | 31.59 | - | 2019-06-22 15:00 | 6 | 22 | 15 | W | 24.65 | - | 24.65
2017-06-22 16:00 | 6 | 22 | 16 |  | 49.78 | 49.78 | - | 2018-06-22 16:00 | 6 | 22 | 16 |  | 31.8 | 31.8 | - | 2019-06-22 16:00 | 6 | 22 | 16 | W | 26.18 | - | 26.18
2017-06-22 17:00 | 6 | 22 | 17 |  | 46.92 | - | 46.92 | 2018-06-22 17:00 | 6 | 22 | 17 |  | 29.71 | - | 29.71 | 2019-06-22 17:00 | 6 | 22 | 17 | W | 27.35 | - | 27.35
2017-06-22 18:00 | 6 | 22 | 18 |  | 39.15 | - | 39.15 | 2018-06-22 18:00 | 6 | 22 | 18 |  | 27.64 | - | 27.64 | 2019-06-22 18:00 | 6 | 22 | 18 | W | 25.06 | - | 25.06
2017-06-22 19:00 | 6 | 22 | 19 |  | 36.94 | - | 36.94 | 2018-06-22 19:00 | 6 | 22 | 19 |  | 25.79 | - | 25.79 | 2019-06-22 19:00 | 6 | 22 | 19 | W | 23.35 | - | 23.35
2017-06-22 20:00 | 6 | 22 | 20 |  | 37.75 | - | 37.75 | 2018-06-22 20:00 | 6 | 22 | 20 |  | 25.21 | - | 25.21 | 2019-06-22 20:00 | 6 | 22 | 20 | W | 22.62 | - | 22.62
2017-06-22 21:00 | 6 | 22 | 21 |  | 35 | - | 35 | 2018-06-22 21:00 | 6 | 22 | 21 |  | 24.81 | - | 24.81 | 2019-06-22 21:00 | 6 | 22 | 21 | W | 22.1 | - | 22.1
2017-06-22 22:00 | 6 | 22 | 22 |  | 27.46 | - | 27.46 | 2018-06-22 22:00 | 6 | 22 | 22 |  | 21.84 | - | 21.84 | 2019-06-22 22:00 | 6 | 22 | 22 | W | 18.97 | - | 18.97
2017-06-22 23:00 | 6 | 22 | 23 |  | 24.91 | - | 24.91 | 2018-06-22 23:00 | 6 | 22 | 23 |  | 20.54 | - | 20.54 | 2019-06-22 23:00 | 6 | 22 | 23 | W | 16.53 | - | 16.53
2017-06-23 | 6 | 23 | 0 |  | 22.48 | - | 22.48 | 2018-06-23 | 6 | 23 | 0 | W | 19.85 | - | 19.85 | 2019-06-23 | 6 | 23 | 0 | W | 14.55 | - | 14.55
2017-06-23 01:00 | 6 | 23 | 1 |  | 21.4 | - | 21.4 | 2018-06-23 01:00 | 6 | 23 | 1 | W | 19.8 | - | 19.8 | 2019-06-23 01:00 | 6 | 23 | 1 | W | 14.11 | - | 14.11
2017-06-23 02:00 | 6 | 23 | 2 |  | 20.15 | - | 20.15 | 2018-06-23 02:00 | 6 | 23 | 2 | W | 19.33 | - | 19.33 | 2019-06-23 02:00 | 6 | 23 | 2 | W | 13.75 | - | 13.75
2017-06-23 03:00 | 6 | 23 | 3 |  | 19.45 | - | 19.45 | 2018-06-23 03:00 | 6 | 23 | 3 | W | 18.78 | - | 18.78 | 2019-06-23 03:00 | 6 | 23 | 3 | W | 12.87 | - | 12.87
2017-06-23 04:00 | 6 | 23 | 4 |  | 19.45 | - | 19.45 | 2018-06-23 04:00 | 6 | 23 | 4 | W | 18.73 | - | 18.73 | 2019-06-23 04:00 | 6 | 23 | 4 | W | 12.43 | - | 12.43
2017-06-23 05:00 | 6 | 23 | 5 |  | 20.76 | - | 20.76 | 2018-06-23 05:00 | 6 | 23 | 5 | W | 18.74 | - | 18.74 | 2019-06-23 05:00 | 6 | 23 | 5 | W | 11.61 | - | 11.61
2017-06-23 06:00 | 6 | 23 | 6 |  | 22.49 | - | 22.49 | 2018-06-23 06:00 | 6 | 23 | 6 | W | 19.18 | - | 19.18 | 2019-06-23 06:00 | 6 | 23 | 6 | W | 11.22 | - | 11.22
2017-06-23 07:00 | 6 | 23 | 7 |  | 23.57 | - | 23.57 | 2018-06-23 07:00 | 6 | 23 | 7 | W | 19.69 | - | 19.69 | 2019-06-23 07:00 | 6 | 23 | 7 | W | 13.03 | - | 13.03
2017-06-23 08:00 | 6 | 23 | 8 |  | 25.51 | 25.51 | - | 2018-06-23 08:00 | 6 | 23 | 8 | W | 20.68 | - | 20.68 | 2019-06-23 08:00 | 6 | 23 | 8 | W | 14.43 | - | 14.43
2017-06-23 09:00 | 6 | 23 | 9 |  | 27.18 | 27.18 | - | 2018-06-23 09:00 | 6 | 23 | 9 | W | 22.38 | - | 22.38 | 2019-06-23 09:00 | 6 | 23 | 9 | W | 16.34 | - | 16.34
2017-06-23 10:00 | 6 | 23 | 10 |  | 28.8 | 28.8 | - | 2018-06-23 10:00 | 6 | 23 | 10 | W | 24.58 | - | 24.58 | 2019-06-23 10:00 | 6 | 23 | 10 | W | 18.68 | - | 18.68
2017-06-23 11:00 | 6 | 23 | 11 |  | 33.2 | 33.2 | - | 2018-06-23 11:00 | 6 | 23 | 11 | W | 27.75 | - | 27.75 | 2019-06-23 11:00 | 6 | 23 | 11 | W | 20.78 | - | 20.78
2017-06-23 12:00 | 6 | 23 | 12 |  | 34.9 | 34.9 | - | 2018-06-23 12:00 | 6 | 23 | 12 | W | 30.07 | - | 30.07 | 2019-06-23 12:00 | 6 | 23 | 12 | W | 22.69 | - | 22.69
2017-06-23 13:00 | 6 | 23 | 13 |  | 35.22 | 35.22 | - | 2018-06-23 13:00 | 6 | 23 | 13 | W | 33.04 | - | 33.04 | 2019-06-23 13:00 | 6 | 23 | 13 | W | 24.99 | - | 24.99
2017-06-23 14:00 | 6 | 23 | 14 |  | 36.13 | 36.13 | - | 2018-06-23 14:00 | 6 | 23 | 14 | W | 33.1 | - | 33.1 | 2019-06-23 14:00 | 6 | 23 | 14 | W | 28.69 | - | 28.69
2017-06-23 15:00 | 6 | 23 | 15 |  | 36.52 | 36.52 | - | 2018-06-23 15:00 | 6 | 23 | 15 | W | 32.4 | - | 32.4 | 2019-06-23 15:00 | 6 | 23 | 15 | W | 30.26 | - | 30.26
2017-06-23 16:00 | 6 | 23 | 16 |  | 38.42 | 38.42 | - | 2018-06-23 16:00 | 6 | 23 | 16 | W | 33.73 | - | 33.73 | 2019-06-23 16:00 | 6 | 23 | 16 | W | 33.84 | - | 33.84
2017-06-23 17:00 | 6 | 23 | 17 |  | 36.14 | - | 36.14 | 2018-06-23 17:00 | 6 | 23 | 17 | W | 33.34 | - | 33.34 | 2019-06-23 17:00 | 6 | 23 | 17 | W | 36.29 | - | 36.29
2017-06-23 18:00 | 6 | 23 | 18 |  | 33.41 | - | 33.41 | 2018-06-23 18:00 | 6 | 23 | 18 | W | 32.49 | - | 32.49 | 2019-06-23 18:00 | 6 | 23 | 18 | W | 34.07 | - | 34.07
2017-06-23 19:00 | 6 | 23 | 19 |  | 30.34 | - | 30.34 | 2018-06-23 19:00 | 6 | 23 | 19 | W | 32.64 | - | 32.64 | 2019-06-23 19:00 | 6 | 23 | 19 | W | 30.28 | - | 30.28
2017-06-23 20:00 | 6 | 23 | 20 |  | 30.46 | - | 30.46 | 2018-06-23 20:00 | 6 | 23 | 20 | W | 29.48 | - | 29.48 | 2019-06-23 20:00 | 6 | 23 | 20 | W | 29.2 | - | 29.2
2017-06-23 21:00 | 6 | 23 | 21 |  | 30.32 | - | 30.32 | 2018-06-23 21:00 | 6 | 23 | 21 | W | 27.33 | - | 27.33 | 2019-06-23 21:00 | 6 | 23 | 21 | W | 27.2 | - | 27.2
2017-06-23 22:00 | 6 | 23 | 22 |  | 25.97 | - | 25.97 | 2018-06-23 22:00 | 6 | 23 | 22 | W | 23.69 | - | 23.69 | 2019-06-23 22:00 | 6 | 23 | 22 | W | 21.78 | - | 21.78
2017-06-23 23:00 | 6 | 23 | 23 |  | 23.46 | - | 23.46 | 2018-06-23 23:00 | 6 | 23 | 23 | W | 22.48 | - | 22.48 | 2019-06-23 23:00 | 6 | 23 | 23 | W | 20.4 | - | 20.4
2017-06-24 | 6 | 24 | 0 | W | 22.36 | - | 22.36 | 2018-06-24 | 6 | 24 | 0 | W | 19.7 | - | 19.7 | 2019-06-24 | 6 | 24 | 0 |  | 17.81 | - | 17.81
2017-06-24 01:00 | 6 | 24 | 1 | W | 21.44 | - | 21.44 | 2018-06-24 01:00 | 6 | 24 | 1 | W | 19.26 | - | 19.26 | 2019-06-24 01:00 | 6 | 24 | 1 |  | 16.11 | - | 16.11
2017-06-24 02:00 | 6 | 24 | 2 | W | 21.1 | - | 21.1 | 2018-06-24 02:00 | 6 | 24 | 2 | W | 19 | - | 19 | 2019-06-24 02:00 | 6 | 24 | 2 |  | 15.19 | - | 15.19
2017-06-24 03:00 | 6 | 24 | 3 | W | 19.95 | - | 19.95 | 2018-06-24 03:00 | 6 | 24 | 3 | W | 18.43 | - | 18.43 | 2019-06-24 03:00 | 6 | 24 | 3 |  | 14.7 | - | 14.7
2017-06-24 04:00 | 6 | 24 | 4 | W | 19.54 | - | 19.54 | 2018-06-24 04:00 | 6 | 24 | 4 | W | 17.4 | - | 17.4 | 2019-06-24 04:00 | 6 | 24 | 4 |  | 14.96 | - | 14.96
2017-06-24 05:00 | 6 | 24 | 5 | W | 19.7 | - | 19.7 | 2018-06-24 05:00 | 6 | 24 | 5 | W | 17.18 | - | 17.18 | 2019-06-24 05:00 | 6 | 24 | 5 |  | 15.82 | - | 15.82
2017-06-24 06:00 | 6 | 24 | 6 | W | 19.93 | - | 19.93 | 2018-06-24 06:00 | 6 | 24 | 6 | W | 17.43 | - | 17.43 | 2019-06-24 06:00 | 6 | 24 | 6 |  | 18.88 | - | 18.88
2017-06-24 07:00 | 6 | 24 | 7 | W | 21.19 | - | 21.19 | 2018-06-24 07:00 | 6 | 24 | 7 | W | 18.95 | - | 18.95 | 2019-06-24 07:00 | 6 | 24 | 7 |  | 20.28 | - | 20.28
2017-06-24 08:00 | 6 | 24 | 8 | W | 22.75 | - | 22.75 | 2018-06-24 08:00 | 6 | 24 | 8 | W | 19.43 | - | 19.43 | 2019-06-24 08:00 | 6 | 24 | 8 |  | 22.03 | 22.03 | -
2017-06-24 09:00 | 6 | 24 | 9 | W | 24.84 | - | 24.84 | 2018-06-24 09:00 | 6 | 24 | 9 | W | 22.11 | - | 22.11 | 2019-06-24 09:00 | 6 | 24 | 9 |  | 24.87 | 24.87 | -
2017-06-24 10:00 | 6 | 24 | 10 | W | 26.97 | - | 26.97 | 2018-06-24 10:00 | 6 | 24 | 10 | W | 24.69 | - | 24.69 | 2019-06-24 10:00 | 6 | 24 | 10 |  | 27.5 | 27.5 | -
2017-06-24 11:00 | 6 | 24 | 11 | W | 28.27 | - | 28.27 | 2018-06-24 11:00 | 6 | 24 | 11 | W | 27.91 | - | 27.91 | 2019-06-24 11:00 | 6 | 24 | 11 |  | 29.96 | 29.96 | -
2017-06-24 12:00 | 6 | 24 | 12 | W | 31.8 | - | 31.8 | 2018-06-24 12:00 | 6 | 24 | 12 | W | 31.07 | - | 31.07 | 2019-06-24 12:00 | 6 | 24 | 12 |  | 34.21 | 34.21 | -
2017-06-24 13:00 | 6 | 24 | 13 | W | 32.25 | - | 32.25 | 2018-06-24 13:00 | 6 | 24 | 13 | W | 34.46 | - | 34.46 | 2019-06-24 13:00 | 6 | 24 | 13 |  | 35.1 | 35.1 | -
2017-06-24 14:00 | 6 | 24 | 14 | W | 32.67 | - | 32.67 | 2018-06-24 14:00 | 6 | 24 | 14 | W | 37.22 | - | 37.22 | 2019-06-24 14:00 | 6 | 24 | 14 |  | 35.92 | 35.92 | -
2017-06-24 15:00 | 6 | 24 | 15 | W | 33.28 | - | 33.28 | 2018-06-24 15:00 | 6 | 24 | 15 | W | 38.26 | - | 38.26 | 2019-06-24 15:00 | 6 | 24 | 15 |  | 40.37 | 40.37 | -
2017-06-24 16:00 | 6 | 24 | 16 | W | 33.33 | - | 33.33 | 2018-06-24 16:00 | 6 | 24 | 16 | W | 42.64 | - | 42.64 | 2019-06-24 16:00 | 6 | 24 | 16 |  | 43.38 | 43.38 | -
2017-06-24 17:00 | 6 | 24 | 17 | W | 33.64 | - | 33.64 | 2018-06-24 17:00 | 6 | 24 | 17 | W | 45.32 | - | 45.32 | 2019-06-24 17:00 | 6 | 24 | 17 |  | 41.01 | - | 41.01
2017-06-24 18:00 | 6 | 24 | 18 | W | 32.61 | - | 32.61 | 2018-06-24 18:00 | 6 | 24 | 18 | W | 39.65 | - | 39.65 | 2019-06-24 18:00 | 6 | 24 | 18 |  | 36.59 | - | 36.59
2017-06-24 19:00 | 6 | 24 | 19 | W | 29.15 | - | 29.15 | 2018-06-24 19:00 | 6 | 24 | 19 | W | 35.42 | - | 35.42 | 2019-06-24 19:00 | 6 | 24 | 19 |  | 32.9 | - | 32.9
2017-06-24 20:00 | 6 | 24 | 20 | W | 27.55 | - | 27.55 | 2018-06-24 20:00 | 6 | 24 | 20 | W | 33.84 | - | 33.84 | 2019-06-24 20:00 | 6 | 24 | 20 |  | 29.73 | - | 29.73
2017-06-24 21:00 | 6 | 24 | 21 | W | 26.56 | - | 26.56 | 2018-06-24 21:00 | 6 | 24 | 21 | W | 32.79 | - | 32.79 | 2019-06-24 21:00 | 6 | 24 | 21 |  | 28.04 | - | 28.04
2017-06-24 22:00 | 6 | 24 | 22 | W | 24.19 | - | 24.19 | 2018-06-24 22:00 | 6 | 24 | 22 | W | 24.99 | - | 24.99 | 2019-06-24 22:00 | 6 | 24 | 22 |  | 24.92 | - | 24.92
2017-06-24 23:00 | 6 | 24 | 23 | W | 21.94 | - | 21.94 | 2018-06-24 23:00 | 6 | 24 | 23 | W | 23.16 | - | 23.16 | 2019-06-24 23:00 | 6 | 24 | 23 |  | 22.09 | - | 22.09
2017-06-25 | 6 | 25 | 0 | W | 20.26 | - | 20.26 | 2018-06-25 | 6 | 25 | 0 |  | 20.96 | - | 20.96 | 2019-06-25 | 6 | 25 | 0 |  | 18.44 | - | 18.44
2017-06-25 01:00 | 6 | 25 | 1 | W | 19.1 | - | 19.1 | 2018-06-25 01:00 | 6 | 25 | 1 |  | 20.01 | - | 20.01 | 2019-06-25 01:00 | 6 | 25 | 1 |  | 16.41 | - | 16.41
2017-06-25 02:00 | 6 | 25 | 2 | W | 17.12 | - | 17.12 | 2018-06-25 02:00 | 6 | 25 | 2 |  | 19.37 | - | 19.37 | 2019-06-25 02:00 | 6 | 25 | 2 |  | 15.38 | - | 15.38
2017-06-25 03:00 | 6 | 25 | 3 | W | 15.72 | - | 15.72 | 2018-06-25 03:00 | 6 | 25 | 3 |  | 18.98 | - | 18.98 | 2019-06-25 03:00 | 6 | 25 | 3 |  | 14.89 | - | 14.89
2017-06-25 04:00 | 6 | 25 | 4 | W | 14.83 | - | 14.83 | 2018-06-25 04:00 | 6 | 25 | 4 |  | 18.89 | - | 18.89 | 2019-06-25 04:00 | 6 | 25 | 4 |  | 15.1 | - | 15.1
2017-06-25 05:00 | 6 | 25 | 5 | W | 13.65 | - | 13.65 | 2018-06-25 05:00 | 6 | 25 | 5 |  | 19.6 | - | 19.6 | 2019-06-25 05:00 | 6 | 25 | 5 |  | 16.04 | - | 16.04
2017-06-25 06:00 | 6 | 25 | 6 | W | 12.68 | - | 12.68 | 2018-06-25 06:00 | 6 | 25 | 6 |  | 21.81 | - | 21.81 | 2019-06-25 06:00 | 6 | 25 | 6 |  | 18.46 | - | 18.46
2017-06-25 07:00 | 6 | 25 | 7 | W | 15.36 | - | 15.36 | 2018-06-25 07:00 | 6 | 25 | 7 |  | 22.27 | - | 22.27 | 2019-06-25 07:00 | 6 | 25 | 7 |  | 19.86 | - | 19.86
2017-06-25 08:00 | 6 | 25 | 8 | W | 18.86 | - | 18.86 | 2018-06-25 08:00 | 6 | 25 | 8 |  | 23.69 | 23.69 | - | 2019-06-25 08:00 | 6 | 25 | 8 |  | 20.94 | 20.94 | -
2017-06-25 09:00 | 6 | 25 | 9 | W | 20.27 | - | 20.27 | 2018-06-25 09:00 | 6 | 25 | 9 |  | 25.21 | 25.21 | - | 2019-06-25 09:00 | 6 | 25 | 9 |  | 23.1 | 23.1 | -
2017-06-25 10:00 | 6 | 25 | 10 | W | 21.78 | - | 21.78 | 2018-06-25 10:00 | 6 | 25 | 10 |  | 27.56 | 27.56 | - | 2019-06-25 10:00 | 6 | 25 | 10 |  | 25.59 | 25.59 | -
2017-06-25 11:00 | 6 | 25 | 11 | W | 23.39 | - | 23.39 | 2018-06-25 11:00 | 6 | 25 | 11 |  | 31.12 | 31.12 | - | 2019-06-25 11:00 | 6 | 25 | 11 |  | 27.75 | 27.75 | -
2017-06-25 12:00 | 6 | 25 | 12 | W | 24.62 | - | 24.62 | 2018-06-25 12:00 | 6 | 25 | 12 |  | 32.81 | 32.81 | - | 2019-06-25 12:00 | 6 | 25 | 12 |  | 31.61 | 31.61 | -
2017-06-25 13:00 | 6 | 25 | 13 | W | 25.12 | - | 25.12 | 2018-06-25 13:00 | 6 | 25 | 13 |  | 35.65 | 35.65 | - | 2019-06-25 13:00 | 6 | 25 | 13 |  | 33.39 | 33.39 | -
2017-06-25 14:00 | 6 | 25 | 14 | W | 26.14 | - | 26.14 | 2018-06-25 14:00 | 6 | 25 | 14 |  | 38.63 | 38.63 | - | 2019-06-25 14:00 | 6 | 25 | 14 |  | 33.41 | 33.41 | -
2017-06-25 15:00 | 6 | 25 | 15 | W | 26.57 | - | 26.57 | 2018-06-25 15:00 | 6 | 25 | 15 |  | 42.53 | 42.53 | - | 2019-06-25 15:00 | 6 | 25 | 15 |  | 37.16 | 37.16 | -
2017-06-25 16:00 | 6 | 25 | 16 | W | 26.8 | - | 26.8 | 2018-06-25 16:00 | 6 | 25 | 16 |  | 47.1 | 47.1 | - | 2019-06-25 16:00 | 6 | 25 | 16 |  | 42.3 | 42.3 | -
2017-06-25 17:00 | 6 | 25 | 17 | W | 26.64 | - | 26.64 | 2018-06-25 17:00 | 6 | 25 | 17 |  | 46.33 | - | 46.33 | 2019-06-25 17:00 | 6 | 25 | 17 |  | 40.58 | - | 40.58
2017-06-25 18:00 | 6 | 25 | 18 | W | 26.57 | - | 26.57 | 2018-06-25 18:00 | 6 | 25 | 18 |  | 38.14 | - | 38.14 | 2019-06-25 18:00 | 6 | 25 | 18 |  | 35.2 | - | 35.2
2017-06-25 19:00 | 6 | 25 | 19 | W | 25.57 | - | 25.57 | 2018-06-25 19:00 | 6 | 25 | 19 |  | 32.89 | - | 32.89 | 2019-06-25 19:00 | 6 | 25 | 19 |  | 32.92 | - | 32.92
2017-06-25 20:00 | 6 | 25 | 20 | W | 25.5 | - | 25.5 | 2018-06-25 20:00 | 6 | 25 | 20 |  | 30.75 | - | 30.75 | 2019-06-25 20:00 | 6 | 25 | 20 |  | 30.91 | - | 30.91
2017-06-25 21:00 | 6 | 25 | 21 | W | 25.15 | - | 25.15 | 2018-06-25 21:00 | 6 | 25 | 21 |  | 27.52 | - | 27.52 | 2019-06-25 21:00 | 6 | 25 | 21 |  | 28.49 | - | 28.49
2017-06-25 22:00 | 6 | 25 | 22 | W | 21.69 | - | 21.69 | 2018-06-25 22:00 | 6 | 25 | 22 |  | 23.65 | - | 23.65 | 2019-06-25 22:00 | 6 | 25 | 22 |  | 23.8 | - | 23.8
2017-06-25 23:00 | 6 | 25 | 23 | W | 19.91 | - | 19.91 | 2018-06-25 23:00 | 6 | 25 | 23 |  | 21.48 | - | 21.48 | 2019-06-25 23:00 | 6 | 25 | 23 |  | 21.06 | - | 21.06
2017-06-26 | 6 | 26 | 0 |  | 18.1 | - | 18.1 | 2018-06-26 | 6 | 26 | 0 |  | 19.65 | - | 19.65 | 2019-06-26 | 6 | 26 | 0 |  | 18.07 | - | 18.07
2017-06-26 01:00 | 6 | 26 | 1 |  | 16.28 | - | 16.28 | 2018-06-26 01:00 | 6 | 26 | 1 |  | 19.02 | - | 19.02 | 2019-06-26 01:00 | 6 | 26 | 1 |  | 15.77 | - | 15.77
2017-06-26 02:00 | 6 | 26 | 2 |  | 13.35 | - | 13.35 | 2018-06-26 02:00 | 6 | 26 | 2 |  | 17.95 | - | 17.95 | 2019-06-26 02:00 | 6 | 26 | 2 |  | 15.07 | - | 15.07
2017-06-26 03:00 | 6 | 26 | 3 |  | 12.81 | - | 12.81 | 2018-06-26 03:00 | 6 | 26 | 3 |  | 17.38 | - | 17.38 | 2019-06-26 03:00 | 6 | 26 | 3 |  | 14.16 | - | 14.16
2017-06-26 04:00 | 6 | 26 | 4 |  | 13.35 | - | 13.35 | 2018-06-26 04:00 | 6 | 26 | 4 |  | 17.79 | - | 17.79 | 2019-06-26 04:00 | 6 | 26 | 4 |  | 14.19 | - | 14.19
2017-06-26 05:00 | 6 | 26 | 5 |  | 14.71 | - | 14.71 | 2018-06-26 05:00 | 6 | 26 | 5 |  | 18.99 | - | 18.99 | 2019-06-26 05:00 | 6 | 26 | 5 |  | 15.25 | - | 15.25
2017-06-26 06:00 | 6 | 26 | 6 |  | 18.83 | - | 18.83 | 2018-06-26 06:00 | 6 | 26 | 6 |  | 20.53 | - | 20.53 | 2019-06-26 06:00 | 6 | 26 | 6 |  | 17.88 | - | 17.88
2017-06-26 07:00 | 6 | 26 | 7 |  | 20.48 | - | 20.48 | 2018-06-26 07:00 | 6 | 26 | 7 |  | 21.56 | - | 21.56 | 2019-06-26 07:00 | 6 | 26 | 7 |  | 19.11 | - | 19.11
2017-06-26 08:00 | 6 | 26 | 8 |  | 21.65 | 21.65 | - | 2018-06-26 08:00 | 6 | 26 | 8 |  | 22.09 | 22.09 | - | 2019-06-26 08:00 | 6 | 26 | 8 |  | 20.78 | 20.78 | -
2017-06-26 09:00 | 6 | 26 | 9 |  | 22.89 | 22.89 | - | 2018-06-26 09:00 | 6 | 26 | 9 |  | 23.53 | 23.53 | - | 2019-06-26 09:00 | 6 | 26 | 9 |  | 22.78 | 22.78 | -
2017-06-26 10:00 | 6 | 26 | 10 |  | 23.57 | 23.57 | - | 2018-06-26 10:00 | 6 | 26 | 10 |  | 26.98 | 26.98 | - | 2019-06-26 10:00 | 6 | 26 | 10 |  | 25.31 | 25.31 | -
2017-06-26 11:00 | 6 | 26 | 11 |  | 24.37 | 24.37 | - | 2018-06-26 11:00 | 6 | 26 | 11 |  | 29.24 | 29.24 | - | 2019-06-26 11:00 | 6 | 26 | 11 |  | 27.97 | 27.97 | -
2017-06-26 12:00 | 6 | 26 | 12 |  | 24.86 | 24.86 | - | 2018-06-26 12:00 | 6 | 26 | 12 |  | 33.54 | 33.54 | - | 2019-06-26 12:00 | 6 | 26 | 12 |  | 32.52 | 32.52 | -
2017-06-26 13:00 | 6 | 26 | 13 |  | 25.47 | 25.47 | - | 2018-06-26 13:00 | 6 | 26 | 13 |  | 37.01 | 37.01 | - | 2019-06-26 13:00 | 6 | 26 | 13 |  | 37.09 | 37.09 | -
2017-06-26 14:00 | 6 | 26 | 14 |  | 26.09 | 26.09 | - | 2018-06-26 14:00 | 6 | 26 | 14 |  | 39.72 | 39.72 | - | 2019-06-26 14:00 | 6 | 26 | 14 |  | 39.02 | 39.02 | -
2017-06-26 15:00 | 6 | 26 | 15 |  | 26.41 | 26.41 | - | 2018-06-26 15:00 | 6 | 26 | 15 |  | 43.93 | 43.93 | - | 2019-06-26 15:00 | 6 | 26 | 15 |  | 42.38 | 42.38 | -
2017-06-26 16:00 | 6 | 26 | 16 |  | 26.61 | 26.61 | - | 2018-06-26 16:00 | 6 | 26 | 16 |  | 44.76 | 44.76 | - | 2019-06-26 16:00 | 6 | 26 | 16 |  | 47.81 | 47.81 | -
2017-06-26 17:00 | 6 | 26 | 17 |  | 26.59 | - | 26.59 | 2018-06-26 17:00 | 6 | 26 | 17 |  | 44.34 | - | 44.34 | 2019-06-26 17:00 | 6 | 26 | 17 |  | 47.55 | - | 47.55
2017-06-26 18:00 | 6 | 26 | 18 |  | 25.83 | - | 25.83 | 2018-06-26 18:00 | 6 | 26 | 18 |  | 39.66 | - | 39.66 | 2019-06-26 18:00 | 6 | 26 | 18 |  | 38.87 | - | 38.87
2017-06-26 19:00 | 6 | 26 | 19 |  | 24.61 | - | 24.61 | 2018-06-26 19:00 | 6 | 26 | 19 |  | 34.96 | - | 34.96 | 2019-06-26 19:00 | 6 | 26 | 19 |  | 35.62 | - | 35.62
2017-06-26 20:00 | 6 | 26 | 20 |  | 24.75 | - | 24.75 | 2018-06-26 20:00 | 6 | 26 | 20 |  | 33.41 | - | 33.41 | 2019-06-26 20:00 | 6 | 26 | 20 |  | 32.48 | - | 32.48
2017-06-26 21:00 | 6 | 26 | 21 |  | 23.69 | - | 23.69 | 2018-06-26 21:00 | 6 | 26 | 21 |  | 29.7 | - | 29.7 | 2019-06-26 21:00 | 6 | 26 | 21 |  | 29.59 | - | 29.59
2017-06-26 22:00 | 6 | 26 | 22 |  | 21.51 | - | 21.51 | 2018-06-26 22:00 | 6 | 26 | 22 |  | 24.44 | - | 24.44 | 2019-06-26 22:00 | 6 | 26 | 22 |  | 24.12 | - | 24.12
2017-06-26 23:00 | 6 | 26 | 23 |  | 19.53 | - | 19.53 | 2018-06-26 23:00 | 6 | 26 | 23 |  | 22.68 | - | 22.68 | 2019-06-26 23:00 | 6 | 26 | 23 |  | 22.17 | - | 22.17
2017-06-27 | 6 | 27 | 0 |  | 18.72 | - | 18.72 | 2018-06-27 | 6 | 27 | 0 |  | 20.91 | - | 20.91 | 2019-06-27 | 6 | 27 | 0 |  | 19.53 | - | 19.53
2017-06-27 01:00 | 6 | 27 | 1 |  | 16.9 | - | 16.9 | 2018-06-27 01:00 | 6 | 27 | 1 |  | 19.81 | - | 19.81 | 2019-06-27 01:00 | 6 | 27 | 1 |  | 18.34 | - | 18.34
2017-06-27 02:00 | 6 | 27 | 2 |  | 16.77 | - | 16.77 | 2018-06-27 02:00 | 6 | 27 | 2 |  | 19.25 | - | 19.25 | 2019-06-27 02:00 | 6 | 27 | 2 |  | 16.71 | - | 16.71
2017-06-27 03:00 | 6 | 27 | 3 |  | 16.1 | - | 16.1 | 2018-06-27 03:00 | 6 | 27 | 3 |  | 18.8 | - | 18.8 | 2019-06-27 03:00 | 6 | 27 | 3 |  | 15.55 | - | 15.55
2017-06-27 04:00 | 6 | 27 | 4 |  | 16.3 | - | 16.3 | 2018-06-27 04:00 | 6 | 27 | 4 |  | 18.85 | - | 18.85 | 2019-06-27 04:00 | 6 | 27 | 4 |  | 15.57 | - | 15.57
2017-06-27 05:00 | 6 | 27 | 5 |  | 18.6 | - | 18.6 | 2018-06-27 05:00 | 6 | 27 | 5 |  | 19.76 | - | 19.76 | 2019-06-27 05:00 | 6 | 27 | 5 |  | 17.03 | - | 17.03
2017-06-27 06:00 | 6 | 27 | 6 |  | 20.31 | - | 20.31 | 2018-06-27 06:00 | 6 | 27 | 6 |  | 22.55 | - | 22.55 | 2019-06-27 06:00 | 6 | 27 | 6 |  | 19.08 | - | 19.08
2017-06-27 07:00 | 6 | 27 | 7 |  | 21.88 | - | 21.88 | 2018-06-27 07:00 | 6 | 27 | 7 |  | 23.55 | - | 23.55 | 2019-06-27 07:00 | 6 | 27 | 7 |  | 20.93 | - | 20.93
2017-06-27 08:00 | 6 | 27 | 8 |  | 22.41 | 22.41 | - | 2018-06-27 08:00 | 6 | 27 | 8 |  | 23.67 | 23.67 | - | 2019-06-27 08:00 | 6 | 27 | 8 |  | 22.59 | 22.59 | -
2017-06-27 09:00 | 6 | 27 | 9 |  | 23.18 | 23.18 | - | 2018-06-27 09:00 | 6 | 27 | 9 |  | 25.62 | 25.62 | - | 2019-06-27 09:00 | 6 | 27 | 9 |  | 25.35 | 25.35 | -
2017-06-27 10:00 | 6 | 27 | 10 |  | 24.18 | 24.18 | - | 2018-06-27 10:00 | 6 | 27 | 10 |  | 27.92 | 27.92 | - | 2019-06-27 10:00 | 6 | 27 | 10 |  | 28.06 | 28.06 | -
2017-06-27 11:00 | 6 | 27 | 11 |  | 25.04 | 25.04 | - | 2018-06-27 11:00 | 6 | 27 | 11 |  | 29.78 | 29.78 | - | 2019-06-27 11:00 | 6 | 27 | 11 |  | 30.79 | 30.79 | -
2017-06-27 12:00 | 6 | 27 | 12 |  | 25.6 | 25.6 | - | 2018-06-27 12:00 | 6 | 27 | 12 |  | 33.66 | 33.66 | - | 2019-06-27 12:00 | 6 | 27 | 12 |  | 34.07 | 34.07 | -
2017-06-27 13:00 | 6 | 27 | 13 |  | 25.94 | 25.94 | - | 2018-06-27 13:00 | 6 | 27 | 13 |  | 39.84 | 39.84 | - | 2019-06-27 13:00 | 6 | 27 | 13 |  | 36.36 | 36.36 | -
2017-06-27 14:00 | 6 | 27 | 14 |  | 26.09 | 26.09 | - | 2018-06-27 14:00 | 6 | 27 | 14 |  | 40.11 | 40.11 | - | 2019-06-27 14:00 | 6 | 27 | 14 |  | 41.27 | 41.27 | -
2017-06-27 15:00 | 6 | 27 | 15 |  | 26.31 | 26.31 | - | 2018-06-27 15:00 | 6 | 27 | 15 |  | 41.65 | 41.65 | - | 2019-06-27 15:00 | 6 | 27 | 15 |  | 45.87 | 45.87 | -
2017-06-27 16:00 | 6 | 27 | 16 |  | 27.29 | 27.29 | - | 2018-06-27 16:00 | 6 | 27 | 16 |  | 42.26 | 42.26 | - | 2019-06-27 16:00 | 6 | 27 | 16 |  | 50.9 | 50.9 | -
2017-06-27 17:00 | 6 | 27 | 17 |  | 27.52 | - | 27.52 | 2018-06-27 17:00 | 6 | 27 | 17 |  | 42.17 | - | 42.17 | 2019-06-27 17:00 | 6 | 27 | 17 |  | 48.71 | - | 48.71
2017-06-27 18:00 | 6 | 27 | 18 |  | 26.03 | - | 26.03 | 2018-06-27 18:00 | 6 | 27 | 18 |  | 39.86 | - | 39.86 | 2019-06-27 18:00 | 6 | 27 | 18 |  | 40.73 | - | 40.73
2017-06-27 19:00 | 6 | 27 | 19 |  | 24.79 | - | 24.79 | 2018-06-27 19:00 | 6 | 27 | 19 |  | 38.32 | - | 38.32 | 2019-06-27 19:00 | 6 | 27 | 19 |  | 34.95 | - | 34.95
2017-06-27 20:00 | 6 | 27 | 20 |  | 24.97 | - | 24.97 | 2018-06-27 20:00 | 6 | 27 | 20 |  | 36.7 | - | 36.7 | 2019-06-27 20:00 | 6 | 27 | 20 |  | 33.46 | - | 33.46
2017-06-27 21:00 | 6 | 27 | 21 |  | 24.28 | - | 24.28 | 2018-06-27 21:00 | 6 | 27 | 21 |  | 35.12 | - | 35.12 | 2019-06-27 21:00 | 6 | 27 | 21 |  | 30.28 | - | 30.28
2017-06-27 22:00 | 6 | 27 | 22 |  | 21.97 | - | 21.97 | 2018-06-27 22:00 | 6 | 27 | 22 |  | 27.14 | - | 27.14 | 2019-06-27 22:00 | 6 | 27 | 22 |  | 24.56 | - | 24.56
2017-06-27 23:00 | 6 | 27 | 23 |  | 19.76 | - | 19.76 | 2018-06-27 23:00 | 6 | 27 | 23 |  | 24.63 | - | 24.63 | 2019-06-27 23:00 | 6 | 27 | 23 |  | 22.39 | - | 22.39
2017-06-28 | 6 | 28 | 0 |  | 17.04 | - | 17.04 | 2018-06-28 | 6 | 28 | 0 |  | 21.56 | - | 21.56 | 2019-06-28 | 6 | 28 | 0 |  | 20.03 | - | 20.03
2017-06-28 01:00 | 6 | 28 | 1 |  | 16.15 | - | 16.15 | 2018-06-28 01:00 | 6 | 28 | 1 |  | 20.43 | - | 20.43 | 2019-06-28 01:00 | 6 | 28 | 1 |  | 19.5 | - | 19.5
2017-06-28 02:00 | 6 | 28 | 2 |  | 15.57 | - | 15.57 | 2018-06-28 02:00 | 6 | 28 | 2 |  | 19.69 | - | 19.69 | 2019-06-28 02:00 | 6 | 28 | 2 |  | 17.75 | - | 17.75
2017-06-28 03:00 | 6 | 28 | 3 |  | 13.99 | - | 13.99 | 2018-06-28 03:00 | 6 | 28 | 3 |  | 19.35 | - | 19.35 | 2019-06-28 03:00 | 6 | 28 | 3 |  | 16.16 | - | 16.16
2017-06-28 04:00 | 6 | 28 | 4 |  | 15.1 | - | 15.1 | 2018-06-28 04:00 | 6 | 28 | 4 |  | 19.4 | - | 19.4 | 2019-06-28 04:00 | 6 | 28 | 4 |  | 16.09 | - | 16.09
2017-06-28 05:00 | 6 | 28 | 5 |  | 16.59 | - | 16.59 | 2018-06-28 05:00 | 6 | 28 | 5 |  | 20.09 | - | 20.09 | 2019-06-28 05:00 | 6 | 28 | 5 |  | 17.81 | - | 17.81
2017-06-28 06:00 | 6 | 28 | 6 |  | 18.78 | - | 18.78 | 2018-06-28 06:00 | 6 | 28 | 6 |  | 21.81 | - | 21.81 | 2019-06-28 06:00 | 6 | 28 | 6 |  | 19.63 | - | 19.63
2017-06-28 07:00 | 6 | 28 | 7 |  | 19.98 | - | 19.98 | 2018-06-28 07:00 | 6 | 28 | 7 |  | 24.09 | - | 24.09 | 2019-06-28 07:00 | 6 | 28 | 7 |  | 21.89 | - | 21.89
2017-06-28 08:00 | 6 | 28 | 8 |  | 20.96 | 20.96 | - | 2018-06-28 08:00 | 6 | 28 | 8 |  | 27.01 | 27.01 | - | 2019-06-28 08:00 | 6 | 28 | 8 |  | 22.84 | 22.84 | -
2017-06-28 09:00 | 6 | 28 | 9 |  | 21.89 | 21.89 | - | 2018-06-28 09:00 | 6 | 28 | 9 |  | 30.32 | 30.32 | - | 2019-06-28 09:00 | 6 | 28 | 9 |  | 25.89 | 25.89 | -
2017-06-28 10:00 | 6 | 28 | 10 |  | 23.43 | 23.43 | - | 2018-06-28 10:00 | 6 | 28 | 10 |  | 37.42 | 37.42 | - | 2019-06-28 10:00 | 6 | 28 | 10 |  | 27.9 | 27.9 | -
2017-06-28 11:00 | 6 | 28 | 11 |  | 24.33 | 24.33 | - | 2018-06-28 11:00 | 6 | 28 | 11 |  | 39.75 | 39.75 | - | 2019-06-28 11:00 | 6 | 28 | 11 |  | 30.98 | 30.98 | -
2017-06-28 12:00 | 6 | 28 | 12 |  | 25.52 | 25.52 | - | 2018-06-28 12:00 | 6 | 28 | 12 |  | 44.15 | 44.15 | - | 2019-06-28 12:00 | 6 | 28 | 12 |  | 33.3 | 33.3 | -
2017-06-28 13:00 | 6 | 28 | 13 |  | 27.31 | 27.31 | - | 2018-06-28 13:00 | 6 | 28 | 13 |  | 46.11 | 46.11 | - | 2019-06-28 13:00 | 6 | 28 | 13 |  | 38.08 | 38.08 | -
2017-06-28 14:00 | 6 | 28 | 14 |  | 28.67 | 28.67 | - | 2018-06-28 14:00 | 6 | 28 | 14 |  | 48.75 | 48.75 | - | 2019-06-28 14:00 | 6 | 28 | 14 |  | 44.01 | 44.01 | -
2017-06-28 15:00 | 6 | 28 | 15 |  | 29.02 | 29.02 | - | 2018-06-28 15:00 | 6 | 28 | 15 |  | 56.53 | 56.53 | - | 2019-06-28 15:00 | 6 | 28 | 15 |  | 48.66 | 48.66 | -
2017-06-28 16:00 | 6 | 28 | 16 |  | 33.09 | 33.09 | - | 2018-06-28 16:00 | 6 | 28 | 16 |  | 58.93 | 58.93 | - | 2019-06-28 16:00 | 6 | 28 | 16 |  | 57.36 | 57.36 | -
2017-06-28 17:00 | 6 | 28 | 17 |  | 32.81 | - | 32.81 | 2018-06-28 17:00 | 6 | 28 | 17 |  | 55.53 | - | 55.53 | 2019-06-28 17:00 | 6 | 28 | 17 |  | 56.45 | - | 56.45
2017-06-28 18:00 | 6 | 28 | 18 |  | 29 | - | 29 | 2018-06-28 18:00 | 6 | 28 | 18 |  | 47.18 | - | 47.18 | 2019-06-28 18:00 | 6 | 28 | 18 |  | 41.48 | - | 41.48
2017-06-28 19:00 | 6 | 28 | 19 |  | 27.54 | - | 27.54 | 2018-06-28 19:00 | 6 | 28 | 19 |  | 43.54 | - | 43.54 | 2019-06-28 19:00 | 6 | 28 | 19 |  | 35.51 | - | 35.51
2017-06-28 20:00 | 6 | 28 | 20 |  | 27.32 | - | 27.32 | 2018-06-28 20:00 | 6 | 28 | 20 |  | 40.97 | - | 40.97 | 2019-06-28 20:00 | 6 | 28 | 20 |  | 31.63 | - | 31.63
2017-06-28 21:00 | 6 | 28 | 21 |  | 26.3 | - | 26.3 | 2018-06-28 21:00 | 6 | 28 | 21 |  | 37.71 | - | 37.71 | 2019-06-28 21:00 | 6 | 28 | 21 |  | 29.87 | - | 29.87
2017-06-28 22:00 | 6 | 28 | 22 |  | 22.78 | - | 22.78 | 2018-06-28 22:00 | 6 | 28 | 22 |  | 32.72 | - | 32.72 | 2019-06-28 22:00 | 6 | 28 | 22 |  | 25.43 | - | 25.43
2017-06-28 23:00 | 6 | 28 | 23 |  | 20.27 | - | 20.27 | 2018-06-28 23:00 | 6 | 28 | 23 |  | 27.63 | - | 27.63 | 2019-06-28 23:00 | 6 | 28 | 23 |  | 22.77 | - | 22.77
2017-06-29 | 6 | 29 | 0 |  | 18.96 | - | 18.96 | 2018-06-29 | 6 | 29 | 0 |  | 23.73 | - | 23.73 | 2019-06-29 | 6 | 29 | 0 | W | 19.65 | - | 19.65
2017-06-29 01:00 | 6 | 29 | 1 |  | 18.26 | - | 18.26 | 2018-06-29 01:00 | 6 | 29 | 1 |  | 20.45 | - | 20.45 | 2019-06-29 01:00 | 6 | 29 | 1 | W | 17.68 | - | 17.68
2017-06-29 02:00 | 6 | 29 | 2 |  | 16.8 | - | 16.8 | 2018-06-29 02:00 | 6 | 29 | 2 |  | 19.53 | - | 19.53 | 2019-06-29 02:00 | 6 | 29 | 2 | W | 16.31 | - | 16.31
2017-06-29 03:00 | 6 | 29 | 3 |  | 15.26 | - | 15.26 | 2018-06-29 03:00 | 6 | 29 | 3 |  | 19.2 | - | 19.2 | 2019-06-29 03:00 | 6 | 29 | 3 | W | 15.52 | - | 15.52
2017-06-29 04:00 | 6 | 29 | 4 |  | 15.99 | - | 15.99 | 2018-06-29 04:00 | 6 | 29 | 4 |  | 19.11 | - | 19.11 | 2019-06-29 04:00 | 6 | 29 | 4 | W | 15.16 | - | 15.16
2017-06-29 05:00 | 6 | 29 | 5 |  | 18.36 | - | 18.36 | 2018-06-29 05:00 | 6 | 29 | 5 |  | 19.8 | - | 19.8 | 2019-06-29 05:00 | 6 | 29 | 5 | W | 14.87 | - | 14.87
2017-06-29 06:00 | 6 | 29 | 6 |  | 19.8 | - | 19.8 | 2018-06-29 06:00 | 6 | 29 | 6 |  | 21.5 | - | 21.5 | 2019-06-29 06:00 | 6 | 29 | 6 | W | 15 | - | 15
2017-06-29 07:00 | 6 | 29 | 7 |  | 21.1 | - | 21.1 | 2018-06-29 07:00 | 6 | 29 | 7 |  | 24.11 | - | 24.11 | 2019-06-29 07:00 | 6 | 29 | 7 | W | 17.34 | - | 17.34
2017-06-29 08:00 | 6 | 29 | 8 |  | 22.78 | 22.78 | - | 2018-06-29 08:00 | 6 | 29 | 8 |  | 26.95 | 26.95 | - | 2019-06-29 08:00 | 6 | 29 | 8 | W | 19.75 | - | 19.75
2017-06-29 09:00 | 6 | 29 | 9 |  | 24.56 | 24.56 | - | 2018-06-29 09:00 | 6 | 29 | 9 |  | 32.5 | 32.5 | - | 2019-06-29 09:00 | 6 | 29 | 9 | W | 22.27 | - | 22.27
2017-06-29 10:00 | 6 | 29 | 10 |  | 27.45 | 27.45 | - | 2018-06-29 10:00 | 6 | 29 | 10 |  | 39.33 | 39.33 | - | 2019-06-29 10:00 | 6 | 29 | 10 | W | 24.79 | - | 24.79
2017-06-29 11:00 | 6 | 29 | 11 |  | 30.99 | 30.99 | - | 2018-06-29 11:00 | 6 | 29 | 11 |  | 44.23 | 44.23 | - | 2019-06-29 11:00 | 6 | 29 | 11 | W | 27.24 | - | 27.24
2017-06-29 12:00 | 6 | 29 | 12 |  | 35.48 | 35.48 | - | 2018-06-29 12:00 | 6 | 29 | 12 |  | 49.49 | 49.49 | - | 2019-06-29 12:00 | 6 | 29 | 12 | W | 29.46 | - | 29.46
2017-06-29 13:00 | 6 | 29 | 13 |  | 39.85 | 39.85 | - | 2018-06-29 13:00 | 6 | 29 | 13 |  | 48.04 | 48.04 | - | 2019-06-29 13:00 | 6 | 29 | 13 | W | 30.95 | - | 30.95
2017-06-29 14:00 | 6 | 29 | 14 |  | 41.94 | 41.94 | - | 2018-06-29 14:00 | 6 | 29 | 14 |  | 58.91 | 58.91 | - | 2019-06-29 14:00 | 6 | 29 | 14 | W | 34.18 | - | 34.18
2017-06-29 15:00 | 6 | 29 | 15 |  | 47.36 | 47.36 | - | 2018-06-29 15:00 | 6 | 29 | 15 |  | 69.26 | 69.26 | - | 2019-06-29 15:00 | 6 | 29 | 15 | W | 36.11 | - | 36.11
2017-06-29 16:00 | 6 | 29 | 16 |  | 51.77 | 51.77 | - | 2018-06-29 16:00 | 6 | 29 | 16 |  | 77.74 | 77.74 | - | 2019-06-29 16:00 | 6 | 29 | 16 | W | 39.72 | - | 39.72
2017-06-29 17:00 | 6 | 29 | 17 |  | 49.9 | - | 49.9 | 2018-06-29 17:00 | 6 | 29 | 17 |  | 72.83 | - | 72.83 | 2019-06-29 17:00 | 6 | 29 | 17 | W | 39.4 | - | 39.4
2017-06-29 18:00 | 6 | 29 | 18 |  | 43.25 | - | 43.25 | 2018-06-29 18:00 | 6 | 29 | 18 |  | 51.5 | - | 51.5 | 2019-06-29 18:00 | 6 | 29 | 18 | W | 33.01 | - | 33.01
2017-06-29 19:00 | 6 | 29 | 19 |  | 38.15 | - | 38.15 | 2018-06-29 19:00 | 6 | 29 | 19 |  | 44.93 | - | 44.93 | 2019-06-29 19:00 | 6 | 29 | 19 | W | 30.23 | - | 30.23
2017-06-29 20:00 | 6 | 29 | 20 |  | 37.44 | - | 37.44 | 2018-06-29 20:00 | 6 | 29 | 20 |  | 42.47 | - | 42.47 | 2019-06-29 20:00 | 6 | 29 | 20 | W | 27.51 | - | 27.51
2017-06-29 21:00 | 6 | 29 | 21 |  | 33.76 | - | 33.76 | 2018-06-29 21:00 | 6 | 29 | 21 |  | 39.3 | - | 39.3 | 2019-06-29 21:00 | 6 | 29 | 21 | W | 26.48 | - | 26.48
2017-06-29 22:00 | 6 | 29 | 22 |  | 26.94 | - | 26.94 | 2018-06-29 22:00 | 6 | 29 | 22 |  | 33.17 | - | 33.17 | 2019-06-29 22:00 | 6 | 29 | 22 | W | 23.35 | - | 23.35
2017-06-29 23:00 | 6 | 29 | 23 |  | 23.75 | - | 23.75 | 2018-06-29 23:00 | 6 | 29 | 23 |  | 28.09 | - | 28.09 | 2019-06-29 23:00 | 6 | 29 | 23 | W | 20.72 | - | 20.72
2017-06-30 | 6 | 30 | 0 |  | 21.38 | - | 21.38 | 2018-06-30 | 6 | 30 | 0 | W | 24.12 | - | 24.12 | 2019-06-30 | 6 | 30 | 0 | W | 19.34 | - | 19.34
2017-06-30 01:00 | 6 | 30 | 1 |  | 19.89 | - | 19.89 | 2018-06-30 01:00 | 6 | 30 | 1 | W | 22.14 | - | 22.14 | 2019-06-30 01:00 | 6 | 30 | 1 | W | 18.67 | - | 18.67
2017-06-30 02:00 | 6 | 30 | 2 |  | 19.01 | - | 19.01 | 2018-06-30 02:00 | 6 | 30 | 2 | W | 20.42 | - | 20.42 | 2019-06-30 02:00 | 6 | 30 | 2 | W | 17.66 | - | 17.66
2017-06-30 03:00 | 6 | 30 | 3 |  | 17.81 | - | 17.81 | 2018-06-30 03:00 | 6 | 30 | 3 | W | 19.53 | - | 19.53 | 2019-06-30 03:00 | 6 | 30 | 3 | W | 15.78 | - | 15.78
2017-06-30 04:00 | 6 | 30 | 4 |  | 18 | - | 18 | 2018-06-30 04:00 | 6 | 30 | 4 | W | 18.77 | - | 18.77 | 2019-06-30 04:00 | 6 | 30 | 4 | W | 15.3 | - | 15.3
2017-06-30 05:00 | 6 | 30 | 5 |  | 19.34 | - | 19.34 | 2018-06-30 05:00 | 6 | 30 | 5 | W | 18.61 | - | 18.61 | 2019-06-30 05:00 | 6 | 30 | 5 | W | 14.56 | - | 14.56
2017-06-30 06:00 | 6 | 30 | 6 |  | 20.79 | - | 20.79 | 2018-06-30 06:00 | 6 | 30 | 6 | W | 19.29 | - | 19.29 | 2019-06-30 06:00 | 6 | 30 | 6 | W | 14.37 | - | 14.37
2017-06-30 07:00 | 6 | 30 | 7 |  | 21.85 | - | 21.85 | 2018-06-30 07:00 | 6 | 30 | 7 | W | 20.33 | - | 20.33 | 2019-06-30 07:00 | 6 | 30 | 7 | W | 16.51 | - | 16.51
2017-06-30 08:00 | 6 | 30 | 8 |  | 24.24 | 24.24 | - | 2018-06-30 08:00 | 6 | 30 | 8 | W | 23.43 | - | 23.43 | 2019-06-30 08:00 | 6 | 30 | 8 | W | 19.36 | - | 19.36
2017-06-30 09:00 | 6 | 30 | 9 |  | 26.26 | 26.26 | - | 2018-06-30 09:00 | 6 | 30 | 9 | W | 27.3 | - | 27.3 | 2019-06-30 09:00 | 6 | 30 | 9 | W | 21.5 | - | 21.5
2017-06-30 10:00 | 6 | 30 | 10 |  | 29.59 | 29.59 | - | 2018-06-30 10:00 | 6 | 30 | 10 | W | 32.5 | - | 32.5 | 2019-06-30 10:00 | 6 | 30 | 10 | W | 23.79 | - | 23.79
2017-06-30 11:00 | 6 | 30 | 11 |  | 34.8 | 34.8 | - | 2018-06-30 11:00 | 6 | 30 | 11 | W | 38.51 | - | 38.51 | 2019-06-30 11:00 | 6 | 30 | 11 | W | 25.22 | - | 25.22
2017-06-30 12:00 | 6 | 30 | 12 |  | 36.71 | 36.71 | - | 2018-06-30 12:00 | 6 | 30 | 12 | W | 44.11 | - | 44.11 | 2019-06-30 12:00 | 6 | 30 | 12 | W | 27.18 | - | 27.18
2017-06-30 13:00 | 6 | 30 | 13 |  | 39.23 | 39.23 | - | 2018-06-30 13:00 | 6 | 30 | 13 | W | 45.65 | - | 45.65 | 2019-06-30 13:00 | 6 | 30 | 13 | W | 28.7 | - | 28.7
2017-06-30 14:00 | 6 | 30 | 14 |  | 42.75 | 42.75 | - | 2018-06-30 14:00 | 6 | 30 | 14 | W | 51.3 | - | 51.3 | 2019-06-30 14:00 | 6 | 30 | 14 | W | 31.71 | - | 31.71
2017-06-30 15:00 | 6 | 30 | 15 |  | 49.25 | 49.25 | - | 2018-06-30 15:00 | 6 | 30 | 15 | W | 64.08 | - | 64.08 | 2019-06-30 15:00 | 6 | 30 | 15 | W | 31.86 | - | 31.86
2017-06-30 16:00 | 6 | 30 | 16 |  | 49.55 | 49.55 | - | 2018-06-30 16:00 | 6 | 30 | 16 | W | 72.86 | - | 72.86 | 2019-06-30 16:00 | 6 | 30 | 16 | W | 35.34 | - | 35.34
2017-06-30 17:00 | 6 | 30 | 17 |  | 46.05 | - | 46.05 | 2018-06-30 17:00 | 6 | 30 | 17 | W | 67.16 | - | 67.16 | 2019-06-30 17:00 | 6 | 30 | 17 | W | 35.17 | - | 35.17
2017-06-30 18:00 | 6 | 30 | 18 |  | 36.34 | - | 36.34 | 2018-06-30 18:00 | 6 | 30 | 18 | W | 48.74 | - | 48.74 | 2019-06-30 18:00 | 6 | 30 | 18 | W | 31.11 | - | 31.11
2017-06-30 19:00 | 6 | 30 | 19 |  | 34.69 | - | 34.69 | 2018-06-30 19:00 | 6 | 30 | 19 | W | 44.12 | - | 44.12 | 2019-06-30 19:00 | 6 | 30 | 19 | W | 28.56 | - | 28.56
2017-06-30 20:00 | 6 | 30 | 20 |  | 34.98 | - | 34.98 | 2018-06-30 20:00 | 6 | 30 | 20 | W | 39.54 | - | 39.54 | 2019-06-30 20:00 | 6 | 30 | 20 | W | 27.02 | - | 27.02
2017-06-30 21:00 | 6 | 30 | 21 |  | 32.8 | - | 32.8 | 2018-06-30 21:00 | 6 | 30 | 21 | W | 36.78 | - | 36.78 | 2019-06-30 21:00 | 6 | 30 | 21 | W | 25.88 | - | 25.88
2017-06-30 22:00 | 6 | 30 | 22 |  | 26.35 | - | 26.35 | 2018-06-30 22:00 | 6 | 30 | 22 | W | 30.23 | - | 30.23 | 2019-06-30 22:00 | 6 | 30 | 22 | W | 23.66 | - | 23.66
2017-06-30 23:00 | 6 | 30 | 23 |  | 23.19 | - | 23.19 | 2018-06-30 23:00 | 6 | 30 | 23 | W | 28.13 | - | 28.13 | 2019-06-30 23:00 | 6 | 30 | 23 | W | 21.36 | - | 21.36
2017-07-01 | 7 | 1 | 0 | W | 21.75 | - | 21.75 | 2018-07-01 | 7 | 1 | 0 | W | 25.96 | - | 25.96 | 2019-07-01 | 7 | 1 | 0 |  | 18 | - | 18
2017-07-01 01:00 | 7 | 1 | 1 | W | 21.61 | - | 21.61 | 2018-07-01 01:00 | 7 | 1 | 1 | W | 24.41 | - | 24.41 | 2019-07-01 01:00 | 7 | 1 | 1 |  | 16.45 | - | 16.45
2017-07-01 02:00 | 7 | 1 | 2 | W | 20.74 | - | 20.74 | 2018-07-01 02:00 | 7 | 1 | 2 | W | 21.25 | - | 21.25 | 2019-07-01 02:00 | 7 | 1 | 2 |  | 15.64 | - | 15.64
2017-07-01 03:00 | 7 | 1 | 3 | W | 19.78 | - | 19.78 | 2018-07-01 03:00 | 7 | 1 | 3 | W | 20.55 | - | 20.55 | 2019-07-01 03:00 | 7 | 1 | 3 |  | 14.59 | - | 14.59
2017-07-01 04:00 | 7 | 1 | 4 | W | 19.28 | - | 19.28 | 2018-07-01 04:00 | 7 | 1 | 4 | W | 20.05 | - | 20.05 | 2019-07-01 04:00 | 7 | 1 | 4 |  | 14.52 | - | 14.52
2017-07-01 05:00 | 7 | 1 | 5 | W | 19.25 | - | 19.25 | 2018-07-01 05:00 | 7 | 1 | 5 | W | 19.73 | - | 19.73 | 2019-07-01 05:00 | 7 | 1 | 5 |  | 15.66 | - | 15.66
2017-07-01 06:00 | 7 | 1 | 6 | W | 18.97 | - | 18.97 | 2018-07-01 06:00 | 7 | 1 | 6 | W | 19.78 | - | 19.78 | 2019-07-01 06:00 | 7 | 1 | 6 |  | 18.04 | - | 18.04
2017-07-01 07:00 | 7 | 1 | 7 | W | 20.67 | - | 20.67 | 2018-07-01 07:00 | 7 | 1 | 7 | W | 20.52 | - | 20.52 | 2019-07-01 07:00 | 7 | 1 | 7 |  | 20.01 | - | 20.01
2017-07-01 08:00 | 7 | 1 | 8 | W | 21.71 | - | 21.71 | 2018-07-01 08:00 | 7 | 1 | 8 | W | 24.34 | - | 24.34 | 2019-07-01 08:00 | 7 | 1 | 8 |  | 22.34 | 22.34 | -
2017-07-01 09:00 | 7 | 1 | 9 | W | 23.65 | - | 23.65 | 2018-07-01 09:00 | 7 | 1 | 9 | W | 29.71 | - | 29.71 | 2019-07-01 09:00 | 7 | 1 | 9 |  | 24.48 | 24.48 | -
2017-07-01 10:00 | 7 | 1 | 10 | W | 25.88 | - | 25.88 | 2018-07-01 10:00 | 7 | 1 | 10 | W | 38.04 | - | 38.04 | 2019-07-01 10:00 | 7 | 1 | 10 |  | 27.43 | 27.43 | -
2017-07-01 11:00 | 7 | 1 | 11 | W | 28.03 | - | 28.03 | 2018-07-01 11:00 | 7 | 1 | 11 | W | 39.55 | - | 39.55 | 2019-07-01 11:00 | 7 | 1 | 11 |  | 30.12 | 30.12 | -
2017-07-01 12:00 | 7 | 1 | 12 | W | 28.56 | - | 28.56 | 2018-07-01 12:00 | 7 | 1 | 12 | W | 47.85 | - | 47.85 | 2019-07-01 12:00 | 7 | 1 | 12 |  | 32.81 | 32.81 | -
2017-07-01 13:00 | 7 | 1 | 13 | W | 29.51 | - | 29.51 | 2018-07-01 13:00 | 7 | 1 | 13 | W | 57.41 | - | 57.41 | 2019-07-01 13:00 | 7 | 1 | 13 |  | 35.99 | 35.99 | -
2017-07-01 14:00 | 7 | 1 | 14 | W | 29.29 | - | 29.29 | 2018-07-01 14:00 | 7 | 1 | 14 | W | 70.68 | - | 70.68 | 2019-07-01 14:00 | 7 | 1 | 14 |  | 38.86 | 38.86 | -
2017-07-01 15:00 | 7 | 1 | 15 | W | 30.22 | - | 30.22 | 2018-07-01 15:00 | 7 | 1 | 15 | W | 87.91 | - | 87.91 | 2019-07-01 15:00 | 7 | 1 | 15 |  | 42.56 | 42.56 | -
2017-07-01 16:00 | 7 | 1 | 16 | W | 31.38 | - | 31.38 | 2018-07-01 16:00 | 7 | 1 | 16 | W | 95.63 | - | 95.63 | 2019-07-01 16:00 | 7 | 1 | 16 |  | 48.84 | 48.84 | -
2017-07-01 17:00 | 7 | 1 | 17 | W | 30.73 | - | 30.73 | 2018-07-01 17:00 | 7 | 1 | 17 | W | 96.62 | - | 96.62 | 2019-07-01 17:00 | 7 | 1 | 17 |  | 47.66 | - | 47.66
2017-07-01 18:00 | 7 | 1 | 18 | W | 29.76 | - | 29.76 | 2018-07-01 18:00 | 7 | 1 | 18 | W | 85.61 | - | 85.61 | 2019-07-01 18:00 | 7 | 1 | 18 |  | 39.85 | - | 39.85
2017-07-01 19:00 | 7 | 1 | 19 | W | 29.56 | - | 29.56 | 2018-07-01 19:00 | 7 | 1 | 19 | W | 58.32 | - | 58.32 | 2019-07-01 19:00 | 7 | 1 | 19 |  | 35.29 | - | 35.29
2017-07-01 20:00 | 7 | 1 | 20 | W | 28.68 | - | 28.68 | 2018-07-01 20:00 | 7 | 1 | 20 | W | 47.18 | - | 47.18 | 2019-07-01 20:00 | 7 | 1 | 20 |  | 33.17 | - | 33.17
2017-07-01 21:00 | 7 | 1 | 21 | W | 27.58 | - | 27.58 | 2018-07-01 21:00 | 7 | 1 | 21 | W | 42.5 | - | 42.5 | 2019-07-01 21:00 | 7 | 1 | 21 |  | 30.17 | - | 30.17
2017-07-01 22:00 | 7 | 1 | 22 | W | 25.16 | - | 25.16 | 2018-07-01 22:00 | 7 | 1 | 22 | W | 34.97 | - | 34.97 | 2019-07-01 22:00 | 7 | 1 | 22 |  | 24.92 | - | 24.92
2017-07-01 23:00 | 7 | 1 | 23 | W | 22.19 | - | 22.19 | 2018-07-01 23:00 | 7 | 1 | 23 | W | 32.01 | - | 32.01 | 2019-07-01 23:00 | 7 | 1 | 23 |  | 22.39 | - | 22.39
2017-07-02 | 7 | 2 | 0 | W | 21.61 | - | 21.61 | 2018-07-02 | 7 | 2 | 0 |  | 26.56 | - | 26.56 | 2019-07-02 | 7 | 2 | 0 |  | 20.76 | - | 20.76
2017-07-02 01:00 | 7 | 2 | 1 | W | 21.33 | - | 21.33 | 2018-07-02 01:00 | 7 | 2 | 1 |  | 23.58 | - | 23.58 | 2019-07-02 01:00 | 7 | 2 | 1 |  | 19.83 | - | 19.83
2017-07-02 02:00 | 7 | 2 | 2 | W | 20.52 | - | 20.52 | 2018-07-02 02:00 | 7 | 2 | 2 |  | 21.82 | - | 21.82 | 2019-07-02 02:00 | 7 | 2 | 2 |  | 18.19 | - | 18.19
2017-07-02 03:00 | 7 | 2 | 3 | W | 19.33 | - | 19.33 | 2018-07-02 03:00 | 7 | 2 | 3 |  | 20.95 | - | 20.95 | 2019-07-02 03:00 | 7 | 2 | 3 |  | 16.48 | - | 16.48
2017-07-02 04:00 | 7 | 2 | 4 | W | 18.58 | - | 18.58 | 2018-07-02 04:00 | 7 | 2 | 4 |  | 20.85 | - | 20.85 | 2019-07-02 04:00 | 7 | 2 | 4 |  | 16.4 | - | 16.4
2017-07-02 05:00 | 7 | 2 | 5 | W | 17.57 | - | 17.57 | 2018-07-02 05:00 | 7 | 2 | 5 |  | 21.95 | - | 21.95 | 2019-07-02 05:00 | 7 | 2 | 5 |  | 18.68 | - | 18.68
2017-07-02 06:00 | 7 | 2 | 6 | W | 17.02 | - | 17.02 | 2018-07-02 06:00 | 7 | 2 | 6 |  | 24.78 | - | 24.78 | 2019-07-02 06:00 | 7 | 2 | 6 |  | 20.38 | - | 20.38
2017-07-02 07:00 | 7 | 2 | 7 | W | 19.48 | - | 19.48 | 2018-07-02 07:00 | 7 | 2 | 7 |  | 28.53 | - | 28.53 | 2019-07-02 07:00 | 7 | 2 | 7 |  | 21.74 | - | 21.74
2017-07-02 08:00 | 7 | 2 | 8 | W | 21.61 | - | 21.61 | 2018-07-02 08:00 | 7 | 2 | 8 |  | 32.39 | 32.39 | - | 2019-07-02 08:00 | 7 | 2 | 8 |  | 24.07 | 24.07 | -
2017-07-02 09:00 | 7 | 2 | 9 | W | 23.43 | - | 23.43 | 2018-07-02 09:00 | 7 | 2 | 9 |  | 38.37 | 38.37 | - | 2019-07-02 09:00 | 7 | 2 | 9 |  | 27.98 | 27.98 | -
2017-07-02 10:00 | 7 | 2 | 10 | W | 25.46 | - | 25.46 | 2018-07-02 10:00 | 7 | 2 | 10 |  | 47.46 | 47.46 | - | 2019-07-02 10:00 | 7 | 2 | 10 |  | 30.91 | 30.91 | -
2017-07-02 11:00 | 7 | 2 | 11 | W | 27.56 | - | 27.56 | 2018-07-02 11:00 | 7 | 2 | 11 |  | 60.66 | 60.66 | - | 2019-07-02 11:00 | 7 | 2 | 11 |  | 33.44 | 33.44 | -
2017-07-02 12:00 | 7 | 2 | 12 | W | 29.82 | - | 29.82 | 2018-07-02 12:00 | 7 | 2 | 12 |  | 83.12 | 83.12 | - | 2019-07-02 12:00 | 7 | 2 | 12 |  | 37.8 | 37.8 | -
2017-07-02 13:00 | 7 | 2 | 13 | W | 33.17 | - | 33.17 | 2018-07-02 13:00 | 7 | 2 | 13 |  | 100 | 100 | - | 2019-07-02 13:00 | 7 | 2 | 13 |  | 41.1 | 41.1 | -
2017-07-02 14:00 | 7 | 2 | 14 | W | 35.72 | - | 35.72 | 2018-07-02 14:00 | 7 | 2 | 14 |  | 114.68 | 114.68 | - | 2019-07-02 14:00 | 7 | 2 | 14 |  | 48.23 | 48.23 | -
2017-07-02 15:00 | 7 | 2 | 15 | W | 38.62 | - | 38.62 | 2018-07-02 15:00 | 7 | 2 | 15 |  | 126.31 | 126.31 | - | 2019-07-02 15:00 | 7 | 2 | 15 |  | 53.35 | 53.35 | -
2017-07-02 16:00 | 7 | 2 | 16 | W | 41.72 | - | 41.72 | 2018-07-02 16:00 | 7 | 2 | 16 |  | 131.07 | 131.07 | - | 2019-07-02 16:00 | 7 | 2 | 16 |  | 56.82 | 56.82 | -
2017-07-02 17:00 | 7 | 2 | 17 | W | 45.02 | - | 45.02 | 2018-07-02 17:00 | 7 | 2 | 17 |  | 120.19 | - | 120.19 | 2019-07-02 17:00 | 7 | 2 | 17 |  | 54.38 | - | 54.38
2017-07-02 18:00 | 7 | 2 | 18 | W | 38.69 | - | 38.69 | 2018-07-02 18:00 | 7 | 2 | 18 |  | 86.28 | - | 86.28 | 2019-07-02 18:00 | 7 | 2 | 18 |  | 48.45 | - | 48.45
2017-07-02 19:00 | 7 | 2 | 19 | W | 36.58 | - | 36.58 | 2018-07-02 19:00 | 7 | 2 | 19 |  | 62.54 | - | 62.54 | 2019-07-02 19:00 | 7 | 2 | 19 |  | 39.81 | - | 39.81
2017-07-02 20:00 | 7 | 2 | 20 | W | 33.58 | - | 33.58 | 2018-07-02 20:00 | 7 | 2 | 20 |  | 51.23 | - | 51.23 | 2019-07-02 20:00 | 7 | 2 | 20 |  | 37.78 | - | 37.78
2017-07-02 21:00 | 7 | 2 | 21 | W | 30.09 | - | 30.09 | 2018-07-02 21:00 | 7 | 2 | 21 |  | 42.42 | - | 42.42 | 2019-07-02 21:00 | 7 | 2 | 21 |  | 34.76 | - | 34.76
2017-07-02 22:00 | 7 | 2 | 22 | W | 26.62 | - | 26.62 | 2018-07-02 22:00 | 7 | 2 | 22 |  | 36.94 | - | 36.94 | 2019-07-02 22:00 | 7 | 2 | 22 |  | 27.81 | - | 27.81
2017-07-02 23:00 | 7 | 2 | 23 | W | 23.91 | - | 23.91 | 2018-07-02 23:00 | 7 | 2 | 23 |  | 32.81 | - | 32.81 | 2019-07-02 23:00 | 7 | 2 | 23 |  | 24.71 | - | 24.71
2017-07-03 | 7 | 3 | 0 |  | 22.71 | - | 22.71 | 2018-07-03 | 7 | 3 | 0 |  | 26.44 | - | 26.44 | 2019-07-03 | 7 | 3 | 0 |  | 21.95 | - | 21.95
2017-07-03 01:00 | 7 | 3 | 1 |  | 21.08 | - | 21.08 | 2018-07-03 01:00 | 7 | 3 | 1 |  | 23.75 | - | 23.75 | 2019-07-03 01:00 | 7 | 3 | 1 |  | 20.28 | - | 20.28
2017-07-03 02:00 | 7 | 3 | 2 |  | 20.18 | - | 20.18 | 2018-07-03 02:00 | 7 | 3 | 2 |  | 21.62 | - | 21.62 | 2019-07-03 02:00 | 7 | 3 | 2 |  | 18.91 | - | 18.91
2017-07-03 03:00 | 7 | 3 | 3 |  | 19.25 | - | 19.25 | 2018-07-03 03:00 | 7 | 3 | 3 |  | 20.73 | - | 20.73 | 2019-07-03 03:00 | 7 | 3 | 3 |  | 17.12 | - | 17.12
2017-07-03 04:00 | 7 | 3 | 4 |  | 19.31 | - | 19.31 | 2018-07-03 04:00 | 7 | 3 | 4 |  | 20.78 | - | 20.78 | 2019-07-03 04:00 | 7 | 3 | 4 |  | 16.87 | - | 16.87
2017-07-03 05:00 | 7 | 3 | 5 |  | 20.1 | - | 20.1 | 2018-07-03 05:00 | 7 | 3 | 5 |  | 21.51 | - | 21.51 | 2019-07-03 05:00 | 7 | 3 | 5 |  | 19.15 | - | 19.15
2017-07-03 06:00 | 7 | 3 | 6 |  | 21.41 | - | 21.41 | 2018-07-03 06:00 | 7 | 3 | 6 |  | 24.14 | - | 24.14 | 2019-07-03 06:00 | 7 | 3 | 6 |  | 20.85 | - | 20.85
2017-07-03 07:00 | 7 | 3 | 7 |  | 23.12 | - | 23.12 | 2018-07-03 07:00 | 7 | 3 | 7 |  | 27.71 | - | 27.71 | 2019-07-03 07:00 | 7 | 3 | 7 |  | 22.04 | - | 22.04
2017-07-03 08:00 | 7 | 3 | 8 |  | 24.5 | 24.5 | - | 2018-07-03 08:00 | 7 | 3 | 8 |  | 32.19 | 32.19 | - | 2019-07-03 08:00 | 7 | 3 | 8 |  | 23.94 | 23.94 | -
2017-07-03 09:00 | 7 | 3 | 9 |  | 26.71 | 26.71 | - | 2018-07-03 09:00 | 7 | 3 | 9 |  | 38.21 | 38.21 | - | 2019-07-03 09:00 | 7 | 3 | 9 |  | 27.52 | 27.52 | -
2017-07-03 10:00 | 7 | 3 | 10 |  | 31.52 | 31.52 | - | 2018-07-03 10:00 | 7 | 3 | 10 |  | 43.6 | 43.6 | - | 2019-07-03 10:00 | 7 | 3 | 10 |  | 31.01 | 31.01 | -
2017-07-03 11:00 | 7 | 3 | 11 |  | 36.29 | 36.29 | - | 2018-07-03 11:00 | 7 | 3 | 11 |  | 49.62 | 49.62 | - | 2019-07-03 11:00 | 7 | 3 | 11 |  | 37.44 | 37.44 | -
2017-07-03 12:00 | 7 | 3 | 12 |  | 37.92 | 37.92 | - | 2018-07-03 12:00 | 7 | 3 | 12 |  | 57.94 | 57.94 | - | 2019-07-03 12:00 | 7 | 3 | 12 |  | 38.92 | 38.92 | -
2017-07-03 13:00 | 7 | 3 | 13 |  | 40.78 | 40.78 | - | 2018-07-03 13:00 | 7 | 3 | 13 |  | 77.6 | 77.6 | - | 2019-07-03 13:00 | 7 | 3 | 13 |  | 46.62 | 46.62 | -
2017-07-03 14:00 | 7 | 3 | 14 |  | 42.01 | 42.01 | - | 2018-07-03 14:00 | 7 | 3 | 14 |  | 79.89 | 79.89 | - | 2019-07-03 14:00 | 7 | 3 | 14 |  | 49.5 | 49.5 | -
2017-07-03 15:00 | 7 | 3 | 15 |  | 45.78 | 45.78 | - | 2018-07-03 15:00 | 7 | 3 | 15 |  | 90.58 | 90.58 | - | 2019-07-03 15:00 | 7 | 3 | 15 |  | 51.86 | 51.86 | -
2017-07-03 16:00 | 7 | 3 | 16 |  | 47.95 | 47.95 | - | 2018-07-03 16:00 | 7 | 3 | 16 |  | 82.96 | 82.96 | - | 2019-07-03 16:00 | 7 | 3 | 16 |  | 58.79 | 58.79 | -
2017-07-03 17:00 | 7 | 3 | 17 |  | 45.69 | - | 45.69 | 2018-07-03 17:00 | 7 | 3 | 17 |  | 82.14 | - | 82.14 | 2019-07-03 17:00 | 7 | 3 | 17 |  | 54.32 | - | 54.32
2017-07-03 18:00 | 7 | 3 | 18 |  | 40.71 | - | 40.71 | 2018-07-03 18:00 | 7 | 3 | 18 |  | 63.47 | - | 63.47 | 2019-07-03 18:00 | 7 | 3 | 18 |  | 42.66 | - | 42.66
2017-07-03 19:00 | 7 | 3 | 19 |  | 37.58 | - | 37.58 | 2018-07-03 19:00 | 7 | 3 | 19 |  | 49.55 | - | 49.55 | 2019-07-03 19:00 | 7 | 3 | 19 |  | 36.01 | - | 36.01
2017-07-03 20:00 | 7 | 3 | 20 |  | 34.88 | - | 34.88 | 2018-07-03 20:00 | 7 | 3 | 20 |  | 42.85 | - | 42.85 | 2019-07-03 20:00 | 7 | 3 | 20 |  | 33.66 | - | 33.66
2017-07-03 21:00 | 7 | 3 | 21 |  | 31.25 | - | 31.25 | 2018-07-03 21:00 | 7 | 3 | 21 |  | 38.67 | - | 38.67 | 2019-07-03 21:00 | 7 | 3 | 21 |  | 30.72 | - | 30.72
2017-07-03 22:00 | 7 | 3 | 22 |  | 26.33 | - | 26.33 | 2018-07-03 22:00 | 7 | 3 | 22 |  | 33.73 | - | 33.73 | 2019-07-03 22:00 | 7 | 3 | 22 |  | 24.96 | - | 24.96
2017-07-03 23:00 | 7 | 3 | 23 |  | 24.59 | - | 24.59 | 2018-07-03 23:00 | 7 | 3 | 23 |  | 29.88 | - | 29.88 | 2019-07-03 23:00 | 7 | 3 | 23 |  | 22.72 | - | 22.72
2017-07-04 | 7 | 4 | 0 |  | 22.2 | - | 22.2 | 2018-07-04 | 7 | 4 | 0 |  | 25.86 | - | 25.86 | 2019-07-04 | 7 | 4 | 0 |  | 20.74 | - | 20.74
2017-07-04 01:00 | 7 | 4 | 1 |  | 21.32 | - | 21.32 | 2018-07-04 01:00 | 7 | 4 | 1 |  | 23.9 | - | 23.9 | 2019-07-04 01:00 | 7 | 4 | 1 |  | 19.61 | - | 19.61
2017-07-04 02:00 | 7 | 4 | 2 |  | 20.41 | - | 20.41 | 2018-07-04 02:00 | 7 | 4 | 2 |  | 22.71 | - | 22.71 | 2019-07-04 02:00 | 7 | 4 | 2 |  | 18.94 | - | 18.94
2017-07-04 03:00 | 7 | 4 | 3 |  | 18.8 | - | 18.8 | 2018-07-04 03:00 | 7 | 4 | 3 |  | 21.37 | - | 21.37 | 2019-07-04 03:00 | 7 | 4 | 3 |  | 18.12 | - | 18.12
2017-07-04 04:00 | 7 | 4 | 4 |  | 18.39 | - | 18.39 | 2018-07-04 04:00 | 7 | 4 | 4 |  | 20.67 | - | 20.67 | 2019-07-04 04:00 | 7 | 4 | 4 |  | 16.99 | - | 16.99
2017-07-04 05:00 | 7 | 4 | 5 |  | 17.86 | - | 17.86 | 2018-07-04 05:00 | 7 | 4 | 5 |  | 20.54 | - | 20.54 | 2019-07-04 05:00 | 7 | 4 | 5 |  | 16.21 | - | 16.21
2017-07-04 06:00 | 7 | 4 | 6 |  | 17.51 | - | 17.51 | 2018-07-04 06:00 | 7 | 4 | 6 |  | 20.42 | - | 20.42 | 2019-07-04 06:00 | 7 | 4 | 6 |  | 16.18 | - | 16.18
2017-07-04 07:00 | 7 | 4 | 7 |  | 20.24 | - | 20.24 | 2018-07-04 07:00 | 7 | 4 | 7 |  | 21.28 | - | 21.28 | 2019-07-04 07:00 | 7 | 4 | 7 |  | 18.71 | - | 18.71
2017-07-04 08:00 | 7 | 4 | 8 |  | 22.57 | 22.57 | - | 2018-07-04 08:00 | 7 | 4 | 8 |  | 25.53 | 25.53 | - | 2019-07-04 08:00 | 7 | 4 | 8 |  | 20.7 | 20.7 | -
2017-07-04 09:00 | 7 | 4 | 9 |  | 23.91 | 23.91 | - | 2018-07-04 09:00 | 7 | 4 | 9 |  | 29.35 | 29.35 | - | 2019-07-04 09:00 | 7 | 4 | 9 |  | 23.07 | 23.07 | -
2017-07-04 10:00 | 7 | 4 | 10 |  | 25.73 | 25.73 | - | 2018-07-04 10:00 | 7 | 4 | 10 |  | 35.29 | 35.29 | - | 2019-07-04 10:00 | 7 | 4 | 10 |  | 25.31 | 25.31 | -
2017-07-04 11:00 | 7 | 4 | 11 |  | 28.42 | 28.42 | - | 2018-07-04 11:00 | 7 | 4 | 11 |  | 44.67 | 44.67 | - | 2019-07-04 11:00 | 7 | 4 | 11 |  | 29.98 | 29.98 | -
2017-07-04 12:00 | 7 | 4 | 12 |  | 30.31 | 30.31 | - | 2018-07-04 12:00 | 7 | 4 | 12 |  | 51.6 | 51.6 | - | 2019-07-04 12:00 | 7 | 4 | 12 |  | 33.39 | 33.39 | -
2017-07-04 13:00 | 7 | 4 | 13 |  | 33.42 | 33.42 | - | 2018-07-04 13:00 | 7 | 4 | 13 |  | 64.39 | 64.39 | - | 2019-07-04 13:00 | 7 | 4 | 13 |  | 35.45 | 35.45 | -
2017-07-04 14:00 | 7 | 4 | 14 |  | 33.87 | 33.87 | - | 2018-07-04 14:00 | 7 | 4 | 14 |  | 61.38 | 61.38 | - | 2019-07-04 14:00 | 7 | 4 | 14 |  | 36.12 | 36.12 | -
2017-07-04 15:00 | 7 | 4 | 15 |  | 38.48 | 38.48 | - | 2018-07-04 15:00 | 7 | 4 | 15 |  | 61.17 | 61.17 | - | 2019-07-04 15:00 | 7 | 4 | 15 |  | 37.42 | 37.42 | -
2017-07-04 16:00 | 7 | 4 | 16 |  | 38.88 | 38.88 | - | 2018-07-04 16:00 | 7 | 4 | 16 |  | 61.77 | 61.77 | - | 2019-07-04 16:00 | 7 | 4 | 16 |  | 39.88 | 39.88 | -
2017-07-04 17:00 | 7 | 4 | 17 |  | 38.94 | - | 38.94 | 2018-07-04 17:00 | 7 | 4 | 17 |  | 59.58 | - | 59.58 | 2019-07-04 17:00 | 7 | 4 | 17 |  | 39.25 | - | 39.25
2017-07-04 18:00 | 7 | 4 | 18 |  | 34.67 | - | 34.67 | 2018-07-04 18:00 | 7 | 4 | 18 |  | 48.37 | - | 48.37 | 2019-07-04 18:00 | 7 | 4 | 18 |  | 35.58 | - | 35.58
2017-07-04 19:00 | 7 | 4 | 19 |  | 33.29 | - | 33.29 | 2018-07-04 19:00 | 7 | 4 | 19 |  | 43.23 | - | 43.23 | 2019-07-04 19:00 | 7 | 4 | 19 |  | 32.32 | - | 32.32
2017-07-04 20:00 | 7 | 4 | 20 |  | 29.32 | - | 29.32 | 2018-07-04 20:00 | 7 | 4 | 20 |  | 41.13 | - | 41.13 | 2019-07-04 20:00 | 7 | 4 | 20 |  | 28.27 | - | 28.27
2017-07-04 21:00 | 7 | 4 | 21 |  | 28.16 | - | 28.16 | 2018-07-04 21:00 | 7 | 4 | 21 |  | 35.66 | - | 35.66 | 2019-07-04 21:00 | 7 | 4 | 21 |  | 26.28 | - | 26.28
2017-07-04 22:00 | 7 | 4 | 22 |  | 25.57 | - | 25.57 | 2018-07-04 22:00 | 7 | 4 | 22 |  | 31.47 | - | 31.47 | 2019-07-04 22:00 | 7 | 4 | 22 |  | 24.16 | - | 24.16
2017-07-04 23:00 | 7 | 4 | 23 |  | 23.61 | - | 23.61 | 2018-07-04 23:00 | 7 | 4 | 23 |  | 27.92 | - | 27.92 | 2019-07-04 23:00 | 7 | 4 | 23 |  | 22.26 | - | 22.26
2017-07-05 | 7 | 5 | 0 |  | 21.97 | - | 21.97 | 2018-07-05 | 7 | 5 | 0 |  | 25.86 | - | 25.86 | 2019-07-05 | 7 | 5 | 0 |  | 20.74 | - | 20.74
2017-07-05 01:00 | 7 | 5 | 1 |  | 21.09 | - | 21.09 | 2018-07-05 01:00 | 7 | 5 | 1 |  | 23.37 | - | 23.37 | 2019-07-05 01:00 | 7 | 5 | 1 |  | 19.4 | - | 19.4
2017-07-05 02:00 | 7 | 5 | 2 |  | 19.85 | - | 19.85 | 2018-07-05 02:00 | 7 | 5 | 2 |  | 21.4 | - | 21.4 | 2019-07-05 02:00 | 7 | 5 | 2 |  | 18.35 | - | 18.35
2017-07-05 03:00 | 7 | 5 | 3 |  | 18.94 | - | 18.94 | 2018-07-05 03:00 | 7 | 5 | 3 |  | 20.19 | - | 20.19 | 2019-07-05 03:00 | 7 | 5 | 3 |  | 17.29 | - | 17.29
2017-07-05 04:00 | 7 | 5 | 4 |  | 19.26 | - | 19.26 | 2018-07-05 04:00 | 7 | 5 | 4 |  | 20.17 | - | 20.17 | 2019-07-05 04:00 | 7 | 5 | 4 |  | 17.03 | - | 17.03
2017-07-05 05:00 | 7 | 5 | 5 |  | 20.1 | - | 20.1 | 2018-07-05 05:00 | 7 | 5 | 5 |  | 21.11 | - | 21.11 | 2019-07-05 05:00 | 7 | 5 | 5 |  | 18.23 | - | 18.23
2017-07-05 06:00 | 7 | 5 | 6 |  | 21.82 | - | 21.82 | 2018-07-05 06:00 | 7 | 5 | 6 |  | 23.66 | - | 23.66 | 2019-07-05 06:00 | 7 | 5 | 6 |  | 19.51 | - | 19.51
2017-07-05 07:00 | 7 | 5 | 7 |  | 22.86 | - | 22.86 | 2018-07-05 07:00 | 7 | 5 | 7 |  | 27.08 | - | 27.08 | 2019-07-05 07:00 | 7 | 5 | 7 |  | 20.46 | - | 20.46
2017-07-05 08:00 | 7 | 5 | 8 |  | 23.91 | 23.91 | - | 2018-07-05 08:00 | 7 | 5 | 8 |  | 29.43 | 29.43 | - | 2019-07-05 08:00 | 7 | 5 | 8 |  | 22.49 | 22.49 | -
2017-07-05 09:00 | 7 | 5 | 9 |  | 26.14 | 26.14 | - | 2018-07-05 09:00 | 7 | 5 | 9 |  | 36.34 | 36.34 | - | 2019-07-05 09:00 | 7 | 5 | 9 |  | 26.16 | 26.16 | -
2017-07-05 10:00 | 7 | 5 | 10 |  | 29.1 | 29.1 | - | 2018-07-05 10:00 | 7 | 5 | 10 |  | 40.57 | 40.57 | - | 2019-07-05 10:00 | 7 | 5 | 10 |  | 29.95 | 29.95 | -
2017-07-05 11:00 | 7 | 5 | 11 |  | 32.46 | 32.46 | - | 2018-07-05 11:00 | 7 | 5 | 11 |  | 47.92 | 47.92 | - | 2019-07-05 11:00 | 7 | 5 | 11 |  | 32.72 | 32.72 | -
2017-07-05 12:00 | 7 | 5 | 12 |  | 37.03 | 37.03 | - | 2018-07-05 12:00 | 7 | 5 | 12 |  | 57.02 | 57.02 | - | 2019-07-05 12:00 | 7 | 5 | 12 |  | 35.15 | 35.15 | -
2017-07-05 13:00 | 7 | 5 | 13 |  | 39.74 | 39.74 | - | 2018-07-05 13:00 | 7 | 5 | 13 |  | 62.14 | 62.14 | - | 2019-07-05 13:00 | 7 | 5 | 13 |  | 42.81 | 42.81 | -
2017-07-05 14:00 | 7 | 5 | 14 |  | 41.71 | 41.71 | - | 2018-07-05 14:00 | 7 | 5 | 14 |  | 68.02 | 68.02 | - | 2019-07-05 14:00 | 7 | 5 | 14 |  | 40.95 | 40.95 | -
2017-07-05 15:00 | 7 | 5 | 15 |  | 43.41 | 43.41 | - | 2018-07-05 15:00 | 7 | 5 | 15 |  | 64.11 | 64.11 | - | 2019-07-05 15:00 | 7 | 5 | 15 |  | 43.87 | 43.87 | -
2017-07-05 16:00 | 7 | 5 | 16 |  | 46.84 | 46.84 | - | 2018-07-05 16:00 | 7 | 5 | 16 |  | 65.25 | 65.25 | - | 2019-07-05 16:00 | 7 | 5 | 16 |  | 46.9 | 46.9 | -
2017-07-05 17:00 | 7 | 5 | 17 |  | 43.9 | - | 43.9 | 2018-07-05 17:00 | 7 | 5 | 17 |  | 57.86 | - | 57.86 | 2019-07-05 17:00 | 7 | 5 | 17 |  | 44.57 | - | 44.57
2017-07-05 18:00 | 7 | 5 | 18 |  | 41.37 | - | 41.37 | 2018-07-05 18:00 | 7 | 5 | 18 |  | 51.9 | - | 51.9 | 2019-07-05 18:00 | 7 | 5 | 18 |  | 36.87 | - | 36.87
2017-07-05 19:00 | 7 | 5 | 19 |  | 37.26 | - | 37.26 | 2018-07-05 19:00 | 7 | 5 | 19 |  | 44.38 | - | 44.38 | 2019-07-05 19:00 | 7 | 5 | 19 |  | 33.97 | - | 33.97
2017-07-05 20:00 | 7 | 5 | 20 |  | 35.86 | - | 35.86 | 2018-07-05 20:00 | 7 | 5 | 20 |  | 41.11 | - | 41.11 | 2019-07-05 20:00 | 7 | 5 | 20 |  | 32.3 | - | 32.3
2017-07-05 21:00 | 7 | 5 | 21 |  | 30.87 | - | 30.87 | 2018-07-05 21:00 | 7 | 5 | 21 |  | 37.52 | - | 37.52 | 2019-07-05 21:00 | 7 | 5 | 21 |  | 30 | - | 30
2017-07-05 22:00 | 7 | 5 | 22 |  | 26.14 | - | 26.14 | 2018-07-05 22:00 | 7 | 5 | 22 |  | 32.06 | - | 32.06 | 2019-07-05 22:00 | 7 | 5 | 22 |  | 24.71 | - | 24.71
2017-07-05 23:00 | 7 | 5 | 23 |  | 23.95 | - | 23.95 | 2018-07-05 23:00 | 7 | 5 | 23 |  | 28.43 | - | 28.43 | 2019-07-05 23:00 | 7 | 5 | 23 |  | 22.09 | - | 22.09
2017-07-06 | 7 | 6 | 0 |  | 21.61 | - | 21.61 | 2018-07-06 | 7 | 6 | 0 |  | 25.14 | - | 25.14 | 2019-07-06 | 7 | 6 | 0 | W | 21.73 | - | 21.73
2017-07-06 01:00 | 7 | 6 | 1 |  | 20.75 | - | 20.75 | 2018-07-06 01:00 | 7 | 6 | 1 |  | 23.41 | - | 23.41 | 2019-07-06 01:00 | 7 | 6 | 1 | W | 20.17 | - | 20.17
2017-07-06 02:00 | 7 | 6 | 2 |  | 19.99 | - | 19.99 | 2018-07-06 02:00 | 7 | 6 | 2 |  | 22.05 | - | 22.05 | 2019-07-06 02:00 | 7 | 6 | 2 | W | 19.25 | - | 19.25
2017-07-06 03:00 | 7 | 6 | 3 |  | 19.27 | - | 19.27 | 2018-07-06 03:00 | 7 | 6 | 3 |  | 20.75 | - | 20.75 | 2019-07-06 03:00 | 7 | 6 | 3 | W | 18.23 | - | 18.23
2017-07-06 04:00 | 7 | 6 | 4 |  | 19.53 | - | 19.53 | 2018-07-06 04:00 | 7 | 6 | 4 |  | 20.59 | - | 20.59 | 2019-07-06 04:00 | 7 | 6 | 4 | W | 17.69 | - | 17.69
2017-07-06 05:00 | 7 | 6 | 5 |  | 20.41 | - | 20.41 | 2018-07-06 05:00 | 7 | 6 | 5 |  | 21.31 | - | 21.31 | 2019-07-06 05:00 | 7 | 6 | 5 | W | 17.77 | - | 17.77
2017-07-06 06:00 | 7 | 6 | 6 |  | 22.13 | - | 22.13 | 2018-07-06 06:00 | 7 | 6 | 6 |  | 23.24 | - | 23.24 | 2019-07-06 06:00 | 7 | 6 | 6 | W | 18.01 | - | 18.01
2017-07-06 07:00 | 7 | 6 | 7 |  | 23 | - | 23 | 2018-07-06 07:00 | 7 | 6 | 7 |  | 25.03 | - | 25.03 | 2019-07-06 07:00 | 7 | 6 | 7 | W | 19.33 | - | 19.33
2017-07-06 08:00 | 7 | 6 | 8 |  | 24.5 | 24.5 | - | 2018-07-06 08:00 | 7 | 6 | 8 |  | 27.13 | 27.13 | - | 2019-07-06 08:00 | 7 | 6 | 8 | W | 21.07 | - | 21.07
2017-07-06 09:00 | 7 | 6 | 9 |  | 26.2 | 26.2 | - | 2018-07-06 09:00 | 7 | 6 | 9 |  | 31.53 | 31.53 | - | 2019-07-06 09:00 | 7 | 6 | 9 | W | 23.04 | - | 23.04
2017-07-06 10:00 | 7 | 6 | 10 |  | 30.43 | 30.43 | - | 2018-07-06 10:00 | 7 | 6 | 10 |  | 37.53 | 37.53 | - | 2019-07-06 10:00 | 7 | 6 | 10 | W | 26.03 | - | 26.03
2017-07-06 11:00 | 7 | 6 | 11 |  | 35.4 | 35.4 | - | 2018-07-06 11:00 | 7 | 6 | 11 |  | 39.74 | 39.74 | - | 2019-07-06 11:00 | 7 | 6 | 11 | W | 33.16 | - | 33.16
2017-07-06 12:00 | 7 | 6 | 12 |  | 36.83 | 36.83 | - | 2018-07-06 12:00 | 7 | 6 | 12 |  | 41.71 | 41.71 | - | 2019-07-06 12:00 | 7 | 6 | 12 | W | 36.16 | - | 36.16
2017-07-06 13:00 | 7 | 6 | 13 |  | 39.49 | 39.49 | - | 2018-07-06 13:00 | 7 | 6 | 13 |  | 43.26 | 43.26 | - | 2019-07-06 13:00 | 7 | 6 | 13 | W | 36.29 | - | 36.29
2017-07-06 14:00 | 7 | 6 | 14 |  | 41.88 | 41.88 | - | 2018-07-06 14:00 | 7 | 6 | 14 |  | 43.41 | 43.41 | - | 2019-07-06 14:00 | 7 | 6 | 14 | W | 37.29 | - | 37.29
2017-07-06 15:00 | 7 | 6 | 15 |  | 43.38 | 43.38 | - | 2018-07-06 15:00 | 7 | 6 | 15 |  | 42.39 | 42.39 | - | 2019-07-06 15:00 | 7 | 6 | 15 | W | 37.97 | - | 37.97
2017-07-06 16:00 | 7 | 6 | 16 |  | 44.41 | 44.41 | - | 2018-07-06 16:00 | 7 | 6 | 16 |  | 40.27 | 40.27 | - | 2019-07-06 16:00 | 7 | 6 | 16 | W | 39.83 | - | 39.83
2017-07-06 17:00 | 7 | 6 | 17 |  | 44.24 | - | 44.24 | 2018-07-06 17:00 | 7 | 6 | 17 |  | 38.02 | - | 38.02 | 2019-07-06 17:00 | 7 | 6 | 17 | W | 37.76 | - | 37.76
2017-07-06 18:00 | 7 | 6 | 18 |  | 37.8 | - | 37.8 | 2018-07-06 18:00 | 7 | 6 | 18 |  | 32.9 | - | 32.9 | 2019-07-06 18:00 | 7 | 6 | 18 | W | 33.15 | - | 33.15
2017-07-06 19:00 | 7 | 6 | 19 |  | 34.88 | - | 34.88 | 2018-07-06 19:00 | 7 | 6 | 19 |  | 28.7 | - | 28.7 | 2019-07-06 19:00 | 7 | 6 | 19 | W | 30.11 | - | 30.11
2017-07-06 20:00 | 7 | 6 | 20 |  | 33.44 | - | 33.44 | 2018-07-06 20:00 | 7 | 6 | 20 |  | 27.21 | - | 27.21 | 2019-07-06 20:00 | 7 | 6 | 20 | W | 29.42 | - | 29.42
2017-07-06 21:00 | 7 | 6 | 21 |  | 31.37 | - | 31.37 | 2018-07-06 21:00 | 7 | 6 | 21 |  | 25.5 | - | 25.5 | 2019-07-06 21:00 | 7 | 6 | 21 | W | 26.36 | - | 26.36
2017-07-06 22:00 | 7 | 6 | 22 |  | 25.88 | - | 25.88 | 2018-07-06 22:00 | 7 | 6 | 22 |  | 23.21 | - | 23.21 | 2019-07-06 22:00 | 7 | 6 | 22 | W | 23.57 | - | 23.57
2017-07-06 23:00 | 7 | 6 | 23 |  | 24.1 | - | 24.1 | 2018-07-06 23:00 | 7 | 6 | 23 |  | 20.62 | - | 20.62 | 2019-07-06 23:00 | 7 | 6 | 23 | W | 21.34 | - | 21.34
2017-07-07 | 7 | 7 | 0 |  | 22.08 | - | 22.08 | 2018-07-07 | 7 | 7 | 0 | W | 20.07 | - | 20.07 | 2019-07-07 | 7 | 7 | 0 | W | 20.58 | - | 20.58
2017-07-07 01:00 | 7 | 7 | 1 |  | 20.74 | - | 20.74 | 2018-07-07 01:00 | 7 | 7 | 1 | W | 19.54 | - | 19.54 | 2019-07-07 01:00 | 7 | 7 | 1 | W | 19.49 | - | 19.49
2017-07-07 02:00 | 7 | 7 | 2 |  | 19.87 | - | 19.87 | 2018-07-07 02:00 | 7 | 7 | 2 | W | 18.97 | - | 18.97 | 2019-07-07 02:00 | 7 | 7 | 2 | W | 18.79 | - | 18.79
2017-07-07 03:00 | 7 | 7 | 3 |  | 18.86 | - | 18.86 | 2018-07-07 03:00 | 7 | 7 | 3 | W | 18.22 | - | 18.22 | 2019-07-07 03:00 | 7 | 7 | 3 | W | 17.6 | - | 17.6
2017-07-07 04:00 | 7 | 7 | 4 |  | 18.97 | - | 18.97 | 2018-07-07 04:00 | 7 | 7 | 4 | W | 18.02 | - | 18.02 | 2019-07-07 04:00 | 7 | 7 | 4 | W | 16.58 | - | 16.58
2017-07-07 05:00 | 7 | 7 | 5 |  | 19.95 | - | 19.95 | 2018-07-07 05:00 | 7 | 7 | 5 | W | 17.73 | - | 17.73 | 2019-07-07 05:00 | 7 | 7 | 5 | W | 15.54 | - | 15.54
2017-07-07 06:00 | 7 | 7 | 6 |  | 21.27 | - | 21.27 | 2018-07-07 06:00 | 7 | 7 | 6 | W | 17.98 | - | 17.98 | 2019-07-07 06:00 | 7 | 7 | 6 | W | 15.14 | - | 15.14
2017-07-07 07:00 | 7 | 7 | 7 |  | 22.4 | - | 22.4 | 2018-07-07 07:00 | 7 | 7 | 7 | W | 18.66 | - | 18.66 | 2019-07-07 07:00 | 7 | 7 | 7 | W | 16.97 | - | 16.97
2017-07-07 08:00 | 7 | 7 | 8 |  | 23.5 | 23.5 | - | 2018-07-07 08:00 | 7 | 7 | 8 | W | 20.08 | - | 20.08 | 2019-07-07 08:00 | 7 | 7 | 8 | W | 18.9 | - | 18.9
2017-07-07 09:00 | 7 | 7 | 9 |  | 25.55 | 25.55 | - | 2018-07-07 09:00 | 7 | 7 | 9 | W | 22.26 | - | 22.26 | 2019-07-07 09:00 | 7 | 7 | 9 | W | 21.18 | - | 21.18
2017-07-07 10:00 | 7 | 7 | 10 |  | 28.74 | 28.74 | - | 2018-07-07 10:00 | 7 | 7 | 10 | W | 23.4 | - | 23.4 | 2019-07-07 10:00 | 7 | 7 | 10 | W | 22.77 | - | 22.77
2017-07-07 11:00 | 7 | 7 | 11 |  | 33.62 | 33.62 | - | 2018-07-07 11:00 | 7 | 7 | 11 | W | 25.47 | - | 25.47 | 2019-07-07 11:00 | 7 | 7 | 11 | W | 24.99 | - | 24.99
2017-07-07 12:00 | 7 | 7 | 12 |  | 35.35 | 35.35 | - | 2018-07-07 12:00 | 7 | 7 | 12 | W | 25.51 | - | 25.51 | 2019-07-07 12:00 | 7 | 7 | 12 | W | 27.46 | - | 27.46
2017-07-07 13:00 | 7 | 7 | 13 |  | 37.48 | 37.48 | - | 2018-07-07 13:00 | 7 | 7 | 13 | W | 26.83 | - | 26.83 | 2019-07-07 13:00 | 7 | 7 | 13 | W | 29.37 | - | 29.37
2017-07-07 14:00 | 7 | 7 | 14 |  | 38.64 | 38.64 | - | 2018-07-07 14:00 | 7 | 7 | 14 | W | 28.59 | - | 28.59 | 2019-07-07 14:00 | 7 | 7 | 14 | W | 31.04 | - | 31.04
2017-07-07 15:00 | 7 | 7 | 15 |  | 41.16 | 41.16 | - | 2018-07-07 15:00 | 7 | 7 | 15 | W | 28.46 | - | 28.46 | 2019-07-07 15:00 | 7 | 7 | 15 | W | 30.13 | - | 30.13
2017-07-07 16:00 | 7 | 7 | 16 |  | 43.11 | 43.11 | - | 2018-07-07 16:00 | 7 | 7 | 16 | W | 29.32 | - | 29.32 | 2019-07-07 16:00 | 7 | 7 | 16 | W | 31.77 | - | 31.77
2017-07-07 17:00 | 7 | 7 | 17 |  | 40.59 | - | 40.59 | 2018-07-07 17:00 | 7 | 7 | 17 | W | 30.44 | - | 30.44 | 2019-07-07 17:00 | 7 | 7 | 17 | W | 31.82 | - | 31.82
2017-07-07 18:00 | 7 | 7 | 18 |  | 35.69 | - | 35.69 | 2018-07-07 18:00 | 7 | 7 | 18 | W | 28.77 | - | 28.77 | 2019-07-07 18:00 | 7 | 7 | 18 | W | 30 | - | 30
2017-07-07 19:00 | 7 | 7 | 19 |  | 31.37 | - | 31.37 | 2018-07-07 19:00 | 7 | 7 | 19 | W | 27.1 | - | 27.1 | 2019-07-07 19:00 | 7 | 7 | 19 | W | 26.24 | - | 26.24
2017-07-07 20:00 | 7 | 7 | 20 |  | 29.64 | - | 29.64 | 2018-07-07 20:00 | 7 | 7 | 20 | W | 25.41 | - | 25.41 | 2019-07-07 20:00 | 7 | 7 | 20 | W | 25.27 | - | 25.27
2017-07-07 21:00 | 7 | 7 | 21 |  | 28.81 | - | 28.81 | 2018-07-07 21:00 | 7 | 7 | 21 | W | 24.87 | - | 24.87 | 2019-07-07 21:00 | 7 | 7 | 21 | W | 23.76 | - | 23.76
2017-07-07 22:00 | 7 | 7 | 22 |  | 25.26 | - | 25.26 | 2018-07-07 22:00 | 7 | 7 | 22 | W | 22.81 | - | 22.81 | 2019-07-07 22:00 | 7 | 7 | 22 | W | 21.56 | - | 21.56
2017-07-07 23:00 | 7 | 7 | 23 |  | 22.45 | - | 22.45 | 2018-07-07 23:00 | 7 | 7 | 23 | W | 20.3 | - | 20.3 | 2019-07-07 23:00 | 7 | 7 | 23 | W | 19.62 | - | 19.62
2017-07-08 | 7 | 8 | 0 | W | 22.8 | - | 22.8 | 2018-07-08 | 7 | 8 | 0 | W | 18.18 | - | 18.18 | 2019-07-08 | 7 | 8 | 0 |  | 17.74 | - | 17.74
2017-07-08 01:00 | 7 | 8 | 1 | W | 21.62 | - | 21.62 | 2018-07-08 01:00 | 7 | 8 | 1 | W | 16.87 | - | 16.87 | 2019-07-08 01:00 | 7 | 8 | 1 |  | 17.26 | - | 17.26
2017-07-08 02:00 | 7 | 8 | 2 | W | 20.55 | - | 20.55 | 2018-07-08 02:00 | 7 | 8 | 2 | W | 15.81 | - | 15.81 | 2019-07-08 02:00 | 7 | 8 | 2 |  | 15.85 | - | 15.85
2017-07-08 03:00 | 7 | 8 | 3 | W | 19.22 | - | 19.22 | 2018-07-08 03:00 | 7 | 8 | 3 | W | 15.27 | - | 15.27 | 2019-07-08 03:00 | 7 | 8 | 3 |  | 15.15 | - | 15.15
2017-07-08 04:00 | 7 | 8 | 4 | W | 19.05 | - | 19.05 | 2018-07-08 04:00 | 7 | 8 | 4 | W | 14.53 | - | 14.53 | 2019-07-08 04:00 | 7 | 8 | 4 |  | 15.25 | - | 15.25
2017-07-08 05:00 | 7 | 8 | 5 | W | 18.9 | - | 18.9 | 2018-07-08 05:00 | 7 | 8 | 5 | W | 14.21 | - | 14.21 | 2019-07-08 05:00 | 7 | 8 | 5 |  | 17.15 | - | 17.15
2017-07-08 06:00 | 7 | 8 | 6 | W | 18.61 | - | 18.61 | 2018-07-08 06:00 | 7 | 8 | 6 | W | 12.99 | - | 12.99 | 2019-07-08 06:00 | 7 | 8 | 6 |  | 17.95 | - | 17.95
2017-07-08 07:00 | 7 | 8 | 7 | W | 20.49 | - | 20.49 | 2018-07-08 07:00 | 7 | 8 | 7 | W | 15.69 | - | 15.69 | 2019-07-08 07:00 | 7 | 8 | 7 |  | 19.63 | - | 19.63
2017-07-08 08:00 | 7 | 8 | 8 | W | 22.61 | - | 22.61 | 2018-07-08 08:00 | 7 | 8 | 8 | W | 18.24 | - | 18.24 | 2019-07-08 08:00 | 7 | 8 | 8 |  | 20.67 | 20.67 | -
2017-07-08 09:00 | 7 | 8 | 9 | W | 24.38 | - | 24.38 | 2018-07-08 09:00 | 7 | 8 | 9 | W | 20.07 | - | 20.07 | 2019-07-08 09:00 | 7 | 8 | 9 |  | 22.77 | 22.77 | -
2017-07-08 10:00 | 7 | 8 | 10 | W | 26.7 | - | 26.7 | 2018-07-08 10:00 | 7 | 8 | 10 | W | 21.12 | - | 21.12 | 2019-07-08 10:00 | 7 | 8 | 10 |  | 24.66 | 24.66 | -
2017-07-08 11:00 | 7 | 8 | 11 | W | 30.99 | - | 30.99 | 2018-07-08 11:00 | 7 | 8 | 11 | W | 23.74 | - | 23.74 | 2019-07-08 11:00 | 7 | 8 | 11 |  | 27.03 | 27.03 | -
2017-07-08 12:00 | 7 | 8 | 12 | W | 32.05 | - | 32.05 | 2018-07-08 12:00 | 7 | 8 | 12 | W | 26.48 | - | 26.48 | 2019-07-08 12:00 | 7 | 8 | 12 |  | 33.29 | 33.29 | -
2017-07-08 13:00 | 7 | 8 | 13 | W | 33.77 | - | 33.77 | 2018-07-08 13:00 | 7 | 8 | 13 | W | 29.55 | - | 29.55 | 2019-07-08 13:00 | 7 | 8 | 13 |  | 36.12 | 36.12 | -
2017-07-08 14:00 | 7 | 8 | 14 | W | 34.67 | - | 34.67 | 2018-07-08 14:00 | 7 | 8 | 14 | W | 34.87 | - | 34.87 | 2019-07-08 14:00 | 7 | 8 | 14 |  | 35.69 | 35.69 | -
2017-07-08 15:00 | 7 | 8 | 15 | W | 35.43 | - | 35.43 | 2018-07-08 15:00 | 7 | 8 | 15 | W | 37.52 | - | 37.52 | 2019-07-08 15:00 | 7 | 8 | 15 |  | 36.41 | 36.41 | -
2017-07-08 16:00 | 7 | 8 | 16 | W | 38.65 | - | 38.65 | 2018-07-08 16:00 | 7 | 8 | 16 | W | 44.04 | - | 44.04 | 2019-07-08 16:00 | 7 | 8 | 16 |  | 38.46 | 38.46 | -
2017-07-08 17:00 | 7 | 8 | 17 | W | 37.67 | - | 37.67 | 2018-07-08 17:00 | 7 | 8 | 17 | W | 46.2 | - | 46.2 | 2019-07-08 17:00 | 7 | 8 | 17 |  | 37.94 | - | 37.94
2017-07-08 18:00 | 7 | 8 | 18 | W | 34.3 | - | 34.3 | 2018-07-08 18:00 | 7 | 8 | 18 | W | 39.42 | - | 39.42 | 2019-07-08 18:00 | 7 | 8 | 18 |  | 33.79 | - | 33.79
2017-07-08 19:00 | 7 | 8 | 19 | W | 31.16 | - | 31.16 | 2018-07-08 19:00 | 7 | 8 | 19 | W | 34.53 | - | 34.53 | 2019-07-08 19:00 | 7 | 8 | 19 |  | 30.23 | - | 30.23
2017-07-08 20:00 | 7 | 8 | 20 | W | 28.9 | - | 28.9 | 2018-07-08 20:00 | 7 | 8 | 20 | W | 31.5 | - | 31.5 | 2019-07-08 20:00 | 7 | 8 | 20 |  | 27.07 | - | 27.07
2017-07-08 21:00 | 7 | 8 | 21 | W | 27.13 | - | 27.13 | 2018-07-08 21:00 | 7 | 8 | 21 | W | 27.94 | - | 27.94 | 2019-07-08 21:00 | 7 | 8 | 21 |  | 24.75 | - | 24.75
2017-07-08 22:00 | 7 | 8 | 22 | W | 24.46 | - | 24.46 | 2018-07-08 22:00 | 7 | 8 | 22 | W | 23.76 | - | 23.76 | 2019-07-08 22:00 | 7 | 8 | 22 |  | 22.39 | - | 22.39
2017-07-08 23:00 | 7 | 8 | 23 | W | 21.89 | - | 21.89 | 2018-07-08 23:00 | 7 | 8 | 23 | W | 22.04 | - | 22.04 | 2019-07-08 23:00 | 7 | 8 | 23 |  | 19.9 | - | 19.9
2017-07-09 | 7 | 9 | 0 | W | 20.35 | - | 20.35 | 2018-07-09 | 7 | 9 | 0 |  | 19.28 | - | 19.28 | 2019-07-09 | 7 | 9 | 0 |  | 17.39 | - | 17.39
2017-07-09 01:00 | 7 | 9 | 1 | W | 19.67 | - | 19.67 | 2018-07-09 01:00 | 7 | 9 | 1 |  | 18.53 | - | 18.53 | 2019-07-09 01:00 | 7 | 9 | 1 |  | 16.82 | - | 16.82
2017-07-09 02:00 | 7 | 9 | 2 | W | 18.97 | - | 18.97 | 2018-07-09 02:00 | 7 | 9 | 2 |  | 17.09 | - | 17.09 | 2019-07-09 02:00 | 7 | 9 | 2 |  | 14.99 | - | 14.99
2017-07-09 03:00 | 7 | 9 | 3 | W | 17.08 | - | 17.08 | 2018-07-09 03:00 | 7 | 9 | 3 |  | 16.22 | - | 16.22 | 2019-07-09 03:00 | 7 | 9 | 3 |  | 14.21 | - | 14.21
2017-07-09 04:00 | 7 | 9 | 4 | W | 15.33 | - | 15.33 | 2018-07-09 04:00 | 7 | 9 | 4 |  | 16.3 | - | 16.3 | 2019-07-09 04:00 | 7 | 9 | 4 |  | 14.52 | - | 14.52
2017-07-09 05:00 | 7 | 9 | 5 | W | 14.21 | - | 14.21 | 2018-07-09 05:00 | 7 | 9 | 5 |  | 18.15 | - | 18.15 | 2019-07-09 05:00 | 7 | 9 | 5 |  | 15.7 | - | 15.7
2017-07-09 06:00 | 7 | 9 | 6 | W | 9.91 | - | 9.91 | 2018-07-09 06:00 | 7 | 9 | 6 |  | 19.32 | - | 19.32 | 2019-07-09 06:00 | 7 | 9 | 6 |  | 17.51 | - | 17.51
2017-07-09 07:00 | 7 | 9 | 7 | W | 14.75 | - | 14.75 | 2018-07-09 07:00 | 7 | 9 | 7 |  | 20.72 | - | 20.72 | 2019-07-09 07:00 | 7 | 9 | 7 |  | 19.01 | - | 19.01
2017-07-09 08:00 | 7 | 9 | 8 | W | 20.05 | - | 20.05 | 2018-07-09 08:00 | 7 | 9 | 8 |  | 23.62 | 23.62 | - | 2019-07-09 08:00 | 7 | 9 | 8 |  | 20.59 | 20.59 | -
2017-07-09 09:00 | 7 | 9 | 9 | W | 21.09 | - | 21.09 | 2018-07-09 09:00 | 7 | 9 | 9 |  | 27.97 | 27.97 | - | 2019-07-09 09:00 | 7 | 9 | 9 |  | 22.57 | 22.57 | -
2017-07-09 10:00 | 7 | 9 | 10 | W | 22.33 | - | 22.33 | 2018-07-09 10:00 | 7 | 9 | 10 |  | 34.91 | 34.91 | - | 2019-07-09 10:00 | 7 | 9 | 10 |  | 25.71 | 25.71 | -
2017-07-09 11:00 | 7 | 9 | 11 | W | 24.21 | - | 24.21 | 2018-07-09 11:00 | 7 | 9 | 11 |  | 37.71 | 37.71 | - | 2019-07-09 11:00 | 7 | 9 | 11 |  | 28.39 | 28.39 | -
2017-07-09 12:00 | 7 | 9 | 12 | W | 25.74 | - | 25.74 | 2018-07-09 12:00 | 7 | 9 | 12 |  | 43.68 | 43.68 | - | 2019-07-09 12:00 | 7 | 9 | 12 |  | 34.29 | 34.29 | -
2017-07-09 13:00 | 7 | 9 | 13 | W | 27.21 | - | 27.21 | 2018-07-09 13:00 | 7 | 9 | 13 |  | 44.45 | 44.45 | - | 2019-07-09 13:00 | 7 | 9 | 13 |  | 38.33 | 38.33 | -
2017-07-09 14:00 | 7 | 9 | 14 | W | 30.05 | - | 30.05 | 2018-07-09 14:00 | 7 | 9 | 14 |  | 47.26 | 47.26 | - | 2019-07-09 14:00 | 7 | 9 | 14 |  | 41.19 | 41.19 | -
2017-07-09 15:00 | 7 | 9 | 15 | W | 30.4 | - | 30.4 | 2018-07-09 15:00 | 7 | 9 | 15 |  | 54.75 | 54.75 | - | 2019-07-09 15:00 | 7 | 9 | 15 |  | 48.82 | 48.82 | -
2017-07-09 16:00 | 7 | 9 | 16 | W | 33.61 | - | 33.61 | 2018-07-09 16:00 | 7 | 9 | 16 |  | 60.43 | 60.43 | - | 2019-07-09 16:00 | 7 | 9 | 16 |  | 55.59 | 55.59 | -
2017-07-09 17:00 | 7 | 9 | 17 | W | 34.21 | - | 34.21 | 2018-07-09 17:00 | 7 | 9 | 17 |  | 62.04 | - | 62.04 | 2019-07-09 17:00 | 7 | 9 | 17 |  | 58.4 | - | 58.4
2017-07-09 18:00 | 7 | 9 | 18 | W | 32.39 | - | 32.39 | 2018-07-09 18:00 | 7 | 9 | 18 |  | 48.77 | - | 48.77 | 2019-07-09 18:00 | 7 | 9 | 18 |  | 44.04 | - | 44.04
2017-07-09 19:00 | 7 | 9 | 19 | W | 30.34 | - | 30.34 | 2018-07-09 19:00 | 7 | 9 | 19 |  | 42.81 | - | 42.81 | 2019-07-09 19:00 | 7 | 9 | 19 |  | 36.67 | - | 36.67
2017-07-09 20:00 | 7 | 9 | 20 | W | 27.91 | - | 27.91 | 2018-07-09 20:00 | 7 | 9 | 20 |  | 41.31 | - | 41.31 | 2019-07-09 20:00 | 7 | 9 | 20 |  | 35.46 | - | 35.46
2017-07-09 21:00 | 7 | 9 | 21 | W | 26.15 | - | 26.15 | 2018-07-09 21:00 | 7 | 9 | 21 |  | 37.02 | - | 37.02 | 2019-07-09 21:00 | 7 | 9 | 21 |  | 30.39 | - | 30.39
2017-07-09 22:00 | 7 | 9 | 22 | W | 23.58 | - | 23.58 | 2018-07-09 22:00 | 7 | 9 | 22 |  | 29.25 | - | 29.25 | 2019-07-09 22:00 | 7 | 9 | 22 |  | 24.99 | - | 24.99
2017-07-09 23:00 | 7 | 9 | 23 | W | 21.68 | - | 21.68 | 2018-07-09 23:00 | 7 | 9 | 23 |  | 25.91 | - | 25.91 | 2019-07-09 23:00 | 7 | 9 | 23 |  | 22.2 | - | 22.2
2017-07-10 | 7 | 10 | 0 |  | 19.56 | - | 19.56 | 2018-07-10 | 7 | 10 | 0 |  | 21.35 | - | 21.35 | 2019-07-10 | 7 | 10 | 0 |  | 20.09 | - | 20.09
2017-07-10 01:00 | 7 | 10 | 1 |  | 18.63 | - | 18.63 | 2018-07-10 01:00 | 7 | 10 | 1 |  | 20.19 | - | 20.19 | 2019-07-10 01:00 | 7 | 10 | 1 |  | 19.17 | - | 19.17
2017-07-10 02:00 | 7 | 10 | 2 |  | 17.9 | - | 17.9 | 2018-07-10 02:00 | 7 | 10 | 2 |  | 18.81 | - | 18.81 | 2019-07-10 02:00 | 7 | 10 | 2 |  | 18.14 | - | 18.14
2017-07-10 03:00 | 7 | 10 | 3 |  | 15.57 | - | 15.57 | 2018-07-10 03:00 | 7 | 10 | 3 |  | 17.9 | - | 17.9 | 2019-07-10 03:00 | 7 | 10 | 3 |  | 16.4 | - | 16.4
2017-07-10 04:00 | 7 | 10 | 4 |  | 16.54 | - | 16.54 | 2018-07-10 04:00 | 7 | 10 | 4 |  | 17.8 | - | 17.8 | 2019-07-10 04:00 | 7 | 10 | 4 |  | 16.58 | - | 16.58
2017-07-10 05:00 | 7 | 10 | 5 |  | 18.41 | - | 18.41 | 2018-07-10 05:00 | 7 | 10 | 5 |  | 19.04 | - | 19.04 | 2019-07-10 05:00 | 7 | 10 | 5 |  | 18.65 | - | 18.65
2017-07-10 06:00 | 7 | 10 | 6 |  | 19.78 | - | 19.78 | 2018-07-10 06:00 | 7 | 10 | 6 |  | 20.96 | - | 20.96 | 2019-07-10 06:00 | 7 | 10 | 6 |  | 19.56 | - | 19.56
2017-07-10 07:00 | 7 | 10 | 7 |  | 21.44 | - | 21.44 | 2018-07-10 07:00 | 7 | 10 | 7 |  | 22.23 | - | 22.23 | 2019-07-10 07:00 | 7 | 10 | 7 |  | 21.21 | - | 21.21
2017-07-10 08:00 | 7 | 10 | 8 |  | 23.01 | 23.01 | - | 2018-07-10 08:00 | 7 | 10 | 8 |  | 24.45 | 24.45 | - | 2019-07-10 08:00 | 7 | 10 | 8 |  | 22.54 | 22.54 | -
2017-07-10 09:00 | 7 | 10 | 9 |  | 25.05 | 25.05 | - | 2018-07-10 09:00 | 7 | 10 | 9 |  | 29.48 | 29.48 | - | 2019-07-10 09:00 | 7 | 10 | 9 |  | 25.7 | 25.7 | -
2017-07-10 10:00 | 7 | 10 | 10 |  | 28.56 | 28.56 | - | 2018-07-10 10:00 | 7 | 10 | 10 |  | 37.07 | 37.07 | - | 2019-07-10 10:00 | 7 | 10 | 10 |  | 29.32 | 29.32 | -
2017-07-10 11:00 | 7 | 10 | 11 |  | 33.13 | 33.13 | - | 2018-07-10 11:00 | 7 | 10 | 11 |  | 43.19 | 43.19 | - | 2019-07-10 11:00 | 7 | 10 | 11 |  | 33.93 | 33.93 | -
2017-07-10 12:00 | 7 | 10 | 12 |  | 36.26 | 36.26 | - | 2018-07-10 12:00 | 7 | 10 | 12 |  | 45.12 | 45.12 | - | 2019-07-10 12:00 | 7 | 10 | 12 |  | 36.24 | 36.24 | -
2017-07-10 13:00 | 7 | 10 | 13 |  | 38.89 | 38.89 | - | 2018-07-10 13:00 | 7 | 10 | 13 |  | 48.32 | 48.32 | - | 2019-07-10 13:00 | 7 | 10 | 13 |  | 44.37 | 44.37 | -
2017-07-10 14:00 | 7 | 10 | 14 |  | 42 | 42 | - | 2018-07-10 14:00 | 7 | 10 | 14 |  | 50.55 | 50.55 | - | 2019-07-10 14:00 | 7 | 10 | 14 |  | 53.73 | 53.73 | -
2017-07-10 15:00 | 7 | 10 | 15 |  | 43.24 | 43.24 | - | 2018-07-10 15:00 | 7 | 10 | 15 |  | 62.39 | 62.39 | - | 2019-07-10 15:00 | 7 | 10 | 15 |  | 60 | 60 | -
2017-07-10 16:00 | 7 | 10 | 16 |  | 46.26 | 46.26 | - | 2018-07-10 16:00 | 7 | 10 | 16 |  | 66.49 | 66.49 | - | 2019-07-10 16:00 | 7 | 10 | 16 |  | 65.8 | 65.8 | -
2017-07-10 17:00 | 7 | 10 | 17 |  | 47.42 | - | 47.42 | 2018-07-10 17:00 | 7 | 10 | 17 |  | 65.54 | - | 65.54 | 2019-07-10 17:00 | 7 | 10 | 17 |  | 68.08 | - | 68.08
2017-07-10 18:00 | 7 | 10 | 18 |  | 41.54 | - | 41.54 | 2018-07-10 18:00 | 7 | 10 | 18 |  | 48.88 | - | 48.88 | 2019-07-10 18:00 | 7 | 10 | 18 |  | 50.62 | - | 50.62
2017-07-10 19:00 | 7 | 10 | 19 |  | 36.94 | - | 36.94 | 2018-07-10 19:00 | 7 | 10 | 19 |  | 43.34 | - | 43.34 | 2019-07-10 19:00 | 7 | 10 | 19 |  | 40.98 | - | 40.98
2017-07-10 20:00 | 7 | 10 | 20 |  | 36.74 | - | 36.74 | 2018-07-10 20:00 | 7 | 10 | 20 |  | 39.16 | - | 39.16 | 2019-07-10 20:00 | 7 | 10 | 20 |  | 36.93 | - | 36.93
2017-07-10 21:00 | 7 | 10 | 21 |  | 30.97 | - | 30.97 | 2018-07-10 21:00 | 7 | 10 | 21 |  | 36.47 | - | 36.47 | 2019-07-10 21:00 | 7 | 10 | 21 |  | 32.61 | - | 32.61
2017-07-10 22:00 | 7 | 10 | 22 |  | 25.71 | - | 25.71 | 2018-07-10 22:00 | 7 | 10 | 22 |  | 29.81 | - | 29.81 | 2019-07-10 22:00 | 7 | 10 | 22 |  | 25.9 | - | 25.9
2017-07-10 23:00 | 7 | 10 | 23 |  | 23.83 | - | 23.83 | 2018-07-10 23:00 | 7 | 10 | 23 |  | 26.34 | - | 26.34 | 2019-07-10 23:00 | 7 | 10 | 23 |  | 23.44 | - | 23.44
2017-07-11 | 7 | 11 | 0 |  | 21.75 | - | 21.75 | 2018-07-11 | 7 | 11 | 0 |  | 23.01 | - | 23.01 | 2019-07-11 | 7 | 11 | 0 |  | 22.15 | - | 22.15
2017-07-11 01:00 | 7 | 11 | 1 |  | 20.79 | - | 20.79 | 2018-07-11 01:00 | 7 | 11 | 1 |  | 20.59 | - | 20.59 | 2019-07-11 01:00 | 7 | 11 | 1 |  | 20.63 | - | 20.63
2017-07-11 02:00 | 7 | 11 | 2 |  | 19.88 | - | 19.88 | 2018-07-11 02:00 | 7 | 11 | 2 |  | 19.66 | - | 19.66 | 2019-07-11 02:00 | 7 | 11 | 2 |  | 19.9 | - | 19.9
2017-07-11 03:00 | 7 | 11 | 3 |  | 19.15 | - | 19.15 | 2018-07-11 03:00 | 7 | 11 | 3 |  | 19.05 | - | 19.05 | 2019-07-11 03:00 | 7 | 11 | 3 |  | 19.32 | - | 19.32
2017-07-11 04:00 | 7 | 11 | 4 |  | 19.3 | - | 19.3 | 2018-07-11 04:00 | 7 | 11 | 4 |  | 18.97 | - | 18.97 | 2019-07-11 04:00 | 7 | 11 | 4 |  | 19.25 | - | 19.25
2017-07-11 05:00 | 7 | 11 | 5 |  | 20.26 | - | 20.26 | 2018-07-11 05:00 | 7 | 11 | 5 |  | 19.83 | - | 19.83 | 2019-07-11 05:00 | 7 | 11 | 5 |  | 19.94 | - | 19.94
2017-07-11 06:00 | 7 | 11 | 6 |  | 21.76 | - | 21.76 | 2018-07-11 06:00 | 7 | 11 | 6 |  | 21.22 | - | 21.22 | 2019-07-11 06:00 | 7 | 11 | 6 |  | 21.63 | - | 21.63
2017-07-11 07:00 | 7 | 11 | 7 |  | 22.62 | - | 22.62 | 2018-07-11 07:00 | 7 | 11 | 7 |  | 23.18 | - | 23.18 | 2019-07-11 07:00 | 7 | 11 | 7 |  | 22.81 | - | 22.81
2017-07-11 08:00 | 7 | 11 | 8 |  | 24.63 | 24.63 | - | 2018-07-11 08:00 | 7 | 11 | 8 |  | 25.88 | 25.88 | - | 2019-07-11 08:00 | 7 | 11 | 8 |  | 25.1 | 25.1 | -
2017-07-11 09:00 | 7 | 11 | 9 |  | 26.29 | 26.29 | - | 2018-07-11 09:00 | 7 | 11 | 9 |  | 28 | 28 | - | 2019-07-11 09:00 | 7 | 11 | 9 |  | 29.91 | 29.91 | -
2017-07-11 10:00 | 7 | 11 | 10 |  | 30.2 | 30.2 | - | 2018-07-11 10:00 | 7 | 11 | 10 |  | 32.66 | 32.66 | - | 2019-07-11 10:00 | 7 | 11 | 10 |  | 35.1 | 35.1 | -
2017-07-11 11:00 | 7 | 11 | 11 |  | 34.29 | 34.29 | - | 2018-07-11 11:00 | 7 | 11 | 11 |  | 38.23 | 38.23 | - | 2019-07-11 11:00 | 7 | 11 | 11 |  | 40.28 | 40.28 | -
2017-07-11 12:00 | 7 | 11 | 12 |  | 37.05 | 37.05 | - | 2018-07-11 12:00 | 7 | 11 | 12 |  | 40.19 | 40.19 | - | 2019-07-11 12:00 | 7 | 11 | 12 |  | 43.14 | 43.14 | -
2017-07-11 13:00 | 7 | 11 | 13 |  | 38.91 | 38.91 | - | 2018-07-11 13:00 | 7 | 11 | 13 |  | 44.63 | 44.63 | - | 2019-07-11 13:00 | 7 | 11 | 13 |  | 47.31 | 47.31 | -
2017-07-11 14:00 | 7 | 11 | 14 |  | 41.82 | 41.82 | - | 2018-07-11 14:00 | 7 | 11 | 14 |  | 47.1 | 47.1 | - | 2019-07-11 14:00 | 7 | 11 | 14 |  | 55.31 | 55.31 | -
2017-07-11 15:00 | 7 | 11 | 15 |  | 45.43 | 45.43 | - | 2018-07-11 15:00 | 7 | 11 | 15 |  | 54.76 | 54.76 | - | 2019-07-11 15:00 | 7 | 11 | 15 |  | 56 | 56 | -
2017-07-11 16:00 | 7 | 11 | 16 |  | 51.36 | 51.36 | - | 2018-07-11 16:00 | 7 | 11 | 16 |  | 61.87 | 61.87 | - | 2019-07-11 16:00 | 7 | 11 | 16 |  | 59.57 | 59.57 | -
2017-07-11 17:00 | 7 | 11 | 17 |  | 48.68 | - | 48.68 | 2018-07-11 17:00 | 7 | 11 | 17 |  | 54.98 | - | 54.98 | 2019-07-11 17:00 | 7 | 11 | 17 |  | 55.75 | - | 55.75
2017-07-11 18:00 | 7 | 11 | 18 |  | 40.73 | - | 40.73 | 2018-07-11 18:00 | 7 | 11 | 18 |  | 45.22 | - | 45.22 | 2019-07-11 18:00 | 7 | 11 | 18 |  | 40.21 | - | 40.21
2017-07-11 19:00 | 7 | 11 | 19 |  | 36.61 | - | 36.61 | 2018-07-11 19:00 | 7 | 11 | 19 |  | 37.34 | - | 37.34 | 2019-07-11 19:00 | 7 | 11 | 19 |  | 35.3 | - | 35.3
2017-07-11 20:00 | 7 | 11 | 20 |  | 35.47 | - | 35.47 | 2018-07-11 20:00 | 7 | 11 | 20 |  | 33.91 | - | 33.91 | 2019-07-11 20:00 | 7 | 11 | 20 |  | 31.76 | - | 31.76
2017-07-11 21:00 | 7 | 11 | 21 |  | 32.84 | - | 32.84 | 2018-07-11 21:00 | 7 | 11 | 21 |  | 32.13 | - | 32.13 | 2019-07-11 21:00 | 7 | 11 | 21 |  | 28.73 | - | 28.73
2017-07-11 22:00 | 7 | 11 | 22 |  | 26.77 | - | 26.77 | 2018-07-11 22:00 | 7 | 11 | 22 |  | 26.27 | - | 26.27 | 2019-07-11 22:00 | 7 | 11 | 22 |  | 25.38 | - | 25.38
2017-07-11 23:00 | 7 | 11 | 23 |  | 24.63 | - | 24.63 | 2018-07-11 23:00 | 7 | 11 | 23 |  | 23.73 | - | 23.73 | 2019-07-11 23:00 | 7 | 11 | 23 |  | 23.27 | - | 23.27
2017-07-12 | 7 | 12 | 0 |  | 23.6 | - | 23.6 | 2018-07-12 | 7 | 12 | 0 |  | 21.98 | - | 21.98 | 2019-07-12 | 7 | 12 | 0 |  | 21.48 | - | 21.48
2017-07-12 01:00 | 7 | 12 | 1 |  | 22.32 | - | 22.32 | 2018-07-12 01:00 | 7 | 12 | 1 |  | 19.97 | - | 19.97 | 2019-07-12 01:00 | 7 | 12 | 1 |  | 20.12 | - | 20.12
2017-07-12 02:00 | 7 | 12 | 2 |  | 21.32 | - | 21.32 | 2018-07-12 02:00 | 7 | 12 | 2 |  | 19.26 | - | 19.26 | 2019-07-12 02:00 | 7 | 12 | 2 |  | 19.41 | - | 19.41
2017-07-12 03:00 | 7 | 12 | 3 |  | 20.41 | - | 20.41 | 2018-07-12 03:00 | 7 | 12 | 3 |  | 18.62 | - | 18.62 | 2019-07-12 03:00 | 7 | 12 | 3 |  | 18.58 | - | 18.58
2017-07-12 04:00 | 7 | 12 | 4 |  | 20.27 | - | 20.27 | 2018-07-12 04:00 | 7 | 12 | 4 |  | 18.6 | - | 18.6 | 2019-07-12 04:00 | 7 | 12 | 4 |  | 18.81 | - | 18.81
2017-07-12 05:00 | 7 | 12 | 5 |  | 21.25 | - | 21.25 | 2018-07-12 05:00 | 7 | 12 | 5 |  | 19.46 | - | 19.46 | 2019-07-12 05:00 | 7 | 12 | 5 |  | 19.5 | - | 19.5
2017-07-12 06:00 | 7 | 12 | 6 |  | 22.83 | - | 22.83 | 2018-07-12 06:00 | 7 | 12 | 6 |  | 21.18 | - | 21.18 | 2019-07-12 06:00 | 7 | 12 | 6 |  | 20.92 | - | 20.92
2017-07-12 07:00 | 7 | 12 | 7 |  | 24.04 | - | 24.04 | 2018-07-12 07:00 | 7 | 12 | 7 |  | 23.6 | - | 23.6 | 2019-07-12 07:00 | 7 | 12 | 7 |  | 21.57 | - | 21.57
2017-07-12 08:00 | 7 | 12 | 8 |  | 25.47 | 25.47 | - | 2018-07-12 08:00 | 7 | 12 | 8 |  | 25.3 | 25.3 | - | 2019-07-12 08:00 | 7 | 12 | 8 |  | 22.76 | 22.76 | -
2017-07-12 09:00 | 7 | 12 | 9 |  | 28.36 | 28.36 | - | 2018-07-12 09:00 | 7 | 12 | 9 |  | 26.64 | 26.64 | - | 2019-07-12 09:00 | 7 | 12 | 9 |  | 24.97 | 24.97 | -
2017-07-12 10:00 | 7 | 12 | 10 |  | 33.68 | 33.68 | - | 2018-07-12 10:00 | 7 | 12 | 10 |  | 31.3 | 31.3 | - | 2019-07-12 10:00 | 7 | 12 | 10 |  | 28.1 | 28.1 | -
2017-07-12 11:00 | 7 | 12 | 11 |  | 38.58 | 38.58 | - | 2018-07-12 11:00 | 7 | 12 | 11 |  | 34.91 | 34.91 | - | 2019-07-12 11:00 | 7 | 12 | 11 |  | 30.7 | 30.7 | -
2017-07-12 12:00 | 7 | 12 | 12 |  | 42.08 | 42.08 | - | 2018-07-12 12:00 | 7 | 12 | 12 |  | 38.22 | 38.22 | - | 2019-07-12 12:00 | 7 | 12 | 12 |  | 34.03 | 34.03 | -
2017-07-12 13:00 | 7 | 12 | 13 |  | 43.51 | 43.51 | - | 2018-07-12 13:00 | 7 | 12 | 13 |  | 42.71 | 42.71 | - | 2019-07-12 13:00 | 7 | 12 | 13 |  | 36.87 | 36.87 | -
2017-07-12 14:00 | 7 | 12 | 14 |  | 47.47 | 47.47 | - | 2018-07-12 14:00 | 7 | 12 | 14 |  | 50.6 | 50.6 | - | 2019-07-12 14:00 | 7 | 12 | 14 |  | 40.08 | 40.08 | -
2017-07-12 15:00 | 7 | 12 | 15 |  | 53.6 | 53.6 | - | 2018-07-12 15:00 | 7 | 12 | 15 |  | 55.65 | 55.65 | - | 2019-07-12 15:00 | 7 | 12 | 15 |  | 44.11 | 44.11 | -
2017-07-12 16:00 | 7 | 12 | 16 |  | 62.54 | 62.54 | - | 2018-07-12 16:00 | 7 | 12 | 16 |  | 60.07 | 60.07 | - | 2019-07-12 16:00 | 7 | 12 | 16 |  | 49.76 | 49.76 | -
2017-07-12 17:00 | 7 | 12 | 17 |  | 59.48 | - | 59.48 | 2018-07-12 17:00 | 7 | 12 | 17 |  | 61 | - | 61 | 2019-07-12 17:00 | 7 | 12 | 17 |  | 49.15 | - | 49.15
2017-07-12 18:00 | 7 | 12 | 18 |  | 47.7 | - | 47.7 | 2018-07-12 18:00 | 7 | 12 | 18 |  | 52.08 | - | 52.08 | 2019-07-12 18:00 | 7 | 12 | 18 |  | 38.24 | - | 38.24
2017-07-12 19:00 | 7 | 12 | 19 |  | 41.27 | - | 41.27 | 2018-07-12 19:00 | 7 | 12 | 19 |  | 43.47 | - | 43.47 | 2019-07-12 19:00 | 7 | 12 | 19 |  | 34.05 | - | 34.05
2017-07-12 20:00 | 7 | 12 | 20 |  | 39.1 | - | 39.1 | 2018-07-12 20:00 | 7 | 12 | 20 |  | 36.67 | - | 36.67 | 2019-07-12 20:00 | 7 | 12 | 20 |  | 32.65 | - | 32.65
2017-07-12 21:00 | 7 | 12 | 21 |  | 37.02 | - | 37.02 | 2018-07-12 21:00 | 7 | 12 | 21 |  | 33.8 | - | 33.8 | 2019-07-12 21:00 | 7 | 12 | 21 |  | 28.34 | - | 28.34
2017-07-12 22:00 | 7 | 12 | 22 |  | 30 | - | 30 | 2018-07-12 22:00 | 7 | 12 | 22 |  | 27.37 | - | 27.37 | 2019-07-12 22:00 | 7 | 12 | 22 |  | 24.99 | - | 24.99
2017-07-12 23:00 | 7 | 12 | 23 |  | 25.63 | - | 25.63 | 2018-07-12 23:00 | 7 | 12 | 23 |  | 24.6 | - | 24.6 | 2019-07-12 23:00 | 7 | 12 | 23 |  | 22.33 | - | 22.33
2017-07-13 | 7 | 13 | 0 |  | 24.45 | - | 24.45 | 2018-07-13 | 7 | 13 | 0 |  | 22.94 | - | 22.94 | 2019-07-13 | 7 | 13 | 0 | W | 20.92 | - | 20.92
2017-07-13 01:00 | 7 | 13 | 1 |  | 22.64 | - | 22.64 | 2018-07-13 01:00 | 7 | 13 | 1 |  | 20.38 | - | 20.38 | 2019-07-13 01:00 | 7 | 13 | 1 | W | 19.21 | - | 19.21
2017-07-13 02:00 | 7 | 13 | 2 |  | 21.39 | - | 21.39 | 2018-07-13 02:00 | 7 | 13 | 2 |  | 19.28 | - | 19.28 | 2019-07-13 02:00 | 7 | 13 | 2 | W | 18.04 | - | 18.04
2017-07-13 03:00 | 7 | 13 | 3 |  | 20.3 | - | 20.3 | 2018-07-13 03:00 | 7 | 13 | 3 |  | 18.69 | - | 18.69 | 2019-07-13 03:00 | 7 | 13 | 3 | W | 16.79 | - | 16.79
2017-07-13 04:00 | 7 | 13 | 4 |  | 20.14 | - | 20.14 | 2018-07-13 04:00 | 7 | 13 | 4 |  | 18.5 | - | 18.5 | 2019-07-13 04:00 | 7 | 13 | 4 | W | 15.77 | - | 15.77
2017-07-13 05:00 | 7 | 13 | 5 |  | 21.24 | - | 21.24 | 2018-07-13 05:00 | 7 | 13 | 5 |  | 19.35 | - | 19.35 | 2019-07-13 05:00 | 7 | 13 | 5 | W | 15.66 | - | 15.66
2017-07-13 06:00 | 7 | 13 | 6 |  | 22.35 | - | 22.35 | 2018-07-13 06:00 | 7 | 13 | 6 |  | 21.82 | - | 21.82 | 2019-07-13 06:00 | 7 | 13 | 6 | W | 15.49 | - | 15.49
2017-07-13 07:00 | 7 | 13 | 7 |  | 24.3 | - | 24.3 | 2018-07-13 07:00 | 7 | 13 | 7 |  | 24.01 | - | 24.01 | 2019-07-13 07:00 | 7 | 13 | 7 | W | 17.85 | - | 17.85
2017-07-13 08:00 | 7 | 13 | 8 |  | 25.93 | 25.93 | - | 2018-07-13 08:00 | 7 | 13 | 8 |  | 26.34 | 26.34 | - | 2019-07-13 08:00 | 7 | 13 | 8 | W | 20.24 | - | 20.24
2017-07-13 09:00 | 7 | 13 | 9 |  | 29.1 | 29.1 | - | 2018-07-13 09:00 | 7 | 13 | 9 |  | 28.73 | 28.73 | - | 2019-07-13 09:00 | 7 | 13 | 9 | W | 23.3 | - | 23.3
2017-07-13 10:00 | 7 | 13 | 10 |  | 35.87 | 35.87 | - | 2018-07-13 10:00 | 7 | 13 | 10 |  | 35.67 | 35.67 | - | 2019-07-13 10:00 | 7 | 13 | 10 | W | 24.9 | - | 24.9
2017-07-13 11:00 | 7 | 13 | 11 |  | 39.56 | 39.56 | - | 2018-07-13 11:00 | 7 | 13 | 11 |  | 39.48 | 39.48 | - | 2019-07-13 11:00 | 7 | 13 | 11 | W | 27.63 | - | 27.63
2017-07-13 12:00 | 7 | 13 | 12 |  | 45.93 | 45.93 | - | 2018-07-13 12:00 | 7 | 13 | 12 |  | 47.55 | 47.55 | - | 2019-07-13 12:00 | 7 | 13 | 12 | W | 31.11 | - | 31.11
2017-07-13 13:00 | 7 | 13 | 13 |  | 47.63 | 47.63 | - | 2018-07-13 13:00 | 7 | 13 | 13 |  | 56.9 | 56.9 | - | 2019-07-13 13:00 | 7 | 13 | 13 | W | 36.44 | - | 36.44
2017-07-13 14:00 | 7 | 13 | 14 |  | 50.33 | 50.33 | - | 2018-07-13 14:00 | 7 | 13 | 14 |  | 65.93 | 65.93 | - | 2019-07-13 14:00 | 7 | 13 | 14 | W | 40.45 | - | 40.45
2017-07-13 15:00 | 7 | 13 | 15 |  | 50.59 | 50.59 | - | 2018-07-13 15:00 | 7 | 13 | 15 |  | 68.84 | 68.84 | - | 2019-07-13 15:00 | 7 | 13 | 15 | W | 45.1 | - | 45.1
2017-07-13 16:00 | 7 | 13 | 16 |  | 56.9 | 56.9 | - | 2018-07-13 16:00 | 7 | 13 | 16 |  | 72.41 | 72.41 | - | 2019-07-13 16:00 | 7 | 13 | 16 | W | 52.95 | - | 52.95
2017-07-13 17:00 | 7 | 13 | 17 |  | 54.34 | - | 54.34 | 2018-07-13 17:00 | 7 | 13 | 17 |  | 77.33 | - | 77.33 | 2019-07-13 17:00 | 7 | 13 | 17 | W | 53.42 | - | 53.42
2017-07-13 18:00 | 7 | 13 | 18 |  | 45.05 | - | 45.05 | 2018-07-13 18:00 | 7 | 13 | 18 |  | 60.37 | - | 60.37 | 2019-07-13 18:00 | 7 | 13 | 18 | W | 43.82 | - | 43.82
2017-07-13 19:00 | 7 | 13 | 19 |  | 40.07 | - | 40.07 | 2018-07-13 19:00 | 7 | 13 | 19 |  | 48.45 | - | 48.45 | 2019-07-13 19:00 | 7 | 13 | 19 | W | 38.28 | - | 38.28
2017-07-13 20:00 | 7 | 13 | 20 |  | 37.6 | - | 37.6 | 2018-07-13 20:00 | 7 | 13 | 20 |  | 40.37 | - | 40.37 | 2019-07-13 20:00 | 7 | 13 | 20 | W | 33.37 | - | 33.37
2017-07-13 21:00 | 7 | 13 | 21 |  | 34.44 | - | 34.44 | 2018-07-13 21:00 | 7 | 13 | 21 |  | 36.94 | - | 36.94 | 2019-07-13 21:00 | 7 | 13 | 21 | W | 29.22 | - | 29.22
2017-07-13 22:00 | 7 | 13 | 22 |  | 29.51 | - | 29.51 | 2018-07-13 22:00 | 7 | 13 | 22 |  | 30.76 | - | 30.76 | 2019-07-13 22:00 | 7 | 13 | 22 | W | 25 | - | 25
2017-07-13 23:00 | 7 | 13 | 23 |  | 25.19 | - | 25.19 | 2018-07-13 23:00 | 7 | 13 | 23 |  | 26.26 | - | 26.26 | 2019-07-13 23:00 | 7 | 13 | 23 | W | 23.51 | - | 23.51
2017-07-14 | 7 | 14 | 0 |  | 23.71 | - | 23.71 | 2018-07-14 | 7 | 14 | 0 | W | 22.89 | - | 22.89 | 2019-07-14 | 7 | 14 | 0 | W | 20.58 | - | 20.58
2017-07-14 01:00 | 7 | 14 | 1 |  | 22.26 | - | 22.26 | 2018-07-14 01:00 | 7 | 14 | 1 | W | 21.33 | - | 21.33 | 2019-07-14 01:00 | 7 | 14 | 1 | W | 19.58 | - | 19.58
2017-07-14 02:00 | 7 | 14 | 2 |  | 21.22 | - | 21.22 | 2018-07-14 02:00 | 7 | 14 | 2 | W | 19.55 | - | 19.55 | 2019-07-14 02:00 | 7 | 14 | 2 | W | 17.72 | - | 17.72
2017-07-14 03:00 | 7 | 14 | 3 |  | 20.35 | - | 20.35 | 2018-07-14 03:00 | 7 | 14 | 3 | W | 18.92 | - | 18.92 | 2019-07-14 03:00 | 7 | 14 | 3 | W | 16.99 | - | 16.99
2017-07-14 04:00 | 7 | 14 | 4 |  | 20.23 | - | 20.23 | 2018-07-14 04:00 | 7 | 14 | 4 | W | 18.38 | - | 18.38 | 2019-07-14 04:00 | 7 | 14 | 4 | W | 15.85 | - | 15.85
2017-07-14 05:00 | 7 | 14 | 5 |  | 21.08 | - | 21.08 | 2018-07-14 05:00 | 7 | 14 | 5 | W | 18.28 | - | 18.28 | 2019-07-14 05:00 | 7 | 14 | 5 | W | 15.71 | - | 15.71
2017-07-14 06:00 | 7 | 14 | 6 |  | 22.17 | - | 22.17 | 2018-07-14 06:00 | 7 | 14 | 6 | W | 18.05 | - | 18.05 | 2019-07-14 06:00 | 7 | 14 | 6 | W | 15.36 | - | 15.36
2017-07-14 07:00 | 7 | 14 | 7 |  | 24.2 | - | 24.2 | 2018-07-14 07:00 | 7 | 14 | 7 | W | 19.29 | - | 19.29 | 2019-07-14 07:00 | 7 | 14 | 7 | W | 17.11 | - | 17.11
2017-07-14 08:00 | 7 | 14 | 8 |  | 25.8 | 25.8 | - | 2018-07-14 08:00 | 7 | 14 | 8 | W | 21.93 | - | 21.93 | 2019-07-14 08:00 | 7 | 14 | 8 | W | 19.52 | - | 19.52
2017-07-14 09:00 | 7 | 14 | 9 |  | 27.73 | 27.73 | - | 2018-07-14 09:00 | 7 | 14 | 9 | W | 27.71 | - | 27.71 | 2019-07-14 09:00 | 7 | 14 | 9 | W | 22.5 | - | 22.5
2017-07-14 10:00 | 7 | 14 | 10 |  | 31.95 | 31.95 | - | 2018-07-14 10:00 | 7 | 14 | 10 | W | 32.11 | - | 32.11 | 2019-07-14 10:00 | 7 | 14 | 10 | W | 24.83 | - | 24.83
2017-07-14 11:00 | 7 | 14 | 11 |  | 35.28 | 35.28 | - | 2018-07-14 11:00 | 7 | 14 | 11 | W | 36.61 | - | 36.61 | 2019-07-14 11:00 | 7 | 14 | 11 | W | 27.46 | - | 27.46
2017-07-14 12:00 | 7 | 14 | 12 |  | 36.2 | 36.2 | - | 2018-07-14 12:00 | 7 | 14 | 12 | W | 44.9 | - | 44.9 | 2019-07-14 12:00 | 7 | 14 | 12 | W | 30.76 | - | 30.76
2017-07-14 13:00 | 7 | 14 | 13 |  | 38.28 | 38.28 | - | 2018-07-14 13:00 | 7 | 14 | 13 | W | 48.23 | - | 48.23 | 2019-07-14 13:00 | 7 | 14 | 13 | W | 34.8 | - | 34.8
2017-07-14 14:00 | 7 | 14 | 14 |  | 39.23 | 39.23 | - | 2018-07-14 14:00 | 7 | 14 | 14 | W | 52.13 | - | 52.13 | 2019-07-14 14:00 | 7 | 14 | 14 | W | 37.82 | - | 37.82
2017-07-14 15:00 | 7 | 14 | 15 |  | 40.66 | 40.66 | - | 2018-07-14 15:00 | 7 | 14 | 15 | W | 60.29 | - | 60.29 | 2019-07-14 15:00 | 7 | 14 | 15 | W | 40.09 | - | 40.09
2017-07-14 16:00 | 7 | 14 | 16 |  | 42 | 42 | - | 2018-07-14 16:00 | 7 | 14 | 16 | W | 64.64 | - | 64.64 | 2019-07-14 16:00 | 7 | 14 | 16 | W | 48.1 | - | 48.1
2017-07-14 17:00 | 7 | 14 | 17 |  | 40.73 | - | 40.73 | 2018-07-14 17:00 | 7 | 14 | 17 | W | 74.32 | - | 74.32 | 2019-07-14 17:00 | 7 | 14 | 17 | W | 51.13 | - | 51.13
2017-07-14 18:00 | 7 | 14 | 18 |  | 35.5 | - | 35.5 | 2018-07-14 18:00 | 7 | 14 | 18 | W | 56.08 | - | 56.08 | 2019-07-14 18:00 | 7 | 14 | 18 | W | 40.36 | - | 40.36
2017-07-14 19:00 | 7 | 14 | 19 |  | 33.15 | - | 33.15 | 2018-07-14 19:00 | 7 | 14 | 19 | W | 42.81 | - | 42.81 | 2019-07-14 19:00 | 7 | 14 | 19 | W | 37.27 | - | 37.27
2017-07-14 20:00 | 7 | 14 | 20 |  | 30.28 | - | 30.28 | 2018-07-14 20:00 | 7 | 14 | 20 | W | 38.22 | - | 38.22 | 2019-07-14 20:00 | 7 | 14 | 20 | W | 32.25 | - | 32.25
2017-07-14 21:00 | 7 | 14 | 21 |  | 28.37 | - | 28.37 | 2018-07-14 21:00 | 7 | 14 | 21 | W | 35.64 | - | 35.64 | 2019-07-14 21:00 | 7 | 14 | 21 | W | 28.21 | - | 28.21
2017-07-14 22:00 | 7 | 14 | 22 |  | 25.18 | - | 25.18 | 2018-07-14 22:00 | 7 | 14 | 22 | W | 30.8 | - | 30.8 | 2019-07-14 22:00 | 7 | 14 | 22 | W | 24.82 | - | 24.82
2017-07-14 23:00 | 7 | 14 | 23 |  | 22.6 | - | 22.6 | 2018-07-14 23:00 | 7 | 14 | 23 | W | 26.7 | - | 26.7 | 2019-07-14 23:00 | 7 | 14 | 23 | W | 22.65 | - | 22.65
2017-07-15 | 7 | 15 | 0 | W | 21.14 | - | 21.14 | 2018-07-15 | 7 | 15 | 0 | W | 24.12 | - | 24.12 | 2019-07-15 | 7 | 15 | 0 |  | 20.05 | - | 20.05
2017-07-15 01:00 | 7 | 15 | 1 | W | 20.35 | - | 20.35 | 2018-07-15 01:00 | 7 | 15 | 1 | W | 23.08 | - | 23.08 | 2019-07-15 01:00 | 7 | 15 | 1 |  | 19.29 | - | 19.29
2017-07-15 02:00 | 7 | 15 | 2 | W | 19.59 | - | 19.59 | 2018-07-15 02:00 | 7 | 15 | 2 | W | 20.75 | - | 20.75 | 2019-07-15 02:00 | 7 | 15 | 2 |  | 18.19 | - | 18.19
2017-07-15 03:00 | 7 | 15 | 3 | W | 18.65 | - | 18.65 | 2018-07-15 03:00 | 7 | 15 | 3 | W | 19.94 | - | 19.94 | 2019-07-15 03:00 | 7 | 15 | 3 |  | 16.59 | - | 16.59
2017-07-15 04:00 | 7 | 15 | 4 | W | 18.33 | - | 18.33 | 2018-07-15 04:00 | 7 | 15 | 4 | W | 19.19 | - | 19.19 | 2019-07-15 04:00 | 7 | 15 | 4 |  | 16.39 | - | 16.39
2017-07-15 05:00 | 7 | 15 | 5 | W | 18.31 | - | 18.31 | 2018-07-15 05:00 | 7 | 15 | 5 | W | 18.92 | - | 18.92 | 2019-07-15 05:00 | 7 | 15 | 5 |  | 17.91 | - | 17.91
2017-07-15 06:00 | 7 | 15 | 6 | W | 17.9 | - | 17.9 | 2018-07-15 06:00 | 7 | 15 | 6 | W | 18.4 | - | 18.4 | 2019-07-15 06:00 | 7 | 15 | 6 |  | 19.24 | - | 19.24
2017-07-15 07:00 | 7 | 15 | 7 | W | 19.62 | - | 19.62 | 2018-07-15 07:00 | 7 | 15 | 7 | W | 19.5 | - | 19.5 | 2019-07-15 07:00 | 7 | 15 | 7 |  | 20.26 | - | 20.26
2017-07-15 08:00 | 7 | 15 | 8 | W | 21.11 | - | 21.11 | 2018-07-15 08:00 | 7 | 15 | 8 | W | 22.44 | - | 22.44 | 2019-07-15 08:00 | 7 | 15 | 8 |  | 22.93 | 22.93 | -
2017-07-15 09:00 | 7 | 15 | 9 | W | 22.63 | - | 22.63 | 2018-07-15 09:00 | 7 | 15 | 9 | W | 26.08 | - | 26.08 | 2019-07-15 09:00 | 7 | 15 | 9 |  | 24.97 | 24.97 | -
2017-07-15 10:00 | 7 | 15 | 10 | W | 24.44 | - | 24.44 | 2018-07-15 10:00 | 7 | 15 | 10 | W | 29.23 | - | 29.23 | 2019-07-15 10:00 | 7 | 15 | 10 |  | 28.77 | 28.77 | -
2017-07-15 11:00 | 7 | 15 | 11 | W | 27.09 | - | 27.09 | 2018-07-15 11:00 | 7 | 15 | 11 | W | 35.42 | - | 35.42 | 2019-07-15 11:00 | 7 | 15 | 11 |  | 31.27 | 31.27 | -
2017-07-15 12:00 | 7 | 15 | 12 | W | 28.44 | - | 28.44 | 2018-07-15 12:00 | 7 | 15 | 12 | W | 38.89 | - | 38.89 | 2019-07-15 12:00 | 7 | 15 | 12 |  | 36.95 | 36.95 | -
2017-07-15 13:00 | 7 | 15 | 13 | W | 29.65 | - | 29.65 | 2018-07-15 13:00 | 7 | 15 | 13 | W | 43.78 | - | 43.78 | 2019-07-15 13:00 | 7 | 15 | 13 |  | 42.55 | 42.55 | -
2017-07-15 14:00 | 7 | 15 | 14 | W | 31.39 | - | 31.39 | 2018-07-15 14:00 | 7 | 15 | 14 | W | 48.22 | - | 48.22 | 2019-07-15 14:00 | 7 | 15 | 14 |  | 50.51 | 50.51 | -
2017-07-15 15:00 | 7 | 15 | 15 | W | 32.27 | - | 32.27 | 2018-07-15 15:00 | 7 | 15 | 15 | W | 57.44 | - | 57.44 | 2019-07-15 15:00 | 7 | 15 | 15 |  | 54.4 | 54.4 | -
2017-07-15 16:00 | 7 | 15 | 16 | W | 33.9 | - | 33.9 | 2018-07-15 16:00 | 7 | 15 | 16 | W | 61.56 | - | 61.56 | 2019-07-15 16:00 | 7 | 15 | 16 |  | 58.55 | 58.55 | -
2017-07-15 17:00 | 7 | 15 | 17 | W | 34.08 | - | 34.08 | 2018-07-15 17:00 | 7 | 15 | 17 | W | 66.11 | - | 66.11 | 2019-07-15 17:00 | 7 | 15 | 17 |  | 59.07 | - | 59.07
2017-07-15 18:00 | 7 | 15 | 18 | W | 31.97 | - | 31.97 | 2018-07-15 18:00 | 7 | 15 | 18 | W | 51.9 | - | 51.9 | 2019-07-15 18:00 | 7 | 15 | 18 |  | 47.58 | - | 47.58
2017-07-15 19:00 | 7 | 15 | 19 | W | 30.02 | - | 30.02 | 2018-07-15 19:00 | 7 | 15 | 19 | W | 42.72 | - | 42.72 | 2019-07-15 19:00 | 7 | 15 | 19 |  | 38.08 | - | 38.08
2017-07-15 20:00 | 7 | 15 | 20 | W | 27.71 | - | 27.71 | 2018-07-15 20:00 | 7 | 15 | 20 | W | 39.55 | - | 39.55 | 2019-07-15 20:00 | 7 | 15 | 20 |  | 35.28 | - | 35.28
2017-07-15 21:00 | 7 | 15 | 21 | W | 26.36 | - | 26.36 | 2018-07-15 21:00 | 7 | 15 | 21 | W | 37 | - | 37 | 2019-07-15 21:00 | 7 | 15 | 21 |  | 30.07 | - | 30.07
2017-07-15 22:00 | 7 | 15 | 22 | W | 23.72 | - | 23.72 | 2018-07-15 22:00 | 7 | 15 | 22 | W | 31.48 | - | 31.48 | 2019-07-15 22:00 | 7 | 15 | 22 |  | 26.69 | - | 26.69
2017-07-15 23:00 | 7 | 15 | 23 | W | 21.6 | - | 21.6 | 2018-07-15 23:00 | 7 | 15 | 23 | W | 27.91 | - | 27.91 | 2019-07-15 23:00 | 7 | 15 | 23 |  | 23.61 | - | 23.61
2017-07-16 | 7 | 16 | 0 | W | 19.67 | - | 19.67 | 2018-07-16 | 7 | 16 | 0 |  | 26.31 | - | 26.31 | 2019-07-16 | 7 | 16 | 0 |  | 22.24 | - | 22.24
2017-07-16 01:00 | 7 | 16 | 1 | W | 19.31 | - | 19.31 | 2018-07-16 01:00 | 7 | 16 | 1 |  | 24.18 | - | 24.18 | 2019-07-16 01:00 | 7 | 16 | 1 |  | 20.92 | - | 20.92
2017-07-16 02:00 | 7 | 16 | 2 | W | 17.3 | - | 17.3 | 2018-07-16 02:00 | 7 | 16 | 2 |  | 22.02 | - | 22.02 | 2019-07-16 02:00 | 7 | 16 | 2 |  | 19.88 | - | 19.88
2017-07-16 03:00 | 7 | 16 | 3 | W | 16.72 | - | 16.72 | 2018-07-16 03:00 | 7 | 16 | 3 |  | 20.61 | - | 20.61 | 2019-07-16 03:00 | 7 | 16 | 3 |  | 19.39 | - | 19.39
2017-07-16 04:00 | 7 | 16 | 4 | W | 16.77 | - | 16.77 | 2018-07-16 04:00 | 7 | 16 | 4 |  | 20.63 | - | 20.63 | 2019-07-16 04:00 | 7 | 16 | 4 |  | 19.23 | - | 19.23
2017-07-16 05:00 | 7 | 16 | 5 | W | 15.95 | - | 15.95 | 2018-07-16 05:00 | 7 | 16 | 5 |  | 22.38 | - | 22.38 | 2019-07-16 05:00 | 7 | 16 | 5 |  | 19.81 | - | 19.81
2017-07-16 06:00 | 7 | 16 | 6 | W | 14.87 | - | 14.87 | 2018-07-16 06:00 | 7 | 16 | 6 |  | 24.69 | - | 24.69 | 2019-07-16 06:00 | 7 | 16 | 6 |  | 20.85 | - | 20.85
2017-07-16 07:00 | 7 | 16 | 7 | W | 16.35 | - | 16.35 | 2018-07-16 07:00 | 7 | 16 | 7 |  | 26.99 | - | 26.99 | 2019-07-16 07:00 | 7 | 16 | 7 |  | 22.63 | - | 22.63
2017-07-16 08:00 | 7 | 16 | 8 | W | 19.51 | - | 19.51 | 2018-07-16 08:00 | 7 | 16 | 8 |  | 29.91 | 29.91 | - | 2019-07-16 08:00 | 7 | 16 | 8 |  | 24.63 | 24.63 | -
2017-07-16 09:00 | 7 | 16 | 9 | W | 21.42 | - | 21.42 | 2018-07-16 09:00 | 7 | 16 | 9 |  | 36.55 | 36.55 | - | 2019-07-16 09:00 | 7 | 16 | 9 |  | 27.4 | 27.4 | -
2017-07-16 10:00 | 7 | 16 | 10 | W | 23.36 | - | 23.36 | 2018-07-16 10:00 | 7 | 16 | 10 |  | 44.22 | 44.22 | - | 2019-07-16 10:00 | 7 | 16 | 10 |  | 30.44 | 30.44 | -
2017-07-16 11:00 | 7 | 16 | 11 | W | 25.27 | - | 25.27 | 2018-07-16 11:00 | 7 | 16 | 11 |  | 46.57 | 46.57 | - | 2019-07-16 11:00 | 7 | 16 | 11 |  | 33.42 | 33.42 | -
2017-07-16 12:00 | 7 | 16 | 12 | W | 27.25 | - | 27.25 | 2018-07-16 12:00 | 7 | 16 | 12 |  | 51.35 | 51.35 | - | 2019-07-16 12:00 | 7 | 16 | 12 |  | 38.1 | 38.1 | -
2017-07-16 13:00 | 7 | 16 | 13 | W | 28.43 | - | 28.43 | 2018-07-16 13:00 | 7 | 16 | 13 |  | 56.39 | 56.39 | - | 2019-07-16 13:00 | 7 | 16 | 13 |  | 41.36 | 41.36 | -
2017-07-16 14:00 | 7 | 16 | 14 | W | 30.71 | - | 30.71 | 2018-07-16 14:00 | 7 | 16 | 14 |  | 63.54 | 63.54 | - | 2019-07-16 14:00 | 7 | 16 | 14 |  | 45.22 | 45.22 | -
2017-07-16 15:00 | 7 | 16 | 15 | W | 32.36 | - | 32.36 | 2018-07-16 15:00 | 7 | 16 | 15 |  | 69.06 | 69.06 | - | 2019-07-16 15:00 | 7 | 16 | 15 |  | 48.71 | 48.71 | -
2017-07-16 16:00 | 7 | 16 | 16 | W | 33.06 | - | 33.06 | 2018-07-16 16:00 | 7 | 16 | 16 |  | 74.6 | 74.6 | - | 2019-07-16 16:00 | 7 | 16 | 16 |  | 53.34 | 53.34 | -
2017-07-16 17:00 | 7 | 16 | 17 | W | 35.26 | - | 35.26 | 2018-07-16 17:00 | 7 | 16 | 17 |  | 67.82 | - | 67.82 | 2019-07-16 17:00 | 7 | 16 | 17 |  | 52.61 | - | 52.61
2017-07-16 18:00 | 7 | 16 | 18 | W | 33.14 | - | 33.14 | 2018-07-16 18:00 | 7 | 16 | 18 |  | 53.62 | - | 53.62 | 2019-07-16 18:00 | 7 | 16 | 18 |  | 42.16 | - | 42.16
2017-07-16 19:00 | 7 | 16 | 19 | W | 31.7 | - | 31.7 | 2018-07-16 19:00 | 7 | 16 | 19 |  | 45.34 | - | 45.34 | 2019-07-16 19:00 | 7 | 16 | 19 |  | 38.23 | - | 38.23
2017-07-16 20:00 | 7 | 16 | 20 | W | 29.51 | - | 29.51 | 2018-07-16 20:00 | 7 | 16 | 20 |  | 39.6 | - | 39.6 | 2019-07-16 20:00 | 7 | 16 | 20 |  | 35.25 | - | 35.25
2017-07-16 21:00 | 7 | 16 | 21 | W | 27.86 | - | 27.86 | 2018-07-16 21:00 | 7 | 16 | 21 |  | 37.16 | - | 37.16 | 2019-07-16 21:00 | 7 | 16 | 21 |  | 32.51 | - | 32.51
2017-07-16 22:00 | 7 | 16 | 22 | W | 24.61 | - | 24.61 | 2018-07-16 22:00 | 7 | 16 | 22 |  | 33.16 | - | 33.16 | 2019-07-16 22:00 | 7 | 16 | 22 |  | 28.49 | - | 28.49
2017-07-16 23:00 | 7 | 16 | 23 | W | 22.17 | - | 22.17 | 2018-07-16 23:00 | 7 | 16 | 23 |  | 28.69 | - | 28.69 | 2019-07-16 23:00 | 7 | 16 | 23 |  | 25.69 | - | 25.69
2017-07-17 | 7 | 17 | 0 |  | 20.38 | - | 20.38 | 2018-07-17 | 7 | 17 | 0 |  | 25.77 | - | 25.77 | 2019-07-17 | 7 | 17 | 0 |  | 23.05 | - | 23.05
2017-07-17 01:00 | 7 | 17 | 1 |  | 19.56 | - | 19.56 | 2018-07-17 01:00 | 7 | 17 | 1 |  | 23.3 | - | 23.3 | 2019-07-17 01:00 | 7 | 17 | 1 |  | 22.2 | - | 22.2
2017-07-17 02:00 | 7 | 17 | 2 |  | 19.28 | - | 19.28 | 2018-07-17 02:00 | 7 | 17 | 2 |  | 21.5 | - | 21.5 | 2019-07-17 02:00 | 7 | 17 | 2 |  | 20.83 | - | 20.83
2017-07-17 03:00 | 7 | 17 | 3 |  | 18.5 | - | 18.5 | 2018-07-17 03:00 | 7 | 17 | 3 |  | 20.37 | - | 20.37 | 2019-07-17 03:00 | 7 | 17 | 3 |  | 20.37 | - | 20.37
2017-07-17 04:00 | 7 | 17 | 4 |  | 18.89 | - | 18.89 | 2018-07-17 04:00 | 7 | 17 | 4 |  | 20.4 | - | 20.4 | 2019-07-17 04:00 | 7 | 17 | 4 |  | 20.26 | - | 20.26
2017-07-17 05:00 | 7 | 17 | 5 |  | 19.32 | - | 19.32 | 2018-07-17 05:00 | 7 | 17 | 5 |  | 21.84 | - | 21.84 | 2019-07-17 05:00 | 7 | 17 | 5 |  | 20.87 | - | 20.87
2017-07-17 06:00 | 7 | 17 | 6 |  | 21.42 | - | 21.42 | 2018-07-17 06:00 | 7 | 17 | 6 |  | 24.24 | - | 24.24 | 2019-07-17 06:00 | 7 | 17 | 6 |  | 22.68 | - | 22.68
2017-07-17 07:00 | 7 | 17 | 7 |  | 22.78 | - | 22.78 | 2018-07-17 07:00 | 7 | 17 | 7 |  | 26.26 | - | 26.26 | 2019-07-17 07:00 | 7 | 17 | 7 |  | 23.18 | - | 23.18
2017-07-17 08:00 | 7 | 17 | 8 |  | 24.03 | 24.03 | - | 2018-07-17 08:00 | 7 | 17 | 8 |  | 27.61 | 27.61 | - | 2019-07-17 08:00 | 7 | 17 | 8 |  | 25.46 | 25.46 | -
2017-07-17 09:00 | 7 | 17 | 9 |  | 26.64 | 26.64 | - | 2018-07-17 09:00 | 7 | 17 | 9 |  | 32.12 | 32.12 | - | 2019-07-17 09:00 | 7 | 17 | 9 |  | 29.06 | 29.06 | -
2017-07-17 10:00 | 7 | 17 | 10 |  | 29.93 | 29.93 | - | 2018-07-17 10:00 | 7 | 17 | 10 |  | 40.16 | 40.16 | - | 2019-07-17 10:00 | 7 | 17 | 10 |  | 32.04 | 32.04 | -
2017-07-17 11:00 | 7 | 17 | 11 |  | 33.7 | 33.7 | - | 2018-07-17 11:00 | 7 | 17 | 11 |  | 40.37 | 40.37 | - | 2019-07-17 11:00 | 7 | 17 | 11 |  | 35.04 | 35.04 | -
2017-07-17 12:00 | 7 | 17 | 12 |  | 36.15 | 36.15 | - | 2018-07-17 12:00 | 7 | 17 | 12 |  | 44.83 | 44.83 | - | 2019-07-17 12:00 | 7 | 17 | 12 |  | 39.41 | 39.41 | -
2017-07-17 13:00 | 7 | 17 | 13 |  | 37.77 | 37.77 | - | 2018-07-17 13:00 | 7 | 17 | 13 |  | 46.27 | 46.27 | - | 2019-07-17 13:00 | 7 | 17 | 13 |  | 43.44 | 43.44 | -
2017-07-17 14:00 | 7 | 17 | 14 |  | 42.17 | 42.17 | - | 2018-07-17 14:00 | 7 | 17 | 14 |  | 47.33 | 47.33 | - | 2019-07-17 14:00 | 7 | 17 | 14 |  | 47.21 | 47.21 | -
2017-07-17 15:00 | 7 | 17 | 15 |  | 42.69 | 42.69 | - | 2018-07-17 15:00 | 7 | 17 | 15 |  | 48.57 | 48.57 | - | 2019-07-17 15:00 | 7 | 17 | 15 |  | 49.79 | 49.79 | -
2017-07-17 16:00 | 7 | 17 | 16 |  | 43.25 | 43.25 | - | 2018-07-17 16:00 | 7 | 17 | 16 |  | 48.48 | 48.48 | - | 2019-07-17 16:00 | 7 | 17 | 16 |  | 58.49 | 58.49 | -
2017-07-17 17:00 | 7 | 17 | 17 |  | 42.06 | - | 42.06 | 2018-07-17 17:00 | 7 | 17 | 17 |  | 46.35 | - | 46.35 | 2019-07-17 17:00 | 7 | 17 | 17 |  | 57.36 | - | 57.36
2017-07-17 18:00 | 7 | 17 | 18 |  | 36.63 | - | 36.63 | 2018-07-17 18:00 | 7 | 17 | 18 |  | 39.43 | - | 39.43 | 2019-07-17 18:00 | 7 | 17 | 18 |  | 46.77 | - | 46.77
2017-07-17 19:00 | 7 | 17 | 19 |  | 35.34 | - | 35.34 | 2018-07-17 19:00 | 7 | 17 | 19 |  | 36.83 | - | 36.83 | 2019-07-17 19:00 | 7 | 17 | 19 |  | 39.22 | - | 39.22
2017-07-17 20:00 | 7 | 17 | 20 |  | 32.98 | - | 32.98 | 2018-07-17 20:00 | 7 | 17 | 20 |  | 33 | - | 33 | 2019-07-17 20:00 | 7 | 17 | 20 |  | 36.72 | - | 36.72
2017-07-17 21:00 | 7 | 17 | 21 |  | 29.73 | - | 29.73 | 2018-07-17 21:00 | 7 | 17 | 21 |  | 30.8 | - | 30.8 | 2019-07-17 21:00 | 7 | 17 | 21 |  | 32.74 | - | 32.74
2017-07-17 22:00 | 7 | 17 | 22 |  | 25.69 | - | 25.69 | 2018-07-17 22:00 | 7 | 17 | 22 |  | 26.34 | - | 26.34 | 2019-07-17 22:00 | 7 | 17 | 22 |  | 28.31 | - | 28.31
2017-07-17 23:00 | 7 | 17 | 23 |  | 23.18 | - | 23.18 | 2018-07-17 23:00 | 7 | 17 | 23 |  | 24.27 | - | 24.27 | 2019-07-17 23:00 | 7 | 17 | 23 |  | 25.42 | - | 25.42
2017-07-18 | 7 | 18 | 0 |  | 21.96 | - | 21.96 | 2018-07-18 | 7 | 18 | 0 |  | 22.39 | - | 22.39 | 2019-07-18 | 7 | 18 | 0 |  | 22.84 | - | 22.84
2017-07-18 01:00 | 7 | 18 | 1 |  | 20.86 | - | 20.86 | 2018-07-18 01:00 | 7 | 18 | 1 |  | 20.29 | - | 20.29 | 2019-07-18 01:00 | 7 | 18 | 1 |  | 22.07 | - | 22.07
2017-07-18 02:00 | 7 | 18 | 2 |  | 19.76 | - | 19.76 | 2018-07-18 02:00 | 7 | 18 | 2 |  | 19.37 | - | 19.37 | 2019-07-18 02:00 | 7 | 18 | 2 |  | 20.71 | - | 20.71
2017-07-18 03:00 | 7 | 18 | 3 |  | 18.99 | - | 18.99 | 2018-07-18 03:00 | 7 | 18 | 3 |  | 18.72 | - | 18.72 | 2019-07-18 03:00 | 7 | 18 | 3 |  | 20.21 | - | 20.21
2017-07-18 04:00 | 7 | 18 | 4 |  | 18.94 | - | 18.94 | 2018-07-18 04:00 | 7 | 18 | 4 |  | 18.65 | - | 18.65 | 2019-07-18 04:00 | 7 | 18 | 4 |  | 19.97 | - | 19.97
2017-07-18 05:00 | 7 | 18 | 5 |  | 20.2 | - | 20.2 | 2018-07-18 05:00 | 7 | 18 | 5 |  | 19.41 | - | 19.41 | 2019-07-18 05:00 | 7 | 18 | 5 |  | 20.51 | - | 20.51
2017-07-18 06:00 | 7 | 18 | 6 |  | 21.81 | - | 21.81 | 2018-07-18 06:00 | 7 | 18 | 6 |  | 20.92 | - | 20.92 | 2019-07-18 06:00 | 7 | 18 | 6 |  | 21.56 | - | 21.56
2017-07-18 07:00 | 7 | 18 | 7 |  | 22.43 | - | 22.43 | 2018-07-18 07:00 | 7 | 18 | 7 |  | 22.47 | - | 22.47 | 2019-07-18 07:00 | 7 | 18 | 7 |  | 23.17 | - | 23.17
2017-07-18 08:00 | 7 | 18 | 8 |  | 24.58 | 24.58 | - | 2018-07-18 08:00 | 7 | 18 | 8 |  | 23.82 | 23.82 | - | 2019-07-18 08:00 | 7 | 18 | 8 |  | 24.72 | 24.72 | -
2017-07-18 09:00 | 7 | 18 | 9 |  | 27.19 | 27.19 | - | 2018-07-18 09:00 | 7 | 18 | 9 |  | 25.69 | 25.69 | - | 2019-07-18 09:00 | 7 | 18 | 9 |  | 29.42 | 29.42 | -
2017-07-18 10:00 | 7 | 18 | 10 |  | 31.39 | 31.39 | - | 2018-07-18 10:00 | 7 | 18 | 10 |  | 29.49 | 29.49 | - | 2019-07-18 10:00 | 7 | 18 | 10 |  | 33.32 | 33.32 | -
2017-07-18 11:00 | 7 | 18 | 11 |  | 35.92 | 35.92 | - | 2018-07-18 11:00 | 7 | 18 | 11 |  | 31.61 | 31.61 | - | 2019-07-18 11:00 | 7 | 18 | 11 |  | 37.84 | 37.84 | -
2017-07-18 12:00 | 7 | 18 | 12 |  | 39.72 | 39.72 | - | 2018-07-18 12:00 | 7 | 18 | 12 |  | 34.31 | 34.31 | - | 2019-07-18 12:00 | 7 | 18 | 12 |  | 42.08 | 42.08 | -
2017-07-18 13:00 | 7 | 18 | 13 |  | 41.3 | 41.3 | - | 2018-07-18 13:00 | 7 | 18 | 13 |  | 36.01 | 36.01 | - | 2019-07-18 13:00 | 7 | 18 | 13 |  | 47.9 | 47.9 | -
2017-07-18 14:00 | 7 | 18 | 14 |  | 42.54 | 42.54 | - | 2018-07-18 14:00 | 7 | 18 | 14 |  | 39.99 | 39.99 | - | 2019-07-18 14:00 | 7 | 18 | 14 |  | 52.48 | 52.48 | -
2017-07-18 15:00 | 7 | 18 | 15 |  | 48.71 | 48.71 | - | 2018-07-18 15:00 | 7 | 18 | 15 |  | 46.5 | 46.5 | - | 2019-07-18 15:00 | 7 | 18 | 15 |  | 59.2 | 59.2 | -
2017-07-18 16:00 | 7 | 18 | 16 |  | 54.52 | 54.52 | - | 2018-07-18 16:00 | 7 | 18 | 16 |  | 52.18 | 52.18 | - | 2019-07-18 16:00 | 7 | 18 | 16 |  | 69.03 | 69.03 | -
2017-07-18 17:00 | 7 | 18 | 17 |  | 52.56 | - | 52.56 | 2018-07-18 17:00 | 7 | 18 | 17 |  | 49.62 | - | 49.62 | 2019-07-18 17:00 | 7 | 18 | 17 |  | 71.51 | - | 71.51
2017-07-18 18:00 | 7 | 18 | 18 |  | 44.94 | - | 44.94 | 2018-07-18 18:00 | 7 | 18 | 18 |  | 40.85 | - | 40.85 | 2019-07-18 18:00 | 7 | 18 | 18 |  | 58.41 | - | 58.41
2017-07-18 19:00 | 7 | 18 | 19 |  | 41.46 | - | 41.46 | 2018-07-18 19:00 | 7 | 18 | 19 |  | 35.35 | - | 35.35 | 2019-07-18 19:00 | 7 | 18 | 19 |  | 49.64 | - | 49.64
2017-07-18 20:00 | 7 | 18 | 20 |  | 39.24 | - | 39.24 | 2018-07-18 20:00 | 7 | 18 | 20 |  | 33.88 | - | 33.88 | 2019-07-18 20:00 | 7 | 18 | 20 |  | 41.49 | - | 41.49
2017-07-18 21:00 | 7 | 18 | 21 |  | 35.48 | - | 35.48 | 2018-07-18 21:00 | 7 | 18 | 21 |  | 29.7 | - | 29.7 | 2019-07-18 21:00 | 7 | 18 | 21 |  | 37.16 | - | 37.16
2017-07-18 22:00 | 7 | 18 | 22 |  | 29.21 | - | 29.21 | 2018-07-18 22:00 | 7 | 18 | 22 |  | 24.77 | - | 24.77 | 2019-07-18 22:00 | 7 | 18 | 22 |  | 30.15 | - | 30.15
2017-07-18 23:00 | 7 | 18 | 23 |  | 25.49 | - | 25.49 | 2018-07-18 23:00 | 7 | 18 | 23 |  | 22.6 | - | 22.6 | 2019-07-18 23:00 | 7 | 18 | 23 |  | 25.68 | - | 25.68
2017-07-19 | 7 | 19 | 0 |  | 23.39 | - | 23.39 | 2018-07-19 | 7 | 19 | 0 |  | 20.67 | - | 20.67 | 2019-07-19 | 7 | 19 | 0 |  | 23.09 | - | 23.09
2017-07-19 01:00 | 7 | 19 | 1 |  | 22.59 | - | 22.59 | 2018-07-19 01:00 | 7 | 19 | 1 |  | 19.38 | - | 19.38 | 2019-07-19 01:00 | 7 | 19 | 1 |  | 21.96 | - | 21.96
2017-07-19 02:00 | 7 | 19 | 2 |  | 21.55 | - | 21.55 | 2018-07-19 02:00 | 7 | 19 | 2 |  | 19.02 | - | 19.02 | 2019-07-19 02:00 | 7 | 19 | 2 |  | 20.68 | - | 20.68
2017-07-19 03:00 | 7 | 19 | 3 |  | 20.6 | - | 20.6 | 2018-07-19 03:00 | 7 | 19 | 3 |  | 18.34 | - | 18.34 | 2019-07-19 03:00 | 7 | 19 | 3 |  | 19.94 | - | 19.94
2017-07-19 04:00 | 7 | 19 | 4 |  | 20.84 | - | 20.84 | 2018-07-19 04:00 | 7 | 19 | 4 |  | 18.29 | - | 18.29 | 2019-07-19 04:00 | 7 | 19 | 4 |  | 19.83 | - | 19.83
2017-07-19 05:00 | 7 | 19 | 5 |  | 21.83 | - | 21.83 | 2018-07-19 05:00 | 7 | 19 | 5 |  | 19.34 | - | 19.34 | 2019-07-19 05:00 | 7 | 19 | 5 |  | 20.39 | - | 20.39
2017-07-19 06:00 | 7 | 19 | 6 |  | 22.77 | - | 22.77 | 2018-07-19 06:00 | 7 | 19 | 6 |  | 21.14 | - | 21.14 | 2019-07-19 06:00 | 7 | 19 | 6 |  | 22.38 | - | 22.38
2017-07-19 07:00 | 7 | 19 | 7 |  | 24.29 | - | 24.29 | 2018-07-19 07:00 | 7 | 19 | 7 |  | 23.45 | - | 23.45 | 2019-07-19 07:00 | 7 | 19 | 7 |  | 23.83 | - | 23.83
2017-07-19 08:00 | 7 | 19 | 8 |  | 26.36 | 26.36 | - | 2018-07-19 08:00 | 7 | 19 | 8 |  | 24.15 | 24.15 | - | 2019-07-19 08:00 | 7 | 19 | 8 |  | 27.25 | 27.25 | -
2017-07-19 09:00 | 7 | 19 | 9 |  | 30.43 | 30.43 | - | 2018-07-19 09:00 | 7 | 19 | 9 |  | 26.08 | 26.08 | - | 2019-07-19 09:00 | 7 | 19 | 9 |  | 31.96 | 31.96 | -
2017-07-19 10:00 | 7 | 19 | 10 |  | 34.28 | 34.28 | - | 2018-07-19 10:00 | 7 | 19 | 10 |  | 30.07 | 30.07 | - | 2019-07-19 10:00 | 7 | 19 | 10 |  | 35 | 35 | -
2017-07-19 11:00 | 7 | 19 | 11 |  | 41.08 | 41.08 | - | 2018-07-19 11:00 | 7 | 19 | 11 |  | 34.24 | 34.24 | - | 2019-07-19 11:00 | 7 | 19 | 11 |  | 46.22 | 46.22 | -
2017-07-19 12:00 | 7 | 19 | 12 |  | 43.76 | 43.76 | - | 2018-07-19 12:00 | 7 | 19 | 12 |  | 34.57 | 34.57 | - | 2019-07-19 12:00 | 7 | 19 | 12 |  | 50.09 | 50.09 | -
2017-07-19 13:00 | 7 | 19 | 13 |  | 45.78 | 45.78 | - | 2018-07-19 13:00 | 7 | 19 | 13 |  | 37.88 | 37.88 | - | 2019-07-19 13:00 | 7 | 19 | 13 |  | 59.05 | 59.05 | -
2017-07-19 14:00 | 7 | 19 | 14 |  | 48.66 | 48.66 | - | 2018-07-19 14:00 | 7 | 19 | 14 |  | 45.75 | 45.75 | - | 2019-07-19 14:00 | 7 | 19 | 14 |  | 69.71 | 69.71 | -
2017-07-19 15:00 | 7 | 19 | 15 |  | 51.98 | 51.98 | - | 2018-07-19 15:00 | 7 | 19 | 15 |  | 54.84 | 54.84 | - | 2019-07-19 15:00 | 7 | 19 | 15 |  | 75.52 | 75.52 | -
2017-07-19 16:00 | 7 | 19 | 16 |  | 59.89 | 59.89 | - | 2018-07-19 16:00 | 7 | 19 | 16 |  | 64.55 | 64.55 | - | 2019-07-19 16:00 | 7 | 19 | 16 |  | 84.79 | 84.79 | -
2017-07-19 17:00 | 7 | 19 | 17 |  | 57.89 | - | 57.89 | 2018-07-19 17:00 | 7 | 19 | 17 |  | 61.64 | - | 61.64 | 2019-07-19 17:00 | 7 | 19 | 17 |  | 89.09 | - | 89.09
2017-07-19 18:00 | 7 | 19 | 18 |  | 49.88 | - | 49.88 | 2018-07-19 18:00 | 7 | 19 | 18 |  | 52.64 | - | 52.64 | 2019-07-19 18:00 | 7 | 19 | 18 |  | 68.22 | - | 68.22
2017-07-19 19:00 | 7 | 19 | 19 |  | 45.07 | - | 45.07 | 2018-07-19 19:00 | 7 | 19 | 19 |  | 41.05 | - | 41.05 | 2019-07-19 19:00 | 7 | 19 | 19 |  | 49.07 | - | 49.07
2017-07-19 20:00 | 7 | 19 | 20 |  | 42.4 | - | 42.4 | 2018-07-19 20:00 | 7 | 19 | 20 |  | 41.13 | - | 41.13 | 2019-07-19 20:00 | 7 | 19 | 20 |  | 44.63 | - | 44.63
2017-07-19 21:00 | 7 | 19 | 21 |  | 38.41 | - | 38.41 | 2018-07-19 21:00 | 7 | 19 | 21 |  | 32.15 | - | 32.15 | 2019-07-19 21:00 | 7 | 19 | 21 |  | 38.22 | - | 38.22
2017-07-19 22:00 | 7 | 19 | 22 |  | 31.68 | - | 31.68 | 2018-07-19 22:00 | 7 | 19 | 22 |  | 25.47 | - | 25.47 | 2019-07-19 22:00 | 7 | 19 | 22 |  | 31.3 | - | 31.3
2017-07-19 23:00 | 7 | 19 | 23 |  | 27.84 | - | 27.84 | 2018-07-19 23:00 | 7 | 19 | 23 |  | 24.11 | - | 24.11 | 2019-07-19 23:00 | 7 | 19 | 23 |  | 27.94 | - | 27.94
2017-07-20 | 7 | 20 | 0 |  | 26.06 | - | 26.06 | 2018-07-20 | 7 | 20 | 0 |  | 23 | - | 23 | 2019-07-20 | 7 | 20 | 0 | W | 23.83 | - | 23.83
2017-07-20 01:00 | 7 | 20 | 1 |  | 24.13 | - | 24.13 | 2018-07-20 01:00 | 7 | 20 | 1 |  | 20.76 | - | 20.76 | 2019-07-20 01:00 | 7 | 20 | 1 | W | 22.28 | - | 22.28
2017-07-20 02:00 | 7 | 20 | 2 |  | 22.84 | - | 22.84 | 2018-07-20 02:00 | 7 | 20 | 2 |  | 19.73 | - | 19.73 | 2019-07-20 02:00 | 7 | 20 | 2 | W | 20.44 | - | 20.44
2017-07-20 03:00 | 7 | 20 | 3 |  | 22.03 | - | 22.03 | 2018-07-20 03:00 | 7 | 20 | 3 |  | 19.12 | - | 19.12 | 2019-07-20 03:00 | 7 | 20 | 3 | W | 20.17 | - | 20.17
2017-07-20 04:00 | 7 | 20 | 4 |  | 21.98 | - | 21.98 | 2018-07-20 04:00 | 7 | 20 | 4 |  | 19.12 | - | 19.12 | 2019-07-20 04:00 | 7 | 20 | 4 | W | 19.56 | - | 19.56
2017-07-20 05:00 | 7 | 20 | 5 |  | 22.91 | - | 22.91 | 2018-07-20 05:00 | 7 | 20 | 5 |  | 20.28 | - | 20.28 | 2019-07-20 05:00 | 7 | 20 | 5 | W | 19.37 | - | 19.37
2017-07-20 06:00 | 7 | 20 | 6 |  | 24.37 | - | 24.37 | 2018-07-20 06:00 | 7 | 20 | 6 |  | 22.94 | - | 22.94 | 2019-07-20 06:00 | 7 | 20 | 6 | W | 19.46 | - | 19.46
2017-07-20 07:00 | 7 | 20 | 7 |  | 26.74 | - | 26.74 | 2018-07-20 07:00 | 7 | 20 | 7 |  | 24.8 | - | 24.8 | 2019-07-20 07:00 | 7 | 20 | 7 | W | 21.66 | - | 21.66
2017-07-20 08:00 | 7 | 20 | 8 |  | 31.03 | 31.03 | - | 2018-07-20 08:00 | 7 | 20 | 8 |  | 26.31 | 26.31 | - | 2019-07-20 08:00 | 7 | 20 | 8 | W | 24.13 | - | 24.13
2017-07-20 09:00 | 7 | 20 | 9 |  | 36.24 | 36.24 | - | 2018-07-20 09:00 | 7 | 20 | 9 |  | 29.22 | 29.22 | - | 2019-07-20 09:00 | 7 | 20 | 9 | W | 28.74 | - | 28.74
2017-07-20 10:00 | 7 | 20 | 10 |  | 46.2 | 46.2 | - | 2018-07-20 10:00 | 7 | 20 | 10 |  | 35.58 | 35.58 | - | 2019-07-20 10:00 | 7 | 20 | 10 | W | 32.8 | - | 32.8
2017-07-20 11:00 | 7 | 20 | 11 |  | 49.62 | 49.62 | - | 2018-07-20 11:00 | 7 | 20 | 11 |  | 37.29 | 37.29 | - | 2019-07-20 11:00 | 7 | 20 | 11 | W | 37.81 | - | 37.81
2017-07-20 12:00 | 7 | 20 | 12 |  | 53.17 | 53.17 | - | 2018-07-20 12:00 | 7 | 20 | 12 |  | 39.23 | 39.23 | - | 2019-07-20 12:00 | 7 | 20 | 12 | W | 41.02 | - | 41.02
2017-07-20 13:00 | 7 | 20 | 13 |  | 65.38 | 65.38 | - | 2018-07-20 13:00 | 7 | 20 | 13 |  | 41.12 | 41.12 | - | 2019-07-20 13:00 | 7 | 20 | 13 | W | 48.44 | - | 48.44
2017-07-20 14:00 | 7 | 20 | 14 |  | 75.16 | 75.16 | - | 2018-07-20 14:00 | 7 | 20 | 14 |  | 45.59 | 45.59 | - | 2019-07-20 14:00 | 7 | 20 | 14 | W | 56.6 | - | 56.6
2017-07-20 15:00 | 7 | 20 | 15 |  | 90.92 | 90.92 | - | 2018-07-20 15:00 | 7 | 20 | 15 |  | 46.49 | 46.49 | - | 2019-07-20 15:00 | 7 | 20 | 15 | W | 60.37 | - | 60.37
2017-07-20 16:00 | 7 | 20 | 16 |  | 105.94 | 105.94 | - | 2018-07-20 16:00 | 7 | 20 | 16 |  | 45.97 | 45.97 | - | 2019-07-20 16:00 | 7 | 20 | 16 | W | 65.33 | - | 65.33
2017-07-20 17:00 | 7 | 20 | 17 |  | 111.56 | - | 111.56 | 2018-07-20 17:00 | 7 | 20 | 17 |  | 44 | - | 44 | 2019-07-20 17:00 | 7 | 20 | 17 | W | 63.78 | - | 63.78
2017-07-20 18:00 | 7 | 20 | 18 |  | 80.08 | - | 80.08 | 2018-07-20 18:00 | 7 | 20 | 18 |  | 37.94 | - | 37.94 | 2019-07-20 18:00 | 7 | 20 | 18 | W | 49.45 | - | 49.45
2017-07-20 19:00 | 7 | 20 | 19 |  | 57.85 | - | 57.85 | 2018-07-20 19:00 | 7 | 20 | 19 |  | 35.62 | - | 35.62 | 2019-07-20 19:00 | 7 | 20 | 19 | W | 40.45 | - | 40.45
2017-07-20 20:00 | 7 | 20 | 20 |  | 51.55 | - | 51.55 | 2018-07-20 20:00 | 7 | 20 | 20 |  | 34.42 | - | 34.42 | 2019-07-20 20:00 | 7 | 20 | 20 | W | 38.13 | - | 38.13
2017-07-20 21:00 | 7 | 20 | 21 |  | 48.01 | - | 48.01 | 2018-07-20 21:00 | 7 | 20 | 21 |  | 30.63 | - | 30.63 | 2019-07-20 21:00 | 7 | 20 | 21 | W | 34.62 | - | 34.62
2017-07-20 22:00 | 7 | 20 | 22 |  | 36.95 | - | 36.95 | 2018-07-20 22:00 | 7 | 20 | 22 |  | 26.7 | - | 26.7 | 2019-07-20 22:00 | 7 | 20 | 22 | W | 28.68 | - | 28.68
2017-07-20 23:00 | 7 | 20 | 23 |  | 31.33 | - | 31.33 | 2018-07-20 23:00 | 7 | 20 | 23 |  | 24.35 | - | 24.35 | 2019-07-20 23:00 | 7 | 20 | 23 | W | 23.95 | - | 23.95
2017-07-21 | 7 | 21 | 0 |  | 26.78 | - | 26.78 | 2018-07-21 | 7 | 21 | 0 | W | 21.78 | - | 21.78 | 2019-07-21 | 7 | 21 | 0 | W | 22.91 | - | 22.91
2017-07-21 01:00 | 7 | 21 | 1 |  | 24.85 | - | 24.85 | 2018-07-21 01:00 | 7 | 21 | 1 | W | 20.56 | - | 20.56 | 2019-07-21 01:00 | 7 | 21 | 1 | W | 21.7 | - | 21.7
2017-07-21 02:00 | 7 | 21 | 2 |  | 23.29 | - | 23.29 | 2018-07-21 02:00 | 7 | 21 | 2 | W | 19.72 | - | 19.72 | 2019-07-21 02:00 | 7 | 21 | 2 | W | 20.11 | - | 20.11
2017-07-21 03:00 | 7 | 21 | 3 |  | 22.34 | - | 22.34 | 2018-07-21 03:00 | 7 | 21 | 3 | W | 19.06 | - | 19.06 | 2019-07-21 03:00 | 7 | 21 | 3 | W | 19.56 | - | 19.56
2017-07-21 04:00 | 7 | 21 | 4 |  | 22.14 | - | 22.14 | 2018-07-21 04:00 | 7 | 21 | 4 | W | 18.88 | - | 18.88 | 2019-07-21 04:00 | 7 | 21 | 4 | W | 18.87 | - | 18.87
2017-07-21 05:00 | 7 | 21 | 5 |  | 23.04 | - | 23.04 | 2018-07-21 05:00 | 7 | 21 | 5 | W | 19.3 | - | 19.3 | 2019-07-21 05:00 | 7 | 21 | 5 | W | 18.07 | - | 18.07
2017-07-21 06:00 | 7 | 21 | 6 |  | 24.94 | - | 24.94 | 2018-07-21 06:00 | 7 | 21 | 6 | W | 19.13 | - | 19.13 | 2019-07-21 06:00 | 7 | 21 | 6 | W | 17.06 | - | 17.06
2017-07-21 07:00 | 7 | 21 | 7 |  | 26.31 | - | 26.31 | 2018-07-21 07:00 | 7 | 21 | 7 | W | 20.03 | - | 20.03 | 2019-07-21 07:00 | 7 | 21 | 7 | W | 20.15 | - | 20.15
2017-07-21 08:00 | 7 | 21 | 8 |  | 30.47 | 30.47 | - | 2018-07-21 08:00 | 7 | 21 | 8 | W | 21.58 | - | 21.58 | 2019-07-21 08:00 | 7 | 21 | 8 | W | 22.31 | - | 22.31
2017-07-21 09:00 | 7 | 21 | 9 |  | 34.15 | 34.15 | - | 2018-07-21 09:00 | 7 | 21 | 9 | W | 24.12 | - | 24.12 | 2019-07-21 09:00 | 7 | 21 | 9 | W | 24.31 | - | 24.31
2017-07-21 10:00 | 7 | 21 | 10 |  | 41.81 | 41.81 | - | 2018-07-21 10:00 | 7 | 21 | 10 | W | 27.12 | - | 27.12 | 2019-07-21 10:00 | 7 | 21 | 10 | W | 27.75 | - | 27.75
2017-07-21 11:00 | 7 | 21 | 11 |  | 47.85 | 47.85 | - | 2018-07-21 11:00 | 7 | 21 | 11 | W | 29.48 | - | 29.48 | 2019-07-21 11:00 | 7 | 21 | 11 | W | 32.6 | - | 32.6
2017-07-21 12:00 | 7 | 21 | 12 |  | 49.06 | 49.06 | - | 2018-07-21 12:00 | 7 | 21 | 12 | W | 29.43 | - | 29.43 | 2019-07-21 12:00 | 7 | 21 | 12 | W | 35.06 | - | 35.06
2017-07-21 13:00 | 7 | 21 | 13 |  | 53.64 | 53.64 | - | 2018-07-21 13:00 | 7 | 21 | 13 | W | 29.6 | - | 29.6 | 2019-07-21 13:00 | 7 | 21 | 13 | W | 37.32 | - | 37.32
2017-07-21 14:00 | 7 | 21 | 14 |  | 60.69 | 60.69 | - | 2018-07-21 14:00 | 7 | 21 | 14 | W | 30.06 | - | 30.06 | 2019-07-21 14:00 | 7 | 21 | 14 | W | 41.56 | - | 41.56
2017-07-21 15:00 | 7 | 21 | 15 |  | 69.28 | 69.28 | - | 2018-07-21 15:00 | 7 | 21 | 15 | W | 30.41 | - | 30.41 | 2019-07-21 15:00 | 7 | 21 | 15 | W | 43.51 | - | 43.51
2017-07-21 16:00 | 7 | 21 | 16 |  | 82.4 | 82.4 | - | 2018-07-21 16:00 | 7 | 21 | 16 | W | 30.68 | - | 30.68 | 2019-07-21 16:00 | 7 | 21 | 16 | W | 46.2 | - | 46.2
2017-07-21 17:00 | 7 | 21 | 17 |  | 69.59 | - | 69.59 | 2018-07-21 17:00 | 7 | 21 | 17 | W | 29.98 | - | 29.98 | 2019-07-21 17:00 | 7 | 21 | 17 | W | 45.13 | - | 45.13
2017-07-21 18:00 | 7 | 21 | 18 |  | 56.9 | - | 56.9 | 2018-07-21 18:00 | 7 | 21 | 18 | W | 29.93 | - | 29.93 | 2019-07-21 18:00 | 7 | 21 | 18 | W | 38.49 | - | 38.49
2017-07-21 19:00 | 7 | 21 | 19 |  | 48.1 | - | 48.1 | 2018-07-21 19:00 | 7 | 21 | 19 | W | 29.28 | - | 29.28 | 2019-07-21 19:00 | 7 | 21 | 19 | W | 35.08 | - | 35.08
2017-07-21 20:00 | 7 | 21 | 20 |  | 44.48 | - | 44.48 | 2018-07-21 20:00 | 7 | 21 | 20 | W | 27.62 | - | 27.62 | 2019-07-21 20:00 | 7 | 21 | 20 | W | 32.79 | - | 32.79
2017-07-21 21:00 | 7 | 21 | 21 |  | 42 | - | 42 | 2018-07-21 21:00 | 7 | 21 | 21 | W | 25.77 | - | 25.77 | 2019-07-21 21:00 | 7 | 21 | 21 | W | 29.61 | - | 29.61
2017-07-21 22:00 | 7 | 21 | 22 |  | 34.27 | - | 34.27 | 2018-07-21 22:00 | 7 | 21 | 22 | W | 22.85 | - | 22.85 | 2019-07-21 22:00 | 7 | 21 | 22 | W | 25.05 | - | 25.05
2017-07-21 23:00 | 7 | 21 | 23 |  | 30 | - | 30 | 2018-07-21 23:00 | 7 | 21 | 23 | W | 20.7 | - | 20.7 | 2019-07-21 23:00 | 7 | 21 | 23 | W | 22.83 | - | 22.83
2017-07-22 | 7 | 22 | 0 | W | 25.6 | - | 25.6 | 2018-07-22 | 7 | 22 | 0 | W | 19.01 | - | 19.01 | 2019-07-22 | 7 | 22 | 0 |  | 22.33 | - | 22.33
2017-07-22 01:00 | 7 | 22 | 1 | W | 24.03 | - | 24.03 | 2018-07-22 01:00 | 7 | 22 | 1 | W | 18.76 | - | 18.76 | 2019-07-22 01:00 | 7 | 22 | 1 |  | 20.81 | - | 20.81
2017-07-22 02:00 | 7 | 22 | 2 | W | 23.29 | - | 23.29 | 2018-07-22 02:00 | 7 | 22 | 2 | W | 18.33 | - | 18.33 | 2019-07-22 02:00 | 7 | 22 | 2 |  | 19.91 | - | 19.91
2017-07-22 03:00 | 7 | 22 | 3 | W | 22.22 | - | 22.22 | 2018-07-22 03:00 | 7 | 22 | 3 | W | 17.94 | - | 17.94 | 2019-07-22 03:00 | 7 | 22 | 3 |  | 19.47 | - | 19.47
2017-07-22 04:00 | 7 | 22 | 4 | W | 21.28 | - | 21.28 | 2018-07-22 04:00 | 7 | 22 | 4 | W | 17.32 | - | 17.32 | 2019-07-22 04:00 | 7 | 22 | 4 |  | 19.28 | - | 19.28
2017-07-22 05:00 | 7 | 22 | 5 | W | 21.01 | - | 21.01 | 2018-07-22 05:00 | 7 | 22 | 5 | W | 17.06 | - | 17.06 | 2019-07-22 05:00 | 7 | 22 | 5 |  | 19.77 | - | 19.77
2017-07-22 06:00 | 7 | 22 | 6 | W | 20.92 | - | 20.92 | 2018-07-22 06:00 | 7 | 22 | 6 | W | 17.02 | - | 17.02 | 2019-07-22 06:00 | 7 | 22 | 6 |  | 21.19 | - | 21.19
2017-07-22 07:00 | 7 | 22 | 7 | W | 22.54 | - | 22.54 | 2018-07-22 07:00 | 7 | 22 | 7 | W | 17.94 | - | 17.94 | 2019-07-22 07:00 | 7 | 22 | 7 |  | 22.63 | - | 22.63
2017-07-22 08:00 | 7 | 22 | 8 | W | 24.96 | - | 24.96 | 2018-07-22 08:00 | 7 | 22 | 8 | W | 18.99 | - | 18.99 | 2019-07-22 08:00 | 7 | 22 | 8 |  | 24.27 | 24.27 | -
2017-07-22 09:00 | 7 | 22 | 9 | W | 28.12 | - | 28.12 | 2018-07-22 09:00 | 7 | 22 | 9 | W | 20.89 | - | 20.89 | 2019-07-22 09:00 | 7 | 22 | 9 |  | 26.17 | 26.17 | -
2017-07-22 10:00 | 7 | 22 | 10 | W | 34.08 | - | 34.08 | 2018-07-22 10:00 | 7 | 22 | 10 | W | 22.36 | - | 22.36 | 2019-07-22 10:00 | 7 | 22 | 10 |  | 28.49 | 28.49 | -
2017-07-22 11:00 | 7 | 22 | 11 | W | 40.23 | - | 40.23 | 2018-07-22 11:00 | 7 | 22 | 11 | W | 24.04 | - | 24.04 | 2019-07-22 11:00 | 7 | 22 | 11 |  | 29.72 | 29.72 | -
2017-07-22 12:00 | 7 | 22 | 12 | W | 43.05 | - | 43.05 | 2018-07-22 12:00 | 7 | 22 | 12 | W | 25.79 | - | 25.79 | 2019-07-22 12:00 | 7 | 22 | 12 |  | 31.26 | 31.26 | -
2017-07-22 13:00 | 7 | 22 | 13 | W | 45.24 | - | 45.24 | 2018-07-22 13:00 | 7 | 22 | 13 | W | 27.88 | - | 27.88 | 2019-07-22 13:00 | 7 | 22 | 13 |  | 32.2 | 32.2 | -
2017-07-22 14:00 | 7 | 22 | 14 | W | 48.79 | - | 48.79 | 2018-07-22 14:00 | 7 | 22 | 14 | W | 30.81 | - | 30.81 | 2019-07-22 14:00 | 7 | 22 | 14 |  | 34.1 | 34.1 | -
2017-07-22 15:00 | 7 | 22 | 15 | W | 52.35 | - | 52.35 | 2018-07-22 15:00 | 7 | 22 | 15 | W | 31.55 | - | 31.55 | 2019-07-22 15:00 | 7 | 22 | 15 |  | 33.34 | 33.34 | -
2017-07-22 16:00 | 7 | 22 | 16 | W | 52.65 | - | 52.65 | 2018-07-22 16:00 | 7 | 22 | 16 | W | 33.43 | - | 33.43 | 2019-07-22 16:00 | 7 | 22 | 16 |  | 33.75 | 33.75 | -
2017-07-22 17:00 | 7 | 22 | 17 | W | 51.05 | - | 51.05 | 2018-07-22 17:00 | 7 | 22 | 17 | W | 35.26 | - | 35.26 | 2019-07-22 17:00 | 7 | 22 | 17 |  | 32.76 | - | 32.76
2017-07-22 18:00 | 7 | 22 | 18 | W | 45.13 | - | 45.13 | 2018-07-22 18:00 | 7 | 22 | 18 | W | 32.67 | - | 32.67 | 2019-07-22 18:00 | 7 | 22 | 18 |  | 29.46 | - | 29.46
2017-07-22 19:00 | 7 | 22 | 19 | W | 40.88 | - | 40.88 | 2018-07-22 19:00 | 7 | 22 | 19 | W | 31.64 | - | 31.64 | 2019-07-22 19:00 | 7 | 22 | 19 |  | 26.84 | - | 26.84
2017-07-22 20:00 | 7 | 22 | 20 | W | 35.36 | - | 35.36 | 2018-07-22 20:00 | 7 | 22 | 20 | W | 31.5 | - | 31.5 | 2019-07-22 20:00 | 7 | 22 | 20 |  | 25.77 | - | 25.77
2017-07-22 21:00 | 7 | 22 | 21 | W | 35.27 | - | 35.27 | 2018-07-22 21:00 | 7 | 22 | 21 | W | 30.32 | - | 30.32 | 2019-07-22 21:00 | 7 | 22 | 21 |  | 24.42 | - | 24.42
2017-07-22 22:00 | 7 | 22 | 22 | W | 29.77 | - | 29.77 | 2018-07-22 22:00 | 7 | 22 | 22 | W | 24.34 | - | 24.34 | 2019-07-22 22:00 | 7 | 22 | 22 |  | 22.64 | - | 22.64
2017-07-22 23:00 | 7 | 22 | 23 | W | 26.32 | - | 26.32 | 2018-07-22 23:00 | 7 | 22 | 23 | W | 22.63 | - | 22.63 | 2019-07-22 23:00 | 7 | 22 | 23 |  | 19.87 | - | 19.87
2017-07-23 | 7 | 23 | 0 | W | 24.91 | - | 24.91 | 2018-07-23 | 7 | 23 | 0 |  | 21.45 | - | 21.45 | 2019-07-23 | 7 | 23 | 0 |  | 19.29 | - | 19.29
2017-07-23 01:00 | 7 | 23 | 1 | W | 23.64 | - | 23.64 | 2018-07-23 01:00 | 7 | 23 | 1 |  | 20.68 | - | 20.68 | 2019-07-23 01:00 | 7 | 23 | 1 |  | 18.81 | - | 18.81
2017-07-23 02:00 | 7 | 23 | 2 | W | 22.87 | - | 22.87 | 2018-07-23 02:00 | 7 | 23 | 2 |  | 20.06 | - | 20.06 | 2019-07-23 02:00 | 7 | 23 | 2 |  | 16.49 | - | 16.49
2017-07-23 03:00 | 7 | 23 | 3 | W | 22.01 | - | 22.01 | 2018-07-23 03:00 | 7 | 23 | 3 |  | 19.55 | - | 19.55 | 2019-07-23 03:00 | 7 | 23 | 3 |  | 15.96 | - | 15.96
2017-07-23 04:00 | 7 | 23 | 4 | W | 21.03 | - | 21.03 | 2018-07-23 04:00 | 7 | 23 | 4 |  | 19.69 | - | 19.69 | 2019-07-23 04:00 | 7 | 23 | 4 |  | 16.02 | - | 16.02
2017-07-23 05:00 | 7 | 23 | 5 | W | 20.54 | - | 20.54 | 2018-07-23 05:00 | 7 | 23 | 5 |  | 20.8 | - | 20.8 | 2019-07-23 05:00 | 7 | 23 | 5 |  | 17.78 | - | 17.78
2017-07-23 06:00 | 7 | 23 | 6 | W | 20.22 | - | 20.22 | 2018-07-23 06:00 | 7 | 23 | 6 |  | 23.15 | - | 23.15 | 2019-07-23 06:00 | 7 | 23 | 6 |  | 19.5 | - | 19.5
2017-07-23 07:00 | 7 | 23 | 7 | W | 21.19 | - | 21.19 | 2018-07-23 07:00 | 7 | 23 | 7 |  | 26.49 | - | 26.49 | 2019-07-23 07:00 | 7 | 23 | 7 |  | 20.02 | - | 20.02
2017-07-23 08:00 | 7 | 23 | 8 | W | 23.58 | - | 23.58 | 2018-07-23 08:00 | 7 | 23 | 8 |  | 27.47 | 27.47 | - | 2019-07-23 08:00 | 7 | 23 | 8 |  | 21.05 | 21.05 | -
2017-07-23 09:00 | 7 | 23 | 9 | W | 25.2 | - | 25.2 | 2018-07-23 09:00 | 7 | 23 | 9 |  | 32.07 | 32.07 | - | 2019-07-23 09:00 | 7 | 23 | 9 |  | 22.7 | 22.7 | -
2017-07-23 10:00 | 7 | 23 | 10 | W | 29.16 | - | 29.16 | 2018-07-23 10:00 | 7 | 23 | 10 |  | 36.61 | 36.61 | - | 2019-07-23 10:00 | 7 | 23 | 10 |  | 23.62 | 23.62 | -
2017-07-23 11:00 | 7 | 23 | 11 | W | 34.66 | - | 34.66 | 2018-07-23 11:00 | 7 | 23 | 11 |  | 39.73 | 39.73 | - | 2019-07-23 11:00 | 7 | 23 | 11 |  | 24.3 | 24.3 | -
2017-07-23 12:00 | 7 | 23 | 12 | W | 37.65 | - | 37.65 | 2018-07-23 12:00 | 7 | 23 | 12 |  | 39.69 | 39.69 | - | 2019-07-23 12:00 | 7 | 23 | 12 |  | 24.6 | 24.6 | -
2017-07-23 13:00 | 7 | 23 | 13 | W | 38.77 | - | 38.77 | 2018-07-23 13:00 | 7 | 23 | 13 |  | 42.7 | 42.7 | - | 2019-07-23 13:00 | 7 | 23 | 13 |  | 25.22 | 25.22 | -
2017-07-23 14:00 | 7 | 23 | 14 | W | 42.37 | - | 42.37 | 2018-07-23 14:00 | 7 | 23 | 14 |  | 43.06 | 43.06 | - | 2019-07-23 14:00 | 7 | 23 | 14 |  | 26.2 | 26.2 | -
2017-07-23 15:00 | 7 | 23 | 15 | W | 44.48 | - | 44.48 | 2018-07-23 15:00 | 7 | 23 | 15 |  | 42.76 | 42.76 | - | 2019-07-23 15:00 | 7 | 23 | 15 |  | 26.6 | 26.6 | -
2017-07-23 16:00 | 7 | 23 | 16 | W | 47.03 | - | 47.03 | 2018-07-23 16:00 | 7 | 23 | 16 |  | 43.73 | 43.73 | - | 2019-07-23 16:00 | 7 | 23 | 16 |  | 27.57 | 27.57 | -
2017-07-23 17:00 | 7 | 23 | 17 | W | 46.86 | - | 46.86 | 2018-07-23 17:00 | 7 | 23 | 17 |  | 44.13 | - | 44.13 | 2019-07-23 17:00 | 7 | 23 | 17 |  | 27.66 | - | 27.66
2017-07-23 18:00 | 7 | 23 | 18 | W | 42.73 | - | 42.73 | 2018-07-23 18:00 | 7 | 23 | 18 |  | 42.31 | - | 42.31 | 2019-07-23 18:00 | 7 | 23 | 18 |  | 26.45 | - | 26.45
2017-07-23 19:00 | 7 | 23 | 19 | W | 39.16 | - | 39.16 | 2018-07-23 19:00 | 7 | 23 | 19 |  | 40.78 | - | 40.78 | 2019-07-23 19:00 | 7 | 23 | 19 |  | 25.25 | - | 25.25
2017-07-23 20:00 | 7 | 23 | 20 | W | 38.16 | - | 38.16 | 2018-07-23 20:00 | 7 | 23 | 20 |  | 41.24 | - | 41.24 | 2019-07-23 20:00 | 7 | 23 | 20 |  | 25.06 | - | 25.06
2017-07-23 21:00 | 7 | 23 | 21 | W | 35.49 | - | 35.49 | 2018-07-23 21:00 | 7 | 23 | 21 |  | 35.94 | - | 35.94 | 2019-07-23 21:00 | 7 | 23 | 21 |  | 23.66 | - | 23.66
2017-07-23 22:00 | 7 | 23 | 22 | W | 29.42 | - | 29.42 | 2018-07-23 22:00 | 7 | 23 | 22 |  | 28.54 | - | 28.54 | 2019-07-23 22:00 | 7 | 23 | 22 |  | 21.71 | - | 21.71
2017-07-23 23:00 | 7 | 23 | 23 | W | 25.96 | - | 25.96 | 2018-07-23 23:00 | 7 | 23 | 23 |  | 26.27 | - | 26.27 | 2019-07-23 23:00 | 7 | 23 | 23 |  | 19.77 | - | 19.77
2017-07-24 | 7 | 24 | 0 |  | 23.8 | - | 23.8 | 2018-07-24 | 7 | 24 | 0 |  | 22.71 | - | 22.71 | 2019-07-24 | 7 | 24 | 0 |  | 18.06 | - | 18.06
2017-07-24 01:00 | 7 | 24 | 1 |  | 22.69 | - | 22.69 | 2018-07-24 01:00 | 7 | 24 | 1 |  | 20.88 | - | 20.88 | 2019-07-24 01:00 | 7 | 24 | 1 |  | 16.32 | - | 16.32
2017-07-24 02:00 | 7 | 24 | 2 |  | 21.32 | - | 21.32 | 2018-07-24 02:00 | 7 | 24 | 2 |  | 19.63 | - | 19.63 | 2019-07-24 02:00 | 7 | 24 | 2 |  | 15.45 | - | 15.45
2017-07-24 03:00 | 7 | 24 | 3 |  | 20.28 | - | 20.28 | 2018-07-24 03:00 | 7 | 24 | 3 |  | 19.29 | - | 19.29 | 2019-07-24 03:00 | 7 | 24 | 3 |  | 14.74 | - | 14.74
2017-07-24 04:00 | 7 | 24 | 4 |  | 20.36 | - | 20.36 | 2018-07-24 04:00 | 7 | 24 | 4 |  | 19.34 | - | 19.34 | 2019-07-24 04:00 | 7 | 24 | 4 |  | 14.95 | - | 14.95
2017-07-24 05:00 | 7 | 24 | 5 |  | 21.78 | - | 21.78 | 2018-07-24 05:00 | 7 | 24 | 5 |  | 20.34 | - | 20.34 | 2019-07-24 05:00 | 7 | 24 | 5 |  | 16.1 | - | 16.1
2017-07-24 06:00 | 7 | 24 | 6 |  | 23.76 | - | 23.76 | 2018-07-24 06:00 | 7 | 24 | 6 |  | 22.63 | - | 22.63 | 2019-07-24 06:00 | 7 | 24 | 6 |  | 18.52 | - | 18.52
2017-07-24 07:00 | 7 | 24 | 7 |  | 24.6 | - | 24.6 | 2018-07-24 07:00 | 7 | 24 | 7 |  | 24.76 | - | 24.76 | 2019-07-24 07:00 | 7 | 24 | 7 |  | 19.47 | - | 19.47
2017-07-24 08:00 | 7 | 24 | 8 |  | 26.47 | 26.47 | - | 2018-07-24 08:00 | 7 | 24 | 8 |  | 26.9 | 26.9 | - | 2019-07-24 08:00 | 7 | 24 | 8 |  | 20.43 | 20.43 | -
2017-07-24 09:00 | 7 | 24 | 9 |  | 28.53 | 28.53 | - | 2018-07-24 09:00 | 7 | 24 | 9 |  | 30.16 | 30.16 | - | 2019-07-24 09:00 | 7 | 24 | 9 |  | 22.36 | 22.36 | -
2017-07-24 10:00 | 7 | 24 | 10 |  | 32.22 | 32.22 | - | 2018-07-24 10:00 | 7 | 24 | 10 |  | 34.42 | 34.42 | - | 2019-07-24 10:00 | 7 | 24 | 10 |  | 23.57 | 23.57 | -
2017-07-24 11:00 | 7 | 24 | 11 |  | 37.24 | 37.24 | - | 2018-07-24 11:00 | 7 | 24 | 11 |  | 38.02 | 38.02 | - | 2019-07-24 11:00 | 7 | 24 | 11 |  | 25.55 | 25.55 | -
2017-07-24 12:00 | 7 | 24 | 12 |  | 38.67 | 38.67 | - | 2018-07-24 12:00 | 7 | 24 | 12 |  | 40.63 | 40.63 | - | 2019-07-24 12:00 | 7 | 24 | 12 |  | 26.66 | 26.66 | -
2017-07-24 13:00 | 7 | 24 | 13 |  | 42.43 | 42.43 | - | 2018-07-24 13:00 | 7 | 24 | 13 |  | 41.73 | 41.73 | - | 2019-07-24 13:00 | 7 | 24 | 13 |  | 29.54 | 29.54 | -
2017-07-24 14:00 | 7 | 24 | 14 |  | 46.73 | 46.73 | - | 2018-07-24 14:00 | 7 | 24 | 14 |  | 41.66 | 41.66 | - | 2019-07-24 14:00 | 7 | 24 | 14 |  | 31.15 | 31.15 | -
2017-07-24 15:00 | 7 | 24 | 15 |  | 49.09 | 49.09 | - | 2018-07-24 15:00 | 7 | 24 | 15 |  | 43.1 | 43.1 | - | 2019-07-24 15:00 | 7 | 24 | 15 |  | 34.38 | 34.38 | -
2017-07-24 16:00 | 7 | 24 | 16 |  | 50.41 | 50.41 | - | 2018-07-24 16:00 | 7 | 24 | 16 |  | 46.48 | 46.48 | - | 2019-07-24 16:00 | 7 | 24 | 16 |  | 36.82 | 36.82 | -
2017-07-24 17:00 | 7 | 24 | 17 |  | 48.39 | - | 48.39 | 2018-07-24 17:00 | 7 | 24 | 17 |  | 45.52 | - | 45.52 | 2019-07-24 17:00 | 7 | 24 | 17 |  | 34.43 | - | 34.43
2017-07-24 18:00 | 7 | 24 | 18 |  | 42.57 | - | 42.57 | 2018-07-24 18:00 | 7 | 24 | 18 |  | 40.14 | - | 40.14 | 2019-07-24 18:00 | 7 | 24 | 18 |  | 31.81 | - | 31.81
2017-07-24 19:00 | 7 | 24 | 19 |  | 37.89 | - | 37.89 | 2018-07-24 19:00 | 7 | 24 | 19 |  | 38.12 | - | 38.12 | 2019-07-24 19:00 | 7 | 24 | 19 |  | 27.88 | - | 27.88
2017-07-24 20:00 | 7 | 24 | 20 |  | 36.46 | - | 36.46 | 2018-07-24 20:00 | 7 | 24 | 20 |  | 36.21 | - | 36.21 | 2019-07-24 20:00 | 7 | 24 | 20 |  | 27.68 | - | 27.68
2017-07-24 21:00 | 7 | 24 | 21 |  | 33.72 | - | 33.72 | 2018-07-24 21:00 | 7 | 24 | 21 |  | 33.69 | - | 33.69 | 2019-07-24 21:00 | 7 | 24 | 21 |  | 25.52 | - | 25.52
2017-07-24 22:00 | 7 | 24 | 22 |  | 27.1 | - | 27.1 | 2018-07-24 22:00 | 7 | 24 | 22 |  | 28.23 | - | 28.23 | 2019-07-24 22:00 | 7 | 24 | 22 |  | 22.96 | - | 22.96
2017-07-24 23:00 | 7 | 24 | 23 |  | 23.83 | - | 23.83 | 2018-07-24 23:00 | 7 | 24 | 23 |  | 25.57 | - | 25.57 | 2019-07-24 23:00 | 7 | 24 | 23 |  | 20.42 | - | 20.42
2017-07-25 | 7 | 25 | 0 |  | 20.82 | - | 20.82 | 2018-07-25 | 7 | 25 | 0 |  | 23.07 | - | 23.07 | 2019-07-25 | 7 | 25 | 0 |  | 18.55 | - | 18.55
2017-07-25 01:00 | 7 | 25 | 1 |  | 19.94 | - | 19.94 | 2018-07-25 01:00 | 7 | 25 | 1 |  | 21.02 | - | 21.02 | 2019-07-25 01:00 | 7 | 25 | 1 |  | 16.7 | - | 16.7
2017-07-25 02:00 | 7 | 25 | 2 |  | 19.15 | - | 19.15 | 2018-07-25 02:00 | 7 | 25 | 2 |  | 19.77 | - | 19.77 | 2019-07-25 02:00 | 7 | 25 | 2 |  | 15.11 | - | 15.11
2017-07-25 03:00 | 7 | 25 | 3 |  | 18.42 | - | 18.42 | 2018-07-25 03:00 | 7 | 25 | 3 |  | 19.45 | - | 19.45 | 2019-07-25 03:00 | 7 | 25 | 3 |  | 14.59 | - | 14.59
2017-07-25 04:00 | 7 | 25 | 4 |  | 18.58 | - | 18.58 | 2018-07-25 04:00 | 7 | 25 | 4 |  | 19.43 | - | 19.43 | 2019-07-25 04:00 | 7 | 25 | 4 |  | 14.45 | - | 14.45
2017-07-25 05:00 | 7 | 25 | 5 |  | 20.3 | - | 20.3 | 2018-07-25 05:00 | 7 | 25 | 5 |  | 20.77 | - | 20.77 | 2019-07-25 05:00 | 7 | 25 | 5 |  | 15.84 | - | 15.84
2017-07-25 06:00 | 7 | 25 | 6 |  | 21.46 | - | 21.46 | 2018-07-25 06:00 | 7 | 25 | 6 |  | 22.94 | - | 22.94 | 2019-07-25 06:00 | 7 | 25 | 6 |  | 18.53 | - | 18.53
2017-07-25 07:00 | 7 | 25 | 7 |  | 22.17 | - | 22.17 | 2018-07-25 07:00 | 7 | 25 | 7 |  | 25.24 | - | 25.24 | 2019-07-25 07:00 | 7 | 25 | 7 |  | 19.46 | - | 19.46
2017-07-25 08:00 | 7 | 25 | 8 |  | 23.59 | 23.59 | - | 2018-07-25 08:00 | 7 | 25 | 8 |  | 27.17 | 27.17 | - | 2019-07-25 08:00 | 7 | 25 | 8 |  | 20.19 | 20.19 | -
2017-07-25 09:00 | 7 | 25 | 9 |  | 24.98 | 24.98 | - | 2018-07-25 09:00 | 7 | 25 | 9 |  | 31.06 | 31.06 | - | 2019-07-25 09:00 | 7 | 25 | 9 |  | 21.87 | 21.87 | -
2017-07-25 10:00 | 7 | 25 | 10 |  | 27.53 | 27.53 | - | 2018-07-25 10:00 | 7 | 25 | 10 |  | 33.65 | 33.65 | - | 2019-07-25 10:00 | 7 | 25 | 10 |  | 23.55 | 23.55 | -
2017-07-25 11:00 | 7 | 25 | 11 |  | 29.72 | 29.72 | - | 2018-07-25 11:00 | 7 | 25 | 11 |  | 36.67 | 36.67 | - | 2019-07-25 11:00 | 7 | 25 | 11 |  | 25.72 | 25.72 | -
2017-07-25 12:00 | 7 | 25 | 12 |  | 31.27 | 31.27 | - | 2018-07-25 12:00 | 7 | 25 | 12 |  | 38.75 | 38.75 | - | 2019-07-25 12:00 | 7 | 25 | 12 |  | 27.56 | 27.56 | -
2017-07-25 13:00 | 7 | 25 | 13 |  | 34.97 | 34.97 | - | 2018-07-25 13:00 | 7 | 25 | 13 |  | 39.97 | 39.97 | - | 2019-07-25 13:00 | 7 | 25 | 13 |  | 29.6 | 29.6 | -
2017-07-25 14:00 | 7 | 25 | 14 |  | 35.07 | 35.07 | - | 2018-07-25 14:00 | 7 | 25 | 14 |  | 40.46 | 40.46 | - | 2019-07-25 14:00 | 7 | 25 | 14 |  | 32.7 | 32.7 | -
2017-07-25 15:00 | 7 | 25 | 15 |  | 41.62 | 41.62 | - | 2018-07-25 15:00 | 7 | 25 | 15 |  | 43.65 | 43.65 | - | 2019-07-25 15:00 | 7 | 25 | 15 |  | 35.12 | 35.12 | -
2017-07-25 16:00 | 7 | 25 | 16 |  | 43.11 | 43.11 | - | 2018-07-25 16:00 | 7 | 25 | 16 |  | 45.74 | 45.74 | - | 2019-07-25 16:00 | 7 | 25 | 16 |  | 37.03 | 37.03 | -
2017-07-25 17:00 | 7 | 25 | 17 |  | 44.98 | - | 44.98 | 2018-07-25 17:00 | 7 | 25 | 17 |  | 46 | - | 46 | 2019-07-25 17:00 | 7 | 25 | 17 |  | 38.23 | - | 38.23
2017-07-25 18:00 | 7 | 25 | 18 |  | 35.91 | - | 35.91 | 2018-07-25 18:00 | 7 | 25 | 18 |  | 40.48 | - | 40.48 | 2019-07-25 18:00 | 7 | 25 | 18 |  | 32.66 | - | 32.66
2017-07-25 19:00 | 7 | 25 | 19 |  | 34.3 | - | 34.3 | 2018-07-25 19:00 | 7 | 25 | 19 |  | 40.26 | - | 40.26 | 2019-07-25 19:00 | 7 | 25 | 19 |  | 29.43 | - | 29.43
2017-07-25 20:00 | 7 | 25 | 20 |  | 32.28 | - | 32.28 | 2018-07-25 20:00 | 7 | 25 | 20 |  | 35.93 | - | 35.93 | 2019-07-25 20:00 | 7 | 25 | 20 |  | 29.04 | - | 29.04
2017-07-25 21:00 | 7 | 25 | 21 |  | 28.4 | - | 28.4 | 2018-07-25 21:00 | 7 | 25 | 21 |  | 33.81 | - | 33.81 | 2019-07-25 21:00 | 7 | 25 | 21 |  | 25.9 | - | 25.9
2017-07-25 22:00 | 7 | 25 | 22 |  | 24.51 | - | 24.51 | 2018-07-25 22:00 | 7 | 25 | 22 |  | 28.45 | - | 28.45 | 2019-07-25 22:00 | 7 | 25 | 22 |  | 22.4 | - | 22.4
2017-07-25 23:00 | 7 | 25 | 23 |  | 22.27 | - | 22.27 | 2018-07-25 23:00 | 7 | 25 | 23 |  | 24.65 | - | 24.65 | 2019-07-25 23:00 | 7 | 25 | 23 |  | 20.21 | - | 20.21
2017-07-26 | 7 | 26 | 0 |  | 19.93 | - | 19.93 | 2018-07-26 | 7 | 26 | 0 |  | 23.32 | - | 23.32 | 2019-07-26 | 7 | 26 | 0 |  | 19.46 | - | 19.46
2017-07-26 01:00 | 7 | 26 | 1 |  | 18.11 | - | 18.11 | 2018-07-26 01:00 | 7 | 26 | 1 |  | 21.36 | - | 21.36 | 2019-07-26 01:00 | 7 | 26 | 1 |  | 18.76 | - | 18.76
2017-07-26 02:00 | 7 | 26 | 2 |  | 17.53 | - | 17.53 | 2018-07-26 02:00 | 7 | 26 | 2 |  | 19.78 | - | 19.78 | 2019-07-26 02:00 | 7 | 26 | 2 |  | 17.08 | - | 17.08
2017-07-26 03:00 | 7 | 26 | 3 |  | 16.29 | - | 16.29 | 2018-07-26 03:00 | 7 | 26 | 3 |  | 19.59 | - | 19.59 | 2019-07-26 03:00 | 7 | 26 | 3 |  | 15.66 | - | 15.66
2017-07-26 04:00 | 7 | 26 | 4 |  | 16.83 | - | 16.83 | 2018-07-26 04:00 | 7 | 26 | 4 |  | 19.51 | - | 19.51 | 2019-07-26 04:00 | 7 | 26 | 4 |  | 15.43 | - | 15.43
2017-07-26 05:00 | 7 | 26 | 5 |  | 18.87 | - | 18.87 | 2018-07-26 05:00 | 7 | 26 | 5 |  | 20.38 | - | 20.38 | 2019-07-26 05:00 | 7 | 26 | 5 |  | 17.28 | - | 17.28
2017-07-26 06:00 | 7 | 26 | 6 |  | 20.65 | - | 20.65 | 2018-07-26 06:00 | 7 | 26 | 6 |  | 22.15 | - | 22.15 | 2019-07-26 06:00 | 7 | 26 | 6 |  | 19.18 | - | 19.18
2017-07-26 07:00 | 7 | 26 | 7 |  | 21.77 | - | 21.77 | 2018-07-26 07:00 | 7 | 26 | 7 |  | 24.18 | - | 24.18 | 2019-07-26 07:00 | 7 | 26 | 7 |  | 20.66 | - | 20.66
2017-07-26 08:00 | 7 | 26 | 8 |  | 22.74 | 22.74 | - | 2018-07-26 08:00 | 7 | 26 | 8 |  | 26.44 | 26.44 | - | 2019-07-26 08:00 | 7 | 26 | 8 |  | 22.5 | 22.5 | -
2017-07-26 09:00 | 7 | 26 | 9 |  | 24.53 | 24.53 | - | 2018-07-26 09:00 | 7 | 26 | 9 |  | 31.68 | 31.68 | - | 2019-07-26 09:00 | 7 | 26 | 9 |  | 24.06 | 24.06 | -
2017-07-26 10:00 | 7 | 26 | 10 |  | 27.06 | 27.06 | - | 2018-07-26 10:00 | 7 | 26 | 10 |  | 33.97 | 33.97 | - | 2019-07-26 10:00 | 7 | 26 | 10 |  | 26.47 | 26.47 | -
2017-07-26 11:00 | 7 | 26 | 11 |  | 33.69 | 33.69 | - | 2018-07-26 11:00 | 7 | 26 | 11 |  | 36.65 | 36.65 | - | 2019-07-26 11:00 | 7 | 26 | 11 |  | 30.39 | 30.39 | -
2017-07-26 12:00 | 7 | 26 | 12 |  | 36.68 | 36.68 | - | 2018-07-26 12:00 | 7 | 26 | 12 |  | 39.89 | 39.89 | - | 2019-07-26 12:00 | 7 | 26 | 12 |  | 34.47 | 34.47 | -
2017-07-26 13:00 | 7 | 26 | 13 |  | 39.47 | 39.47 | - | 2018-07-26 13:00 | 7 | 26 | 13 |  | 40.21 | 40.21 | - | 2019-07-26 13:00 | 7 | 26 | 13 |  | 35.88 | 35.88 | -
2017-07-26 14:00 | 7 | 26 | 14 |  | 44.4 | 44.4 | - | 2018-07-26 14:00 | 7 | 26 | 14 |  | 45.19 | 45.19 | - | 2019-07-26 14:00 | 7 | 26 | 14 |  | 40.77 | 40.77 | -
2017-07-26 15:00 | 7 | 26 | 15 |  | 47.42 | 47.42 | - | 2018-07-26 15:00 | 7 | 26 | 15 |  | 52.12 | 52.12 | - | 2019-07-26 15:00 | 7 | 26 | 15 |  | 45 | 45 | -
2017-07-26 16:00 | 7 | 26 | 16 |  | 51.59 | 51.59 | - | 2018-07-26 16:00 | 7 | 26 | 16 |  | 57.66 | 57.66 | - | 2019-07-26 16:00 | 7 | 26 | 16 |  | 49.11 | 49.11 | -
2017-07-26 17:00 | 7 | 26 | 17 |  | 51.06 | - | 51.06 | 2018-07-26 17:00 | 7 | 26 | 17 |  | 56.21 | - | 56.21 | 2019-07-26 17:00 | 7 | 26 | 17 |  | 48.09 | - | 48.09
2017-07-26 18:00 | 7 | 26 | 18 |  | 46.39 | - | 46.39 | 2018-07-26 18:00 | 7 | 26 | 18 |  | 42.85 | - | 42.85 | 2019-07-26 18:00 | 7 | 26 | 18 |  | 39.29 | - | 39.29
2017-07-26 19:00 | 7 | 26 | 19 |  | 39.31 | - | 39.31 | 2018-07-26 19:00 | 7 | 26 | 19 |  | 38.2 | - | 38.2 | 2019-07-26 19:00 | 7 | 26 | 19 |  | 33.71 | - | 33.71
2017-07-26 20:00 | 7 | 26 | 20 |  | 38.68 | - | 38.68 | 2018-07-26 20:00 | 7 | 26 | 20 |  | 36.99 | - | 36.99 | 2019-07-26 20:00 | 7 | 26 | 20 |  | 30.78 | - | 30.78
2017-07-26 21:00 | 7 | 26 | 21 |  | 34.81 | - | 34.81 | 2018-07-26 21:00 | 7 | 26 | 21 |  | 33.78 | - | 33.78 | 2019-07-26 21:00 | 7 | 26 | 21 |  | 28.2 | - | 28.2
2017-07-26 22:00 | 7 | 26 | 22 |  | 27.11 | - | 27.11 | 2018-07-26 22:00 | 7 | 26 | 22 |  | 27.41 | - | 27.41 | 2019-07-26 22:00 | 7 | 26 | 22 |  | 24.41 | - | 24.41
2017-07-26 23:00 | 7 | 26 | 23 |  | 24.47 | - | 24.47 | 2018-07-26 23:00 | 7 | 26 | 23 |  | 25.33 | - | 25.33 | 2019-07-26 23:00 | 7 | 26 | 23 |  | 22.06 | - | 22.06
2017-07-27 | 7 | 27 | 0 |  | 21.82 | - | 21.82 | 2018-07-27 | 7 | 27 | 0 |  | 22.28 | - | 22.28 | 2019-07-27 | 7 | 27 | 0 | W | 19.47 | - | 19.47
2017-07-27 01:00 | 7 | 27 | 1 |  | 20.43 | - | 20.43 | 2018-07-27 01:00 | 7 | 27 | 1 |  | 20.39 | - | 20.39 | 2019-07-27 01:00 | 7 | 27 | 1 | W | 18.49 | - | 18.49
2017-07-27 02:00 | 7 | 27 | 2 |  | 19.7 | - | 19.7 | 2018-07-27 02:00 | 7 | 27 | 2 |  | 19.42 | - | 19.42 | 2019-07-27 02:00 | 7 | 27 | 2 | W | 17.26 | - | 17.26
2017-07-27 03:00 | 7 | 27 | 3 |  | 18.9 | - | 18.9 | 2018-07-27 03:00 | 7 | 27 | 3 |  | 18.79 | - | 18.79 | 2019-07-27 03:00 | 7 | 27 | 3 | W | 15.18 | - | 15.18
2017-07-27 04:00 | 7 | 27 | 4 |  | 19.2 | - | 19.2 | 2018-07-27 04:00 | 7 | 27 | 4 |  | 18.71 | - | 18.71 | 2019-07-27 04:00 | 7 | 27 | 4 | W | 14.31 | - | 14.31
2017-07-27 05:00 | 7 | 27 | 5 |  | 20.59 | - | 20.59 | 2018-07-27 05:00 | 7 | 27 | 5 |  | 19.63 | - | 19.63 | 2019-07-27 05:00 | 7 | 27 | 5 | W | 14.56 | - | 14.56
2017-07-27 06:00 | 7 | 27 | 6 |  | 21.68 | - | 21.68 | 2018-07-27 06:00 | 7 | 27 | 6 |  | 21.06 | - | 21.06 | 2019-07-27 06:00 | 7 | 27 | 6 | W | 14.53 | - | 14.53
2017-07-27 07:00 | 7 | 27 | 7 |  | 23.09 | - | 23.09 | 2018-07-27 07:00 | 7 | 27 | 7 |  | 22.97 | - | 22.97 | 2019-07-27 07:00 | 7 | 27 | 7 | W | 16.87 | - | 16.87
2017-07-27 08:00 | 7 | 27 | 8 |  | 24.41 | 24.41 | - | 2018-07-27 08:00 | 7 | 27 | 8 |  | 24.27 | 24.27 | - | 2019-07-27 08:00 | 7 | 27 | 8 | W | 19.63 | - | 19.63
2017-07-27 09:00 | 7 | 27 | 9 |  | 26.94 | 26.94 | - | 2018-07-27 09:00 | 7 | 27 | 9 |  | 29.04 | 29.04 | - | 2019-07-27 09:00 | 7 | 27 | 9 | W | 21.66 | - | 21.66
2017-07-27 10:00 | 7 | 27 | 10 |  | 31.12 | 31.12 | - | 2018-07-27 10:00 | 7 | 27 | 10 |  | 33.08 | 33.08 | - | 2019-07-27 10:00 | 7 | 27 | 10 | W | 23.7 | - | 23.7
2017-07-27 11:00 | 7 | 27 | 11 |  | 35.88 | 35.88 | - | 2018-07-27 11:00 | 7 | 27 | 11 |  | 34.82 | 34.82 | - | 2019-07-27 11:00 | 7 | 27 | 11 | W | 25.93 | - | 25.93
2017-07-27 12:00 | 7 | 27 | 12 |  | 37.95 | 37.95 | - | 2018-07-27 12:00 | 7 | 27 | 12 |  | 37.13 | 37.13 | - | 2019-07-27 12:00 | 7 | 27 | 12 | W | 28.09 | - | 28.09
2017-07-27 13:00 | 7 | 27 | 13 |  | 40.88 | 40.88 | - | 2018-07-27 13:00 | 7 | 27 | 13 |  | 37.09 | 37.09 | - | 2019-07-27 13:00 | 7 | 27 | 13 | W | 29.88 | - | 29.88
2017-07-27 14:00 | 7 | 27 | 14 |  | 43.93 | 43.93 | - | 2018-07-27 14:00 | 7 | 27 | 14 |  | 40.66 | 40.66 | - | 2019-07-27 14:00 | 7 | 27 | 14 | W | 32.01 | - | 32.01
2017-07-27 15:00 | 7 | 27 | 15 |  | 45.54 | 45.54 | - | 2018-07-27 15:00 | 7 | 27 | 15 |  | 41.69 | 41.69 | - | 2019-07-27 15:00 | 7 | 27 | 15 | W | 35.18 | - | 35.18
2017-07-27 16:00 | 7 | 27 | 16 |  | 49.23 | 49.23 | - | 2018-07-27 16:00 | 7 | 27 | 16 |  | 42.26 | 42.26 | - | 2019-07-27 16:00 | 7 | 27 | 16 | W | 39.02 | - | 39.02
2017-07-27 17:00 | 7 | 27 | 17 |  | 46.57 | - | 46.57 | 2018-07-27 17:00 | 7 | 27 | 17 |  | 42.33 | - | 42.33 | 2019-07-27 17:00 | 7 | 27 | 17 | W | 39.15 | - | 39.15
2017-07-27 18:00 | 7 | 27 | 18 |  | 40 | - | 40 | 2018-07-27 18:00 | 7 | 27 | 18 |  | 35.84 | - | 35.84 | 2019-07-27 18:00 | 7 | 27 | 18 | W | 34.37 | - | 34.37
2017-07-27 19:00 | 7 | 27 | 19 |  | 36.79 | - | 36.79 | 2018-07-27 19:00 | 7 | 27 | 19 |  | 33.57 | - | 33.57 | 2019-07-27 19:00 | 7 | 27 | 19 | W | 30.42 | - | 30.42
2017-07-27 20:00 | 7 | 27 | 20 |  | 36.44 | - | 36.44 | 2018-07-27 20:00 | 7 | 27 | 20 |  | 31.74 | - | 31.74 | 2019-07-27 20:00 | 7 | 27 | 20 | W | 27.78 | - | 27.78
2017-07-27 21:00 | 7 | 27 | 21 |  | 33.8 | - | 33.8 | 2018-07-27 21:00 | 7 | 27 | 21 |  | 29.93 | - | 29.93 | 2019-07-27 21:00 | 7 | 27 | 21 | W | 25.35 | - | 25.35
2017-07-27 22:00 | 7 | 27 | 22 |  | 26.85 | - | 26.85 | 2018-07-27 22:00 | 7 | 27 | 22 |  | 24.75 | - | 24.75 | 2019-07-27 22:00 | 7 | 27 | 22 | W | 22.87 | - | 22.87
2017-07-27 23:00 | 7 | 27 | 23 |  | 24.03 | - | 24.03 | 2018-07-27 23:00 | 7 | 27 | 23 |  | 23.28 | - | 23.28 | 2019-07-27 23:00 | 7 | 27 | 23 | W | 21.01 | - | 21.01
2017-07-28 | 7 | 28 | 0 |  | 22.7 | - | 22.7 | 2018-07-28 | 7 | 28 | 0 | W | 20.93 | - | 20.93 | 2019-07-28 | 7 | 28 | 0 | W | 19.18 | - | 19.18
2017-07-28 01:00 | 7 | 28 | 1 |  | 21.73 | - | 21.73 | 2018-07-28 01:00 | 7 | 28 | 1 | W | 20.45 | - | 20.45 | 2019-07-28 01:00 | 7 | 28 | 1 | W | 18.38 | - | 18.38
2017-07-28 02:00 | 7 | 28 | 2 |  | 20.44 | - | 20.44 | 2018-07-28 02:00 | 7 | 28 | 2 | W | 19.54 | - | 19.54 | 2019-07-28 02:00 | 7 | 28 | 2 | W | 16.54 | - | 16.54
2017-07-28 03:00 | 7 | 28 | 3 |  | 19.75 | - | 19.75 | 2018-07-28 03:00 | 7 | 28 | 3 | W | 19.11 | - | 19.11 | 2019-07-28 03:00 | 7 | 28 | 3 | W | 14.96 | - | 14.96
2017-07-28 04:00 | 7 | 28 | 4 |  | 19.8 | - | 19.8 | 2018-07-28 04:00 | 7 | 28 | 4 | W | 18.67 | - | 18.67 | 2019-07-28 04:00 | 7 | 28 | 4 | W | 14.65 | - | 14.65
2017-07-28 05:00 | 7 | 28 | 5 |  | 21.45 | - | 21.45 | 2018-07-28 05:00 | 7 | 28 | 5 | W | 18.7 | - | 18.7 | 2019-07-28 05:00 | 7 | 28 | 5 | W | 13.99 | - | 13.99
2017-07-28 06:00 | 7 | 28 | 6 |  | 23.15 | - | 23.15 | 2018-07-28 06:00 | 7 | 28 | 6 | W | 19.03 | - | 19.03 | 2019-07-28 06:00 | 7 | 28 | 6 | W | 13.31 | - | 13.31
2017-07-28 07:00 | 7 | 28 | 7 |  | 24.13 | - | 24.13 | 2018-07-28 07:00 | 7 | 28 | 7 | W | 19.49 | - | 19.49 | 2019-07-28 07:00 | 7 | 28 | 7 | W | 15.18 | - | 15.18
2017-07-28 08:00 | 7 | 28 | 8 |  | 24.8 | 24.8 | - | 2018-07-28 08:00 | 7 | 28 | 8 | W | 20.95 | - | 20.95 | 2019-07-28 08:00 | 7 | 28 | 8 | W | 19.25 | - | 19.25
2017-07-28 09:00 | 7 | 28 | 9 |  | 27.62 | 27.62 | - | 2018-07-28 09:00 | 7 | 28 | 9 | W | 22.05 | - | 22.05 | 2019-07-28 09:00 | 7 | 28 | 9 | W | 21.9 | - | 21.9
2017-07-28 10:00 | 7 | 28 | 10 |  | 32.17 | 32.17 | - | 2018-07-28 10:00 | 7 | 28 | 10 | W | 24.16 | - | 24.16 | 2019-07-28 10:00 | 7 | 28 | 10 | W | 24.06 | - | 24.06
2017-07-28 11:00 | 7 | 28 | 11 |  | 34.67 | 34.67 | - | 2018-07-28 11:00 | 7 | 28 | 11 | W | 26.79 | - | 26.79 | 2019-07-28 11:00 | 7 | 28 | 11 | W | 27.1 | - | 27.1
2017-07-28 12:00 | 7 | 28 | 12 |  | 35.16 | 35.16 | - | 2018-07-28 12:00 | 7 | 28 | 12 | W | 29.46 | - | 29.46 | 2019-07-28 12:00 | 7 | 28 | 12 | W | 29.57 | - | 29.57
2017-07-28 13:00 | 7 | 28 | 13 |  | 36.49 | 36.49 | - | 2018-07-28 13:00 | 7 | 28 | 13 | W | 28.81 | - | 28.81 | 2019-07-28 13:00 | 7 | 28 | 13 | W | 31.9 | - | 31.9
2017-07-28 14:00 | 7 | 28 | 14 |  | 36.16 | 36.16 | - | 2018-07-28 14:00 | 7 | 28 | 14 | W | 31.79 | - | 31.79 | 2019-07-28 14:00 | 7 | 28 | 14 | W | 35.86 | - | 35.86
2017-07-28 15:00 | 7 | 28 | 15 |  | 36.9 | 36.9 | - | 2018-07-28 15:00 | 7 | 28 | 15 | W | 33.79 | - | 33.79 | 2019-07-28 15:00 | 7 | 28 | 15 | W | 40.88 | - | 40.88
2017-07-28 16:00 | 7 | 28 | 16 |  | 37.07 | 37.07 | - | 2018-07-28 16:00 | 7 | 28 | 16 | W | 37.1 | - | 37.1 | 2019-07-28 16:00 | 7 | 28 | 16 | W | 44.78 | - | 44.78
2017-07-28 17:00 | 7 | 28 | 17 |  | 35.54 | - | 35.54 | 2018-07-28 17:00 | 7 | 28 | 17 | W | 39.09 | - | 39.09 | 2019-07-28 17:00 | 7 | 28 | 17 | W | 47.49 | - | 47.49
2017-07-28 18:00 | 7 | 28 | 18 |  | 32.55 | - | 32.55 | 2018-07-28 18:00 | 7 | 28 | 18 | W | 33.24 | - | 33.24 | 2019-07-28 18:00 | 7 | 28 | 18 | W | 39.83 | - | 39.83
2017-07-28 19:00 | 7 | 28 | 19 |  | 29.75 | - | 29.75 | 2018-07-28 19:00 | 7 | 28 | 19 | W | 29.86 | - | 29.86 | 2019-07-28 19:00 | 7 | 28 | 19 | W | 33.65 | - | 33.65
2017-07-28 20:00 | 7 | 28 | 20 |  | 27.75 | - | 27.75 | 2018-07-28 20:00 | 7 | 28 | 20 | W | 28.58 | - | 28.58 | 2019-07-28 20:00 | 7 | 28 | 20 | W | 32.78 | - | 32.78
2017-07-28 21:00 | 7 | 28 | 21 |  | 26.8 | - | 26.8 | 2018-07-28 21:00 | 7 | 28 | 21 | W | 26.77 | - | 26.77 | 2019-07-28 21:00 | 7 | 28 | 21 | W | 29.35 | - | 29.35
2017-07-28 22:00 | 7 | 28 | 22 |  | 24.08 | - | 24.08 | 2018-07-28 22:00 | 7 | 28 | 22 | W | 23.05 | - | 23.05 | 2019-07-28 22:00 | 7 | 28 | 22 | W | 24.65 | - | 24.65
2017-07-28 23:00 | 7 | 28 | 23 |  | 21.95 | - | 21.95 | 2018-07-28 23:00 | 7 | 28 | 23 | W | 21.65 | - | 21.65 | 2019-07-28 23:00 | 7 | 28 | 23 | W | 22.5 | - | 22.5
2017-07-29 | 7 | 29 | 0 | W | 20.89 | - | 20.89 | 2018-07-29 | 7 | 29 | 0 | W | 19.71 | - | 19.71 | 2019-07-29 | 7 | 29 | 0 |  | 20.45 | - | 20.45
2017-07-29 01:00 | 7 | 29 | 1 | W | 19.17 | - | 19.17 | 2018-07-29 01:00 | 7 | 29 | 1 | W | 19.32 | - | 19.32 | 2019-07-29 01:00 | 7 | 29 | 1 |  | 19.42 | - | 19.42
2017-07-29 02:00 | 7 | 29 | 2 | W | 18.19 | - | 18.19 | 2018-07-29 02:00 | 7 | 29 | 2 | W | 18.12 | - | 18.12 | 2019-07-29 02:00 | 7 | 29 | 2 |  | 18.09 | - | 18.09
2017-07-29 03:00 | 7 | 29 | 3 | W | 16.73 | - | 16.73 | 2018-07-29 03:00 | 7 | 29 | 3 | W | 17.07 | - | 17.07 | 2019-07-29 03:00 | 7 | 29 | 3 |  | 16.35 | - | 16.35
2017-07-29 04:00 | 7 | 29 | 4 | W | 16.6 | - | 16.6 | 2018-07-29 04:00 | 7 | 29 | 4 | W | 16.21 | - | 16.21 | 2019-07-29 04:00 | 7 | 29 | 4 |  | 15.69 | - | 15.69
2017-07-29 05:00 | 7 | 29 | 5 | W | 16.55 | - | 16.55 | 2018-07-29 05:00 | 7 | 29 | 5 | W | 15.64 | - | 15.64 | 2019-07-29 05:00 | 7 | 29 | 5 |  | 18.08 | - | 18.08
2017-07-29 06:00 | 7 | 29 | 6 | W | 16.53 | - | 16.53 | 2018-07-29 06:00 | 7 | 29 | 6 | W | 14.96 | - | 14.96 | 2019-07-29 06:00 | 7 | 29 | 6 |  | 19.48 | - | 19.48
2017-07-29 07:00 | 7 | 29 | 7 | W | 18.31 | - | 18.31 | 2018-07-29 07:00 | 7 | 29 | 7 | W | 17.48 | - | 17.48 | 2019-07-29 07:00 | 7 | 29 | 7 |  | 20.57 | - | 20.57
2017-07-29 08:00 | 7 | 29 | 8 | W | 20.65 | - | 20.65 | 2018-07-29 08:00 | 7 | 29 | 8 | W | 19.28 | - | 19.28 | 2019-07-29 08:00 | 7 | 29 | 8 |  | 22.99 | 22.99 | -
2017-07-29 09:00 | 7 | 29 | 9 | W | 21.8 | - | 21.8 | 2018-07-29 09:00 | 7 | 29 | 9 | W | 19.78 | - | 19.78 | 2019-07-29 09:00 | 7 | 29 | 9 |  | 26.08 | 26.08 | -
2017-07-29 10:00 | 7 | 29 | 10 | W | 23.58 | - | 23.58 | 2018-07-29 10:00 | 7 | 29 | 10 | W | 21.48 | - | 21.48 | 2019-07-29 10:00 | 7 | 29 | 10 |  | 30.81 | 30.81 | -
2017-07-29 11:00 | 7 | 29 | 11 | W | 25.06 | - | 25.06 | 2018-07-29 11:00 | 7 | 29 | 11 | W | 22.57 | - | 22.57 | 2019-07-29 11:00 | 7 | 29 | 11 |  | 34.96 | 34.96 | -
2017-07-29 12:00 | 7 | 29 | 12 | W | 25.29 | - | 25.29 | 2018-07-29 12:00 | 7 | 29 | 12 | W | 24.3 | - | 24.3 | 2019-07-29 12:00 | 7 | 29 | 12 |  | 39.31 | 39.31 | -
2017-07-29 13:00 | 7 | 29 | 13 | W | 25.93 | - | 25.93 | 2018-07-29 13:00 | 7 | 29 | 13 | W | 26.3 | - | 26.3 | 2019-07-29 13:00 | 7 | 29 | 13 |  | 43.89 | 43.89 | -
2017-07-29 14:00 | 7 | 29 | 14 | W | 26.71 | - | 26.71 | 2018-07-29 14:00 | 7 | 29 | 14 | W | 27.38 | - | 27.38 | 2019-07-29 14:00 | 7 | 29 | 14 |  | 50.38 | 50.38 | -
2017-07-29 15:00 | 7 | 29 | 15 | W | 26.66 | - | 26.66 | 2018-07-29 15:00 | 7 | 29 | 15 | W | 27.65 | - | 27.65 | 2019-07-29 15:00 | 7 | 29 | 15 |  | 56.06 | 56.06 | -
2017-07-29 16:00 | 7 | 29 | 16 | W | 26.8 | - | 26.8 | 2018-07-29 16:00 | 7 | 29 | 16 | W | 31.77 | - | 31.77 | 2019-07-29 16:00 | 7 | 29 | 16 |  | 60.98 | 60.98 | -
2017-07-29 17:00 | 7 | 29 | 17 | W | 26.79 | - | 26.79 | 2018-07-29 17:00 | 7 | 29 | 17 | W | 33.5 | - | 33.5 | 2019-07-29 17:00 | 7 | 29 | 17 |  | 59.53 | - | 59.53
2017-07-29 18:00 | 7 | 29 | 18 | W | 26.85 | - | 26.85 | 2018-07-29 18:00 | 7 | 29 | 18 | W | 29.39 | - | 29.39 | 2019-07-29 18:00 | 7 | 29 | 18 |  | 48.87 | - | 48.87
2017-07-29 19:00 | 7 | 29 | 19 | W | 26.61 | - | 26.61 | 2018-07-29 19:00 | 7 | 29 | 19 | W | 27.35 | - | 27.35 | 2019-07-29 19:00 | 7 | 29 | 19 |  | 41.48 | - | 41.48
2017-07-29 20:00 | 7 | 29 | 20 | W | 25.2 | - | 25.2 | 2018-07-29 20:00 | 7 | 29 | 20 | W | 27.47 | - | 27.47 | 2019-07-29 20:00 | 7 | 29 | 20 |  | 36.6 | - | 36.6
2017-07-29 21:00 | 7 | 29 | 21 | W | 24.14 | - | 24.14 | 2018-07-29 21:00 | 7 | 29 | 21 | W | 26.57 | - | 26.57 | 2019-07-29 21:00 | 7 | 29 | 21 |  | 31.63 | - | 31.63
2017-07-29 22:00 | 7 | 29 | 22 | W | 22.16 | - | 22.16 | 2018-07-29 22:00 | 7 | 29 | 22 | W | 22.98 | - | 22.98 | 2019-07-29 22:00 | 7 | 29 | 22 |  | 26.8 | - | 26.8
2017-07-29 23:00 | 7 | 29 | 23 | W | 19.32 | - | 19.32 | 2018-07-29 23:00 | 7 | 29 | 23 | W | 21.44 | - | 21.44 | 2019-07-29 23:00 | 7 | 29 | 23 |  | 23.27 | - | 23.27
2017-07-30 | 7 | 30 | 0 | W | 18.52 | - | 18.52 | 2018-07-30 | 7 | 30 | 0 |  | 20.21 | - | 20.21 | 2019-07-30 | 7 | 30 | 0 |  | 21.44 | - | 21.44
2017-07-30 01:00 | 7 | 30 | 1 | W | 18.56 | - | 18.56 | 2018-07-30 01:00 | 7 | 30 | 1 |  | 19.78 | - | 19.78 | 2019-07-30 01:00 | 7 | 30 | 1 |  | 19.97 | - | 19.97
2017-07-30 02:00 | 7 | 30 | 2 | W | 17.68 | - | 17.68 | 2018-07-30 02:00 | 7 | 30 | 2 |  | 19.18 | - | 19.18 | 2019-07-30 02:00 | 7 | 30 | 2 |  | 19.04 | - | 19.04
2017-07-30 03:00 | 7 | 30 | 3 | W | 15.32 | - | 15.32 | 2018-07-30 03:00 | 7 | 30 | 3 |  | 18.9 | - | 18.9 | 2019-07-30 03:00 | 7 | 30 | 3 |  | 18.35 | - | 18.35
2017-07-30 04:00 | 7 | 30 | 4 | W | 14.32 | - | 14.32 | 2018-07-30 04:00 | 7 | 30 | 4 |  | 18.94 | - | 18.94 | 2019-07-30 04:00 | 7 | 30 | 4 |  | 18.28 | - | 18.28
2017-07-30 05:00 | 7 | 30 | 5 | W | 14.37 | - | 14.37 | 2018-07-30 05:00 | 7 | 30 | 5 |  | 20.17 | - | 20.17 | 2019-07-30 05:00 | 7 | 30 | 5 |  | 19.12 | - | 19.12
2017-07-30 06:00 | 7 | 30 | 6 | W | 12.39 | - | 12.39 | 2018-07-30 06:00 | 7 | 30 | 6 |  | 20.87 | - | 20.87 | 2019-07-30 06:00 | 7 | 30 | 6 |  | 20.14 | - | 20.14
2017-07-30 07:00 | 7 | 30 | 7 | W | 16.06 | - | 16.06 | 2018-07-30 07:00 | 7 | 30 | 7 |  | 23.07 | - | 23.07 | 2019-07-30 07:00 | 7 | 30 | 7 |  | 21.67 | - | 21.67
2017-07-30 08:00 | 7 | 30 | 8 | W | 17.9 | - | 17.9 | 2018-07-30 08:00 | 7 | 30 | 8 |  | 24.91 | 24.91 | - | 2019-07-30 08:00 | 7 | 30 | 8 |  | 23.05 | 23.05 | -
2017-07-30 09:00 | 7 | 30 | 9 | W | 20.6 | - | 20.6 | 2018-07-30 09:00 | 7 | 30 | 9 |  | 26.81 | 26.81 | - | 2019-07-30 09:00 | 7 | 30 | 9 |  | 25.79 | 25.79 | -
2017-07-30 10:00 | 7 | 30 | 10 | W | 22.41 | - | 22.41 | 2018-07-30 10:00 | 7 | 30 | 10 |  | 31.23 | 31.23 | - | 2019-07-30 10:00 | 7 | 30 | 10 |  | 29.31 | 29.31 | -
2017-07-30 11:00 | 7 | 30 | 11 | W | 24.16 | - | 24.16 | 2018-07-30 11:00 | 7 | 30 | 11 |  | 34.5 | 34.5 | - | 2019-07-30 11:00 | 7 | 30 | 11 |  | 32.49 | 32.49 | -
2017-07-30 12:00 | 7 | 30 | 12 | W | 26.13 | - | 26.13 | 2018-07-30 12:00 | 7 | 30 | 12 |  | 36.69 | 36.69 | - | 2019-07-30 12:00 | 7 | 30 | 12 |  | 34.6 | 34.6 | -
2017-07-30 13:00 | 7 | 30 | 13 | W | 28.63 | - | 28.63 | 2018-07-30 13:00 | 7 | 30 | 13 |  | 38.54 | 38.54 | - | 2019-07-30 13:00 | 7 | 30 | 13 |  | 37.93 | 37.93 | -
2017-07-30 14:00 | 7 | 30 | 14 | W | 31.81 | - | 31.81 | 2018-07-30 14:00 | 7 | 30 | 14 |  | 43.03 | 43.03 | - | 2019-07-30 14:00 | 7 | 30 | 14 |  | 44.03 | 44.03 | -
2017-07-30 15:00 | 7 | 30 | 15 | W | 32.74 | - | 32.74 | 2018-07-30 15:00 | 7 | 30 | 15 |  | 45.25 | 45.25 | - | 2019-07-30 15:00 | 7 | 30 | 15 |  | 43.17 | 43.17 | -
2017-07-30 16:00 | 7 | 30 | 16 | W | 35.74 | - | 35.74 | 2018-07-30 16:00 | 7 | 30 | 16 |  | 44.9 | 44.9 | - | 2019-07-30 16:00 | 7 | 30 | 16 |  | 46.86 | 46.86 | -
2017-07-30 17:00 | 7 | 30 | 17 | W | 38.01 | - | 38.01 | 2018-07-30 17:00 | 7 | 30 | 17 |  | 43.4 | - | 43.4 | 2019-07-30 17:00 | 7 | 30 | 17 |  | 45.45 | - | 45.45
2017-07-30 18:00 | 7 | 30 | 18 | W | 35.63 | - | 35.63 | 2018-07-30 18:00 | 7 | 30 | 18 |  | 38.83 | - | 38.83 | 2019-07-30 18:00 | 7 | 30 | 18 |  | 36.47 | - | 36.47
2017-07-30 19:00 | 7 | 30 | 19 | W | 32.83 | - | 32.83 | 2018-07-30 19:00 | 7 | 30 | 19 |  | 36.96 | - | 36.96 | 2019-07-30 19:00 | 7 | 30 | 19 |  | 32.07 | - | 32.07
2017-07-30 20:00 | 7 | 30 | 20 | W | 31.29 | - | 31.29 | 2018-07-30 20:00 | 7 | 30 | 20 |  | 35.84 | - | 35.84 | 2019-07-30 20:00 | 7 | 30 | 20 |  | 30.22 | - | 30.22
2017-07-30 21:00 | 7 | 30 | 21 | W | 28.27 | - | 28.27 | 2018-07-30 21:00 | 7 | 30 | 21 |  | 30.78 | - | 30.78 | 2019-07-30 21:00 | 7 | 30 | 21 |  | 27.29 | - | 27.29
2017-07-30 22:00 | 7 | 30 | 22 | W | 24.81 | - | 24.81 | 2018-07-30 22:00 | 7 | 30 | 22 |  | 25.61 | - | 25.61 | 2019-07-30 22:00 | 7 | 30 | 22 |  | 23.96 | - | 23.96
2017-07-30 23:00 | 7 | 30 | 23 | W | 22.02 | - | 22.02 | 2018-07-30 23:00 | 7 | 30 | 23 |  | 23.43 | - | 23.43 | 2019-07-30 23:00 | 7 | 30 | 23 |  | 21.38 | - | 21.38
2017-07-31 | 7 | 31 | 0 |  | 20.35 | - | 20.35 | 2018-07-31 | 7 | 31 | 0 |  | 20.46 | - | 20.46 | 2019-07-31 | 7 | 31 | 0 |  | 20.84 | - | 20.84
2017-07-31 01:00 | 7 | 31 | 1 |  | 19.62 | - | 19.62 | 2018-07-31 01:00 | 7 | 31 | 1 |  | 20.19 | - | 20.19 | 2019-07-31 01:00 | 7 | 31 | 1 |  | 19.58 | - | 19.58
2017-07-31 02:00 | 7 | 31 | 2 |  | 19.22 | - | 19.22 | 2018-07-31 02:00 | 7 | 31 | 2 |  | 19.42 | - | 19.42 | 2019-07-31 02:00 | 7 | 31 | 2 |  | 18.28 | - | 18.28
2017-07-31 03:00 | 7 | 31 | 3 |  | 18.35 | - | 18.35 | 2018-07-31 03:00 | 7 | 31 | 3 |  | 18.95 | - | 18.95 | 2019-07-31 03:00 | 7 | 31 | 3 |  | 17.24 | - | 17.24
2017-07-31 04:00 | 7 | 31 | 4 |  | 19.03 | - | 19.03 | 2018-07-31 04:00 | 7 | 31 | 4 |  | 19.06 | - | 19.06 | 2019-07-31 04:00 | 7 | 31 | 4 |  | 17.32 | - | 17.32
2017-07-31 05:00 | 7 | 31 | 5 |  | 19.82 | - | 19.82 | 2018-07-31 05:00 | 7 | 31 | 5 |  | 20.22 | - | 20.22 | 2019-07-31 05:00 | 7 | 31 | 5 |  | 18.91 | - | 18.91
2017-07-31 06:00 | 7 | 31 | 6 |  | 21.62 | - | 21.62 | 2018-07-31 06:00 | 7 | 31 | 6 |  | 21.23 | - | 21.23 | 2019-07-31 06:00 | 7 | 31 | 6 |  | 19.68 | - | 19.68
2017-07-31 07:00 | 7 | 31 | 7 |  | 23.03 | - | 23.03 | 2018-07-31 07:00 | 7 | 31 | 7 |  | 22.62 | - | 22.62 | 2019-07-31 07:00 | 7 | 31 | 7 |  | 20.15 | - | 20.15
2017-07-31 08:00 | 7 | 31 | 8 |  | 24.64 | 24.64 | - | 2018-07-31 08:00 | 7 | 31 | 8 |  | 24.14 | 24.14 | - | 2019-07-31 08:00 | 7 | 31 | 8 |  | 21.44 | 21.44 | -
2017-07-31 09:00 | 7 | 31 | 9 |  | 27.22 | 27.22 | - | 2018-07-31 09:00 | 7 | 31 | 9 |  | 26.67 | 26.67 | - | 2019-07-31 09:00 | 7 | 31 | 9 |  | 23.48 | 23.48 | -
2017-07-31 10:00 | 7 | 31 | 10 |  | 31.56 | 31.56 | - | 2018-07-31 10:00 | 7 | 31 | 10 |  | 30.55 | 30.55 | - | 2019-07-31 10:00 | 7 | 31 | 10 |  | 26.86 | 26.86 | -
2017-07-31 11:00 | 7 | 31 | 11 |  | 35.56 | 35.56 | - | 2018-07-31 11:00 | 7 | 31 | 11 |  | 32.74 | 32.74 | - | 2019-07-31 11:00 | 7 | 31 | 11 |  | 30.84 | 30.84 | -
2017-07-31 12:00 | 7 | 31 | 12 |  | 42.66 | 42.66 | - | 2018-07-31 12:00 | 7 | 31 | 12 |  | 35.89 | 35.89 | - | 2019-07-31 12:00 | 7 | 31 | 12 |  | 30.07 | 30.07 | -
2017-07-31 13:00 | 7 | 31 | 13 |  | 44.28 | 44.28 | - | 2018-07-31 13:00 | 7 | 31 | 13 |  | 37.36 | 37.36 | - | 2019-07-31 13:00 | 7 | 31 | 13 |  | 32.72 | 32.72 | -
2017-07-31 14:00 | 7 | 31 | 14 |  | 45.89 | 45.89 | - | 2018-07-31 14:00 | 7 | 31 | 14 |  | 38.71 | 38.71 | - | 2019-07-31 14:00 | 7 | 31 | 14 |  | 34.12 | 34.12 | -
2017-07-31 15:00 | 7 | 31 | 15 |  | 48.11 | 48.11 | - | 2018-07-31 15:00 | 7 | 31 | 15 |  | 40.07 | 40.07 | - | 2019-07-31 15:00 | 7 | 31 | 15 |  | 35.18 | 35.18 | -
2017-07-31 16:00 | 7 | 31 | 16 |  | 51.97 | 51.97 | - | 2018-07-31 16:00 | 7 | 31 | 16 |  | 41.2 | 41.2 | - | 2019-07-31 16:00 | 7 | 31 | 16 |  | 37.33 | 37.33 | -
2017-07-31 17:00 | 7 | 31 | 17 |  | 52.55 | - | 52.55 | 2018-07-31 17:00 | 7 | 31 | 17 |  | 40.65 | - | 40.65 | 2019-07-31 17:00 | 7 | 31 | 17 |  | 36.02 | - | 36.02
2017-07-31 18:00 | 7 | 31 | 18 |  | 47.83 | - | 47.83 | 2018-07-31 18:00 | 7 | 31 | 18 |  | 37.23 | - | 37.23 | 2019-07-31 18:00 | 7 | 31 | 18 |  | 30.32 | - | 30.32
2017-07-31 19:00 | 7 | 31 | 19 |  | 41.62 | - | 41.62 | 2018-07-31 19:00 | 7 | 31 | 19 |  | 35.62 | - | 35.62 | 2019-07-31 19:00 | 7 | 31 | 19 |  | 27.82 | - | 27.82
2017-07-31 20:00 | 7 | 31 | 20 |  | 40.05 | - | 40.05 | 2018-07-31 20:00 | 7 | 31 | 20 |  | 36.51 | - | 36.51 | 2019-07-31 20:00 | 7 | 31 | 20 |  | 26.24 | - | 26.24
2017-07-31 21:00 | 7 | 31 | 21 |  | 35.9 | - | 35.9 | 2018-07-31 21:00 | 7 | 31 | 21 |  | 31.9 | - | 31.9 | 2019-07-31 21:00 | 7 | 31 | 21 |  | 23.79 | - | 23.79
2017-07-31 22:00 | 7 | 31 | 22 |  | 27.61 | - | 27.61 | 2018-07-31 22:00 | 7 | 31 | 22 |  | 25.06 | - | 25.06 | 2019-07-31 22:00 | 7 | 31 | 22 |  | 21.97 | - | 21.97
2017-07-31 23:00 | 7 | 31 | 23 |  | 24.72 | - | 24.72 | 2018-07-31 23:00 | 7 | 31 | 23 |  | 23.95 | - | 23.95 | 2019-07-31 23:00 | 7 | 31 | 23 |  | 20.42 | - | 20.42
2017-08-01 | 8 | 1 | 0 |  | 26.01 | - | 26.01 | 2018-08-01 | 8 | 1 | 0 |  | 21.76 | - | 21.76 | 2019-08-01 | 8 | 1 | 0 |  | 19.6 | - | 19.6
2017-08-01 01:00 | 8 | 1 | 1 |  | 21.25 | - | 21.25 | 2018-08-01 01:00 | 8 | 1 | 1 |  | 20.77 | - | 20.77 | 2019-08-01 01:00 | 8 | 1 | 1 |  | 18.75 | - | 18.75
2017-08-01 02:00 | 8 | 1 | 2 |  | 20.1 | - | 20.1 | 2018-08-01 02:00 | 8 | 1 | 2 |  | 19.88 | - | 19.88 | 2019-08-01 02:00 | 8 | 1 | 2 |  | 17.72 | - | 17.72
2017-08-01 03:00 | 8 | 1 | 3 |  | 19.23 | - | 19.23 | 2018-08-01 03:00 | 8 | 1 | 3 |  | 19.58 | - | 19.58 | 2019-08-01 03:00 | 8 | 1 | 3 |  | 16.74 | - | 16.74
2017-08-01 04:00 | 8 | 1 | 4 |  | 19.21 | - | 19.21 | 2018-08-01 04:00 | 8 | 1 | 4 |  | 19.63 | - | 19.63 | 2019-08-01 04:00 | 8 | 1 | 4 |  | 17.12 | - | 17.12
2017-08-01 05:00 | 8 | 1 | 5 |  | 20.58 | - | 20.58 | 2018-08-01 05:00 | 8 | 1 | 5 |  | 20.82 | - | 20.82 | 2019-08-01 05:00 | 8 | 1 | 5 |  | 19.14 | - | 19.14
2017-08-01 06:00 | 8 | 1 | 6 |  | 22.29 | - | 22.29 | 2018-08-01 06:00 | 8 | 1 | 6 |  | 22.5 | - | 22.5 | 2019-08-01 06:00 | 8 | 1 | 6 |  | 20.15 | - | 20.15
2017-08-01 07:00 | 8 | 1 | 7 |  | 23.71 | - | 23.71 | 2018-08-01 07:00 | 8 | 1 | 7 |  | 24.28 | - | 24.28 | 2019-08-01 07:00 | 8 | 1 | 7 |  | 21.62 | - | 21.62
2017-08-01 08:00 | 8 | 1 | 8 |  | 26.02 | 26.02 | - | 2018-08-01 08:00 | 8 | 1 | 8 |  | 26.8 | 26.8 | - | 2019-08-01 08:00 | 8 | 1 | 8 |  | 22.67 | 22.67 | -
2017-08-01 09:00 | 8 | 1 | 9 |  | 28.04 | 28.04 | - | 2018-08-01 09:00 | 8 | 1 | 9 |  | 29.79 | 29.79 | - | 2019-08-01 09:00 | 8 | 1 | 9 |  | 24.34 | 24.34 | -
2017-08-01 10:00 | 8 | 1 | 10 |  | 33.54 | 33.54 | - | 2018-08-01 10:00 | 8 | 1 | 10 |  | 34.91 | 34.91 | - | 2019-08-01 10:00 | 8 | 1 | 10 |  | 28.21 | 28.21 | -
2017-08-01 11:00 | 8 | 1 | 11 |  | 37.2 | 37.2 | - | 2018-08-01 11:00 | 8 | 1 | 11 |  | 37.4 | 37.4 | - | 2019-08-01 11:00 | 8 | 1 | 11 |  | 33.11 | 33.11 | -
2017-08-01 12:00 | 8 | 1 | 12 |  | 40.14 | 40.14 | - | 2018-08-01 12:00 | 8 | 1 | 12 |  | 39.35 | 39.35 | - | 2019-08-01 12:00 | 8 | 1 | 12 |  | 33.31 | 33.31 | -
2017-08-01 13:00 | 8 | 1 | 13 |  | 45.22 | 45.22 | - | 2018-08-01 13:00 | 8 | 1 | 13 |  | 41.12 | 41.12 | - | 2019-08-01 13:00 | 8 | 1 | 13 |  | 35.83 | 35.83 | -
2017-08-01 14:00 | 8 | 1 | 14 |  | 47.48 | 47.48 | - | 2018-08-01 14:00 | 8 | 1 | 14 |  | 43.98 | 43.98 | - | 2019-08-01 14:00 | 8 | 1 | 14 |  | 39.5 | 39.5 | -
2017-08-01 15:00 | 8 | 1 | 15 |  | 50.23 | 50.23 | - | 2018-08-01 15:00 | 8 | 1 | 15 |  | 48.73 | 48.73 | - | 2019-08-01 15:00 | 8 | 1 | 15 |  | 40.77 | 40.77 | -
2017-08-01 16:00 | 8 | 1 | 16 |  | 54.6 | 54.6 | - | 2018-08-01 16:00 | 8 | 1 | 16 |  | 50.41 | 50.41 | - | 2019-08-01 16:00 | 8 | 1 | 16 |  | 45.6 | 45.6 | -
2017-08-01 17:00 | 8 | 1 | 17 |  | 51.85 | - | 51.85 | 2018-08-01 17:00 | 8 | 1 | 17 |  | 46.86 | - | 46.86 | 2019-08-01 17:00 | 8 | 1 | 17 |  | 44.69 | - | 44.69
2017-08-01 18:00 | 8 | 1 | 18 |  | 46.7 | - | 46.7 | 2018-08-01 18:00 | 8 | 1 | 18 |  | 41.51 | - | 41.51 | 2019-08-01 18:00 | 8 | 1 | 18 |  | 37.01 | - | 37.01
2017-08-01 19:00 | 8 | 1 | 19 |  | 40.76 | - | 40.76 | 2018-08-01 19:00 | 8 | 1 | 19 |  | 40.08 | - | 40.08 | 2019-08-01 19:00 | 8 | 1 | 19 |  | 33.6 | - | 33.6
2017-08-01 20:00 | 8 | 1 | 20 |  | 40.51 | - | 40.51 | 2018-08-01 20:00 | 8 | 1 | 20 |  | 40.22 | - | 40.22 | 2019-08-01 20:00 | 8 | 1 | 20 |  | 31.95 | - | 31.95
2017-08-01 21:00 | 8 | 1 | 21 |  | 37.77 | - | 37.77 | 2018-08-01 21:00 | 8 | 1 | 21 |  | 35.73 | - | 35.73 | 2019-08-01 21:00 | 8 | 1 | 21 |  | 28.89 | - | 28.89
2017-08-01 22:00 | 8 | 1 | 22 |  | 29.28 | - | 29.28 | 2018-08-01 22:00 | 8 | 1 | 22 |  | 28.07 | - | 28.07 | 2019-08-01 22:00 | 8 | 1 | 22 |  | 24.38 | - | 24.38
2017-08-01 23:00 | 8 | 1 | 23 |  | 25.71 | - | 25.71 | 2018-08-01 23:00 | 8 | 1 | 23 |  | 25.07 | - | 25.07 | 2019-08-01 23:00 | 8 | 1 | 23 |  | 21.79 | - | 21.79
2017-08-02 | 8 | 2 | 0 |  | 23.42 | - | 23.42 | 2018-08-02 | 8 | 2 | 0 |  | 23.16 | - | 23.16 | 2019-08-02 | 8 | 2 | 0 |  | 19.83 | - | 19.83
2017-08-02 01:00 | 8 | 2 | 1 |  | 21.92 | - | 21.92 | 2018-08-02 01:00 | 8 | 2 | 1 |  | 21.23 | - | 21.23 | 2019-08-02 01:00 | 8 | 2 | 1 |  | 18.75 | - | 18.75
2017-08-02 02:00 | 8 | 2 | 2 |  | 20.43 | - | 20.43 | 2018-08-02 02:00 | 8 | 2 | 2 |  | 20.3 | - | 20.3 | 2019-08-02 02:00 | 8 | 2 | 2 |  | 17.89 | - | 17.89
2017-08-02 03:00 | 8 | 2 | 3 |  | 19.32 | - | 19.32 | 2018-08-02 03:00 | 8 | 2 | 3 |  | 19.62 | - | 19.62 | 2019-08-02 03:00 | 8 | 2 | 3 |  | 16.43 | - | 16.43
2017-08-02 04:00 | 8 | 2 | 4 |  | 19.32 | - | 19.32 | 2018-08-02 04:00 | 8 | 2 | 4 |  | 19.64 | - | 19.64 | 2019-08-02 04:00 | 8 | 2 | 4 |  | 17.48 | - | 17.48
2017-08-02 05:00 | 8 | 2 | 5 |  | 20.74 | - | 20.74 | 2018-08-02 05:00 | 8 | 2 | 5 |  | 20.99 | - | 20.99 | 2019-08-02 05:00 | 8 | 2 | 5 |  | 19.24 | - | 19.24
2017-08-02 06:00 | 8 | 2 | 6 |  | 22.2 | - | 22.2 | 2018-08-02 06:00 | 8 | 2 | 6 |  | 22.33 | - | 22.33 | 2019-08-02 06:00 | 8 | 2 | 6 |  | 20.61 | - | 20.61
2017-08-02 07:00 | 8 | 2 | 7 |  | 23.53 | - | 23.53 | 2018-08-02 07:00 | 8 | 2 | 7 |  | 23.94 | - | 23.94 | 2019-08-02 07:00 | 8 | 2 | 7 |  | 21.55 | - | 21.55
2017-08-02 08:00 | 8 | 2 | 8 |  | 25.21 | 25.21 | - | 2018-08-02 08:00 | 8 | 2 | 8 |  | 25.62 | 25.62 | - | 2019-08-02 08:00 | 8 | 2 | 8 |  | 22.27 | 22.27 | -
2017-08-02 09:00 | 8 | 2 | 9 |  | 27.54 | 27.54 | - | 2018-08-02 09:00 | 8 | 2 | 9 |  | 29.82 | 29.82 | - | 2019-08-02 09:00 | 8 | 2 | 9 |  | 24.69 | 24.69 | -
2017-08-02 10:00 | 8 | 2 | 10 |  | 31.52 | 31.52 | - | 2018-08-02 10:00 | 8 | 2 | 10 |  | 33.26 | 33.26 | - | 2019-08-02 10:00 | 8 | 2 | 10 |  | 29.16 | 29.16 | -
2017-08-02 11:00 | 8 | 2 | 11 |  | 35.83 | 35.83 | - | 2018-08-02 11:00 | 8 | 2 | 11 |  | 34.9 | 34.9 | - | 2019-08-02 11:00 | 8 | 2 | 11 |  | 33.61 | 33.61 | -
2017-08-02 12:00 | 8 | 2 | 12 |  | 37.67 | 37.67 | - | 2018-08-02 12:00 | 8 | 2 | 12 |  | 37.35 | 37.35 | - | 2019-08-02 12:00 | 8 | 2 | 12 |  | 34.29 | 34.29 | -
2017-08-02 13:00 | 8 | 2 | 13 |  | 44.73 | 44.73 | - | 2018-08-02 13:00 | 8 | 2 | 13 |  | 39.49 | 39.49 | - | 2019-08-02 13:00 | 8 | 2 | 13 |  | 35.45 | 35.45 | -
2017-08-02 14:00 | 8 | 2 | 14 |  | 45.83 | 45.83 | - | 2018-08-02 14:00 | 8 | 2 | 14 |  | 43.99 | 43.99 | - | 2019-08-02 14:00 | 8 | 2 | 14 |  | 37.94 | 37.94 | -
2017-08-02 15:00 | 8 | 2 | 15 |  | 47.29 | 47.29 | - | 2018-08-02 15:00 | 8 | 2 | 15 |  | 47.78 | 47.78 | - | 2019-08-02 15:00 | 8 | 2 | 15 |  | 42.6 | 42.6 | -
2017-08-02 16:00 | 8 | 2 | 16 |  | 50.91 | 50.91 | - | 2018-08-02 16:00 | 8 | 2 | 16 |  | 49.14 | 49.14 | - | 2019-08-02 16:00 | 8 | 2 | 16 |  | 44.39 | 44.39 | -
2017-08-02 17:00 | 8 | 2 | 17 |  | 45.09 | - | 45.09 | 2018-08-02 17:00 | 8 | 2 | 17 |  | 44.95 | - | 44.95 | 2019-08-02 17:00 | 8 | 2 | 17 |  | 40.45 | - | 40.45
2017-08-02 18:00 | 8 | 2 | 18 |  | 39.51 | - | 39.51 | 2018-08-02 18:00 | 8 | 2 | 18 |  | 39.66 | - | 39.66 | 2019-08-02 18:00 | 8 | 2 | 18 |  | 35.65 | - | 35.65
2017-08-02 19:00 | 8 | 2 | 19 |  | 37.11 | - | 37.11 | 2018-08-02 19:00 | 8 | 2 | 19 |  | 37.62 | - | 37.62 | 2019-08-02 19:00 | 8 | 2 | 19 |  | 32.49 | - | 32.49
2017-08-02 20:00 | 8 | 2 | 20 |  | 37.53 | - | 37.53 | 2018-08-02 20:00 | 8 | 2 | 20 |  | 37.74 | - | 37.74 | 2019-08-02 20:00 | 8 | 2 | 20 |  | 29.52 | - | 29.52
2017-08-02 21:00 | 8 | 2 | 21 |  | 33.15 | - | 33.15 | 2018-08-02 21:00 | 8 | 2 | 21 |  | 35.24 | - | 35.24 | 2019-08-02 21:00 | 8 | 2 | 21 |  | 27.2 | - | 27.2
2017-08-02 22:00 | 8 | 2 | 22 |  | 27.11 | - | 27.11 | 2018-08-02 22:00 | 8 | 2 | 22 |  | 26.25 | - | 26.25 | 2019-08-02 22:00 | 8 | 2 | 22 |  | 23.27 | - | 23.27
2017-08-02 23:00 | 8 | 2 | 23 |  | 24.37 | - | 24.37 | 2018-08-02 23:00 | 8 | 2 | 23 |  | 25.06 | - | 25.06 | 2019-08-02 23:00 | 8 | 2 | 23 |  | 20.66 | - | 20.66
2017-08-03 | 8 | 3 | 0 |  | 22.41 | - | 22.41 | 2018-08-03 | 8 | 3 | 0 |  | 23.81 | - | 23.81 | 2019-08-03 | 8 | 3 | 0 | W | 19.88 | - | 19.88
2017-08-03 01:00 | 8 | 3 | 1 |  | 20.67 | - | 20.67 | 2018-08-03 01:00 | 8 | 3 | 1 |  | 21.75 | - | 21.75 | 2019-08-03 01:00 | 8 | 3 | 1 | W | 19.48 | - | 19.48
2017-08-03 02:00 | 8 | 3 | 2 |  | 19.4 | - | 19.4 | 2018-08-03 02:00 | 8 | 3 | 2 |  | 20.89 | - | 20.89 | 2019-08-03 02:00 | 8 | 3 | 2 | W | 18.44 | - | 18.44
2017-08-03 03:00 | 8 | 3 | 3 |  | 18.6 | - | 18.6 | 2018-08-03 03:00 | 8 | 3 | 3 |  | 20.3 | - | 20.3 | 2019-08-03 03:00 | 8 | 3 | 3 | W | 18 | - | 18
2017-08-03 04:00 | 8 | 3 | 4 |  | 18.81 | - | 18.81 | 2018-08-03 04:00 | 8 | 3 | 4 |  | 20.3 | - | 20.3 | 2019-08-03 04:00 | 8 | 3 | 4 | W | 17.62 | - | 17.62
2017-08-03 05:00 | 8 | 3 | 5 |  | 19.89 | - | 19.89 | 2018-08-03 05:00 | 8 | 3 | 5 |  | 21.94 | - | 21.94 | 2019-08-03 05:00 | 8 | 3 | 5 | W | 18.06 | - | 18.06
2017-08-03 06:00 | 8 | 3 | 6 |  | 21.67 | - | 21.67 | 2018-08-03 06:00 | 8 | 3 | 6 |  | 24.51 | - | 24.51 | 2019-08-03 06:00 | 8 | 3 | 6 | W | 18.54 | - | 18.54
2017-08-03 07:00 | 8 | 3 | 7 |  | 22.73 | - | 22.73 | 2018-08-03 07:00 | 8 | 3 | 7 |  | 24.89 | - | 24.89 | 2019-08-03 07:00 | 8 | 3 | 7 | W | 18.92 | - | 18.92
2017-08-03 08:00 | 8 | 3 | 8 |  | 24.01 | 24.01 | - | 2018-08-03 08:00 | 8 | 3 | 8 |  | 26.08 | 26.08 | - | 2019-08-03 08:00 | 8 | 3 | 8 | W | 20.12 | - | 20.12
2017-08-03 09:00 | 8 | 3 | 9 |  | 26.38 | 26.38 | - | 2018-08-03 09:00 | 8 | 3 | 9 |  | 28.47 | 28.47 | - | 2019-08-03 09:00 | 8 | 3 | 9 | W | 22.08 | - | 22.08
2017-08-03 10:00 | 8 | 3 | 10 |  | 29.88 | 29.88 | - | 2018-08-03 10:00 | 8 | 3 | 10 |  | 34.19 | 34.19 | - | 2019-08-03 10:00 | 8 | 3 | 10 | W | 24.08 | - | 24.08
2017-08-03 11:00 | 8 | 3 | 11 |  | 33.79 | 33.79 | - | 2018-08-03 11:00 | 8 | 3 | 11 |  | 37.92 | 37.92 | - | 2019-08-03 11:00 | 8 | 3 | 11 | W | 27.26 | - | 27.26
2017-08-03 12:00 | 8 | 3 | 12 |  | 35.27 | 35.27 | - | 2018-08-03 12:00 | 8 | 3 | 12 |  | 37.2 | 37.2 | - | 2019-08-03 12:00 | 8 | 3 | 12 | W | 29.92 | - | 29.92
2017-08-03 13:00 | 8 | 3 | 13 |  | 40.54 | 40.54 | - | 2018-08-03 13:00 | 8 | 3 | 13 |  | 41.04 | 41.04 | - | 2019-08-03 13:00 | 8 | 3 | 13 | W | 31 | - | 31
2017-08-03 14:00 | 8 | 3 | 14 |  | 42.98 | 42.98 | - | 2018-08-03 14:00 | 8 | 3 | 14 |  | 43.04 | 43.04 | - | 2019-08-03 14:00 | 8 | 3 | 14 | W | 32.85 | - | 32.85
2017-08-03 15:00 | 8 | 3 | 15 |  | 42.51 | 42.51 | - | 2018-08-03 15:00 | 8 | 3 | 15 |  | 46.66 | 46.66 | - | 2019-08-03 15:00 | 8 | 3 | 15 | W | 34.88 | - | 34.88
2017-08-03 16:00 | 8 | 3 | 16 |  | 45.21 | 45.21 | - | 2018-08-03 16:00 | 8 | 3 | 16 |  | 46.83 | 46.83 | - | 2019-08-03 16:00 | 8 | 3 | 16 | W | 39.21 | - | 39.21
2017-08-03 17:00 | 8 | 3 | 17 |  | 39.91 | - | 39.91 | 2018-08-03 17:00 | 8 | 3 | 17 |  | 43.97 | - | 43.97 | 2019-08-03 17:00 | 8 | 3 | 17 | W | 39.51 | - | 39.51
2017-08-03 18:00 | 8 | 3 | 18 |  | 35.31 | - | 35.31 | 2018-08-03 18:00 | 8 | 3 | 18 |  | 39.99 | - | 39.99 | 2019-08-03 18:00 | 8 | 3 | 18 | W | 34.43 | - | 34.43
2017-08-03 19:00 | 8 | 3 | 19 |  | 33.52 | - | 33.52 | 2018-08-03 19:00 | 8 | 3 | 19 |  | 36.02 | - | 36.02 | 2019-08-03 19:00 | 8 | 3 | 19 | W | 31.36 | - | 31.36
2017-08-03 20:00 | 8 | 3 | 20 |  | 32.93 | - | 32.93 | 2018-08-03 20:00 | 8 | 3 | 20 |  | 36.29 | - | 36.29 | 2019-08-03 20:00 | 8 | 3 | 20 | W | 30.01 | - | 30.01
2017-08-03 21:00 | 8 | 3 | 21 |  | 29.51 | - | 29.51 | 2018-08-03 21:00 | 8 | 3 | 21 |  | 31.75 | - | 31.75 | 2019-08-03 21:00 | 8 | 3 | 21 | W | 27.35 | - | 27.35
2017-08-03 22:00 | 8 | 3 | 22 |  | 25.35 | - | 25.35 | 2018-08-03 22:00 | 8 | 3 | 22 |  | 26.25 | - | 26.25 | 2019-08-03 22:00 | 8 | 3 | 22 | W | 23.97 | - | 23.97
2017-08-03 23:00 | 8 | 3 | 23 |  | 23.07 | - | 23.07 | 2018-08-03 23:00 | 8 | 3 | 23 |  | 25.47 | - | 25.47 | 2019-08-03 23:00 | 8 | 3 | 23 | W | 21.6 | - | 21.6
2017-08-04 | 8 | 4 | 0 |  | 21.71 | - | 21.71 | 2018-08-04 | 8 | 4 | 0 | W | 21.94 | - | 21.94 | 2019-08-04 | 8 | 4 | 0 | W | 20.52 | - | 20.52
2017-08-04 01:00 | 8 | 4 | 1 |  | 20.52 | - | 20.52 | 2018-08-04 01:00 | 8 | 4 | 1 | W | 20.89 | - | 20.89 | 2019-08-04 01:00 | 8 | 4 | 1 | W | 18.89 | - | 18.89
2017-08-04 02:00 | 8 | 4 | 2 |  | 18.5 | - | 18.5 | 2018-08-04 02:00 | 8 | 4 | 2 | W | 19.84 | - | 19.84 | 2019-08-04 02:00 | 8 | 4 | 2 | W | 17.85 | - | 17.85
2017-08-04 03:00 | 8 | 4 | 3 |  | 17.01 | - | 17.01 | 2018-08-04 03:00 | 8 | 4 | 3 | W | 19.12 | - | 19.12 | 2019-08-04 03:00 | 8 | 4 | 3 | W | 17.29 | - | 17.29
2017-08-04 04:00 | 8 | 4 | 4 |  | 17.56 | - | 17.56 | 2018-08-04 04:00 | 8 | 4 | 4 | W | 18.83 | - | 18.83 | 2019-08-04 04:00 | 8 | 4 | 4 | W | 16.28 | - | 16.28
2017-08-04 05:00 | 8 | 4 | 5 |  | 19.36 | - | 19.36 | 2018-08-04 05:00 | 8 | 4 | 5 | W | 19.04 | - | 19.04 | 2019-08-04 05:00 | 8 | 4 | 5 | W | 16.07 | - | 16.07
2017-08-04 06:00 | 8 | 4 | 6 |  | 21.43 | - | 21.43 | 2018-08-04 06:00 | 8 | 4 | 6 | W | 19.05 | - | 19.05 | 2019-08-04 06:00 | 8 | 4 | 6 | W | 15.67 | - | 15.67
2017-08-04 07:00 | 8 | 4 | 7 |  | 22.25 | - | 22.25 | 2018-08-04 07:00 | 8 | 4 | 7 | W | 19.77 | - | 19.77 | 2019-08-04 07:00 | 8 | 4 | 7 | W | 17.05 | - | 17.05
2017-08-04 08:00 | 8 | 4 | 8 |  | 23.47 | 23.47 | - | 2018-08-04 08:00 | 8 | 4 | 8 | W | 21.19 | - | 21.19 | 2019-08-04 08:00 | 8 | 4 | 8 | W | 19.71 | - | 19.71
2017-08-04 09:00 | 8 | 4 | 9 |  | 26.28 | 26.28 | - | 2018-08-04 09:00 | 8 | 4 | 9 | W | 23.67 | - | 23.67 | 2019-08-04 09:00 | 8 | 4 | 9 | W | 21.48 | - | 21.48
2017-08-04 10:00 | 8 | 4 | 10 |  | 29.72 | 29.72 | - | 2018-08-04 10:00 | 8 | 4 | 10 | W | 29.23 | - | 29.23 | 2019-08-04 10:00 | 8 | 4 | 10 | W | 23.5 | - | 23.5
2017-08-04 11:00 | 8 | 4 | 11 |  | 31.93 | 31.93 | - | 2018-08-04 11:00 | 8 | 4 | 11 | W | 34.42 | - | 34.42 | 2019-08-04 11:00 | 8 | 4 | 11 | W | 26.31 | - | 26.31
2017-08-04 12:00 | 8 | 4 | 12 |  | 32.91 | 32.91 | - | 2018-08-04 12:00 | 8 | 4 | 12 | W | 38.64 | - | 38.64 | 2019-08-04 12:00 | 8 | 4 | 12 | W | 29.08 | - | 29.08
2017-08-04 13:00 | 8 | 4 | 13 |  | 33.72 | 33.72 | - | 2018-08-04 13:00 | 8 | 4 | 13 | W | 41.55 | - | 41.55 | 2019-08-04 13:00 | 8 | 4 | 13 | W | 32.74 | - | 32.74
2017-08-04 14:00 | 8 | 4 | 14 |  | 35.61 | 35.61 | - | 2018-08-04 14:00 | 8 | 4 | 14 | W | 41.01 | - | 41.01 | 2019-08-04 14:00 | 8 | 4 | 14 | W | 35.17 | - | 35.17
2017-08-04 15:00 | 8 | 4 | 15 |  | 35.66 | 35.66 | - | 2018-08-04 15:00 | 8 | 4 | 15 | W | 47.94 | - | 47.94 | 2019-08-04 15:00 | 8 | 4 | 15 | W | 37.54 | - | 37.54
2017-08-04 16:00 | 8 | 4 | 16 |  | 34.95 | 34.95 | - | 2018-08-04 16:00 | 8 | 4 | 16 | W | 53.81 | - | 53.81 | 2019-08-04 16:00 | 8 | 4 | 16 | W | 43 | - | 43
2017-08-04 17:00 | 8 | 4 | 17 |  | 32.45 | - | 32.45 | 2018-08-04 17:00 | 8 | 4 | 17 | W | 53.9 | - | 53.9 | 2019-08-04 17:00 | 8 | 4 | 17 | W | 44.77 | - | 44.77
2017-08-04 18:00 | 8 | 4 | 18 |  | 30.75 | - | 30.75 | 2018-08-04 18:00 | 8 | 4 | 18 | W | 43.66 | - | 43.66 | 2019-08-04 18:00 | 8 | 4 | 18 | W | 37.08 | - | 37.08
2017-08-04 19:00 | 8 | 4 | 19 |  | 28.38 | - | 28.38 | 2018-08-04 19:00 | 8 | 4 | 19 | W | 42.19 | - | 42.19 | 2019-08-04 19:00 | 8 | 4 | 19 | W | 33.45 | - | 33.45
2017-08-04 20:00 | 8 | 4 | 20 |  | 26.85 | - | 26.85 | 2018-08-04 20:00 | 8 | 4 | 20 | W | 39.81 | - | 39.81 | 2019-08-04 20:00 | 8 | 4 | 20 | W | 32.16 | - | 32.16
2017-08-04 21:00 | 8 | 4 | 21 |  | 24.98 | - | 24.98 | 2018-08-04 21:00 | 8 | 4 | 21 | W | 32.39 | - | 32.39 | 2019-08-04 21:00 | 8 | 4 | 21 | W | 28.09 | - | 28.09
2017-08-04 22:00 | 8 | 4 | 22 |  | 23.15 | - | 23.15 | 2018-08-04 22:00 | 8 | 4 | 22 | W | 27.5 | - | 27.5 | 2019-08-04 22:00 | 8 | 4 | 22 | W | 23.9 | - | 23.9
2017-08-04 23:00 | 8 | 4 | 23 |  | 20.91 | - | 20.91 | 2018-08-04 23:00 | 8 | 4 | 23 | W | 24.38 | - | 24.38 | 2019-08-04 23:00 | 8 | 4 | 23 | W | 22.13 | - | 22.13
2017-08-05 | 8 | 5 | 0 | W | 19.06 | - | 19.06 | 2018-08-05 | 8 | 5 | 0 | W | 21.19 | - | 21.19 | 2019-08-05 | 8 | 5 | 0 |  | 19.64 | - | 19.64
2017-08-05 01:00 | 8 | 5 | 1 | W | 19.21 | - | 19.21 | 2018-08-05 01:00 | 8 | 5 | 1 | W | 20.37 | - | 20.37 | 2019-08-05 01:00 | 8 | 5 | 1 |  | 19.06 | - | 19.06
2017-08-05 02:00 | 8 | 5 | 2 | W | 17.81 | - | 17.81 | 2018-08-05 02:00 | 8 | 5 | 2 | W | 19.78 | - | 19.78 | 2019-08-05 02:00 | 8 | 5 | 2 |  | 17.28 | - | 17.28
2017-08-05 03:00 | 8 | 5 | 3 | W | 15.95 | - | 15.95 | 2018-08-05 03:00 | 8 | 5 | 3 | W | 19.15 | - | 19.15 | 2019-08-05 03:00 | 8 | 5 | 3 |  | 16.55 | - | 16.55
2017-08-05 04:00 | 8 | 5 | 4 | W | 15.8 | - | 15.8 | 2018-08-05 04:00 | 8 | 5 | 4 | W | 18.86 | - | 18.86 | 2019-08-05 04:00 | 8 | 5 | 4 |  | 16.64 | - | 16.64
2017-08-05 05:00 | 8 | 5 | 5 | W | 16.19 | - | 16.19 | 2018-08-05 05:00 | 8 | 5 | 5 | W | 18.3 | - | 18.3 | 2019-08-05 05:00 | 8 | 5 | 5 |  | 17.64 | - | 17.64
2017-08-05 06:00 | 8 | 5 | 6 | W | 16.81 | - | 16.81 | 2018-08-05 06:00 | 8 | 5 | 6 | W | 18.19 | - | 18.19 | 2019-08-05 06:00 | 8 | 5 | 6 |  | 19.87 | - | 19.87
2017-08-05 07:00 | 8 | 5 | 7 | W | 18.14 | - | 18.14 | 2018-08-05 07:00 | 8 | 5 | 7 | W | 19.02 | - | 19.02 | 2019-08-05 07:00 | 8 | 5 | 7 |  | 20.57 | - | 20.57
2017-08-05 08:00 | 8 | 5 | 8 | W | 19.9 | - | 19.9 | 2018-08-05 08:00 | 8 | 5 | 8 | W | 20.23 | - | 20.23 | 2019-08-05 08:00 | 8 | 5 | 8 |  | 22.88 | 22.88 | -
2017-08-05 09:00 | 8 | 5 | 9 | W | 21.99 | - | 21.99 | 2018-08-05 09:00 | 8 | 5 | 9 | W | 22.71 | - | 22.71 | 2019-08-05 09:00 | 8 | 5 | 9 |  | 26.52 | 26.52 | -
2017-08-05 10:00 | 8 | 5 | 10 | W | 23.19 | - | 23.19 | 2018-08-05 10:00 | 8 | 5 | 10 | W | 27.49 | - | 27.49 | 2019-08-05 10:00 | 8 | 5 | 10 |  | 29.15 | 29.15 | -
2017-08-05 11:00 | 8 | 5 | 11 | W | 24.38 | - | 24.38 | 2018-08-05 11:00 | 8 | 5 | 11 | W | 33.53 | - | 33.53 | 2019-08-05 11:00 | 8 | 5 | 11 |  | 33.86 | 33.86 | -
2017-08-05 12:00 | 8 | 5 | 12 | W | 25.51 | - | 25.51 | 2018-08-05 12:00 | 8 | 5 | 12 | W | 37.17 | - | 37.17 | 2019-08-05 12:00 | 8 | 5 | 12 |  | 37.19 | 37.19 | -
2017-08-05 13:00 | 8 | 5 | 13 | W | 26.67 | - | 26.67 | 2018-08-05 13:00 | 8 | 5 | 13 | W | 42.95 | - | 42.95 | 2019-08-05 13:00 | 8 | 5 | 13 |  | 40.35 | 40.35 | -
2017-08-05 14:00 | 8 | 5 | 14 | W | 28.17 | - | 28.17 | 2018-08-05 14:00 | 8 | 5 | 14 | W | 41.67 | - | 41.67 | 2019-08-05 14:00 | 8 | 5 | 14 |  | 49.78 | 49.78 | -
2017-08-05 15:00 | 8 | 5 | 15 | W | 28.17 | - | 28.17 | 2018-08-05 15:00 | 8 | 5 | 15 | W | 46.33 | - | 46.33 | 2019-08-05 15:00 | 8 | 5 | 15 |  | 56.2 | 56.2 | -
2017-08-05 16:00 | 8 | 5 | 16 | W | 29.08 | - | 29.08 | 2018-08-05 16:00 | 8 | 5 | 16 | W | 54.22 | - | 54.22 | 2019-08-05 16:00 | 8 | 5 | 16 |  | 61.47 | 61.47 | -
2017-08-05 17:00 | 8 | 5 | 17 | W | 28.99 | - | 28.99 | 2018-08-05 17:00 | 8 | 5 | 17 | W | 55.26 | - | 55.26 | 2019-08-05 17:00 | 8 | 5 | 17 |  | 59.35 | - | 59.35
2017-08-05 18:00 | 8 | 5 | 18 | W | 28.17 | - | 28.17 | 2018-08-05 18:00 | 8 | 5 | 18 | W | 44.98 | - | 44.98 | 2019-08-05 18:00 | 8 | 5 | 18 |  | 45.23 | - | 45.23
2017-08-05 19:00 | 8 | 5 | 19 | W | 26.27 | - | 26.27 | 2018-08-05 19:00 | 8 | 5 | 19 | W | 40.48 | - | 40.48 | 2019-08-05 19:00 | 8 | 5 | 19 |  | 38.16 | - | 38.16
2017-08-05 20:00 | 8 | 5 | 20 | W | 25.47 | - | 25.47 | 2018-08-05 20:00 | 8 | 5 | 20 | W | 39.75 | - | 39.75 | 2019-08-05 20:00 | 8 | 5 | 20 |  | 39.8 | - | 39.8
2017-08-05 21:00 | 8 | 5 | 21 | W | 24.35 | - | 24.35 | 2018-08-05 21:00 | 8 | 5 | 21 | W | 33.39 | - | 33.39 | 2019-08-05 21:00 | 8 | 5 | 21 |  | 31.12 | - | 31.12
2017-08-05 22:00 | 8 | 5 | 22 | W | 22.04 | - | 22.04 | 2018-08-05 22:00 | 8 | 5 | 22 | W | 28.51 | - | 28.51 | 2019-08-05 22:00 | 8 | 5 | 22 |  | 26.63 | - | 26.63
2017-08-05 23:00 | 8 | 5 | 23 | W | 19.86 | - | 19.86 | 2018-08-05 23:00 | 8 | 5 | 23 | W | 25.7 | - | 25.7 | 2019-08-05 23:00 | 8 | 5 | 23 |  | 22.72 | - | 22.72
2017-08-06 | 8 | 6 | 0 | W | 19.02 | - | 19.02 | 2018-08-06 | 8 | 6 | 0 |  | 22.96 | - | 22.96 | 2019-08-06 | 8 | 6 | 0 |  | 20.52 | - | 20.52
2017-08-06 01:00 | 8 | 6 | 1 | W | 18.57 | - | 18.57 | 2018-08-06 01:00 | 8 | 6 | 1 |  | 21.09 | - | 21.09 | 2019-08-06 01:00 | 8 | 6 | 1 |  | 19.75 | - | 19.75
2017-08-06 02:00 | 8 | 6 | 2 | W | 17.11 | - | 17.11 | 2018-08-06 02:00 | 8 | 6 | 2 |  | 20.06 | - | 20.06 | 2019-08-06 02:00 | 8 | 6 | 2 |  | 17.28 | - | 17.28
2017-08-06 03:00 | 8 | 6 | 3 | W | 14.83 | - | 14.83 | 2018-08-06 03:00 | 8 | 6 | 3 |  | 19.43 | - | 19.43 | 2019-08-06 03:00 | 8 | 6 | 3 |  | 16.53 | - | 16.53
2017-08-06 04:00 | 8 | 6 | 4 | W | 13.56 | - | 13.56 | 2018-08-06 04:00 | 8 | 6 | 4 |  | 19.47 | - | 19.47 | 2019-08-06 04:00 | 8 | 6 | 4 |  | 16.79 | - | 16.79
2017-08-06 05:00 | 8 | 6 | 5 | W | 13.57 | - | 13.57 | 2018-08-06 05:00 | 8 | 6 | 5 |  | 20.31 | - | 20.31 | 2019-08-06 05:00 | 8 | 6 | 5 |  | 18.43 | - | 18.43
2017-08-06 06:00 | 8 | 6 | 6 | W | 11.67 | - | 11.67 | 2018-08-06 06:00 | 8 | 6 | 6 |  | 22.12 | - | 22.12 | 2019-08-06 06:00 | 8 | 6 | 6 |  | 20.05 | - | 20.05
2017-08-06 07:00 | 8 | 6 | 7 | W | 14.59 | - | 14.59 | 2018-08-06 07:00 | 8 | 6 | 7 |  | 23.36 | - | 23.36 | 2019-08-06 07:00 | 8 | 6 | 7 |  | 20.85 | - | 20.85
2017-08-06 08:00 | 8 | 6 | 8 | W | 18.56 | - | 18.56 | 2018-08-06 08:00 | 8 | 6 | 8 |  | 27.4 | 27.4 | - | 2019-08-06 08:00 | 8 | 6 | 8 |  | 22.54 | 22.54 | -
2017-08-06 09:00 | 8 | 6 | 9 | W | 20 | - | 20 | 2018-08-06 09:00 | 8 | 6 | 9 |  | 32.32 | 32.32 | - | 2019-08-06 09:00 | 8 | 6 | 9 |  | 26.33 | 26.33 | -
2017-08-06 10:00 | 8 | 6 | 10 | W | 21.28 | - | 21.28 | 2018-08-06 10:00 | 8 | 6 | 10 |  | 39.83 | 39.83 | - | 2019-08-06 10:00 | 8 | 6 | 10 |  | 29.31 | 29.31 | -
2017-08-06 11:00 | 8 | 6 | 11 | W | 23.44 | - | 23.44 | 2018-08-06 11:00 | 8 | 6 | 11 |  | 44.04 | 44.04 | - | 2019-08-06 11:00 | 8 | 6 | 11 |  | 32.59 | 32.59 | -
2017-08-06 12:00 | 8 | 6 | 12 | W | 24.47 | - | 24.47 | 2018-08-06 12:00 | 8 | 6 | 12 |  | 45.2 | 45.2 | - | 2019-08-06 12:00 | 8 | 6 | 12 |  | 34.98 | 34.98 | -
2017-08-06 13:00 | 8 | 6 | 13 | W | 26.15 | - | 26.15 | 2018-08-06 13:00 | 8 | 6 | 13 |  | 49.63 | 49.63 | - | 2019-08-06 13:00 | 8 | 6 | 13 |  | 37.44 | 37.44 | -
2017-08-06 14:00 | 8 | 6 | 14 | W | 27.46 | - | 27.46 | 2018-08-06 14:00 | 8 | 6 | 14 |  | 59.95 | 59.95 | - | 2019-08-06 14:00 | 8 | 6 | 14 |  | 42.95 | 42.95 | -
2017-08-06 15:00 | 8 | 6 | 15 | W | 28.43 | - | 28.43 | 2018-08-06 15:00 | 8 | 6 | 15 |  | 65.26 | 65.26 | - | 2019-08-06 15:00 | 8 | 6 | 15 |  | 44.52 | 44.52 | -
2017-08-06 16:00 | 8 | 6 | 16 | W | 28.3 | - | 28.3 | 2018-08-06 16:00 | 8 | 6 | 16 |  | 67.87 | 67.87 | - | 2019-08-06 16:00 | 8 | 6 | 16 |  | 48.36 | 48.36 | -
2017-08-06 17:00 | 8 | 6 | 17 | W | 28.44 | - | 28.44 | 2018-08-06 17:00 | 8 | 6 | 17 |  | 61.1 | - | 61.1 | 2019-08-06 17:00 | 8 | 6 | 17 |  | 44.66 | - | 44.66
2017-08-06 18:00 | 8 | 6 | 18 | W | 28.38 | - | 28.38 | 2018-08-06 18:00 | 8 | 6 | 18 |  | 49.58 | - | 49.58 | 2019-08-06 18:00 | 8 | 6 | 18 |  | 39.33 | - | 39.33
2017-08-06 19:00 | 8 | 6 | 19 | W | 27.82 | - | 27.82 | 2018-08-06 19:00 | 8 | 6 | 19 |  | 42.49 | - | 42.49 | 2019-08-06 19:00 | 8 | 6 | 19 |  | 33.66 | - | 33.66
2017-08-06 20:00 | 8 | 6 | 20 | W | 27.57 | - | 27.57 | 2018-08-06 20:00 | 8 | 6 | 20 |  | 40.18 | - | 40.18 | 2019-08-06 20:00 | 8 | 6 | 20 |  | 33.71 | - | 33.71
2017-08-06 21:00 | 8 | 6 | 21 | W | 25.54 | - | 25.54 | 2018-08-06 21:00 | 8 | 6 | 21 |  | 36.34 | - | 36.34 | 2019-08-06 21:00 | 8 | 6 | 21 |  | 29.71 | - | 29.71
2017-08-06 22:00 | 8 | 6 | 22 | W | 22.45 | - | 22.45 | 2018-08-06 22:00 | 8 | 6 | 22 |  | 29.86 | - | 29.86 | 2019-08-06 22:00 | 8 | 6 | 22 |  | 24.8 | - | 24.8
2017-08-06 23:00 | 8 | 6 | 23 | W | 20.03 | - | 20.03 | 2018-08-06 23:00 | 8 | 6 | 23 |  | 27.17 | - | 27.17 | 2019-08-06 23:00 | 8 | 6 | 23 |  | 22.67 | - | 22.67
2017-08-07 | 8 | 7 | 0 |  | 19.15 | - | 19.15 | 2018-08-07 | 8 | 7 | 0 |  | 24.16 | - | 24.16 | 2019-08-07 | 8 | 7 | 0 |  | 19.8 | - | 19.8
2017-08-07 01:00 | 8 | 7 | 1 |  | 18.45 | - | 18.45 | 2018-08-07 01:00 | 8 | 7 | 1 |  | 21.52 | - | 21.52 | 2019-08-07 01:00 | 8 | 7 | 1 |  | 18.93 | - | 18.93
2017-08-07 02:00 | 8 | 7 | 2 |  | 17.12 | - | 17.12 | 2018-08-07 02:00 | 8 | 7 | 2 |  | 20.34 | - | 20.34 | 2019-08-07 02:00 | 8 | 7 | 2 |  | 17.52 | - | 17.52
2017-08-07 03:00 | 8 | 7 | 3 |  | 16.73 | - | 16.73 | 2018-08-07 03:00 | 8 | 7 | 3 |  | 19.63 | - | 19.63 | 2019-08-07 03:00 | 8 | 7 | 3 |  | 16.48 | - | 16.48
2017-08-07 04:00 | 8 | 7 | 4 |  | 17.48 | - | 17.48 | 2018-08-07 04:00 | 8 | 7 | 4 |  | 19.49 | - | 19.49 | 2019-08-07 04:00 | 8 | 7 | 4 |  | 16.51 | - | 16.51
2017-08-07 05:00 | 8 | 7 | 5 |  | 18.98 | - | 18.98 | 2018-08-07 05:00 | 8 | 7 | 5 |  | 20.36 | - | 20.36 | 2019-08-07 05:00 | 8 | 7 | 5 |  | 18.45 | - | 18.45
2017-08-07 06:00 | 8 | 7 | 6 |  | 20.81 | - | 20.81 | 2018-08-07 06:00 | 8 | 7 | 6 |  | 22.62 | - | 22.62 | 2019-08-07 06:00 | 8 | 7 | 6 |  | 19.51 | - | 19.51
2017-08-07 07:00 | 8 | 7 | 7 |  | 21.82 | - | 21.82 | 2018-08-07 07:00 | 8 | 7 | 7 |  | 24.53 | - | 24.53 | 2019-08-07 07:00 | 8 | 7 | 7 |  | 20.13 | - | 20.13
2017-08-07 08:00 | 8 | 7 | 8 |  | 23.36 | 23.36 | - | 2018-08-07 08:00 | 8 | 7 | 8 |  | 27.42 | 27.42 | - | 2019-08-07 08:00 | 8 | 7 | 8 |  | 21.94 | 21.94 | -
2017-08-07 09:00 | 8 | 7 | 9 |  | 24.84 | 24.84 | - | 2018-08-07 09:00 | 8 | 7 | 9 |  | 31.32 | 31.32 | - | 2019-08-07 09:00 | 8 | 7 | 9 |  | 24.68 | 24.68 | -
2017-08-07 10:00 | 8 | 7 | 10 |  | 27.85 | 27.85 | - | 2018-08-07 10:00 | 8 | 7 | 10 |  | 36.58 | 36.58 | - | 2019-08-07 10:00 | 8 | 7 | 10 |  | 28.3 | 28.3 | -
2017-08-07 11:00 | 8 | 7 | 11 |  | 29.2 | 29.2 | - | 2018-08-07 11:00 | 8 | 7 | 11 |  | 40.69 | 40.69 | - | 2019-08-07 11:00 | 8 | 7 | 11 |  | 31.79 | 31.79 | -
2017-08-07 12:00 | 8 | 7 | 12 |  | 30.18 | 30.18 | - | 2018-08-07 12:00 | 8 | 7 | 12 |  | 42.66 | 42.66 | - | 2019-08-07 12:00 | 8 | 7 | 12 |  | 33.03 | 33.03 | -
2017-08-07 13:00 | 8 | 7 | 13 |  | 31.4 | 31.4 | - | 2018-08-07 13:00 | 8 | 7 | 13 |  | 49.19 | 49.19 | - | 2019-08-07 13:00 | 8 | 7 | 13 |  | 35.14 | 35.14 | -
2017-08-07 14:00 | 8 | 7 | 14 |  | 31.42 | 31.42 | - | 2018-08-07 14:00 | 8 | 7 | 14 |  | 54.56 | 54.56 | - | 2019-08-07 14:00 | 8 | 7 | 14 |  | 37.9 | 37.9 | -
2017-08-07 15:00 | 8 | 7 | 15 |  | 31.56 | 31.56 | - | 2018-08-07 15:00 | 8 | 7 | 15 |  | 56.59 | 56.59 | - | 2019-08-07 15:00 | 8 | 7 | 15 |  | 40.16 | 40.16 | -
2017-08-07 16:00 | 8 | 7 | 16 |  | 31.9 | 31.9 | - | 2018-08-07 16:00 | 8 | 7 | 16 |  | 59.48 | 59.48 | - | 2019-08-07 16:00 | 8 | 7 | 16 |  | 41.04 | 41.04 | -
2017-08-07 17:00 | 8 | 7 | 17 |  | 31.5 | - | 31.5 | 2018-08-07 17:00 | 8 | 7 | 17 |  | 53.27 | - | 53.27 | 2019-08-07 17:00 | 8 | 7 | 17 |  | 37.99 | - | 37.99
2017-08-07 18:00 | 8 | 7 | 18 |  | 30.44 | - | 30.44 | 2018-08-07 18:00 | 8 | 7 | 18 |  | 47.45 | - | 47.45 | 2019-08-07 18:00 | 8 | 7 | 18 |  | 33.83 | - | 33.83
2017-08-07 19:00 | 8 | 7 | 19 |  | 30.59 | - | 30.59 | 2018-08-07 19:00 | 8 | 7 | 19 |  | 40.91 | - | 40.91 | 2019-08-07 19:00 | 8 | 7 | 19 |  | 31.52 | - | 31.52
2017-08-07 20:00 | 8 | 7 | 20 |  | 29.52 | - | 29.52 | 2018-08-07 20:00 | 8 | 7 | 20 |  | 39.36 | - | 39.36 | 2019-08-07 20:00 | 8 | 7 | 20 |  | 30.81 | - | 30.81
2017-08-07 21:00 | 8 | 7 | 21 |  | 25.55 | - | 25.55 | 2018-08-07 21:00 | 8 | 7 | 21 |  | 34.76 | - | 34.76 | 2019-08-07 21:00 | 8 | 7 | 21 |  | 27.5 | - | 27.5
2017-08-07 22:00 | 8 | 7 | 22 |  | 22.71 | - | 22.71 | 2018-08-07 22:00 | 8 | 7 | 22 |  | 29.2 | - | 29.2 | 2019-08-07 22:00 | 8 | 7 | 22 |  | 23.97 | - | 23.97
2017-08-07 23:00 | 8 | 7 | 23 |  | 21.33 | - | 21.33 | 2018-08-07 23:00 | 8 | 7 | 23 |  | 26.35 | - | 26.35 | 2019-08-07 23:00 | 8 | 7 | 23 |  | 21.21 | - | 21.21
2017-08-08 | 8 | 8 | 0 |  | 18.87 | - | 18.87 | 2018-08-08 | 8 | 8 | 0 |  | 24.9 | - | 24.9 | 2019-08-08 | 8 | 8 | 0 |  | 19.37 | - | 19.37
2017-08-08 01:00 | 8 | 8 | 1 |  | 17.54 | - | 17.54 | 2018-08-08 01:00 | 8 | 8 | 1 |  | 22.88 | - | 22.88 | 2019-08-08 01:00 | 8 | 8 | 1 |  | 18.38 | - | 18.38
2017-08-08 02:00 | 8 | 8 | 2 |  | 17.29 | - | 17.29 | 2018-08-08 02:00 | 8 | 8 | 2 |  | 21.69 | - | 21.69 | 2019-08-08 02:00 | 8 | 8 | 2 |  | 16.06 | - | 16.06
2017-08-08 03:00 | 8 | 8 | 3 |  | 16.71 | - | 16.71 | 2018-08-08 03:00 | 8 | 8 | 3 |  | 20.98 | - | 20.98 | 2019-08-08 03:00 | 8 | 8 | 3 |  | 15.17 | - | 15.17
2017-08-08 04:00 | 8 | 8 | 4 |  | 17.46 | - | 17.46 | 2018-08-08 04:00 | 8 | 8 | 4 |  | 20.9 | - | 20.9 | 2019-08-08 04:00 | 8 | 8 | 4 |  | 15.1 | - | 15.1
2017-08-08 05:00 | 8 | 8 | 5 |  | 18.57 | - | 18.57 | 2018-08-08 05:00 | 8 | 8 | 5 |  | 21.88 | - | 21.88 | 2019-08-08 05:00 | 8 | 8 | 5 |  | 17.34 | - | 17.34
2017-08-08 06:00 | 8 | 8 | 6 |  | 20.39 | - | 20.39 | 2018-08-08 06:00 | 8 | 8 | 6 |  | 25.26 | - | 25.26 | 2019-08-08 06:00 | 8 | 8 | 6 |  | 19.18 | - | 19.18
2017-08-08 07:00 | 8 | 8 | 7 |  | 20.86 | - | 20.86 | 2018-08-08 07:00 | 8 | 8 | 7 |  | 27.55 | - | 27.55 | 2019-08-08 07:00 | 8 | 8 | 7 |  | 20.04 | - | 20.04
2017-08-08 08:00 | 8 | 8 | 8 |  | 22.5 | 22.5 | - | 2018-08-08 08:00 | 8 | 8 | 8 |  | 28.8 | 28.8 | - | 2019-08-08 08:00 | 8 | 8 | 8 |  | 21.12 | 21.12 | -
2017-08-08 09:00 | 8 | 8 | 9 |  | 23.44 | 23.44 | - | 2018-08-08 09:00 | 8 | 8 | 9 |  | 31.45 | 31.45 | - | 2019-08-08 09:00 | 8 | 8 | 9 |  | 23.01 | 23.01 | -
2017-08-08 10:00 | 8 | 8 | 10 |  | 25.4 | 25.4 | - | 2018-08-08 10:00 | 8 | 8 | 10 |  | 35.93 | 35.93 | - | 2019-08-08 10:00 | 8 | 8 | 10 |  | 25.37 | 25.37 | -
2017-08-08 11:00 | 8 | 8 | 11 |  | 27.09 | 27.09 | - | 2018-08-08 11:00 | 8 | 8 | 11 |  | 38.87 | 38.87 | - | 2019-08-08 11:00 | 8 | 8 | 11 |  | 29.34 | 29.34 | -
2017-08-08 12:00 | 8 | 8 | 12 |  | 30.29 | 30.29 | - | 2018-08-08 12:00 | 8 | 8 | 12 |  | 41.19 | 41.19 | - | 2019-08-08 12:00 | 8 | 8 | 12 |  | 30.1 | 30.1 | -
2017-08-08 13:00 | 8 | 8 | 13 |  | 32.29 | 32.29 | - | 2018-08-08 13:00 | 8 | 8 | 13 |  | 44.03 | 44.03 | - | 2019-08-08 13:00 | 8 | 8 | 13 |  | 32.41 | 32.41 | -
2017-08-08 14:00 | 8 | 8 | 14 |  | 32.61 | 32.61 | - | 2018-08-08 14:00 | 8 | 8 | 14 |  | 47.92 | 47.92 | - | 2019-08-08 14:00 | 8 | 8 | 14 |  | 34.19 | 34.19 | -
2017-08-08 15:00 | 8 | 8 | 15 |  | 34.21 | 34.21 | - | 2018-08-08 15:00 | 8 | 8 | 15 |  | 52.4 | 52.4 | - | 2019-08-08 15:00 | 8 | 8 | 15 |  | 37.08 | 37.08 | -
2017-08-08 16:00 | 8 | 8 | 16 |  | 37.77 | 37.77 | - | 2018-08-08 16:00 | 8 | 8 | 16 |  | 54.83 | 54.83 | - | 2019-08-08 16:00 | 8 | 8 | 16 |  | 40.5 | 40.5 | -
2017-08-08 17:00 | 8 | 8 | 17 |  | 35.01 | - | 35.01 | 2018-08-08 17:00 | 8 | 8 | 17 |  | 47.94 | - | 47.94 | 2019-08-08 17:00 | 8 | 8 | 17 |  | 38.68 | - | 38.68
2017-08-08 18:00 | 8 | 8 | 18 |  | 32.05 | - | 32.05 | 2018-08-08 18:00 | 8 | 8 | 18 |  | 42.59 | - | 42.59 | 2019-08-08 18:00 | 8 | 8 | 18 |  | 33.86 | - | 33.86
2017-08-08 19:00 | 8 | 8 | 19 |  | 29.83 | - | 29.83 | 2018-08-08 19:00 | 8 | 8 | 19 |  | 39.9 | - | 39.9 | 2019-08-08 19:00 | 8 | 8 | 19 |  | 30.66 | - | 30.66
2017-08-08 20:00 | 8 | 8 | 20 |  | 28.97 | - | 28.97 | 2018-08-08 20:00 | 8 | 8 | 20 |  | 40.91 | - | 40.91 | 2019-08-08 20:00 | 8 | 8 | 20 |  | 29.92 | - | 29.92
2017-08-08 21:00 | 8 | 8 | 21 |  | 25.58 | - | 25.58 | 2018-08-08 21:00 | 8 | 8 | 21 |  | 36.89 | - | 36.89 | 2019-08-08 21:00 | 8 | 8 | 21 |  | 27.9 | - | 27.9
2017-08-08 22:00 | 8 | 8 | 22 |  | 22.86 | - | 22.86 | 2018-08-08 22:00 | 8 | 8 | 22 |  | 30.71 | - | 30.71 | 2019-08-08 22:00 | 8 | 8 | 22 |  | 23.28 | - | 23.28
2017-08-08 23:00 | 8 | 8 | 23 |  | 21.07 | - | 21.07 | 2018-08-08 23:00 | 8 | 8 | 23 |  | 28.62 | - | 28.62 | 2019-08-08 23:00 | 8 | 8 | 23 |  | 20.81 | - | 20.81
2017-08-09 | 8 | 9 | 0 |  | 18.81 | - | 18.81 | 2018-08-09 | 8 | 9 | 0 |  | 24.69 | - | 24.69 | 2019-08-09 | 8 | 9 | 0 |  | 18.78 | - | 18.78
2017-08-09 01:00 | 8 | 9 | 1 |  | 18.47 | - | 18.47 | 2018-08-09 01:00 | 8 | 9 | 1 |  | 22.29 | - | 22.29 | 2019-08-09 01:00 | 8 | 9 | 1 |  | 17.45 | - | 17.45
2017-08-09 02:00 | 8 | 9 | 2 |  | 17.77 | - | 17.77 | 2018-08-09 02:00 | 8 | 9 | 2 |  | 21.36 | - | 21.36 | 2019-08-09 02:00 | 8 | 9 | 2 |  | 15.56 | - | 15.56
2017-08-09 03:00 | 8 | 9 | 3 |  | 16.07 | - | 16.07 | 2018-08-09 03:00 | 8 | 9 | 3 |  | 20.53 | - | 20.53 | 2019-08-09 03:00 | 8 | 9 | 3 |  | 14.69 | - | 14.69
2017-08-09 04:00 | 8 | 9 | 4 |  | 16.8 | - | 16.8 | 2018-08-09 04:00 | 8 | 9 | 4 |  | 20.6 | - | 20.6 | 2019-08-09 04:00 | 8 | 9 | 4 |  | 14.57 | - | 14.57
2017-08-09 05:00 | 8 | 9 | 5 |  | 18.32 | - | 18.32 | 2018-08-09 05:00 | 8 | 9 | 5 |  | 21.78 | - | 21.78 | 2019-08-09 05:00 | 8 | 9 | 5 |  | 16.6 | - | 16.6
2017-08-09 06:00 | 8 | 9 | 6 |  | 20.53 | - | 20.53 | 2018-08-09 06:00 | 8 | 9 | 6 |  | 23.52 | - | 23.52 | 2019-08-09 06:00 | 8 | 9 | 6 |  | 19 | - | 19
2017-08-09 07:00 | 8 | 9 | 7 |  | 20.84 | - | 20.84 | 2018-08-09 07:00 | 8 | 9 | 7 |  | 25.28 | - | 25.28 | 2019-08-09 07:00 | 8 | 9 | 7 |  | 19.63 | - | 19.63
2017-08-09 08:00 | 8 | 9 | 8 |  | 21.76 | 21.76 | - | 2018-08-09 08:00 | 8 | 9 | 8 |  | 26.16 | 26.16 | - | 2019-08-09 08:00 | 8 | 9 | 8 |  | 20.76 | 20.76 | -
2017-08-09 09:00 | 8 | 9 | 9 |  | 23.13 | 23.13 | - | 2018-08-09 09:00 | 8 | 9 | 9 |  | 28.84 | 28.84 | - | 2019-08-09 09:00 | 8 | 9 | 9 |  | 22.64 | 22.64 | -
2017-08-09 10:00 | 8 | 9 | 10 |  | 24.95 | 24.95 | - | 2018-08-09 10:00 | 8 | 9 | 10 |  | 33.63 | 33.63 | - | 2019-08-09 10:00 | 8 | 9 | 10 |  | 24.19 | 24.19 | -
2017-08-09 11:00 | 8 | 9 | 11 |  | 27.95 | 27.95 | - | 2018-08-09 11:00 | 8 | 9 | 11 |  | 39.75 | 39.75 | - | 2019-08-09 11:00 | 8 | 9 | 11 |  | 26.49 | 26.49 | -
2017-08-09 12:00 | 8 | 9 | 12 |  | 31.15 | 31.15 | - | 2018-08-09 12:00 | 8 | 9 | 12 |  | 43.6 | 43.6 | - | 2019-08-09 12:00 | 8 | 9 | 12 |  | 27.07 | 27.07 | -
2017-08-09 13:00 | 8 | 9 | 13 |  | 33.64 | 33.64 | - | 2018-08-09 13:00 | 8 | 9 | 13 |  | 44.53 | 44.53 | - | 2019-08-09 13:00 | 8 | 9 | 13 |  | 28.17 | 28.17 | -
2017-08-09 14:00 | 8 | 9 | 14 |  | 33.08 | 33.08 | - | 2018-08-09 14:00 | 8 | 9 | 14 |  | 48.5 | 48.5 | - | 2019-08-09 14:00 | 8 | 9 | 14 |  | 29.81 | 29.81 | -
2017-08-09 15:00 | 8 | 9 | 15 |  | 37.91 | 37.91 | - | 2018-08-09 15:00 | 8 | 9 | 15 |  | 51.99 | 51.99 | - | 2019-08-09 15:00 | 8 | 9 | 15 |  | 30.63 | 30.63 | -
2017-08-09 16:00 | 8 | 9 | 16 |  | 42.08 | 42.08 | - | 2018-08-09 16:00 | 8 | 9 | 16 |  | 55.26 | 55.26 | - | 2019-08-09 16:00 | 8 | 9 | 16 |  | 33.21 | 33.21 | -
2017-08-09 17:00 | 8 | 9 | 17 |  | 39.85 | - | 39.85 | 2018-08-09 17:00 | 8 | 9 | 17 |  | 51.11 | - | 51.11 | 2019-08-09 17:00 | 8 | 9 | 17 |  | 31.49 | - | 31.49
2017-08-09 18:00 | 8 | 9 | 18 |  | 34.66 | - | 34.66 | 2018-08-09 18:00 | 8 | 9 | 18 |  | 45.15 | - | 45.15 | 2019-08-09 18:00 | 8 | 9 | 18 |  | 27.81 | - | 27.81
2017-08-09 19:00 | 8 | 9 | 19 |  | 33.07 | - | 33.07 | 2018-08-09 19:00 | 8 | 9 | 19 |  | 40.34 | - | 40.34 | 2019-08-09 19:00 | 8 | 9 | 19 |  | 26.78 | - | 26.78
2017-08-09 20:00 | 8 | 9 | 20 |  | 32.31 | - | 32.31 | 2018-08-09 20:00 | 8 | 9 | 20 |  | 38.69 | - | 38.69 | 2019-08-09 20:00 | 8 | 9 | 20 |  | 25.63 | - | 25.63
2017-08-09 21:00 | 8 | 9 | 21 |  | 27.31 | - | 27.31 | 2018-08-09 21:00 | 8 | 9 | 21 |  | 33.66 | - | 33.66 | 2019-08-09 21:00 | 8 | 9 | 21 |  | 23.56 | - | 23.56
2017-08-09 22:00 | 8 | 9 | 22 |  | 23.56 | - | 23.56 | 2018-08-09 22:00 | 8 | 9 | 22 |  | 27.34 | - | 27.34 | 2019-08-09 22:00 | 8 | 9 | 22 |  | 21.49 | - | 21.49
2017-08-09 23:00 | 8 | 9 | 23 |  | 21.85 | - | 21.85 | 2018-08-09 23:00 | 8 | 9 | 23 |  | 24.43 | - | 24.43 | 2019-08-09 23:00 | 8 | 9 | 23 |  | 19.41 | - | 19.41
2017-08-10 | 8 | 10 | 0 |  | 20.87 | - | 20.87 | 2018-08-10 | 8 | 10 | 0 |  | 22.23 | - | 22.23 | 2019-08-10 | 8 | 10 | 0 | W | 18.39 | - | 18.39
2017-08-10 01:00 | 8 | 10 | 1 |  | 19.45 | - | 19.45 | 2018-08-10 01:00 | 8 | 10 | 1 |  | 21.04 | - | 21.04 | 2019-08-10 01:00 | 8 | 10 | 1 | W | 17.29 | - | 17.29
2017-08-10 02:00 | 8 | 10 | 2 |  | 18.33 | - | 18.33 | 2018-08-10 02:00 | 8 | 10 | 2 |  | 20.13 | - | 20.13 | 2019-08-10 02:00 | 8 | 10 | 2 | W | 16.22 | - | 16.22
2017-08-10 03:00 | 8 | 10 | 3 |  | 16.93 | - | 16.93 | 2018-08-10 03:00 | 8 | 10 | 3 |  | 19.62 | - | 19.62 | 2019-08-10 03:00 | 8 | 10 | 3 | W | 14.07 | - | 14.07
2017-08-10 04:00 | 8 | 10 | 4 |  | 17.53 | - | 17.53 | 2018-08-10 04:00 | 8 | 10 | 4 |  | 19.78 | - | 19.78 | 2019-08-10 04:00 | 8 | 10 | 4 | W | 13.41 | - | 13.41
2017-08-10 05:00 | 8 | 10 | 5 |  | 19.36 | - | 19.36 | 2018-08-10 05:00 | 8 | 10 | 5 |  | 20.5 | - | 20.5 | 2019-08-10 05:00 | 8 | 10 | 5 | W | 13.73 | - | 13.73
2017-08-10 06:00 | 8 | 10 | 6 |  | 20.82 | - | 20.82 | 2018-08-10 06:00 | 8 | 10 | 6 |  | 22.26 | - | 22.26 | 2019-08-10 06:00 | 8 | 10 | 6 | W | 13.6 | - | 13.6
2017-08-10 07:00 | 8 | 10 | 7 |  | 21.31 | - | 21.31 | 2018-08-10 07:00 | 8 | 10 | 7 |  | 23.76 | - | 23.76 | 2019-08-10 07:00 | 8 | 10 | 7 | W | 15.25 | - | 15.25
2017-08-10 08:00 | 8 | 10 | 8 |  | 22.2 | 22.2 | - | 2018-08-10 08:00 | 8 | 10 | 8 |  | 25.82 | 25.82 | - | 2019-08-10 08:00 | 8 | 10 | 8 | W | 17.99 | - | 17.99
2017-08-10 09:00 | 8 | 10 | 9 |  | 23.71 | 23.71 | - | 2018-08-10 09:00 | 8 | 10 | 9 |  | 28.5 | 28.5 | - | 2019-08-10 09:00 | 8 | 10 | 9 | W | 19.82 | - | 19.82
2017-08-10 10:00 | 8 | 10 | 10 |  | 26.55 | 26.55 | - | 2018-08-10 10:00 | 8 | 10 | 10 |  | 33.95 | 33.95 | - | 2019-08-10 10:00 | 8 | 10 | 10 | W | 21.39 | - | 21.39
2017-08-10 11:00 | 8 | 10 | 11 |  | 32.1 | 32.1 | - | 2018-08-10 11:00 | 8 | 10 | 11 |  | 40.99 | 40.99 | - | 2019-08-10 11:00 | 8 | 10 | 11 | W | 22.73 | - | 22.73
2017-08-10 12:00 | 8 | 10 | 12 |  | 32.85 | 32.85 | - | 2018-08-10 12:00 | 8 | 10 | 12 |  | 43.15 | 43.15 | - | 2019-08-10 12:00 | 8 | 10 | 12 | W | 23.89 | - | 23.89
2017-08-10 13:00 | 8 | 10 | 13 |  | 34.82 | 34.82 | - | 2018-08-10 13:00 | 8 | 10 | 13 |  | 47.62 | 47.62 | - | 2019-08-10 13:00 | 8 | 10 | 13 | W | 24.6 | - | 24.6
2017-08-10 14:00 | 8 | 10 | 14 |  | 37.14 | 37.14 | - | 2018-08-10 14:00 | 8 | 10 | 14 |  | 51.56 | 51.56 | - | 2019-08-10 14:00 | 8 | 10 | 14 | W | 26.13 | - | 26.13
2017-08-10 15:00 | 8 | 10 | 15 |  | 39.91 | 39.91 | - | 2018-08-10 15:00 | 8 | 10 | 15 |  | 51.77 | 51.77 | - | 2019-08-10 15:00 | 8 | 10 | 15 | W | 26.32 | - | 26.32
2017-08-10 16:00 | 8 | 10 | 16 |  | 45.53 | 45.53 | - | 2018-08-10 16:00 | 8 | 10 | 16 |  | 54.82 | 54.82 | - | 2019-08-10 16:00 | 8 | 10 | 16 | W | 28.11 | - | 28.11
2017-08-10 17:00 | 8 | 10 | 17 |  | 41.42 | - | 41.42 | 2018-08-10 17:00 | 8 | 10 | 17 |  | 48.73 | - | 48.73 | 2019-08-10 17:00 | 8 | 10 | 17 | W | 28.3 | - | 28.3
2017-08-10 18:00 | 8 | 10 | 18 |  | 35.23 | - | 35.23 | 2018-08-10 18:00 | 8 | 10 | 18 |  | 42.8 | - | 42.8 | 2019-08-10 18:00 | 8 | 10 | 18 | W | 26.43 | - | 26.43
2017-08-10 19:00 | 8 | 10 | 19 |  | 33.54 | - | 33.54 | 2018-08-10 19:00 | 8 | 10 | 19 |  | 39.77 | - | 39.77 | 2019-08-10 19:00 | 8 | 10 | 19 | W | 25.14 | - | 25.14
2017-08-10 20:00 | 8 | 10 | 20 |  | 33.14 | - | 33.14 | 2018-08-10 20:00 | 8 | 10 | 20 |  | 37.58 | - | 37.58 | 2019-08-10 20:00 | 8 | 10 | 20 | W | 24.25 | - | 24.25
2017-08-10 21:00 | 8 | 10 | 21 |  | 28.42 | - | 28.42 | 2018-08-10 21:00 | 8 | 10 | 21 |  | 32.12 | - | 32.12 | 2019-08-10 21:00 | 8 | 10 | 21 | W | 22.66 | - | 22.66
2017-08-10 22:00 | 8 | 10 | 22 |  | 23.75 | - | 23.75 | 2018-08-10 22:00 | 8 | 10 | 22 |  | 26.38 | - | 26.38 | 2019-08-10 22:00 | 8 | 10 | 22 | W | 20.55 | - | 20.55
2017-08-10 23:00 | 8 | 10 | 23 |  | 22.38 | - | 22.38 | 2018-08-10 23:00 | 8 | 10 | 23 |  | 24.61 | - | 24.61 | 2019-08-10 23:00 | 8 | 10 | 23 | W | 18.47 | - | 18.47
2017-08-11 | 8 | 11 | 0 |  | 21.33 | - | 21.33 | 2018-08-11 | 8 | 11 | 0 | W | 23.4 | - | 23.4 | 2019-08-11 | 8 | 11 | 0 | W | 15.24 | - | 15.24
2017-08-11 01:00 | 8 | 11 | 1 |  | 20.45 | - | 20.45 | 2018-08-11 01:00 | 8 | 11 | 1 | W | 21.77 | - | 21.77 | 2019-08-11 01:00 | 8 | 11 | 1 | W | 15.13 | - | 15.13
2017-08-11 02:00 | 8 | 11 | 2 |  | 19.23 | - | 19.23 | 2018-08-11 02:00 | 8 | 11 | 2 | W | 20.96 | - | 20.96 | 2019-08-11 02:00 | 8 | 11 | 2 | W | 13.82 | - | 13.82
2017-08-11 03:00 | 8 | 11 | 3 |  | 18.12 | - | 18.12 | 2018-08-11 03:00 | 8 | 11 | 3 | W | 20.48 | - | 20.48 | 2019-08-11 03:00 | 8 | 11 | 3 | W | 12.88 | - | 12.88
2017-08-11 04:00 | 8 | 11 | 4 |  | 18.37 | - | 18.37 | 2018-08-11 04:00 | 8 | 11 | 4 | W | 20.18 | - | 20.18 | 2019-08-11 04:00 | 8 | 11 | 4 | W | 11.85 | - | 11.85
2017-08-11 05:00 | 8 | 11 | 5 |  | 19.92 | - | 19.92 | 2018-08-11 05:00 | 8 | 11 | 5 | W | 20.06 | - | 20.06 | 2019-08-11 05:00 | 8 | 11 | 5 | W | 11.44 | - | 11.44
2017-08-11 06:00 | 8 | 11 | 6 |  | 21.33 | - | 21.33 | 2018-08-11 06:00 | 8 | 11 | 6 | W | 20.18 | - | 20.18 | 2019-08-11 06:00 | 8 | 11 | 6 | W | 11.03 | - | 11.03
2017-08-11 07:00 | 8 | 11 | 7 |  | 21.37 | - | 21.37 | 2018-08-11 07:00 | 8 | 11 | 7 | W | 20.74 | - | 20.74 | 2019-08-11 07:00 | 8 | 11 | 7 | W | 12.54 | - | 12.54
2017-08-11 08:00 | 8 | 11 | 8 |  | 22.78 | 22.78 | - | 2018-08-11 08:00 | 8 | 11 | 8 | W | 22.62 | - | 22.62 | 2019-08-11 08:00 | 8 | 11 | 8 | W | 15.06 | - | 15.06
2017-08-11 09:00 | 8 | 11 | 9 |  | 23.99 | 23.99 | - | 2018-08-11 09:00 | 8 | 11 | 9 | W | 25.21 | - | 25.21 | 2019-08-11 09:00 | 8 | 11 | 9 | W | 18.56 | - | 18.56
2017-08-11 10:00 | 8 | 11 | 10 |  | 27.41 | 27.41 | - | 2018-08-11 10:00 | 8 | 11 | 10 | W | 28.51 | - | 28.51 | 2019-08-11 10:00 | 8 | 11 | 10 | W | 19.95 | - | 19.95
2017-08-11 11:00 | 8 | 11 | 11 |  | 30.29 | 30.29 | - | 2018-08-11 11:00 | 8 | 11 | 11 | W | 31.59 | - | 31.59 | 2019-08-11 11:00 | 8 | 11 | 11 | W | 21.15 | - | 21.15
2017-08-11 12:00 | 8 | 11 | 12 |  | 31.67 | 31.67 | - | 2018-08-11 12:00 | 8 | 11 | 12 | W | 33.27 | - | 33.27 | 2019-08-11 12:00 | 8 | 11 | 12 | W | 22.98 | - | 22.98
2017-08-11 13:00 | 8 | 11 | 13 |  | 33.64 | 33.64 | - | 2018-08-11 13:00 | 8 | 11 | 13 | W | 34.86 | - | 34.86 | 2019-08-11 13:00 | 8 | 11 | 13 | W | 24.24 | - | 24.24
2017-08-11 14:00 | 8 | 11 | 14 |  | 35.99 | 35.99 | - | 2018-08-11 14:00 | 8 | 11 | 14 | W | 35.33 | - | 35.33 | 2019-08-11 14:00 | 8 | 11 | 14 | W | 26.26 | - | 26.26
2017-08-11 15:00 | 8 | 11 | 15 |  | 36.77 | 36.77 | - | 2018-08-11 15:00 | 8 | 11 | 15 | W | 39.8 | - | 39.8 | 2019-08-11 15:00 | 8 | 11 | 15 | W | 29.16 | - | 29.16
2017-08-11 16:00 | 8 | 11 | 16 |  | 39.63 | 39.63 | - | 2018-08-11 16:00 | 8 | 11 | 16 | W | 42.42 | - | 42.42 | 2019-08-11 16:00 | 8 | 11 | 16 | W | 31.45 | - | 31.45
2017-08-11 17:00 | 8 | 11 | 17 |  | 36.72 | - | 36.72 | 2018-08-11 17:00 | 8 | 11 | 17 | W | 40.5 | - | 40.5 | 2019-08-11 17:00 | 8 | 11 | 17 | W | 35.72 | - | 35.72
2017-08-11 18:00 | 8 | 11 | 18 |  | 31.72 | - | 31.72 | 2018-08-11 18:00 | 8 | 11 | 18 | W | 35.65 | - | 35.65 | 2019-08-11 18:00 | 8 | 11 | 18 | W | 30.22 | - | 30.22
2017-08-11 19:00 | 8 | 11 | 19 |  | 28.6 | - | 28.6 | 2018-08-11 19:00 | 8 | 11 | 19 | W | 32.98 | - | 32.98 | 2019-08-11 19:00 | 8 | 11 | 19 | W | 26.28 | - | 26.28
2017-08-11 20:00 | 8 | 11 | 20 |  | 28.41 | - | 28.41 | 2018-08-11 20:00 | 8 | 11 | 20 | W | 32.11 | - | 32.11 | 2019-08-11 20:00 | 8 | 11 | 20 | W | 25.77 | - | 25.77
2017-08-11 21:00 | 8 | 11 | 21 |  | 25.51 | - | 25.51 | 2018-08-11 21:00 | 8 | 11 | 21 | W | 28.31 | - | 28.31 | 2019-08-11 21:00 | 8 | 11 | 21 | W | 23.61 | - | 23.61
2017-08-11 22:00 | 8 | 11 | 22 |  | 23.11 | - | 23.11 | 2018-08-11 22:00 | 8 | 11 | 22 | W | 24.03 | - | 24.03 | 2019-08-11 22:00 | 8 | 11 | 22 | W | 21.72 | - | 21.72
2017-08-11 23:00 | 8 | 11 | 23 |  | 21.43 | - | 21.43 | 2018-08-11 23:00 | 8 | 11 | 23 | W | 23.34 | - | 23.34 | 2019-08-11 23:00 | 8 | 11 | 23 | W | 19.72 | - | 19.72
2017-08-12 | 8 | 12 | 0 | W | 21.52 | - | 21.52 | 2018-08-12 | 8 | 12 | 0 | W | 20.8 | - | 20.8 | 2019-08-12 | 8 | 12 | 0 |  | 17.67 | - | 17.67
2017-08-12 01:00 | 8 | 12 | 1 | W | 20.32 | - | 20.32 | 2018-08-12 01:00 | 8 | 12 | 1 | W | 20.65 | - | 20.65 | 2019-08-12 01:00 | 8 | 12 | 1 |  | 15.74 | - | 15.74
2017-08-12 02:00 | 8 | 12 | 2 | W | 19.74 | - | 19.74 | 2018-08-12 02:00 | 8 | 12 | 2 | W | 20 | - | 20 | 2019-08-12 02:00 | 8 | 12 | 2 |  | 15.21 | - | 15.21
2017-08-12 03:00 | 8 | 12 | 3 | W | 18.93 | - | 18.93 | 2018-08-12 03:00 | 8 | 12 | 3 | W | 19.36 | - | 19.36 | 2019-08-12 03:00 | 8 | 12 | 3 |  | 14.15 | - | 14.15
2017-08-12 04:00 | 8 | 12 | 4 | W | 18.84 | - | 18.84 | 2018-08-12 04:00 | 8 | 12 | 4 | W | 19.11 | - | 19.11 | 2019-08-12 04:00 | 8 | 12 | 4 |  | 14.27 | - | 14.27
2017-08-12 05:00 | 8 | 12 | 5 | W | 19.25 | - | 19.25 | 2018-08-12 05:00 | 8 | 12 | 5 | W | 19.17 | - | 19.17 | 2019-08-12 05:00 | 8 | 12 | 5 |  | 15.49 | - | 15.49
2017-08-12 06:00 | 8 | 12 | 6 | W | 19.3 | - | 19.3 | 2018-08-12 06:00 | 8 | 12 | 6 | W | 19.07 | - | 19.07 | 2019-08-12 06:00 | 8 | 12 | 6 |  | 17.86 | - | 17.86
2017-08-12 07:00 | 8 | 12 | 7 | W | 19.98 | - | 19.98 | 2018-08-12 07:00 | 8 | 12 | 7 | W | 19.51 | - | 19.51 | 2019-08-12 07:00 | 8 | 12 | 7 |  | 19.27 | - | 19.27
2017-08-12 08:00 | 8 | 12 | 8 | W | 21.3 | - | 21.3 | 2018-08-12 08:00 | 8 | 12 | 8 | W | 19.98 | - | 19.98 | 2019-08-12 08:00 | 8 | 12 | 8 |  | 21.03 | 21.03 | -
2017-08-12 09:00 | 8 | 12 | 9 | W | 22.65 | - | 22.65 | 2018-08-12 09:00 | 8 | 12 | 9 | W | 22.13 | - | 22.13 | 2019-08-12 09:00 | 8 | 12 | 9 |  | 23.19 | 23.19 | -
2017-08-12 10:00 | 8 | 12 | 10 | W | 24.86 | - | 24.86 | 2018-08-12 10:00 | 8 | 12 | 10 | W | 24.07 | - | 24.07 | 2019-08-12 10:00 | 8 | 12 | 10 |  | 26.77 | 26.77 | -
2017-08-12 11:00 | 8 | 12 | 11 | W | 27.97 | - | 27.97 | 2018-08-12 11:00 | 8 | 12 | 11 | W | 28.06 | - | 28.06 | 2019-08-12 11:00 | 8 | 12 | 11 |  | 30 | 30 | -
2017-08-12 12:00 | 8 | 12 | 12 | W | 31.15 | - | 31.15 | 2018-08-12 12:00 | 8 | 12 | 12 | W | 30.88 | - | 30.88 | 2019-08-12 12:00 | 8 | 12 | 12 |  | 34.09 | 34.09 | -
2017-08-12 13:00 | 8 | 12 | 13 | W | 32.21 | - | 32.21 | 2018-08-12 13:00 | 8 | 12 | 13 | W | 33.65 | - | 33.65 | 2019-08-12 13:00 | 8 | 12 | 13 |  | 39.03 | 39.03 | -
2017-08-12 14:00 | 8 | 12 | 14 | W | 31.43 | - | 31.43 | 2018-08-12 14:00 | 8 | 12 | 14 | W | 36.86 | - | 36.86 | 2019-08-12 14:00 | 8 | 12 | 14 |  | 43.39 | 43.39 | -
2017-08-12 15:00 | 8 | 12 | 15 | W | 32.99 | - | 32.99 | 2018-08-12 15:00 | 8 | 12 | 15 | W | 36.26 | - | 36.26 | 2019-08-12 15:00 | 8 | 12 | 15 |  | 45.56 | 45.56 | -
2017-08-12 16:00 | 8 | 12 | 16 | W | 33.73 | - | 33.73 | 2018-08-12 16:00 | 8 | 12 | 16 | W | 41.96 | - | 41.96 | 2019-08-12 16:00 | 8 | 12 | 16 |  | 53.27 | 53.27 | -
2017-08-12 17:00 | 8 | 12 | 17 | W | 33.77 | - | 33.77 | 2018-08-12 17:00 | 8 | 12 | 17 | W | 42.05 | - | 42.05 | 2019-08-12 17:00 | 8 | 12 | 17 |  | 51.46 | - | 51.46
2017-08-12 18:00 | 8 | 12 | 18 | W | 30.79 | - | 30.79 | 2018-08-12 18:00 | 8 | 12 | 18 | W | 36.68 | - | 36.68 | 2019-08-12 18:00 | 8 | 12 | 18 |  | 42.71 | - | 42.71
2017-08-12 19:00 | 8 | 12 | 19 | W | 28.69 | - | 28.69 | 2018-08-12 19:00 | 8 | 12 | 19 | W | 36.17 | - | 36.17 | 2019-08-12 19:00 | 8 | 12 | 19 |  | 38.61 | - | 38.61
2017-08-12 20:00 | 8 | 12 | 20 | W | 29.67 | - | 29.67 | 2018-08-12 20:00 | 8 | 12 | 20 | W | 35.29 | - | 35.29 | 2019-08-12 20:00 | 8 | 12 | 20 |  | 36.86 | - | 36.86
2017-08-12 21:00 | 8 | 12 | 21 | W | 25.48 | - | 25.48 | 2018-08-12 21:00 | 8 | 12 | 21 | W | 31.1 | - | 31.1 | 2019-08-12 21:00 | 8 | 12 | 21 |  | 29.61 | - | 29.61
2017-08-12 22:00 | 8 | 12 | 22 | W | 23.12 | - | 23.12 | 2018-08-12 22:00 | 8 | 12 | 22 | W | 25.5 | - | 25.5 | 2019-08-12 22:00 | 8 | 12 | 22 |  | 24.3 | - | 24.3
2017-08-12 23:00 | 8 | 12 | 23 | W | 21.72 | - | 21.72 | 2018-08-12 23:00 | 8 | 12 | 23 | W | 24.62 | - | 24.62 | 2019-08-12 23:00 | 8 | 12 | 23 |  | 22.24 | - | 22.24
2017-08-13 | 8 | 13 | 0 | W | 20.47 | - | 20.47 | 2018-08-13 | 8 | 13 | 0 |  | 22.19 | - | 22.19 | 2019-08-13 | 8 | 13 | 0 |  | 21.67 | - | 21.67
2017-08-13 01:00 | 8 | 13 | 1 | W | 19.55 | - | 19.55 | 2018-08-13 01:00 | 8 | 13 | 1 |  | 21.02 | - | 21.02 | 2019-08-13 01:00 | 8 | 13 | 1 |  | 19.95 | - | 19.95
2017-08-13 02:00 | 8 | 13 | 2 | W | 18.43 | - | 18.43 | 2018-08-13 02:00 | 8 | 13 | 2 |  | 20.13 | - | 20.13 | 2019-08-13 02:00 | 8 | 13 | 2 |  | 19.2 | - | 19.2
2017-08-13 03:00 | 8 | 13 | 3 | W | 16.86 | - | 16.86 | 2018-08-13 03:00 | 8 | 13 | 3 |  | 19.83 | - | 19.83 | 2019-08-13 03:00 | 8 | 13 | 3 |  | 18.78 | - | 18.78
2017-08-13 04:00 | 8 | 13 | 4 | W | 16.54 | - | 16.54 | 2018-08-13 04:00 | 8 | 13 | 4 |  | 19.86 | - | 19.86 | 2019-08-13 04:00 | 8 | 13 | 4 |  | 18.8 | - | 18.8
2017-08-13 05:00 | 8 | 13 | 5 | W | 16.15 | - | 16.15 | 2018-08-13 05:00 | 8 | 13 | 5 |  | 20.72 | - | 20.72 | 2019-08-13 05:00 | 8 | 13 | 5 |  | 19.96 | - | 19.96
2017-08-13 06:00 | 8 | 13 | 6 | W | 15.74 | - | 15.74 | 2018-08-13 06:00 | 8 | 13 | 6 |  | 22.39 | - | 22.39 | 2019-08-13 06:00 | 8 | 13 | 6 |  | 21.35 | - | 21.35
2017-08-13 07:00 | 8 | 13 | 7 | W | 17.05 | - | 17.05 | 2018-08-13 07:00 | 8 | 13 | 7 |  | 24.26 | - | 24.26 | 2019-08-13 07:00 | 8 | 13 | 7 |  | 22.11 | - | 22.11
2017-08-13 08:00 | 8 | 13 | 8 | W | 19.56 | - | 19.56 | 2018-08-13 08:00 | 8 | 13 | 8 |  | 26.34 | 26.34 | - | 2019-08-13 08:00 | 8 | 13 | 8 |  | 22.97 | 22.97 | -
2017-08-13 09:00 | 8 | 13 | 9 | W | 20.92 | - | 20.92 | 2018-08-13 09:00 | 8 | 13 | 9 |  | 28.24 | 28.24 | - | 2019-08-13 09:00 | 8 | 13 | 9 |  | 25.47 | 25.47 | -
2017-08-13 10:00 | 8 | 13 | 10 | W | 22.29 | - | 22.29 | 2018-08-13 10:00 | 8 | 13 | 10 |  | 31.92 | 31.92 | - | 2019-08-13 10:00 | 8 | 13 | 10 |  | 29.03 | 29.03 | -
2017-08-13 11:00 | 8 | 13 | 11 | W | 23.53 | - | 23.53 | 2018-08-13 11:00 | 8 | 13 | 11 |  | 36.95 | 36.95 | - | 2019-08-13 11:00 | 8 | 13 | 11 |  | 34.85 | 34.85 | -
2017-08-13 12:00 | 8 | 13 | 12 | W | 24.97 | - | 24.97 | 2018-08-13 12:00 | 8 | 13 | 12 |  | 40.51 | 40.51 | - | 2019-08-13 12:00 | 8 | 13 | 12 |  | 35.88 | 35.88 | -
2017-08-13 13:00 | 8 | 13 | 13 | W | 26.01 | - | 26.01 | 2018-08-13 13:00 | 8 | 13 | 13 |  | 43.43 | 43.43 | - | 2019-08-13 13:00 | 8 | 13 | 13 |  | 37.23 | 37.23 | -
2017-08-13 14:00 | 8 | 13 | 14 | W | 28.82 | - | 28.82 | 2018-08-13 14:00 | 8 | 13 | 14 |  | 45.28 | 45.28 | - | 2019-08-13 14:00 | 8 | 13 | 14 |  | 42.19 | 42.19 | -
2017-08-13 15:00 | 8 | 13 | 15 | W | 30.31 | - | 30.31 | 2018-08-13 15:00 | 8 | 13 | 15 |  | 50.18 | 50.18 | - | 2019-08-13 15:00 | 8 | 13 | 15 |  | 41.37 | 41.37 | -
2017-08-13 16:00 | 8 | 13 | 16 | W | 30.63 | - | 30.63 | 2018-08-13 16:00 | 8 | 13 | 16 |  | 55.89 | 55.89 | - | 2019-08-13 16:00 | 8 | 13 | 16 |  | 45.17 | 45.17 | -
2017-08-13 17:00 | 8 | 13 | 17 | W | 30 | - | 30 | 2018-08-13 17:00 | 8 | 13 | 17 |  | 55.98 | - | 55.98 | 2019-08-13 17:00 | 8 | 13 | 17 |  | 42.3 | - | 42.3
2017-08-13 18:00 | 8 | 13 | 18 | W | 29.51 | - | 29.51 | 2018-08-13 18:00 | 8 | 13 | 18 |  | 43.42 | - | 43.42 | 2019-08-13 18:00 | 8 | 13 | 18 |  | 36.23 | - | 36.23
2017-08-13 19:00 | 8 | 13 | 19 | W | 29.18 | - | 29.18 | 2018-08-13 19:00 | 8 | 13 | 19 |  | 41.75 | - | 41.75 | 2019-08-13 19:00 | 8 | 13 | 19 |  | 32.47 | - | 32.47
2017-08-13 20:00 | 8 | 13 | 20 | W | 29.51 | - | 29.51 | 2018-08-13 20:00 | 8 | 13 | 20 |  | 40.11 | - | 40.11 | 2019-08-13 20:00 | 8 | 13 | 20 |  | 30.78 | - | 30.78
2017-08-13 21:00 | 8 | 13 | 21 | W | 25.06 | - | 25.06 | 2018-08-13 21:00 | 8 | 13 | 21 |  | 33.56 | - | 33.56 | 2019-08-13 21:00 | 8 | 13 | 21 |  | 28.25 | - | 28.25
2017-08-13 22:00 | 8 | 13 | 22 | W | 22.87 | - | 22.87 | 2018-08-13 22:00 | 8 | 13 | 22 |  | 27.99 | - | 27.99 | 2019-08-13 22:00 | 8 | 13 | 22 |  | 24.26 | - | 24.26
2017-08-13 23:00 | 8 | 13 | 23 | W | 21.25 | - | 21.25 | 2018-08-13 23:00 | 8 | 13 | 23 |  | 25.19 | - | 25.19 | 2019-08-13 23:00 | 8 | 13 | 23 |  | 21.75 | - | 21.75
2017-08-14 | 8 | 14 | 0 |  | 20.4 | - | 20.4 | 2018-08-14 | 8 | 14 | 0 |  | 21.03 | - | 21.03 | 2019-08-14 | 8 | 14 | 0 |  | 20.06 | - | 20.06
2017-08-14 01:00 | 8 | 14 | 1 |  | 19.61 | - | 19.61 | 2018-08-14 01:00 | 8 | 14 | 1 |  | 20.12 | - | 20.12 | 2019-08-14 01:00 | 8 | 14 | 1 |  | 18.85 | - | 18.85
2017-08-14 02:00 | 8 | 14 | 2 |  | 18.76 | - | 18.76 | 2018-08-14 02:00 | 8 | 14 | 2 |  | 19.52 | - | 19.52 | 2019-08-14 02:00 | 8 | 14 | 2 |  | 17.65 | - | 17.65
2017-08-14 03:00 | 8 | 14 | 3 |  | 17.56 | - | 17.56 | 2018-08-14 03:00 | 8 | 14 | 3 |  | 19.16 | - | 19.16 | 2019-08-14 03:00 | 8 | 14 | 3 |  | 16.97 | - | 16.97
2017-08-14 04:00 | 8 | 14 | 4 |  | 18.44 | - | 18.44 | 2018-08-14 04:00 | 8 | 14 | 4 |  | 19.16 | - | 19.16 | 2019-08-14 04:00 | 8 | 14 | 4 |  | 17.28 | - | 17.28
2017-08-14 05:00 | 8 | 14 | 5 |  | 19.8 | - | 19.8 | 2018-08-14 05:00 | 8 | 14 | 5 |  | 19.98 | - | 19.98 | 2019-08-14 05:00 | 8 | 14 | 5 |  | 18.7 | - | 18.7
2017-08-14 06:00 | 8 | 14 | 6 |  | 21.39 | - | 21.39 | 2018-08-14 06:00 | 8 | 14 | 6 |  | 22.24 | - | 22.24 | 2019-08-14 06:00 | 8 | 14 | 6 |  | 20.31 | - | 20.31
2017-08-14 07:00 | 8 | 14 | 7 |  | 21.74 | - | 21.74 | 2018-08-14 07:00 | 8 | 14 | 7 |  | 23.6 | - | 23.6 | 2019-08-14 07:00 | 8 | 14 | 7 |  | 20.74 | - | 20.74
2017-08-14 08:00 | 8 | 14 | 8 |  | 23.04 | 23.04 | - | 2018-08-14 08:00 | 8 | 14 | 8 |  | 24.52 | 24.52 | - | 2019-08-14 08:00 | 8 | 14 | 8 |  | 21.28 | 21.28 | -
2017-08-14 09:00 | 8 | 14 | 9 |  | 24.65 | 24.65 | - | 2018-08-14 09:00 | 8 | 14 | 9 |  | 27.15 | 27.15 | - | 2019-08-14 09:00 | 8 | 14 | 9 |  | 23.61 | 23.61 | -
2017-08-14 10:00 | 8 | 14 | 10 |  | 27.35 | 27.35 | - | 2018-08-14 10:00 | 8 | 14 | 10 |  | 31.41 | 31.41 | - | 2019-08-14 10:00 | 8 | 14 | 10 |  | 25.86 | 25.86 | -
2017-08-14 11:00 | 8 | 14 | 11 |  | 29.26 | 29.26 | - | 2018-08-14 11:00 | 8 | 14 | 11 |  | 34.94 | 34.94 | - | 2019-08-14 11:00 | 8 | 14 | 11 |  | 29.25 | 29.25 | -
2017-08-14 12:00 | 8 | 14 | 12 |  | 31.89 | 31.89 | - | 2018-08-14 12:00 | 8 | 14 | 12 |  | 38.91 | 38.91 | - | 2019-08-14 12:00 | 8 | 14 | 12 |  | 31.13 | 31.13 | -
2017-08-14 13:00 | 8 | 14 | 13 |  | 32.87 | 32.87 | - | 2018-08-14 13:00 | 8 | 14 | 13 |  | 44.71 | 44.71 | - | 2019-08-14 13:00 | 8 | 14 | 13 |  | 32.83 | 32.83 | -
2017-08-14 14:00 | 8 | 14 | 14 |  | 35.52 | 35.52 | - | 2018-08-14 14:00 | 8 | 14 | 14 |  | 47.26 | 47.26 | - | 2019-08-14 14:00 | 8 | 14 | 14 |  | 35.61 | 35.61 | -
2017-08-14 15:00 | 8 | 14 | 15 |  | 37.91 | 37.91 | - | 2018-08-14 15:00 | 8 | 14 | 15 |  | 53.83 | 53.83 | - | 2019-08-14 15:00 | 8 | 14 | 15 |  | 36.55 | 36.55 | -
2017-08-14 16:00 | 8 | 14 | 16 |  | 40.68 | 40.68 | - | 2018-08-14 16:00 | 8 | 14 | 16 |  | 57.35 | 57.35 | - | 2019-08-14 16:00 | 8 | 14 | 16 |  | 38.68 | 38.68 | -
2017-08-14 17:00 | 8 | 14 | 17 |  | 38.74 | - | 38.74 | 2018-08-14 17:00 | 8 | 14 | 17 |  | 53.39 | - | 53.39 | 2019-08-14 17:00 | 8 | 14 | 17 |  | 36.44 | - | 36.44
2017-08-14 18:00 | 8 | 14 | 18 |  | 33.45 | - | 33.45 | 2018-08-14 18:00 | 8 | 14 | 18 |  | 42.86 | - | 42.86 | 2019-08-14 18:00 | 8 | 14 | 18 |  | 33.1 | - | 33.1
2017-08-14 19:00 | 8 | 14 | 19 |  | 31.16 | - | 31.16 | 2018-08-14 19:00 | 8 | 14 | 19 |  | 38.53 | - | 38.53 | 2019-08-14 19:00 | 8 | 14 | 19 |  | 29.61 | - | 29.61
2017-08-14 20:00 | 8 | 14 | 20 |  | 30.79 | - | 30.79 | 2018-08-14 20:00 | 8 | 14 | 20 |  | 37.97 | - | 37.97 | 2019-08-14 20:00 | 8 | 14 | 20 |  | 29.26 | - | 29.26
2017-08-14 21:00 | 8 | 14 | 21 |  | 27.08 | - | 27.08 | 2018-08-14 21:00 | 8 | 14 | 21 |  | 32.99 | - | 32.99 | 2019-08-14 21:00 | 8 | 14 | 21 |  | 25.14 | - | 25.14
2017-08-14 22:00 | 8 | 14 | 22 |  | 23.09 | - | 23.09 | 2018-08-14 22:00 | 8 | 14 | 22 |  | 28.08 | - | 28.08 | 2019-08-14 22:00 | 8 | 14 | 22 |  | 22.68 | - | 22.68
2017-08-14 23:00 | 8 | 14 | 23 |  | 22.1 | - | 22.1 | 2018-08-14 23:00 | 8 | 14 | 23 |  | 24.44 | - | 24.44 | 2019-08-14 23:00 | 8 | 14 | 23 |  | 20.5 | - | 20.5
2017-08-15 | 8 | 15 | 0 |  | 21.79 | - | 21.79 | 2018-08-15 | 8 | 15 | 0 |  | 21.21 | - | 21.21 | 2019-08-15 | 8 | 15 | 0 |  | 20.14 | - | 20.14
2017-08-15 01:00 | 8 | 15 | 1 |  | 21.52 | - | 21.52 | 2018-08-15 01:00 | 8 | 15 | 1 |  | 20.38 | - | 20.38 | 2019-08-15 01:00 | 8 | 15 | 1 |  | 19.05 | - | 19.05
2017-08-15 02:00 | 8 | 15 | 2 |  | 20.69 | - | 20.69 | 2018-08-15 02:00 | 8 | 15 | 2 |  | 19.37 | - | 19.37 | 2019-08-15 02:00 | 8 | 15 | 2 |  | 17.96 | - | 17.96
2017-08-15 03:00 | 8 | 15 | 3 |  | 20.02 | - | 20.02 | 2018-08-15 03:00 | 8 | 15 | 3 |  | 18.99 | - | 18.99 | 2019-08-15 03:00 | 8 | 15 | 3 |  | 16.61 | - | 16.61
2017-08-15 04:00 | 8 | 15 | 4 |  | 20.19 | - | 20.19 | 2018-08-15 04:00 | 8 | 15 | 4 |  | 18.98 | - | 18.98 | 2019-08-15 04:00 | 8 | 15 | 4 |  | 17.04 | - | 17.04
2017-08-15 05:00 | 8 | 15 | 5 |  | 21.56 | - | 21.56 | 2018-08-15 05:00 | 8 | 15 | 5 |  | 19.89 | - | 19.89 | 2019-08-15 05:00 | 8 | 15 | 5 |  | 18.74 | - | 18.74
2017-08-15 06:00 | 8 | 15 | 6 |  | 22.48 | - | 22.48 | 2018-08-15 06:00 | 8 | 15 | 6 |  | 21.16 | - | 21.16 | 2019-08-15 06:00 | 8 | 15 | 6 |  | 19.96 | - | 19.96
2017-08-15 07:00 | 8 | 15 | 7 |  | 23.63 | - | 23.63 | 2018-08-15 07:00 | 8 | 15 | 7 |  | 21.95 | - | 21.95 | 2019-08-15 07:00 | 8 | 15 | 7 |  | 20.3 | - | 20.3
2017-08-15 08:00 | 8 | 15 | 8 |  | 24.87 | 24.87 | - | 2018-08-15 08:00 | 8 | 15 | 8 |  | 23.58 | 23.58 | - | 2019-08-15 08:00 | 8 | 15 | 8 |  | 21.25 | 21.25 | -
2017-08-15 09:00 | 8 | 15 | 9 |  | 27.24 | 27.24 | - | 2018-08-15 09:00 | 8 | 15 | 9 |  | 25.95 | 25.95 | - | 2019-08-15 09:00 | 8 | 15 | 9 |  | 22.94 | 22.94 | -
2017-08-15 10:00 | 8 | 15 | 10 |  | 30.28 | 30.28 | - | 2018-08-15 10:00 | 8 | 15 | 10 |  | 31.85 | 31.85 | - | 2019-08-15 10:00 | 8 | 15 | 10 |  | 24.77 | 24.77 | -
2017-08-15 11:00 | 8 | 15 | 11 |  | 34.84 | 34.84 | - | 2018-08-15 11:00 | 8 | 15 | 11 |  | 35.91 | 35.91 | - | 2019-08-15 11:00 | 8 | 15 | 11 |  | 26.52 | 26.52 | -
2017-08-15 12:00 | 8 | 15 | 12 |  | 38.55 | 38.55 | - | 2018-08-15 12:00 | 8 | 15 | 12 |  | 38.79 | 38.79 | - | 2019-08-15 12:00 | 8 | 15 | 12 |  | 29.19 | 29.19 | -
2017-08-15 13:00 | 8 | 15 | 13 |  | 42.35 | 42.35 | - | 2018-08-15 13:00 | 8 | 15 | 13 |  | 41.76 | 41.76 | - | 2019-08-15 13:00 | 8 | 15 | 13 |  | 32.19 | 32.19 | -
2017-08-15 14:00 | 8 | 15 | 14 |  | 43.14 | 43.14 | - | 2018-08-15 14:00 | 8 | 15 | 14 |  | 45.78 | 45.78 | - | 2019-08-15 14:00 | 8 | 15 | 14 |  | 34.39 | 34.39 | -
2017-08-15 15:00 | 8 | 15 | 15 |  | 47.46 | 47.46 | - | 2018-08-15 15:00 | 8 | 15 | 15 |  | 47.19 | 47.19 | - | 2019-08-15 15:00 | 8 | 15 | 15 |  | 36.8 | 36.8 | -
2017-08-15 16:00 | 8 | 15 | 16 |  | 50.38 | 50.38 | - | 2018-08-15 16:00 | 8 | 15 | 16 |  | 54.07 | 54.07 | - | 2019-08-15 16:00 | 8 | 15 | 16 |  | 41.44 | 41.44 | -
2017-08-15 17:00 | 8 | 15 | 17 |  | 47.34 | - | 47.34 | 2018-08-15 17:00 | 8 | 15 | 17 |  | 47.69 | - | 47.69 | 2019-08-15 17:00 | 8 | 15 | 17 |  | 39.12 | - | 39.12
2017-08-15 18:00 | 8 | 15 | 18 |  | 41.44 | - | 41.44 | 2018-08-15 18:00 | 8 | 15 | 18 |  | 41.74 | - | 41.74 | 2019-08-15 18:00 | 8 | 15 | 18 |  | 31.96 | - | 31.96
2017-08-15 19:00 | 8 | 15 | 19 |  | 37.99 | - | 37.99 | 2018-08-15 19:00 | 8 | 15 | 19 |  | 38.21 | - | 38.21 | 2019-08-15 19:00 | 8 | 15 | 19 |  | 30.4 | - | 30.4
2017-08-15 20:00 | 8 | 15 | 20 |  | 38.18 | - | 38.18 | 2018-08-15 20:00 | 8 | 15 | 20 |  | 38.83 | - | 38.83 | 2019-08-15 20:00 | 8 | 15 | 20 |  | 28.59 | - | 28.59
2017-08-15 21:00 | 8 | 15 | 21 |  | 32.65 | - | 32.65 | 2018-08-15 21:00 | 8 | 15 | 21 |  | 34.64 | - | 34.64 | 2019-08-15 21:00 | 8 | 15 | 21 |  | 25.45 | - | 25.45
2017-08-15 22:00 | 8 | 15 | 22 |  | 26.64 | - | 26.64 | 2018-08-15 22:00 | 8 | 15 | 22 |  | 27.98 | - | 27.98 | 2019-08-15 22:00 | 8 | 15 | 22 |  | 22.88 | - | 22.88
2017-08-15 23:00 | 8 | 15 | 23 |  | 23.72 | - | 23.72 | 2018-08-15 23:00 | 8 | 15 | 23 |  | 25.68 | - | 25.68 | 2019-08-15 23:00 | 8 | 15 | 23 |  | 20.68 | - | 20.68
2017-08-16 | 8 | 16 | 0 |  | 22.08 | - | 22.08 | 2018-08-16 | 8 | 16 | 0 |  | 23.24 | - | 23.24 | 2019-08-16 | 8 | 16 | 0 |  | 19.46 | - | 19.46
2017-08-16 01:00 | 8 | 16 | 1 |  | 20.8 | - | 20.8 | 2018-08-16 01:00 | 8 | 16 | 1 |  | 21.56 | - | 21.56 | 2019-08-16 01:00 | 8 | 16 | 1 |  | 18.4 | - | 18.4
2017-08-16 02:00 | 8 | 16 | 2 |  | 19.75 | - | 19.75 | 2018-08-16 02:00 | 8 | 16 | 2 |  | 20.14 | - | 20.14 | 2019-08-16 02:00 | 8 | 16 | 2 |  | 16.39 | - | 16.39
2017-08-16 03:00 | 8 | 16 | 3 |  | 18.94 | - | 18.94 | 2018-08-16 03:00 | 8 | 16 | 3 |  | 19.65 | - | 19.65 | 2019-08-16 03:00 | 8 | 16 | 3 |  | 15.79 | - | 15.79
2017-08-16 04:00 | 8 | 16 | 4 |  | 19.21 | - | 19.21 | 2018-08-16 04:00 | 8 | 16 | 4 |  | 19.56 | - | 19.56 | 2019-08-16 04:00 | 8 | 16 | 4 |  | 15.69 | - | 15.69
2017-08-16 05:00 | 8 | 16 | 5 |  | 20.65 | - | 20.65 | 2018-08-16 05:00 | 8 | 16 | 5 |  | 20.53 | - | 20.53 | 2019-08-16 05:00 | 8 | 16 | 5 |  | 18.36 | - | 18.36
2017-08-16 06:00 | 8 | 16 | 6 |  | 22.03 | - | 22.03 | 2018-08-16 06:00 | 8 | 16 | 6 |  | 22.7 | - | 22.7 | 2019-08-16 06:00 | 8 | 16 | 6 |  | 19.43 | - | 19.43
2017-08-16 07:00 | 8 | 16 | 7 |  | 23 | - | 23 | 2018-08-16 07:00 | 8 | 16 | 7 |  | 23.53 | - | 23.53 | 2019-08-16 07:00 | 8 | 16 | 7 |  | 20.01 | - | 20.01
2017-08-16 08:00 | 8 | 16 | 8 |  | 24.16 | 24.16 | - | 2018-08-16 08:00 | 8 | 16 | 8 |  | 24.87 | 24.87 | - | 2019-08-16 08:00 | 8 | 16 | 8 |  | 21.34 | 21.34 | -
2017-08-16 09:00 | 8 | 16 | 9 |  | 26.02 | 26.02 | - | 2018-08-16 09:00 | 8 | 16 | 9 |  | 27.47 | 27.47 | - | 2019-08-16 09:00 | 8 | 16 | 9 |  | 23.06 | 23.06 | -
2017-08-16 10:00 | 8 | 16 | 10 |  | 30.41 | 30.41 | - | 2018-08-16 10:00 | 8 | 16 | 10 |  | 33.69 | 33.69 | - | 2019-08-16 10:00 | 8 | 16 | 10 |  | 25.3 | 25.3 | -
2017-08-16 11:00 | 8 | 16 | 11 |  | 35.59 | 35.59 | - | 2018-08-16 11:00 | 8 | 16 | 11 |  | 35.18 | 35.18 | - | 2019-08-16 11:00 | 8 | 16 | 11 |  | 26.29 | 26.29 | -
2017-08-16 12:00 | 8 | 16 | 12 |  | 37.73 | 37.73 | - | 2018-08-16 12:00 | 8 | 16 | 12 |  | 36.97 | 36.97 | - | 2019-08-16 12:00 | 8 | 16 | 12 |  | 28.42 | 28.42 | -
2017-08-16 13:00 | 8 | 16 | 13 |  | 41.45 | 41.45 | - | 2018-08-16 13:00 | 8 | 16 | 13 |  | 39.9 | 39.9 | - | 2019-08-16 13:00 | 8 | 16 | 13 |  | 30.41 | 30.41 | -
2017-08-16 14:00 | 8 | 16 | 14 |  | 46.45 | 46.45 | - | 2018-08-16 14:00 | 8 | 16 | 14 |  | 45.29 | 45.29 | - | 2019-08-16 14:00 | 8 | 16 | 14 |  | 31.88 | 31.88 | -
2017-08-16 15:00 | 8 | 16 | 15 |  | 49.4 | 49.4 | - | 2018-08-16 15:00 | 8 | 16 | 15 |  | 47.32 | 47.32 | - | 2019-08-16 15:00 | 8 | 16 | 15 |  | 35.1 | 35.1 | -
2017-08-16 16:00 | 8 | 16 | 16 |  | 53.34 | 53.34 | - | 2018-08-16 16:00 | 8 | 16 | 16 |  | 51.19 | 51.19 | - | 2019-08-16 16:00 | 8 | 16 | 16 |  | 38.18 | 38.18 | -
2017-08-16 17:00 | 8 | 16 | 17 |  | 47.59 | - | 47.59 | 2018-08-16 17:00 | 8 | 16 | 17 |  | 45 | - | 45 | 2019-08-16 17:00 | 8 | 16 | 17 |  | 36.72 | - | 36.72
2017-08-16 18:00 | 8 | 16 | 18 |  | 41.63 | - | 41.63 | 2018-08-16 18:00 | 8 | 16 | 18 |  | 38.97 | - | 38.97 | 2019-08-16 18:00 | 8 | 16 | 18 |  | 31.51 | - | 31.51
2017-08-16 19:00 | 8 | 16 | 19 |  | 37.1 | - | 37.1 | 2018-08-16 19:00 | 8 | 16 | 19 |  | 36.73 | - | 36.73 | 2019-08-16 19:00 | 8 | 16 | 19 |  | 28.23 | - | 28.23
2017-08-16 20:00 | 8 | 16 | 20 |  | 36.1 | - | 36.1 | 2018-08-16 20:00 | 8 | 16 | 20 |  | 37.34 | - | 37.34 | 2019-08-16 20:00 | 8 | 16 | 20 |  | 27.78 | - | 27.78
2017-08-16 21:00 | 8 | 16 | 21 |  | 31.83 | - | 31.83 | 2018-08-16 21:00 | 8 | 16 | 21 |  | 34.83 | - | 34.83 | 2019-08-16 21:00 | 8 | 16 | 21 |  | 25.5 | - | 25.5
2017-08-16 22:00 | 8 | 16 | 22 |  | 26.06 | - | 26.06 | 2018-08-16 22:00 | 8 | 16 | 22 |  | 28.42 | - | 28.42 | 2019-08-16 22:00 | 8 | 16 | 22 |  | 22.46 | - | 22.46
2017-08-16 23:00 | 8 | 16 | 23 |  | 23.86 | - | 23.86 | 2018-08-16 23:00 | 8 | 16 | 23 |  | 25.66 | - | 25.66 | 2019-08-16 23:00 | 8 | 16 | 23 |  | 21.11 | - | 21.11
2017-08-17 | 8 | 17 | 0 |  | 22.49 | - | 22.49 | 2018-08-17 | 8 | 17 | 0 |  | 24.32 | - | 24.32 | 2019-08-17 | 8 | 17 | 0 | W | 18.92 | - | 18.92
2017-08-17 01:00 | 8 | 17 | 1 |  | 21.35 | - | 21.35 | 2018-08-17 01:00 | 8 | 17 | 1 |  | 22.67 | - | 22.67 | 2019-08-17 01:00 | 8 | 17 | 1 | W | 17.67 | - | 17.67
2017-08-17 02:00 | 8 | 17 | 2 |  | 20.34 | - | 20.34 | 2018-08-17 02:00 | 8 | 17 | 2 |  | 21.19 | - | 21.19 | 2019-08-17 02:00 | 8 | 17 | 2 | W | 16.83 | - | 16.83
2017-08-17 03:00 | 8 | 17 | 3 |  | 19.26 | - | 19.26 | 2018-08-17 03:00 | 8 | 17 | 3 |  | 20.65 | - | 20.65 | 2019-08-17 03:00 | 8 | 17 | 3 | W | 15.45 | - | 15.45
2017-08-17 04:00 | 8 | 17 | 4 |  | 19.34 | - | 19.34 | 2018-08-17 04:00 | 8 | 17 | 4 |  | 20.52 | - | 20.52 | 2019-08-17 04:00 | 8 | 17 | 4 | W | 14.78 | - | 14.78
2017-08-17 05:00 | 8 | 17 | 5 |  | 20.77 | - | 20.77 | 2018-08-17 05:00 | 8 | 17 | 5 |  | 21.75 | - | 21.75 | 2019-08-17 05:00 | 8 | 17 | 5 | W | 15.21 | - | 15.21
2017-08-17 06:00 | 8 | 17 | 6 |  | 22.5 | - | 22.5 | 2018-08-17 06:00 | 8 | 17 | 6 |  | 25.41 | - | 25.41 | 2019-08-17 06:00 | 8 | 17 | 6 | W | 15.16 | - | 15.16
2017-08-17 07:00 | 8 | 17 | 7 |  | 23.93 | - | 23.93 | 2018-08-17 07:00 | 8 | 17 | 7 |  | 26.96 | - | 26.96 | 2019-08-17 07:00 | 8 | 17 | 7 | W | 17.55 | - | 17.55
2017-08-17 08:00 | 8 | 17 | 8 |  | 24.47 | 24.47 | - | 2018-08-17 08:00 | 8 | 17 | 8 |  | 27.92 | 27.92 | - | 2019-08-17 08:00 | 8 | 17 | 8 | W | 18.95 | - | 18.95
2017-08-17 09:00 | 8 | 17 | 9 |  | 26.24 | 26.24 | - | 2018-08-17 09:00 | 8 | 17 | 9 |  | 31.96 | 31.96 | - | 2019-08-17 09:00 | 8 | 17 | 9 | W | 20.74 | - | 20.74
2017-08-17 10:00 | 8 | 17 | 10 |  | 30.49 | 30.49 | - | 2018-08-17 10:00 | 8 | 17 | 10 |  | 36.56 | 36.56 | - | 2019-08-17 10:00 | 8 | 17 | 10 | W | 23.47 | - | 23.47
2017-08-17 11:00 | 8 | 17 | 11 |  | 34.61 | 34.61 | - | 2018-08-17 11:00 | 8 | 17 | 11 |  | 39.54 | 39.54 | - | 2019-08-17 11:00 | 8 | 17 | 11 | W | 25.88 | - | 25.88
2017-08-17 12:00 | 8 | 17 | 12 |  | 35.81 | 35.81 | - | 2018-08-17 12:00 | 8 | 17 | 12 |  | 41.37 | 41.37 | - | 2019-08-17 12:00 | 8 | 17 | 12 | W | 29.51 | - | 29.51
2017-08-17 13:00 | 8 | 17 | 13 |  | 38.74 | 38.74 | - | 2018-08-17 13:00 | 8 | 17 | 13 |  | 46.1 | 46.1 | - | 2019-08-17 13:00 | 8 | 17 | 13 | W | 32.18 | - | 32.18
2017-08-17 14:00 | 8 | 17 | 14 |  | 42.61 | 42.61 | - | 2018-08-17 14:00 | 8 | 17 | 14 |  | 53.55 | 53.55 | - | 2019-08-17 14:00 | 8 | 17 | 14 | W | 33.48 | - | 33.48
2017-08-17 15:00 | 8 | 17 | 15 |  | 43.5 | 43.5 | - | 2018-08-17 15:00 | 8 | 17 | 15 |  | 56.82 | 56.82 | - | 2019-08-17 15:00 | 8 | 17 | 15 | W | 36.65 | - | 36.65
2017-08-17 16:00 | 8 | 17 | 16 |  | 45.79 | 45.79 | - | 2018-08-17 16:00 | 8 | 17 | 16 |  | 56.24 | 56.24 | - | 2019-08-17 16:00 | 8 | 17 | 16 | W | 42.58 | - | 42.58
2017-08-17 17:00 | 8 | 17 | 17 |  | 41.8 | - | 41.8 | 2018-08-17 17:00 | 8 | 17 | 17 |  | 48.83 | - | 48.83 | 2019-08-17 17:00 | 8 | 17 | 17 | W | 42.59 | - | 42.59
2017-08-17 18:00 | 8 | 17 | 18 |  | 36.63 | - | 36.63 | 2018-08-17 18:00 | 8 | 17 | 18 |  | 42.89 | - | 42.89 | 2019-08-17 18:00 | 8 | 17 | 18 | W | 34.95 | - | 34.95
2017-08-17 19:00 | 8 | 17 | 19 |  | 35.82 | - | 35.82 | 2018-08-17 19:00 | 8 | 17 | 19 |  | 38.75 | - | 38.75 | 2019-08-17 19:00 | 8 | 17 | 19 | W | 29.7 | - | 29.7
2017-08-17 20:00 | 8 | 17 | 20 |  | 35.39 | - | 35.39 | 2018-08-17 20:00 | 8 | 17 | 20 |  | 37.21 | - | 37.21 | 2019-08-17 20:00 | 8 | 17 | 20 | W | 28.28 | - | 28.28
2017-08-17 21:00 | 8 | 17 | 21 |  | 32.55 | - | 32.55 | 2018-08-17 21:00 | 8 | 17 | 21 |  | 33.5 | - | 33.5 | 2019-08-17 21:00 | 8 | 17 | 21 | W | 25.41 | - | 25.41
2017-08-17 22:00 | 8 | 17 | 22 |  | 26.44 | - | 26.44 | 2018-08-17 22:00 | 8 | 17 | 22 |  | 28.23 | - | 28.23 | 2019-08-17 22:00 | 8 | 17 | 22 | W | 22.32 | - | 22.32
2017-08-17 23:00 | 8 | 17 | 23 |  | 23.27 | - | 23.27 | 2018-08-17 23:00 | 8 | 17 | 23 |  | 25.73 | - | 25.73 | 2019-08-17 23:00 | 8 | 17 | 23 | W | 20.38 | - | 20.38
2017-08-18 | 8 | 18 | 0 |  | 24.13 | - | 24.13 | 2018-08-18 | 8 | 18 | 0 | W | 25.96 | - | 25.96 | 2019-08-18 | 8 | 18 | 0 | W | 18.57 | - | 18.57
2017-08-18 01:00 | 8 | 18 | 1 |  | 22.38 | - | 22.38 | 2018-08-18 01:00 | 8 | 18 | 1 | W | 23.41 | - | 23.41 | 2019-08-18 01:00 | 8 | 18 | 1 | W | 16.92 | - | 16.92
2017-08-18 02:00 | 8 | 18 | 2 |  | 21.76 | - | 21.76 | 2018-08-18 02:00 | 8 | 18 | 2 | W | 22.17 | - | 22.17 | 2019-08-18 02:00 | 8 | 18 | 2 | W | 14.88 | - | 14.88
2017-08-18 03:00 | 8 | 18 | 3 |  | 21.17 | - | 21.17 | 2018-08-18 03:00 | 8 | 18 | 3 | W | 21.45 | - | 21.45 | 2019-08-18 03:00 | 8 | 18 | 3 | W | 14.52 | - | 14.52
2017-08-18 04:00 | 8 | 18 | 4 |  | 21.15 | - | 21.15 | 2018-08-18 04:00 | 8 | 18 | 4 | W | 21.09 | - | 21.09 | 2019-08-18 04:00 | 8 | 18 | 4 | W | 14.04 | - | 14.04
2017-08-18 05:00 | 8 | 18 | 5 |  | 22.19 | - | 22.19 | 2018-08-18 05:00 | 8 | 18 | 5 | W | 21.19 | - | 21.19 | 2019-08-18 05:00 | 8 | 18 | 5 | W | 13.89 | - | 13.89
2017-08-18 06:00 | 8 | 18 | 6 |  | 24.16 | - | 24.16 | 2018-08-18 06:00 | 8 | 18 | 6 | W | 21.83 | - | 21.83 | 2019-08-18 06:00 | 8 | 18 | 6 | W | 13.73 | - | 13.73
2017-08-18 07:00 | 8 | 18 | 7 |  | 24.72 | - | 24.72 | 2018-08-18 07:00 | 8 | 18 | 7 | W | 22.62 | - | 22.62 | 2019-08-18 07:00 | 8 | 18 | 7 | W | 14.34 | - | 14.34
2017-08-18 08:00 | 8 | 18 | 8 |  | 25.67 | 25.67 | - | 2018-08-18 08:00 | 8 | 18 | 8 | W | 24.85 | - | 24.85 | 2019-08-18 08:00 | 8 | 18 | 8 | W | 16.94 | - | 16.94
2017-08-18 09:00 | 8 | 18 | 9 |  | 27.42 | 27.42 | - | 2018-08-18 09:00 | 8 | 18 | 9 | W | 28.46 | - | 28.46 | 2019-08-18 09:00 | 8 | 18 | 9 | W | 20.3 | - | 20.3
2017-08-18 10:00 | 8 | 18 | 10 |  | 33.01 | 33.01 | - | 2018-08-18 10:00 | 8 | 18 | 10 | W | 33.78 | - | 33.78 | 2019-08-18 10:00 | 8 | 18 | 10 | W | 22.65 | - | 22.65
2017-08-18 11:00 | 8 | 18 | 11 |  | 35.95 | 35.95 | - | 2018-08-18 11:00 | 8 | 18 | 11 | W | 37.83 | - | 37.83 | 2019-08-18 11:00 | 8 | 18 | 11 | W | 24.21 | - | 24.21
2017-08-18 12:00 | 8 | 18 | 12 |  | 38.33 | 38.33 | - | 2018-08-18 12:00 | 8 | 18 | 12 | W | 38.35 | - | 38.35 | 2019-08-18 12:00 | 8 | 18 | 12 | W | 27.05 | - | 27.05
2017-08-18 13:00 | 8 | 18 | 13 |  | 43.22 | 43.22 | - | 2018-08-18 13:00 | 8 | 18 | 13 | W | 41.42 | - | 41.42 | 2019-08-18 13:00 | 8 | 18 | 13 | W | 29.93 | - | 29.93
2017-08-18 14:00 | 8 | 18 | 14 |  | 46.45 | 46.45 | - | 2018-08-18 14:00 | 8 | 18 | 14 | W | 48.5 | - | 48.5 | 2019-08-18 14:00 | 8 | 18 | 14 | W | 31.08 | - | 31.08
2017-08-18 15:00 | 8 | 18 | 15 |  | 48.79 | 48.79 | - | 2018-08-18 15:00 | 8 | 18 | 15 | W | 50.26 | - | 50.26 | 2019-08-18 15:00 | 8 | 18 | 15 | W | 32.91 | - | 32.91
2017-08-18 16:00 | 8 | 18 | 16 |  | 48.66 | 48.66 | - | 2018-08-18 16:00 | 8 | 18 | 16 | W | 46.07 | - | 46.07 | 2019-08-18 16:00 | 8 | 18 | 16 | W | 39.71 | - | 39.71
2017-08-18 17:00 | 8 | 18 | 17 |  | 43.78 | - | 43.78 | 2018-08-18 17:00 | 8 | 18 | 17 | W | 42.1 | - | 42.1 | 2019-08-18 17:00 | 8 | 18 | 17 | W | 41.41 | - | 41.41
2017-08-18 18:00 | 8 | 18 | 18 |  | 36.67 | - | 36.67 | 2018-08-18 18:00 | 8 | 18 | 18 | W | 40.49 | - | 40.49 | 2019-08-18 18:00 | 8 | 18 | 18 | W | 32.72 | - | 32.72
2017-08-18 19:00 | 8 | 18 | 19 |  | 36.46 | - | 36.46 | 2018-08-18 19:00 | 8 | 18 | 19 | W | 37.08 | - | 37.08 | 2019-08-18 19:00 | 8 | 18 | 19 | W | 30.4 | - | 30.4
2017-08-18 20:00 | 8 | 18 | 20 |  | 34.36 | - | 34.36 | 2018-08-18 20:00 | 8 | 18 | 20 | W | 36.53 | - | 36.53 | 2019-08-18 20:00 | 8 | 18 | 20 | W | 29.6 | - | 29.6
2017-08-18 21:00 | 8 | 18 | 21 |  | 31.42 | - | 31.42 | 2018-08-18 21:00 | 8 | 18 | 21 | W | 33.49 | - | 33.49 | 2019-08-18 21:00 | 8 | 18 | 21 | W | 25.29 | - | 25.29
2017-08-18 22:00 | 8 | 18 | 22 |  | 26.42 | - | 26.42 | 2018-08-18 22:00 | 8 | 18 | 22 | W | 27.09 | - | 27.09 | 2019-08-18 22:00 | 8 | 18 | 22 | W | 22.62 | - | 22.62
2017-08-18 23:00 | 8 | 18 | 23 |  | 23.81 | - | 23.81 | 2018-08-18 23:00 | 8 | 18 | 23 | W | 25.86 | - | 25.86 | 2019-08-18 23:00 | 8 | 18 | 23 | W | 21.03 | - | 21.03
2017-08-19 | 8 | 19 | 0 | W | 23.69 | - | 23.69 | 2018-08-19 | 8 | 19 | 0 | W | 21.8 | - | 21.8 | 2019-08-19 | 8 | 19 | 0 |  | 20.88 | - | 20.88
2017-08-19 01:00 | 8 | 19 | 1 | W | 22.69 | - | 22.69 | 2018-08-19 01:00 | 8 | 19 | 1 | W | 20.9 | - | 20.9 | 2019-08-19 01:00 | 8 | 19 | 1 |  | 19.52 | - | 19.52
2017-08-19 02:00 | 8 | 19 | 2 | W | 21.99 | - | 21.99 | 2018-08-19 02:00 | 8 | 19 | 2 | W | 20.77 | - | 20.77 | 2019-08-19 02:00 | 8 | 19 | 2 |  | 18.22 | - | 18.22
2017-08-19 03:00 | 8 | 19 | 3 | W | 20.99 | - | 20.99 | 2018-08-19 03:00 | 8 | 19 | 3 | W | 20.13 | - | 20.13 | 2019-08-19 03:00 | 8 | 19 | 3 |  | 16.78 | - | 16.78
2017-08-19 04:00 | 8 | 19 | 4 | W | 20.7 | - | 20.7 | 2018-08-19 04:00 | 8 | 19 | 4 | W | 19.66 | - | 19.66 | 2019-08-19 04:00 | 8 | 19 | 4 |  | 17.34 | - | 17.34
2017-08-19 05:00 | 8 | 19 | 5 | W | 20.7 | - | 20.7 | 2018-08-19 05:00 | 8 | 19 | 5 | W | 19.58 | - | 19.58 | 2019-08-19 05:00 | 8 | 19 | 5 |  | 18.89 | - | 18.89
2017-08-19 06:00 | 8 | 19 | 6 | W | 20.65 | - | 20.65 | 2018-08-19 06:00 | 8 | 19 | 6 | W | 19.26 | - | 19.26 | 2019-08-19 06:00 | 8 | 19 | 6 |  | 20.65 | - | 20.65
2017-08-19 07:00 | 8 | 19 | 7 | W | 21.73 | - | 21.73 | 2018-08-19 07:00 | 8 | 19 | 7 | W | 19.72 | - | 19.72 | 2019-08-19 07:00 | 8 | 19 | 7 |  | 20.91 | - | 20.91
2017-08-19 08:00 | 8 | 19 | 8 | W | 23.61 | - | 23.61 | 2018-08-19 08:00 | 8 | 19 | 8 | W | 20.74 | - | 20.74 | 2019-08-19 08:00 | 8 | 19 | 8 |  | 22.65 | 22.65 | -
2017-08-19 09:00 | 8 | 19 | 9 | W | 24.62 | - | 24.62 | 2018-08-19 09:00 | 8 | 19 | 9 | W | 21.99 | - | 21.99 | 2019-08-19 09:00 | 8 | 19 | 9 |  | 25.73 | 25.73 | -
2017-08-19 10:00 | 8 | 19 | 10 | W | 27.03 | - | 27.03 | 2018-08-19 10:00 | 8 | 19 | 10 | W | 23.56 | - | 23.56 | 2019-08-19 10:00 | 8 | 19 | 10 |  | 33.29 | 33.29 | -
2017-08-19 11:00 | 8 | 19 | 11 | W | 31.26 | - | 31.26 | 2018-08-19 11:00 | 8 | 19 | 11 | W | 27.03 | - | 27.03 | 2019-08-19 11:00 | 8 | 19 | 11 |  | 35.75 | 35.75 | -
2017-08-19 12:00 | 8 | 19 | 12 | W | 33.89 | - | 33.89 | 2018-08-19 12:00 | 8 | 19 | 12 | W | 29.55 | - | 29.55 | 2019-08-19 12:00 | 8 | 19 | 12 |  | 39.98 | 39.98 | -
2017-08-19 13:00 | 8 | 19 | 13 | W | 34.05 | - | 34.05 | 2018-08-19 13:00 | 8 | 19 | 13 | W | 31.88 | - | 31.88 | 2019-08-19 13:00 | 8 | 19 | 13 |  | 42.33 | 42.33 | -
2017-08-19 14:00 | 8 | 19 | 14 | W | 37.46 | - | 37.46 | 2018-08-19 14:00 | 8 | 19 | 14 | W | 35.22 | - | 35.22 | 2019-08-19 14:00 | 8 | 19 | 14 |  | 47.4 | 47.4 | -
2017-08-19 15:00 | 8 | 19 | 15 | W | 40.62 | - | 40.62 | 2018-08-19 15:00 | 8 | 19 | 15 | W | 35.89 | - | 35.89 | 2019-08-19 15:00 | 8 | 19 | 15 |  | 54.71 | 54.71 | -
2017-08-19 16:00 | 8 | 19 | 16 | W | 44.39 | - | 44.39 | 2018-08-19 16:00 | 8 | 19 | 16 | W | 39.53 | - | 39.53 | 2019-08-19 16:00 | 8 | 19 | 16 |  | 63.78 | 63.78 | -
2017-08-19 17:00 | 8 | 19 | 17 | W | 44.79 | - | 44.79 | 2018-08-19 17:00 | 8 | 19 | 17 | W | 40.39 | - | 40.39 | 2019-08-19 17:00 | 8 | 19 | 17 |  | 58.16 | - | 58.16
2017-08-19 18:00 | 8 | 19 | 18 | W | 38.08 | - | 38.08 | 2018-08-19 18:00 | 8 | 19 | 18 | W | 34.92 | - | 34.92 | 2019-08-19 18:00 | 8 | 19 | 18 |  | 47.01 | - | 47.01
2017-08-19 19:00 | 8 | 19 | 19 | W | 35.12 | - | 35.12 | 2018-08-19 19:00 | 8 | 19 | 19 | W | 32.7 | - | 32.7 | 2019-08-19 19:00 | 8 | 19 | 19 |  | 37.34 | - | 37.34
2017-08-19 20:00 | 8 | 19 | 20 | W | 34.23 | - | 34.23 | 2018-08-19 20:00 | 8 | 19 | 20 | W | 33.03 | - | 33.03 | 2019-08-19 20:00 | 8 | 19 | 20 |  | 36.2 | - | 36.2
2017-08-19 21:00 | 8 | 19 | 21 | W | 29.45 | - | 29.45 | 2018-08-19 21:00 | 8 | 19 | 21 | W | 30.21 | - | 30.21 | 2019-08-19 21:00 | 8 | 19 | 21 |  | 30.87 | - | 30.87
2017-08-19 22:00 | 8 | 19 | 22 | W | 26.36 | - | 26.36 | 2018-08-19 22:00 | 8 | 19 | 22 | W | 24.19 | - | 24.19 | 2019-08-19 22:00 | 8 | 19 | 22 |  | 24.98 | - | 24.98
2017-08-19 23:00 | 8 | 19 | 23 | W | 23.61 | - | 23.61 | 2018-08-19 23:00 | 8 | 19 | 23 | W | 22.59 | - | 22.59 | 2019-08-19 23:00 | 8 | 19 | 23 |  | 23.27 | - | 23.27
2017-08-20 | 8 | 20 | 0 | W | 22.17 | - | 22.17 | 2018-08-20 | 8 | 20 | 0 |  | 21.47 | - | 21.47 | 2019-08-20 | 8 | 20 | 0 |  | 20.68 | - | 20.68
2017-08-20 01:00 | 8 | 20 | 1 | W | 21.22 | - | 21.22 | 2018-08-20 01:00 | 8 | 20 | 1 |  | 20.41 | - | 20.41 | 2019-08-20 01:00 | 8 | 20 | 1 |  | 19.25 | - | 19.25
2017-08-20 02:00 | 8 | 20 | 2 | W | 20.39 | - | 20.39 | 2018-08-20 02:00 | 8 | 20 | 2 |  | 20.02 | - | 20.02 | 2019-08-20 02:00 | 8 | 20 | 2 |  | 17.63 | - | 17.63
2017-08-20 03:00 | 8 | 20 | 3 | W | 18.93 | - | 18.93 | 2018-08-20 03:00 | 8 | 20 | 3 |  | 19.37 | - | 19.37 | 2019-08-20 03:00 | 8 | 20 | 3 |  | 15.63 | - | 15.63
2017-08-20 04:00 | 8 | 20 | 4 | W | 17.6 | - | 17.6 | 2018-08-20 04:00 | 8 | 20 | 4 |  | 19.49 | - | 19.49 | 2019-08-20 04:00 | 8 | 20 | 4 |  | 16.11 | - | 16.11
2017-08-20 05:00 | 8 | 20 | 5 | W | 17.21 | - | 17.21 | 2018-08-20 05:00 | 8 | 20 | 5 |  | 20.5 | - | 20.5 | 2019-08-20 05:00 | 8 | 20 | 5 |  | 18.64 | - | 18.64
2017-08-20 06:00 | 8 | 20 | 6 | W | 17.44 | - | 17.44 | 2018-08-20 06:00 | 8 | 20 | 6 |  | 22.32 | - | 22.32 | 2019-08-20 06:00 | 8 | 20 | 6 |  | 20.83 | - | 20.83
2017-08-20 07:00 | 8 | 20 | 7 | W | 19.4 | - | 19.4 | 2018-08-20 07:00 | 8 | 20 | 7 |  | 23.1 | - | 23.1 | 2019-08-20 07:00 | 8 | 20 | 7 |  | 20.84 | - | 20.84
2017-08-20 08:00 | 8 | 20 | 8 | W | 21.9 | - | 21.9 | 2018-08-20 08:00 | 8 | 20 | 8 |  | 23.65 | 23.65 | - | 2019-08-20 08:00 | 8 | 20 | 8 |  | 22.02 | 22.02 | -
2017-08-20 09:00 | 8 | 20 | 9 | W | 23.41 | - | 23.41 | 2018-08-20 09:00 | 8 | 20 | 9 |  | 26.26 | 26.26 | - | 2019-08-20 09:00 | 8 | 20 | 9 |  | 24.88 | 24.88 | -
2017-08-20 10:00 | 8 | 20 | 10 | W | 24.62 | - | 24.62 | 2018-08-20 10:00 | 8 | 20 | 10 |  | 30.76 | 30.76 | - | 2019-08-20 10:00 | 8 | 20 | 10 |  | 28.26 | 28.26 | -
2017-08-20 11:00 | 8 | 20 | 11 | W | 27.9 | - | 27.9 | 2018-08-20 11:00 | 8 | 20 | 11 |  | 33.4 | 33.4 | - | 2019-08-20 11:00 | 8 | 20 | 11 |  | 31.46 | 31.46 | -
2017-08-20 12:00 | 8 | 20 | 12 | W | 31.41 | - | 31.41 | 2018-08-20 12:00 | 8 | 20 | 12 |  | 38.63 | 38.63 | - | 2019-08-20 12:00 | 8 | 20 | 12 |  | 33.36 | 33.36 | -
2017-08-20 13:00 | 8 | 20 | 13 | W | 36.45 | - | 36.45 | 2018-08-20 13:00 | 8 | 20 | 13 |  | 41.64 | 41.64 | - | 2019-08-20 13:00 | 8 | 20 | 13 |  | 38.07 | 38.07 | -
2017-08-20 14:00 | 8 | 20 | 14 | W | 40.19 | - | 40.19 | 2018-08-20 14:00 | 8 | 20 | 14 |  | 46.3 | 46.3 | - | 2019-08-20 14:00 | 8 | 20 | 14 |  | 43.61 | 43.61 | -
2017-08-20 15:00 | 8 | 20 | 15 | W | 42.96 | - | 42.96 | 2018-08-20 15:00 | 8 | 20 | 15 |  | 49.18 | 49.18 | - | 2019-08-20 15:00 | 8 | 20 | 15 |  | 47.46 | 47.46 | -
2017-08-20 16:00 | 8 | 20 | 16 | W | 50.08 | - | 50.08 | 2018-08-20 16:00 | 8 | 20 | 16 |  | 51.22 | 51.22 | - | 2019-08-20 16:00 | 8 | 20 | 16 |  | 53.57 | 53.57 | -
2017-08-20 17:00 | 8 | 20 | 17 | W | 52.41 | - | 52.41 | 2018-08-20 17:00 | 8 | 20 | 17 |  | 48.86 | - | 48.86 | 2019-08-20 17:00 | 8 | 20 | 17 |  | 49.82 | - | 49.82
2017-08-20 18:00 | 8 | 20 | 18 | W | 44.49 | - | 44.49 | 2018-08-20 18:00 | 8 | 20 | 18 |  | 41.47 | - | 41.47 | 2019-08-20 18:00 | 8 | 20 | 18 |  | 41.46 | - | 41.46
2017-08-20 19:00 | 8 | 20 | 19 | W | 41.06 | - | 41.06 | 2018-08-20 19:00 | 8 | 20 | 19 |  | 37 | - | 37 | 2019-08-20 19:00 | 8 | 20 | 19 |  | 33.61 | - | 33.61
2017-08-20 20:00 | 8 | 20 | 20 | W | 39.19 | - | 39.19 | 2018-08-20 20:00 | 8 | 20 | 20 |  | 35.34 | - | 35.34 | 2019-08-20 20:00 | 8 | 20 | 20 |  | 30.88 | - | 30.88
2017-08-20 21:00 | 8 | 20 | 21 | W | 32.74 | - | 32.74 | 2018-08-20 21:00 | 8 | 20 | 21 |  | 31.2 | - | 31.2 | 2019-08-20 21:00 | 8 | 20 | 21 |  | 27.75 | - | 27.75
2017-08-20 22:00 | 8 | 20 | 22 | W | 27.55 | - | 27.55 | 2018-08-20 22:00 | 8 | 20 | 22 |  | 26.13 | - | 26.13 | 2019-08-20 22:00 | 8 | 20 | 22 |  | 23.81 | - | 23.81
2017-08-20 23:00 | 8 | 20 | 23 | W | 24.73 | - | 24.73 | 2018-08-20 23:00 | 8 | 20 | 23 |  | 23.92 | - | 23.92 | 2019-08-20 23:00 | 8 | 20 | 23 |  | 21.32 | - | 21.32
2017-08-21 | 8 | 21 | 0 |  | 22.07 | - | 22.07 | 2018-08-21 | 8 | 21 | 0 |  | 22.22 | - | 22.22 | 2019-08-21 | 8 | 21 | 0 |  | 21.07 | - | 21.07
2017-08-21 01:00 | 8 | 21 | 1 |  | 20.68 | - | 20.68 | 2018-08-21 01:00 | 8 | 21 | 1 |  | 21.08 | - | 21.08 | 2019-08-21 01:00 | 8 | 21 | 1 |  | 19.58 | - | 19.58
2017-08-21 02:00 | 8 | 21 | 2 |  | 20.21 | - | 20.21 | 2018-08-21 02:00 | 8 | 21 | 2 |  | 20.09 | - | 20.09 | 2019-08-21 02:00 | 8 | 21 | 2 |  | 18.5 | - | 18.5
2017-08-21 03:00 | 8 | 21 | 3 |  | 19.44 | - | 19.44 | 2018-08-21 03:00 | 8 | 21 | 3 |  | 19.91 | - | 19.91 | 2019-08-21 03:00 | 8 | 21 | 3 |  | 17.26 | - | 17.26
2017-08-21 04:00 | 8 | 21 | 4 |  | 19.36 | - | 19.36 | 2018-08-21 04:00 | 8 | 21 | 4 |  | 20.04 | - | 20.04 | 2019-08-21 04:00 | 8 | 21 | 4 |  | 17.32 | - | 17.32
2017-08-21 05:00 | 8 | 21 | 5 |  | 20.55 | - | 20.55 | 2018-08-21 05:00 | 8 | 21 | 5 |  | 21.51 | - | 21.51 | 2019-08-21 05:00 | 8 | 21 | 5 |  | 19.37 | - | 19.37
2017-08-21 06:00 | 8 | 21 | 6 |  | 21.94 | - | 21.94 | 2018-08-21 06:00 | 8 | 21 | 6 |  | 23.72 | - | 23.72 | 2019-08-21 06:00 | 8 | 21 | 6 |  | 21.25 | - | 21.25
2017-08-21 07:00 | 8 | 21 | 7 |  | 23.86 | - | 23.86 | 2018-08-21 07:00 | 8 | 21 | 7 |  | 24.2 | - | 24.2 | 2019-08-21 07:00 | 8 | 21 | 7 |  | 21.8 | - | 21.8
2017-08-21 08:00 | 8 | 21 | 8 |  | 25.38 | 25.38 | - | 2018-08-21 08:00 | 8 | 21 | 8 |  | 24.18 | 24.18 | - | 2019-08-21 08:00 | 8 | 21 | 8 |  | 22.53 | 22.53 | -
2017-08-21 09:00 | 8 | 21 | 9 |  | 29.31 | 29.31 | - | 2018-08-21 09:00 | 8 | 21 | 9 |  | 26.58 | 26.58 | - | 2019-08-21 09:00 | 8 | 21 | 9 |  | 25.08 | 25.08 | -
2017-08-21 10:00 | 8 | 21 | 10 |  | 35.78 | 35.78 | - | 2018-08-21 10:00 | 8 | 21 | 10 |  | 30 | 30 | - | 2019-08-21 10:00 | 8 | 21 | 10 |  | 28.24 | 28.24 | -
2017-08-21 11:00 | 8 | 21 | 11 |  | 42.72 | 42.72 | - | 2018-08-21 11:00 | 8 | 21 | 11 |  | 32.46 | 32.46 | - | 2019-08-21 11:00 | 8 | 21 | 11 |  | 32.41 | 32.41 | -
2017-08-21 12:00 | 8 | 21 | 12 |  | 43.17 | 43.17 | - | 2018-08-21 12:00 | 8 | 21 | 12 |  | 34 | 34 | - | 2019-08-21 12:00 | 8 | 21 | 12 |  | 35.71 | 35.71 | -
2017-08-21 13:00 | 8 | 21 | 13 |  | 49.72 | 49.72 | - | 2018-08-21 13:00 | 8 | 21 | 13 |  | 34.9 | 34.9 | - | 2019-08-21 13:00 | 8 | 21 | 13 |  | 38.34 | 38.34 | -
2017-08-21 14:00 | 8 | 21 | 14 |  | 55.97 | 55.97 | - | 2018-08-21 14:00 | 8 | 21 | 14 |  | 36.79 | 36.79 | - | 2019-08-21 14:00 | 8 | 21 | 14 |  | 45.07 | 45.07 | -
2017-08-21 15:00 | 8 | 21 | 15 |  | 60.95 | 60.95 | - | 2018-08-21 15:00 | 8 | 21 | 15 |  | 37.09 | 37.09 | - | 2019-08-21 15:00 | 8 | 21 | 15 |  | 48.5 | 48.5 | -
2017-08-21 16:00 | 8 | 21 | 16 |  | 68.2 | 68.2 | - | 2018-08-21 16:00 | 8 | 21 | 16 |  | 36.94 | 36.94 | - | 2019-08-21 16:00 | 8 | 21 | 16 |  | 52.36 | 52.36 | -
2017-08-21 17:00 | 8 | 21 | 17 |  | 58.61 | - | 58.61 | 2018-08-21 17:00 | 8 | 21 | 17 |  | 36.26 | - | 36.26 | 2019-08-21 17:00 | 8 | 21 | 17 |  | 49.63 | - | 49.63
2017-08-21 18:00 | 8 | 21 | 18 |  | 49.86 | - | 49.86 | 2018-08-21 18:00 | 8 | 21 | 18 |  | 34.44 | - | 34.44 | 2019-08-21 18:00 | 8 | 21 | 18 |  | 41.36 | - | 41.36
2017-08-21 19:00 | 8 | 21 | 19 |  | 44.89 | - | 44.89 | 2018-08-21 19:00 | 8 | 21 | 19 |  | 33.11 | - | 33.11 | 2019-08-21 19:00 | 8 | 21 | 19 |  | 35.19 | - | 35.19
2017-08-21 20:00 | 8 | 21 | 20 |  | 42.78 | - | 42.78 | 2018-08-21 20:00 | 8 | 21 | 20 |  | 33.7 | - | 33.7 | 2019-08-21 20:00 | 8 | 21 | 20 |  | 33.75 | - | 33.75
2017-08-21 21:00 | 8 | 21 | 21 |  | 39.72 | - | 39.72 | 2018-08-21 21:00 | 8 | 21 | 21 |  | 29.41 | - | 29.41 | 2019-08-21 21:00 | 8 | 21 | 21 |  | 27.41 | - | 27.41
2017-08-21 22:00 | 8 | 21 | 22 |  | 29.45 | - | 29.45 | 2018-08-21 22:00 | 8 | 21 | 22 |  | 24.71 | - | 24.71 | 2019-08-21 22:00 | 8 | 21 | 22 |  | 24.11 | - | 24.11
2017-08-21 23:00 | 8 | 21 | 23 |  | 26.1 | - | 26.1 | 2018-08-21 23:00 | 8 | 21 | 23 |  | 23.46 | - | 23.46 | 2019-08-21 23:00 | 8 | 21 | 23 |  | 21.7 | - | 21.7
2017-08-22 | 8 | 22 | 0 |  | 23.14 | - | 23.14 | 2018-08-22 | 8 | 22 | 0 |  | 22.31 | - | 22.31 | 2019-08-22 | 8 | 22 | 0 |  | 20.07 | - | 20.07
2017-08-22 01:00 | 8 | 22 | 1 |  | 21.3 | - | 21.3 | 2018-08-22 01:00 | 8 | 22 | 1 |  | 21.12 | - | 21.12 | 2019-08-22 01:00 | 8 | 22 | 1 |  | 18.9 | - | 18.9
2017-08-22 02:00 | 8 | 22 | 2 |  | 20.07 | - | 20.07 | 2018-08-22 02:00 | 8 | 22 | 2 |  | 20.06 | - | 20.06 | 2019-08-22 02:00 | 8 | 22 | 2 |  | 17.22 | - | 17.22
2017-08-22 03:00 | 8 | 22 | 3 |  | 18.99 | - | 18.99 | 2018-08-22 03:00 | 8 | 22 | 3 |  | 19.81 | - | 19.81 | 2019-08-22 03:00 | 8 | 22 | 3 |  | 16.41 | - | 16.41
2017-08-22 04:00 | 8 | 22 | 4 |  | 19.02 | - | 19.02 | 2018-08-22 04:00 | 8 | 22 | 4 |  | 19.96 | - | 19.96 | 2019-08-22 04:00 | 8 | 22 | 4 |  | 16.16 | - | 16.16
2017-08-22 05:00 | 8 | 22 | 5 |  | 21.03 | - | 21.03 | 2018-08-22 05:00 | 8 | 22 | 5 |  | 21.77 | - | 21.77 | 2019-08-22 05:00 | 8 | 22 | 5 |  | 17.99 | - | 17.99
2017-08-22 06:00 | 8 | 22 | 6 |  | 22.87 | - | 22.87 | 2018-08-22 06:00 | 8 | 22 | 6 |  | 23.72 | - | 23.72 | 2019-08-22 06:00 | 8 | 22 | 6 |  | 20.28 | - | 20.28
2017-08-22 07:00 | 8 | 22 | 7 |  | 24.32 | - | 24.32 | 2018-08-22 07:00 | 8 | 22 | 7 |  | 24.52 | - | 24.52 | 2019-08-22 07:00 | 8 | 22 | 7 |  | 20.86 | - | 20.86
2017-08-22 08:00 | 8 | 22 | 8 |  | 25.21 | 25.21 | - | 2018-08-22 08:00 | 8 | 22 | 8 |  | 24.55 | 24.55 | - | 2019-08-22 08:00 | 8 | 22 | 8 |  | 22.05 | 22.05 | -
2017-08-22 09:00 | 8 | 22 | 9 |  | 28.48 | 28.48 | - | 2018-08-22 09:00 | 8 | 22 | 9 |  | 26.84 | 26.84 | - | 2019-08-22 09:00 | 8 | 22 | 9 |  | 23.58 | 23.58 | -
2017-08-22 10:00 | 8 | 22 | 10 |  | 32.32 | 32.32 | - | 2018-08-22 10:00 | 8 | 22 | 10 |  | 30.65 | 30.65 | - | 2019-08-22 10:00 | 8 | 22 | 10 |  | 25.18 | 25.18 | -
2017-08-22 11:00 | 8 | 22 | 11 |  | 35.28 | 35.28 | - | 2018-08-22 11:00 | 8 | 22 | 11 |  | 32.74 | 32.74 | - | 2019-08-22 11:00 | 8 | 22 | 11 |  | 27.42 | 27.42 | -
2017-08-22 12:00 | 8 | 22 | 12 |  | 38.67 | 38.67 | - | 2018-08-22 12:00 | 8 | 22 | 12 |  | 33.38 | 33.38 | - | 2019-08-22 12:00 | 8 | 22 | 12 |  | 28.83 | 28.83 | -
2017-08-22 13:00 | 8 | 22 | 13 |  | 41.81 | 41.81 | - | 2018-08-22 13:00 | 8 | 22 | 13 |  | 34.88 | 34.88 | - | 2019-08-22 13:00 | 8 | 22 | 13 |  | 30.51 | 30.51 | -
2017-08-22 14:00 | 8 | 22 | 14 |  | 46.53 | 46.53 | - | 2018-08-22 14:00 | 8 | 22 | 14 |  | 36.31 | 36.31 | - | 2019-08-22 14:00 | 8 | 22 | 14 |  | 32.32 | 32.32 | -
2017-08-22 15:00 | 8 | 22 | 15 |  | 48.85 | 48.85 | - | 2018-08-22 15:00 | 8 | 22 | 15 |  | 37.08 | 37.08 | - | 2019-08-22 15:00 | 8 | 22 | 15 |  | 33.03 | 33.03 | -
2017-08-22 16:00 | 8 | 22 | 16 |  | 54.47 | 54.47 | - | 2018-08-22 16:00 | 8 | 22 | 16 |  | 40.52 | 40.52 | - | 2019-08-22 16:00 | 8 | 22 | 16 |  | 35.69 | 35.69 | -
2017-08-22 17:00 | 8 | 22 | 17 |  | 47.54 | - | 47.54 | 2018-08-22 17:00 | 8 | 22 | 17 |  | 38.29 | - | 38.29 | 2019-08-22 17:00 | 8 | 22 | 17 |  | 33.39 | - | 33.39
2017-08-22 18:00 | 8 | 22 | 18 |  | 36.47 | - | 36.47 | 2018-08-22 18:00 | 8 | 22 | 18 |  | 34.91 | - | 34.91 | 2019-08-22 18:00 | 8 | 22 | 18 |  | 28.9 | - | 28.9
2017-08-22 19:00 | 8 | 22 | 19 |  | 35.03 | - | 35.03 | 2018-08-22 19:00 | 8 | 22 | 19 |  | 32.82 | - | 32.82 | 2019-08-22 19:00 | 8 | 22 | 19 |  | 27.17 | - | 27.17
2017-08-22 20:00 | 8 | 22 | 20 |  | 35.8 | - | 35.8 | 2018-08-22 20:00 | 8 | 22 | 20 |  | 32.87 | - | 32.87 | 2019-08-22 20:00 | 8 | 22 | 20 |  | 27.25 | - | 27.25
2017-08-22 21:00 | 8 | 22 | 21 |  | 31.51 | - | 31.51 | 2018-08-22 21:00 | 8 | 22 | 21 |  | 28.62 | - | 28.62 | 2019-08-22 21:00 | 8 | 22 | 21 |  | 23.87 | - | 23.87
2017-08-22 22:00 | 8 | 22 | 22 |  | 26.55 | - | 26.55 | 2018-08-22 22:00 | 8 | 22 | 22 |  | 24.5 | - | 24.5 | 2019-08-22 22:00 | 8 | 22 | 22 |  | 21.31 | - | 21.31
2017-08-22 23:00 | 8 | 22 | 23 |  | 23.51 | - | 23.51 | 2018-08-22 23:00 | 8 | 22 | 23 |  | 22.76 | - | 22.76 | 2019-08-22 23:00 | 8 | 22 | 23 |  | 19.19 | - | 19.19
2017-08-23 | 8 | 23 | 0 |  | 22.48 | - | 22.48 | 2018-08-23 | 8 | 23 | 0 |  | 19.74 | - | 19.74 | 2019-08-23 | 8 | 23 | 0 |  | 19.06 | - | 19.06
2017-08-23 01:00 | 8 | 23 | 1 |  | 21.47 | - | 21.47 | 2018-08-23 01:00 | 8 | 23 | 1 |  | 19.22 | - | 19.22 | 2019-08-23 01:00 | 8 | 23 | 1 |  | 18.49 | - | 18.49
2017-08-23 02:00 | 8 | 23 | 2 |  | 20.3 | - | 20.3 | 2018-08-23 02:00 | 8 | 23 | 2 |  | 18.6 | - | 18.6 | 2019-08-23 02:00 | 8 | 23 | 2 |  | 16.84 | - | 16.84
2017-08-23 03:00 | 8 | 23 | 3 |  | 19.51 | - | 19.51 | 2018-08-23 03:00 | 8 | 23 | 3 |  | 17.99 | - | 17.99 | 2019-08-23 03:00 | 8 | 23 | 3 |  | 16.39 | - | 16.39
2017-08-23 04:00 | 8 | 23 | 4 |  | 19.67 | - | 19.67 | 2018-08-23 04:00 | 8 | 23 | 4 |  | 18.12 | - | 18.12 | 2019-08-23 04:00 | 8 | 23 | 4 |  | 16.63 | - | 16.63
2017-08-23 05:00 | 8 | 23 | 5 |  | 21.5 | - | 21.5 | 2018-08-23 05:00 | 8 | 23 | 5 |  | 19.3 | - | 19.3 | 2019-08-23 05:00 | 8 | 23 | 5 |  | 18.54 | - | 18.54
2017-08-23 06:00 | 8 | 23 | 6 |  | 22.5 | - | 22.5 | 2018-08-23 06:00 | 8 | 23 | 6 |  | 20.68 | - | 20.68 | 2019-08-23 06:00 | 8 | 23 | 6 |  | 19.79 | - | 19.79
2017-08-23 07:00 | 8 | 23 | 7 |  | 22.87 | - | 22.87 | 2018-08-23 07:00 | 8 | 23 | 7 |  | 21.92 | - | 21.92 | 2019-08-23 07:00 | 8 | 23 | 7 |  | 20.47 | - | 20.47
2017-08-23 08:00 | 8 | 23 | 8 |  | 23.6 | 23.6 | - | 2018-08-23 08:00 | 8 | 23 | 8 |  | 22.03 | 22.03 | - | 2019-08-23 08:00 | 8 | 23 | 8 |  | 21.38 | 21.38 | -
2017-08-23 09:00 | 8 | 23 | 9 |  | 25.1 | 25.1 | - | 2018-08-23 09:00 | 8 | 23 | 9 |  | 23.72 | 23.72 | - | 2019-08-23 09:00 | 8 | 23 | 9 |  | 22.55 | 22.55 | -
2017-08-23 10:00 | 8 | 23 | 10 |  | 26.39 | 26.39 | - | 2018-08-23 10:00 | 8 | 23 | 10 |  | 25.44 | 25.44 | - | 2019-08-23 10:00 | 8 | 23 | 10 |  | 23.54 | 23.54 | -
2017-08-23 11:00 | 8 | 23 | 11 |  | 28.44 | 28.44 | - | 2018-08-23 11:00 | 8 | 23 | 11 |  | 27.76 | 27.76 | - | 2019-08-23 11:00 | 8 | 23 | 11 |  | 24.65 | 24.65 | -
2017-08-23 12:00 | 8 | 23 | 12 |  | 30.95 | 30.95 | - | 2018-08-23 12:00 | 8 | 23 | 12 |  | 29.74 | 29.74 | - | 2019-08-23 12:00 | 8 | 23 | 12 |  | 25.21 | 25.21 | -
2017-08-23 13:00 | 8 | 23 | 13 |  | 32.95 | 32.95 | - | 2018-08-23 13:00 | 8 | 23 | 13 |  | 30.95 | 30.95 | - | 2019-08-23 13:00 | 8 | 23 | 13 |  | 26.18 | 26.18 | -
2017-08-23 14:00 | 8 | 23 | 14 |  | 34.4 | 34.4 | - | 2018-08-23 14:00 | 8 | 23 | 14 |  | 32.8 | 32.8 | - | 2019-08-23 14:00 | 8 | 23 | 14 |  | 27.94 | 27.94 | -
2017-08-23 15:00 | 8 | 23 | 15 |  | 34.37 | 34.37 | - | 2018-08-23 15:00 | 8 | 23 | 15 |  | 34.64 | 34.64 | - | 2019-08-23 15:00 | 8 | 23 | 15 |  | 27.76 | 27.76 | -
2017-08-23 16:00 | 8 | 23 | 16 |  | 35.26 | 35.26 | - | 2018-08-23 16:00 | 8 | 23 | 16 |  | 38.25 | 38.25 | - | 2019-08-23 16:00 | 8 | 23 | 16 |  | 28.01 | 28.01 | -
2017-08-23 17:00 | 8 | 23 | 17 |  | 34.23 | - | 34.23 | 2018-08-23 17:00 | 8 | 23 | 17 |  | 36.42 | - | 36.42 | 2019-08-23 17:00 | 8 | 23 | 17 |  | 27.09 | - | 27.09
2017-08-23 18:00 | 8 | 23 | 18 |  | 32.74 | - | 32.74 | 2018-08-23 18:00 | 8 | 23 | 18 |  | 31.83 | - | 31.83 | 2019-08-23 18:00 | 8 | 23 | 18 |  | 25.12 | - | 25.12
2017-08-23 19:00 | 8 | 23 | 19 |  | 28.33 | - | 28.33 | 2018-08-23 19:00 | 8 | 23 | 19 |  | 30.64 | - | 30.64 | 2019-08-23 19:00 | 8 | 23 | 19 |  | 23.25 | - | 23.25
2017-08-23 20:00 | 8 | 23 | 20 |  | 27.64 | - | 27.64 | 2018-08-23 20:00 | 8 | 23 | 20 |  | 30.4 | - | 30.4 | 2019-08-23 20:00 | 8 | 23 | 20 |  | 22.61 | - | 22.61
2017-08-23 21:00 | 8 | 23 | 21 |  | 25.98 | - | 25.98 | 2018-08-23 21:00 | 8 | 23 | 21 |  | 26.1 | - | 26.1 | 2019-08-23 21:00 | 8 | 23 | 21 |  | 21.48 | - | 21.48
2017-08-23 22:00 | 8 | 23 | 22 |  | 22.77 | - | 22.77 | 2018-08-23 22:00 | 8 | 23 | 22 |  | 22.56 | - | 22.56 | 2019-08-23 22:00 | 8 | 23 | 22 |  | 19.93 | - | 19.93
2017-08-23 23:00 | 8 | 23 | 23 |  | 21.35 | - | 21.35 | 2018-08-23 23:00 | 8 | 23 | 23 |  | 21.11 | - | 21.11 | 2019-08-23 23:00 | 8 | 23 | 23 |  | 18.05 | - | 18.05
2017-08-24 | 8 | 24 | 0 |  | 20.22 | - | 20.22 | 2018-08-24 | 8 | 24 | 0 |  | 19.94 | - | 19.94 | 2019-08-24 | 8 | 24 | 0 | W | 15.3 | - | 15.3
2017-08-24 01:00 | 8 | 24 | 1 |  | 19.62 | - | 19.62 | 2018-08-24 01:00 | 8 | 24 | 1 |  | 19.21 | - | 19.21 | 2019-08-24 01:00 | 8 | 24 | 1 | W | 14.21 | - | 14.21
2017-08-24 02:00 | 8 | 24 | 2 |  | 18.36 | - | 18.36 | 2018-08-24 02:00 | 8 | 24 | 2 |  | 18.78 | - | 18.78 | 2019-08-24 02:00 | 8 | 24 | 2 | W | 13.88 | - | 13.88
2017-08-24 03:00 | 8 | 24 | 3 |  | 17.33 | - | 17.33 | 2018-08-24 03:00 | 8 | 24 | 3 |  | 18.23 | - | 18.23 | 2019-08-24 03:00 | 8 | 24 | 3 | W | 13.35 | - | 13.35
2017-08-24 04:00 | 8 | 24 | 4 |  | 18.32 | - | 18.32 | 2018-08-24 04:00 | 8 | 24 | 4 |  | 18.38 | - | 18.38 | 2019-08-24 04:00 | 8 | 24 | 4 | W | 13.28 | - | 13.28
2017-08-24 05:00 | 8 | 24 | 5 |  | 20.04 | - | 20.04 | 2018-08-24 05:00 | 8 | 24 | 5 |  | 19.64 | - | 19.64 | 2019-08-24 05:00 | 8 | 24 | 5 | W | 13.52 | - | 13.52
2017-08-24 06:00 | 8 | 24 | 6 |  | 21.82 | - | 21.82 | 2018-08-24 06:00 | 8 | 24 | 6 |  | 21.42 | - | 21.42 | 2019-08-24 06:00 | 8 | 24 | 6 | W | 13.52 | - | 13.52
2017-08-24 07:00 | 8 | 24 | 7 |  | 21.92 | - | 21.92 | 2018-08-24 07:00 | 8 | 24 | 7 |  | 21.5 | - | 21.5 | 2019-08-24 07:00 | 8 | 24 | 7 | W | 13.81 | - | 13.81
2017-08-24 08:00 | 8 | 24 | 8 |  | 22.87 | 22.87 | - | 2018-08-24 08:00 | 8 | 24 | 8 |  | 21.91 | 21.91 | - | 2019-08-24 08:00 | 8 | 24 | 8 | W | 15.56 | - | 15.56
2017-08-24 09:00 | 8 | 24 | 9 |  | 23.78 | 23.78 | - | 2018-08-24 09:00 | 8 | 24 | 9 |  | 23.18 | 23.18 | - | 2019-08-24 09:00 | 8 | 24 | 9 | W | 17.24 | - | 17.24
2017-08-24 10:00 | 8 | 24 | 10 |  | 25.16 | 25.16 | - | 2018-08-24 10:00 | 8 | 24 | 10 |  | 24.8 | 24.8 | - | 2019-08-24 10:00 | 8 | 24 | 10 | W | 18.69 | - | 18.69
2017-08-24 11:00 | 8 | 24 | 11 |  | 27.07 | 27.07 | - | 2018-08-24 11:00 | 8 | 24 | 11 |  | 27.07 | 27.07 | - | 2019-08-24 11:00 | 8 | 24 | 11 | W | 19.6 | - | 19.6
2017-08-24 12:00 | 8 | 24 | 12 |  | 28.74 | 28.74 | - | 2018-08-24 12:00 | 8 | 24 | 12 |  | 29.87 | 29.87 | - | 2019-08-24 12:00 | 8 | 24 | 12 | W | 20.37 | - | 20.37
2017-08-24 13:00 | 8 | 24 | 13 |  | 29.42 | 29.42 | - | 2018-08-24 13:00 | 8 | 24 | 13 |  | 30.59 | 30.59 | - | 2019-08-24 13:00 | 8 | 24 | 13 | W | 20.6 | - | 20.6
2017-08-24 14:00 | 8 | 24 | 14 |  | 30.53 | 30.53 | - | 2018-08-24 14:00 | 8 | 24 | 14 |  | 33.33 | 33.33 | - | 2019-08-24 14:00 | 8 | 24 | 14 | W | 21.53 | - | 21.53
2017-08-24 15:00 | 8 | 24 | 15 |  | 30.82 | 30.82 | - | 2018-08-24 15:00 | 8 | 24 | 15 |  | 35.74 | 35.74 | - | 2019-08-24 15:00 | 8 | 24 | 15 | W | 21.9 | - | 21.9
2017-08-24 16:00 | 8 | 24 | 16 |  | 30.87 | 30.87 | - | 2018-08-24 16:00 | 8 | 24 | 16 |  | 38.31 | 38.31 | - | 2019-08-24 16:00 | 8 | 24 | 16 | W | 22.21 | - | 22.21
2017-08-24 17:00 | 8 | 24 | 17 |  | 30.55 | - | 30.55 | 2018-08-24 17:00 | 8 | 24 | 17 |  | 34.94 | - | 34.94 | 2019-08-24 17:00 | 8 | 24 | 17 | W | 22.78 | - | 22.78
2017-08-24 18:00 | 8 | 24 | 18 |  | 29.62 | - | 29.62 | 2018-08-24 18:00 | 8 | 24 | 18 |  | 31.11 | - | 31.11 | 2019-08-24 18:00 | 8 | 24 | 18 | W | 21.4 | - | 21.4
2017-08-24 19:00 | 8 | 24 | 19 |  | 27.09 | - | 27.09 | 2018-08-24 19:00 | 8 | 24 | 19 |  | 28.22 | - | 28.22 | 2019-08-24 19:00 | 8 | 24 | 19 | W | 20.4 | - | 20.4
2017-08-24 20:00 | 8 | 24 | 20 |  | 27.65 | - | 27.65 | 2018-08-24 20:00 | 8 | 24 | 20 |  | 27.87 | - | 27.87 | 2019-08-24 20:00 | 8 | 24 | 20 | W | 20.13 | - | 20.13
2017-08-24 21:00 | 8 | 24 | 21 |  | 25.41 | - | 25.41 | 2018-08-24 21:00 | 8 | 24 | 21 |  | 25.15 | - | 25.15 | 2019-08-24 21:00 | 8 | 24 | 21 | W | 18.49 | - | 18.49
2017-08-24 22:00 | 8 | 24 | 22 |  | 22.74 | - | 22.74 | 2018-08-24 22:00 | 8 | 24 | 22 |  | 22.95 | - | 22.95 | 2019-08-24 22:00 | 8 | 24 | 22 | W | 16.68 | - | 16.68
2017-08-24 23:00 | 8 | 24 | 23 |  | 20.5 | - | 20.5 | 2018-08-24 23:00 | 8 | 24 | 23 |  | 20.64 | - | 20.64 | 2019-08-24 23:00 | 8 | 24 | 23 | W | 14.29 | - | 14.29
2017-08-25 | 8 | 25 | 0 |  | 20.11 | - | 20.11 | 2018-08-25 | 8 | 25 | 0 | W | 19.36 | - | 19.36 | 2019-08-25 | 8 | 25 | 0 | W | 13.23 | - | 13.23
2017-08-25 01:00 | 8 | 25 | 1 |  | 18.96 | - | 18.96 | 2018-08-25 01:00 | 8 | 25 | 1 | W | 19.14 | - | 19.14 | 2019-08-25 01:00 | 8 | 25 | 1 | W | 12.94 | - | 12.94
2017-08-25 02:00 | 8 | 25 | 2 |  | 18.33 | - | 18.33 | 2018-08-25 02:00 | 8 | 25 | 2 | W | 18.92 | - | 18.92 | 2019-08-25 02:00 | 8 | 25 | 2 | W | 11.7 | - | 11.7
2017-08-25 03:00 | 8 | 25 | 3 |  | 17.12 | - | 17.12 | 2018-08-25 03:00 | 8 | 25 | 3 | W | 18.47 | - | 18.47 | 2019-08-25 03:00 | 8 | 25 | 3 | W | 10.74 | - | 10.74
2017-08-25 04:00 | 8 | 25 | 4 |  | 18.55 | - | 18.55 | 2018-08-25 04:00 | 8 | 25 | 4 | W | 17.73 | - | 17.73 | 2019-08-25 04:00 | 8 | 25 | 4 | W | 9.97 | - | 9.97
2017-08-25 05:00 | 8 | 25 | 5 |  | 19.62 | - | 19.62 | 2018-08-25 05:00 | 8 | 25 | 5 | W | 18.01 | - | 18.01 | 2019-08-25 05:00 | 8 | 25 | 5 | W | 10.11 | - | 10.11
2017-08-25 06:00 | 8 | 25 | 6 |  | 21.8 | - | 21.8 | 2018-08-25 06:00 | 8 | 25 | 6 | W | 18.89 | - | 18.89 | 2019-08-25 06:00 | 8 | 25 | 6 | W | 10.02 | - | 10.02
2017-08-25 07:00 | 8 | 25 | 7 |  | 22.28 | - | 22.28 | 2018-08-25 07:00 | 8 | 25 | 7 | W | 19.22 | - | 19.22 | 2019-08-25 07:00 | 8 | 25 | 7 | W | 10.37 | - | 10.37
2017-08-25 08:00 | 8 | 25 | 8 |  | 23.06 | 23.06 | - | 2018-08-25 08:00 | 8 | 25 | 8 | W | 19.56 | - | 19.56 | 2019-08-25 08:00 | 8 | 25 | 8 | W | 13.68 | - | 13.68
2017-08-25 09:00 | 8 | 25 | 9 |  | 24.2 | 24.2 | - | 2018-08-25 09:00 | 8 | 25 | 9 | W | 21.39 | - | 21.39 | 2019-08-25 09:00 | 8 | 25 | 9 | W | 15.86 | - | 15.86
2017-08-25 10:00 | 8 | 25 | 10 |  | 25.14 | 25.14 | - | 2018-08-25 10:00 | 8 | 25 | 10 | W | 23.3 | - | 23.3 | 2019-08-25 10:00 | 8 | 25 | 10 | W | 16.16 | - | 16.16
2017-08-25 11:00 | 8 | 25 | 11 |  | 26.86 | 26.86 | - | 2018-08-25 11:00 | 8 | 25 | 11 | W | 25.44 | - | 25.44 | 2019-08-25 11:00 | 8 | 25 | 11 | W | 18.34 | - | 18.34
2017-08-25 12:00 | 8 | 25 | 12 |  | 28.42 | 28.42 | - | 2018-08-25 12:00 | 8 | 25 | 12 | W | 30.16 | - | 30.16 | 2019-08-25 12:00 | 8 | 25 | 12 | W | 18.85 | - | 18.85
2017-08-25 13:00 | 8 | 25 | 13 |  | 30.43 | 30.43 | - | 2018-08-25 13:00 | 8 | 25 | 13 | W | 33.03 | - | 33.03 | 2019-08-25 13:00 | 8 | 25 | 13 | W | 19.83 | - | 19.83
2017-08-25 14:00 | 8 | 25 | 14 |  | 31.92 | 31.92 | - | 2018-08-25 14:00 | 8 | 25 | 14 | W | 36.13 | - | 36.13 | 2019-08-25 14:00 | 8 | 25 | 14 | W | 20.51 | - | 20.51
2017-08-25 15:00 | 8 | 25 | 15 |  | 32.35 | 32.35 | - | 2018-08-25 15:00 | 8 | 25 | 15 | W | 36.51 | - | 36.51 | 2019-08-25 15:00 | 8 | 25 | 15 | W | 21.87 | - | 21.87
2017-08-25 16:00 | 8 | 25 | 16 |  | 32.45 | 32.45 | - | 2018-08-25 16:00 | 8 | 25 | 16 | W | 45.92 | - | 45.92 | 2019-08-25 16:00 | 8 | 25 | 16 | W | 23.03 | - | 23.03
2017-08-25 17:00 | 8 | 25 | 17 |  | 32.4 | - | 32.4 | 2018-08-25 17:00 | 8 | 25 | 17 | W | 46.13 | - | 46.13 | 2019-08-25 17:00 | 8 | 25 | 17 | W | 23.71 | - | 23.71
2017-08-25 18:00 | 8 | 25 | 18 |  | 29.96 | - | 29.96 | 2018-08-25 18:00 | 8 | 25 | 18 | W | 34.64 | - | 34.64 | 2019-08-25 18:00 | 8 | 25 | 18 | W | 21.99 | - | 21.99
2017-08-25 19:00 | 8 | 25 | 19 |  | 26.51 | - | 26.51 | 2018-08-25 19:00 | 8 | 25 | 19 | W | 33.43 | - | 33.43 | 2019-08-25 19:00 | 8 | 25 | 19 | W | 21.92 | - | 21.92
2017-08-25 20:00 | 8 | 25 | 20 |  | 26.06 | - | 26.06 | 2018-08-25 20:00 | 8 | 25 | 20 | W | 33.18 | - | 33.18 | 2019-08-25 20:00 | 8 | 25 | 20 | W | 21.17 | - | 21.17
2017-08-25 21:00 | 8 | 25 | 21 |  | 24.54 | - | 24.54 | 2018-08-25 21:00 | 8 | 25 | 21 | W | 29.56 | - | 29.56 | 2019-08-25 21:00 | 8 | 25 | 21 | W | 19.96 | - | 19.96
2017-08-25 22:00 | 8 | 25 | 22 |  | 22.53 | - | 22.53 | 2018-08-25 22:00 | 8 | 25 | 22 | W | 24.21 | - | 24.21 | 2019-08-25 22:00 | 8 | 25 | 22 | W | 17.29 | - | 17.29
2017-08-25 23:00 | 8 | 25 | 23 |  | 20.59 | - | 20.59 | 2018-08-25 23:00 | 8 | 25 | 23 | W | 22.21 | - | 22.21 | 2019-08-25 23:00 | 8 | 25 | 23 | W | 15.27 | - | 15.27
2017-08-26 | 8 | 26 | 0 | W | 19.38 | - | 19.38 | 2018-08-26 | 8 | 26 | 0 | W | 20.87 | - | 20.87 | 2019-08-26 | 8 | 26 | 0 |  | 14.58 | - | 14.58
2017-08-26 01:00 | 8 | 26 | 1 | W | 18.11 | - | 18.11 | 2018-08-26 01:00 | 8 | 26 | 1 | W | 20.14 | - | 20.14 | 2019-08-26 01:00 | 8 | 26 | 1 |  | 14.33 | - | 14.33
2017-08-26 02:00 | 8 | 26 | 2 | W | 17.74 | - | 17.74 | 2018-08-26 02:00 | 8 | 26 | 2 | W | 19.35 | - | 19.35 | 2019-08-26 02:00 | 8 | 26 | 2 |  | 14.14 | - | 14.14
2017-08-26 03:00 | 8 | 26 | 3 | W | 17.96 | - | 17.96 | 2018-08-26 03:00 | 8 | 26 | 3 | W | 18.76 | - | 18.76 | 2019-08-26 03:00 | 8 | 26 | 3 |  | 14.3 | - | 14.3
2017-08-26 04:00 | 8 | 26 | 4 | W | 18.06 | - | 18.06 | 2018-08-26 04:00 | 8 | 26 | 4 | W | 18.42 | - | 18.42 | 2019-08-26 04:00 | 8 | 26 | 4 |  | 14.28 | - | 14.28
2017-08-26 05:00 | 8 | 26 | 5 | W | 18.19 | - | 18.19 | 2018-08-26 05:00 | 8 | 26 | 5 | W | 18.56 | - | 18.56 | 2019-08-26 05:00 | 8 | 26 | 5 |  | 15.67 | - | 15.67
2017-08-26 06:00 | 8 | 26 | 6 | W | 18.01 | - | 18.01 | 2018-08-26 06:00 | 8 | 26 | 6 | W | 18.61 | - | 18.61 | 2019-08-26 06:00 | 8 | 26 | 6 |  | 19.7 | - | 19.7
2017-08-26 07:00 | 8 | 26 | 7 | W | 18.71 | - | 18.71 | 2018-08-26 07:00 | 8 | 26 | 7 | W | 19.19 | - | 19.19 | 2019-08-26 07:00 | 8 | 26 | 7 |  | 19.64 | - | 19.64
2017-08-26 08:00 | 8 | 26 | 8 | W | 20.44 | - | 20.44 | 2018-08-26 08:00 | 8 | 26 | 8 | W | 21.15 | - | 21.15 | 2019-08-26 08:00 | 8 | 26 | 8 |  | 20.35 | 20.35 | -
2017-08-26 09:00 | 8 | 26 | 9 | W | 21.68 | - | 21.68 | 2018-08-26 09:00 | 8 | 26 | 9 | W | 22.84 | - | 22.84 | 2019-08-26 09:00 | 8 | 26 | 9 |  | 20.8 | 20.8 | -
2017-08-26 10:00 | 8 | 26 | 10 | W | 22.88 | - | 22.88 | 2018-08-26 10:00 | 8 | 26 | 10 | W | 26.49 | - | 26.49 | 2019-08-26 10:00 | 8 | 26 | 10 |  | 21.87 | 21.87 | -
2017-08-26 11:00 | 8 | 26 | 11 | W | 24.28 | - | 24.28 | 2018-08-26 11:00 | 8 | 26 | 11 | W | 32.54 | - | 32.54 | 2019-08-26 11:00 | 8 | 26 | 11 |  | 23.1 | 23.1 | -
2017-08-26 12:00 | 8 | 26 | 12 | W | 25.15 | - | 25.15 | 2018-08-26 12:00 | 8 | 26 | 12 | W | 39.25 | - | 39.25 | 2019-08-26 12:00 | 8 | 26 | 12 |  | 24.05 | 24.05 | -
2017-08-26 13:00 | 8 | 26 | 13 | W | 25.93 | - | 25.93 | 2018-08-26 13:00 | 8 | 26 | 13 | W | 43.64 | - | 43.64 | 2019-08-26 13:00 | 8 | 26 | 13 |  | 25.91 | 25.91 | -
2017-08-26 14:00 | 8 | 26 | 14 | W | 26.86 | - | 26.86 | 2018-08-26 14:00 | 8 | 26 | 14 | W | 43.66 | - | 43.66 | 2019-08-26 14:00 | 8 | 26 | 14 |  | 27.05 | 27.05 | -
2017-08-26 15:00 | 8 | 26 | 15 | W | 27.83 | - | 27.83 | 2018-08-26 15:00 | 8 | 26 | 15 | W | 48.54 | - | 48.54 | 2019-08-26 15:00 | 8 | 26 | 15 |  | 27.32 | 27.32 | -
2017-08-26 16:00 | 8 | 26 | 16 | W | 28.35 | - | 28.35 | 2018-08-26 16:00 | 8 | 26 | 16 | W | 56.73 | - | 56.73 | 2019-08-26 16:00 | 8 | 26 | 16 |  | 28.06 | 28.06 | -
2017-08-26 17:00 | 8 | 26 | 17 | W | 27.91 | - | 27.91 | 2018-08-26 17:00 | 8 | 26 | 17 | W | 59.11 | - | 59.11 | 2019-08-26 17:00 | 8 | 26 | 17 |  | 27.19 | - | 27.19
2017-08-26 18:00 | 8 | 26 | 18 | W | 26.89 | - | 26.89 | 2018-08-26 18:00 | 8 | 26 | 18 | W | 49.14 | - | 49.14 | 2019-08-26 18:00 | 8 | 26 | 18 |  | 26.4 | - | 26.4
2017-08-26 19:00 | 8 | 26 | 19 | W | 26.02 | - | 26.02 | 2018-08-26 19:00 | 8 | 26 | 19 | W | 43.71 | - | 43.71 | 2019-08-26 19:00 | 8 | 26 | 19 |  | 25 | - | 25
2017-08-26 20:00 | 8 | 26 | 20 | W | 25.45 | - | 25.45 | 2018-08-26 20:00 | 8 | 26 | 20 | W | 41.97 | - | 41.97 | 2019-08-26 20:00 | 8 | 26 | 20 |  | 25.31 | - | 25.31
2017-08-26 21:00 | 8 | 26 | 21 | W | 23.87 | - | 23.87 | 2018-08-26 21:00 | 8 | 26 | 21 | W | 36.61 | - | 36.61 | 2019-08-26 21:00 | 8 | 26 | 21 |  | 23.29 | - | 23.29
2017-08-26 22:00 | 8 | 26 | 22 | W | 21.95 | - | 21.95 | 2018-08-26 22:00 | 8 | 26 | 22 | W | 30.66 | - | 30.66 | 2019-08-26 22:00 | 8 | 26 | 22 |  | 20.39 | - | 20.39
2017-08-26 23:00 | 8 | 26 | 23 | W | 20.27 | - | 20.27 | 2018-08-26 23:00 | 8 | 26 | 23 | W | 26.65 | - | 26.65 | 2019-08-26 23:00 | 8 | 26 | 23 |  | 18.9 | - | 18.9
2017-08-27 | 8 | 27 | 0 | W | 18.8 | - | 18.8 | 2018-08-27 | 8 | 27 | 0 |  | 22.52 | - | 22.52 | 2019-08-27 | 8 | 27 | 0 |  | 15.5 | - | 15.5
2017-08-27 01:00 | 8 | 27 | 1 | W | 18.04 | - | 18.04 | 2018-08-27 01:00 | 8 | 27 | 1 |  | 21.13 | - | 21.13 | 2019-08-27 01:00 | 8 | 27 | 1 |  | 14.56 | - | 14.56
2017-08-27 02:00 | 8 | 27 | 2 | W | 17 | - | 17 | 2018-08-27 02:00 | 8 | 27 | 2 |  | 20.19 | - | 20.19 | 2019-08-27 02:00 | 8 | 27 | 2 |  | 13.67 | - | 13.67
2017-08-27 03:00 | 8 | 27 | 3 | W | 16.01 | - | 16.01 | 2018-08-27 03:00 | 8 | 27 | 3 |  | 19.63 | - | 19.63 | 2019-08-27 03:00 | 8 | 27 | 3 |  | 13.37 | - | 13.37
2017-08-27 04:00 | 8 | 27 | 4 | W | 15.15 | - | 15.15 | 2018-08-27 04:00 | 8 | 27 | 4 |  | 19.7 | - | 19.7 | 2019-08-27 04:00 | 8 | 27 | 4 |  | 13.51 | - | 13.51
2017-08-27 05:00 | 8 | 27 | 5 | W | 15.11 | - | 15.11 | 2018-08-27 05:00 | 8 | 27 | 5 |  | 20.98 | - | 20.98 | 2019-08-27 05:00 | 8 | 27 | 5 |  | 15.6 | - | 15.6
2017-08-27 06:00 | 8 | 27 | 6 | W | 15.32 | - | 15.32 | 2018-08-27 06:00 | 8 | 27 | 6 |  | 22.62 | - | 22.62 | 2019-08-27 06:00 | 8 | 27 | 6 |  | 18.68 | - | 18.68
2017-08-27 07:00 | 8 | 27 | 7 | W | 15.96 | - | 15.96 | 2018-08-27 07:00 | 8 | 27 | 7 |  | 24.49 | - | 24.49 | 2019-08-27 07:00 | 8 | 27 | 7 |  | 19.28 | - | 19.28
2017-08-27 08:00 | 8 | 27 | 8 | W | 19.47 | - | 19.47 | 2018-08-27 08:00 | 8 | 27 | 8 |  | 25.82 | 25.82 | - | 2019-08-27 08:00 | 8 | 27 | 8 |  | 19.87 | 19.87 | -
2017-08-27 09:00 | 8 | 27 | 9 | W | 20.76 | - | 20.76 | 2018-08-27 09:00 | 8 | 27 | 9 |  | 30.41 | 30.41 | - | 2019-08-27 09:00 | 8 | 27 | 9 |  | 20.46 | 20.46 | -
2017-08-27 10:00 | 8 | 27 | 10 | W | 21.86 | - | 21.86 | 2018-08-27 10:00 | 8 | 27 | 10 |  | 35.19 | 35.19 | - | 2019-08-27 10:00 | 8 | 27 | 10 |  | 21.82 | 21.82 | -
2017-08-27 11:00 | 8 | 27 | 11 | W | 23.54 | - | 23.54 | 2018-08-27 11:00 | 8 | 27 | 11 |  | 37.75 | 37.75 | - | 2019-08-27 11:00 | 8 | 27 | 11 |  | 23.05 | 23.05 | -
2017-08-27 12:00 | 8 | 27 | 12 | W | 24.98 | - | 24.98 | 2018-08-27 12:00 | 8 | 27 | 12 |  | 49.86 | 49.86 | - | 2019-08-27 12:00 | 8 | 27 | 12 |  | 24.4 | 24.4 | -
2017-08-27 13:00 | 8 | 27 | 13 | W | 26.34 | - | 26.34 | 2018-08-27 13:00 | 8 | 27 | 13 |  | 56.01 | 56.01 | - | 2019-08-27 13:00 | 8 | 27 | 13 |  | 26.22 | 26.22 | -
2017-08-27 14:00 | 8 | 27 | 14 | W | 29.21 | - | 29.21 | 2018-08-27 14:00 | 8 | 27 | 14 |  | 58.01 | 58.01 | - | 2019-08-27 14:00 | 8 | 27 | 14 |  | 26.46 | 26.46 | -
2017-08-27 15:00 | 8 | 27 | 15 | W | 29 | - | 29 | 2018-08-27 15:00 | 8 | 27 | 15 |  | 65.2 | 65.2 | - | 2019-08-27 15:00 | 8 | 27 | 15 |  | 27.35 | 27.35 | -
2017-08-27 16:00 | 8 | 27 | 16 | W | 29.27 | - | 29.27 | 2018-08-27 16:00 | 8 | 27 | 16 |  | 74.11 | 74.11 | - | 2019-08-27 16:00 | 8 | 27 | 16 |  | 28.25 | 28.25 | -
2017-08-27 17:00 | 8 | 27 | 17 | W | 29.75 | - | 29.75 | 2018-08-27 17:00 | 8 | 27 | 17 |  | 70.8 | - | 70.8 | 2019-08-27 17:00 | 8 | 27 | 17 |  | 28.49 | - | 28.49
2017-08-27 18:00 | 8 | 27 | 18 | W | 28.78 | - | 28.78 | 2018-08-27 18:00 | 8 | 27 | 18 |  | 53.31 | - | 53.31 | 2019-08-27 18:00 | 8 | 27 | 18 |  | 26.46 | - | 26.46
2017-08-27 19:00 | 8 | 27 | 19 | W | 27.73 | - | 27.73 | 2018-08-27 19:00 | 8 | 27 | 19 |  | 44.06 | - | 44.06 | 2019-08-27 19:00 | 8 | 27 | 19 |  | 25.69 | - | 25.69
2017-08-27 20:00 | 8 | 27 | 20 | W | 28.59 | - | 28.59 | 2018-08-27 20:00 | 8 | 27 | 20 |  | 41.14 | - | 41.14 | 2019-08-27 20:00 | 8 | 27 | 20 |  | 26.14 | - | 26.14
2017-08-27 21:00 | 8 | 27 | 21 | W | 25.6 | - | 25.6 | 2018-08-27 21:00 | 8 | 27 | 21 |  | 35.25 | - | 35.25 | 2019-08-27 21:00 | 8 | 27 | 21 |  | 23.7 | - | 23.7
2017-08-27 22:00 | 8 | 27 | 22 | W | 23.8 | - | 23.8 | 2018-08-27 22:00 | 8 | 27 | 22 |  | 30.73 | - | 30.73 | 2019-08-27 22:00 | 8 | 27 | 22 |  | 20.27 | - | 20.27
2017-08-27 23:00 | 8 | 27 | 23 | W | 21.66 | - | 21.66 | 2018-08-27 23:00 | 8 | 27 | 23 |  | 28.79 | - | 28.79 | 2019-08-27 23:00 | 8 | 27 | 23 |  | 19.64 | - | 19.64
2017-08-28 | 8 | 28 | 0 |  | 20.4 | - | 20.4 | 2018-08-28 | 8 | 28 | 0 |  | 24.99 | - | 24.99 | 2019-08-28 | 8 | 28 | 0 |  | 17.47 | - | 17.47
2017-08-28 01:00 | 8 | 28 | 1 |  | 20.62 | - | 20.62 | 2018-08-28 01:00 | 8 | 28 | 1 |  | 22.63 | - | 22.63 | 2019-08-28 01:00 | 8 | 28 | 1 |  | 16.52 | - | 16.52
2017-08-28 02:00 | 8 | 28 | 2 |  | 19.63 | - | 19.63 | 2018-08-28 02:00 | 8 | 28 | 2 |  | 21.03 | - | 21.03 | 2019-08-28 02:00 | 8 | 28 | 2 |  | 14.74 | - | 14.74
2017-08-28 03:00 | 8 | 28 | 3 |  | 19.23 | - | 19.23 | 2018-08-28 03:00 | 8 | 28 | 3 |  | 20.28 | - | 20.28 | 2019-08-28 03:00 | 8 | 28 | 3 |  | 14.03 | - | 14.03
2017-08-28 04:00 | 8 | 28 | 4 |  | 19.54 | - | 19.54 | 2018-08-28 04:00 | 8 | 28 | 4 |  | 20.18 | - | 20.18 | 2019-08-28 04:00 | 8 | 28 | 4 |  | 14.45 | - | 14.45
2017-08-28 05:00 | 8 | 28 | 5 |  | 20.81 | - | 20.81 | 2018-08-28 05:00 | 8 | 28 | 5 |  | 21.87 | - | 21.87 | 2019-08-28 05:00 | 8 | 28 | 5 |  | 17.09 | - | 17.09
2017-08-28 06:00 | 8 | 28 | 6 |  | 22.17 | - | 22.17 | 2018-08-28 06:00 | 8 | 28 | 6 |  | 24.78 | - | 24.78 | 2019-08-28 06:00 | 8 | 28 | 6 |  | 18.79 | - | 18.79
2017-08-28 07:00 | 8 | 28 | 7 |  | 23.65 | - | 23.65 | 2018-08-28 07:00 | 8 | 28 | 7 |  | 26.58 | - | 26.58 | 2019-08-28 07:00 | 8 | 28 | 7 |  | 19.9 | - | 19.9
2017-08-28 08:00 | 8 | 28 | 8 |  | 24.89 | 24.89 | - | 2018-08-28 08:00 | 8 | 28 | 8 |  | 30.05 | 30.05 | - | 2019-08-28 08:00 | 8 | 28 | 8 |  | 20.03 | 20.03 | -
2017-08-28 09:00 | 8 | 28 | 9 |  | 27.02 | 27.02 | - | 2018-08-28 09:00 | 8 | 28 | 9 |  | 33.72 | 33.72 | - | 2019-08-28 09:00 | 8 | 28 | 9 |  | 21.67 | 21.67 | -
2017-08-28 10:00 | 8 | 28 | 10 |  | 28.93 | 28.93 | - | 2018-08-28 10:00 | 8 | 28 | 10 |  | 39.13 | 39.13 | - | 2019-08-28 10:00 | 8 | 28 | 10 |  | 23.22 | 23.22 | -
2017-08-28 11:00 | 8 | 28 | 11 |  | 30.92 | 30.92 | - | 2018-08-28 11:00 | 8 | 28 | 11 |  | 45.25 | 45.25 | - | 2019-08-28 11:00 | 8 | 28 | 11 |  | 24.81 | 24.81 | -
2017-08-28 12:00 | 8 | 28 | 12 |  | 33.08 | 33.08 | - | 2018-08-28 12:00 | 8 | 28 | 12 |  | 53.7 | 53.7 | - | 2019-08-28 12:00 | 8 | 28 | 12 |  | 26.51 | 26.51 | -
2017-08-28 13:00 | 8 | 28 | 13 |  | 33.52 | 33.52 | - | 2018-08-28 13:00 | 8 | 28 | 13 |  | 63.28 | 63.28 | - | 2019-08-28 13:00 | 8 | 28 | 13 |  | 28.7 | 28.7 | -
2017-08-28 14:00 | 8 | 28 | 14 |  | 34.84 | 34.84 | - | 2018-08-28 14:00 | 8 | 28 | 14 |  | 75.76 | 75.76 | - | 2019-08-28 14:00 | 8 | 28 | 14 |  | 28.98 | 28.98 | -
2017-08-28 15:00 | 8 | 28 | 15 |  | 36.44 | 36.44 | - | 2018-08-28 15:00 | 8 | 28 | 15 |  | 84.39 | 84.39 | - | 2019-08-28 15:00 | 8 | 28 | 15 |  | 29.96 | 29.96 | -
2017-08-28 16:00 | 8 | 28 | 16 |  | 37.91 | 37.91 | - | 2018-08-28 16:00 | 8 | 28 | 16 |  | 94.26 | 94.26 | - | 2019-08-28 16:00 | 8 | 28 | 16 |  | 33.21 | 33.21 | -
2017-08-28 17:00 | 8 | 28 | 17 |  | 36.01 | - | 36.01 | 2018-08-28 17:00 | 8 | 28 | 17 |  | 84.64 | - | 84.64 | 2019-08-28 17:00 | 8 | 28 | 17 |  | 31.78 | - | 31.78
2017-08-28 18:00 | 8 | 28 | 18 |  | 33.96 | - | 33.96 | 2018-08-28 18:00 | 8 | 28 | 18 |  | 65.18 | - | 65.18 | 2019-08-28 18:00 | 8 | 28 | 18 |  | 27.62 | - | 27.62
2017-08-28 19:00 | 8 | 28 | 19 |  | 32.3 | - | 32.3 | 2018-08-28 19:00 | 8 | 28 | 19 |  | 49.58 | - | 49.58 | 2019-08-28 19:00 | 8 | 28 | 19 |  | 27.49 | - | 27.49
2017-08-28 20:00 | 8 | 28 | 20 |  | 31.3 | - | 31.3 | 2018-08-28 20:00 | 8 | 28 | 20 |  | 46.45 | - | 46.45 | 2019-08-28 20:00 | 8 | 28 | 20 |  | 27.11 | - | 27.11
2017-08-28 21:00 | 8 | 28 | 21 |  | 28.9 | - | 28.9 | 2018-08-28 21:00 | 8 | 28 | 21 |  | 40.15 | - | 40.15 | 2019-08-28 21:00 | 8 | 28 | 21 |  | 23.78 | - | 23.78
2017-08-28 22:00 | 8 | 28 | 22 |  | 24.92 | - | 24.92 | 2018-08-28 22:00 | 8 | 28 | 22 |  | 34.33 | - | 34.33 | 2019-08-28 22:00 | 8 | 28 | 22 |  | 20.49 | - | 20.49
2017-08-28 23:00 | 8 | 28 | 23 |  | 23.53 | - | 23.53 | 2018-08-28 23:00 | 8 | 28 | 23 |  | 31.14 | - | 31.14 | 2019-08-28 23:00 | 8 | 28 | 23 |  | 18.61 | - | 18.61
2017-08-29 | 8 | 29 | 0 |  | 20.15 | - | 20.15 | 2018-08-29 | 8 | 29 | 0 |  | 27.58 | - | 27.58 | 2019-08-29 | 8 | 29 | 0 |  | 17.95 | - | 17.95
2017-08-29 01:00 | 8 | 29 | 1 |  | 19.58 | - | 19.58 | 2018-08-29 01:00 | 8 | 29 | 1 |  | 24.19 | - | 24.19 | 2019-08-29 01:00 | 8 | 29 | 1 |  | 16.87 | - | 16.87
2017-08-29 02:00 | 8 | 29 | 2 |  | 19.21 | - | 19.21 | 2018-08-29 02:00 | 8 | 29 | 2 |  | 22.35 | - | 22.35 | 2019-08-29 02:00 | 8 | 29 | 2 |  | 15.01 | - | 15.01
2017-08-29 03:00 | 8 | 29 | 3 |  | 18.88 | - | 18.88 | 2018-08-29 03:00 | 8 | 29 | 3 |  | 21.67 | - | 21.67 | 2019-08-29 03:00 | 8 | 29 | 3 |  | 14.17 | - | 14.17
2017-08-29 04:00 | 8 | 29 | 4 |  | 19.16 | - | 19.16 | 2018-08-29 04:00 | 8 | 29 | 4 |  | 21.54 | - | 21.54 | 2019-08-29 04:00 | 8 | 29 | 4 |  | 14.63 | - | 14.63
2017-08-29 05:00 | 8 | 29 | 5 |  | 20.31 | - | 20.31 | 2018-08-29 05:00 | 8 | 29 | 5 |  | 23.6 | - | 23.6 | 2019-08-29 05:00 | 8 | 29 | 5 |  | 18.02 | - | 18.02
2017-08-29 06:00 | 8 | 29 | 6 |  | 22.05 | - | 22.05 | 2018-08-29 06:00 | 8 | 29 | 6 |  | 27.04 | - | 27.04 | 2019-08-29 06:00 | 8 | 29 | 6 |  | 20.03 | - | 20.03
2017-08-29 07:00 | 8 | 29 | 7 |  | 22.68 | - | 22.68 | 2018-08-29 07:00 | 8 | 29 | 7 |  | 28.68 | - | 28.68 | 2019-08-29 07:00 | 8 | 29 | 7 |  | 20.22 | - | 20.22
2017-08-29 08:00 | 8 | 29 | 8 |  | 23.74 | 23.74 | - | 2018-08-29 08:00 | 8 | 29 | 8 |  | 30.57 | 30.57 | - | 2019-08-29 08:00 | 8 | 29 | 8 |  | 20.24 | 20.24 | -
2017-08-29 09:00 | 8 | 29 | 9 |  | 24.92 | 24.92 | - | 2018-08-29 09:00 | 8 | 29 | 9 |  | 33.75 | 33.75 | - | 2019-08-29 09:00 | 8 | 29 | 9 |  | 21.58 | 21.58 | -
2017-08-29 10:00 | 8 | 29 | 10 |  | 26.11 | 26.11 | - | 2018-08-29 10:00 | 8 | 29 | 10 |  | 38.67 | 38.67 | - | 2019-08-29 10:00 | 8 | 29 | 10 |  | 23.42 | 23.42 | -
2017-08-29 11:00 | 8 | 29 | 11 |  | 27.21 | 27.21 | - | 2018-08-29 11:00 | 8 | 29 | 11 |  | 45.42 | 45.42 | - | 2019-08-29 11:00 | 8 | 29 | 11 |  | 25 | 25 | -
2017-08-29 12:00 | 8 | 29 | 12 |  | 29.79 | 29.79 | - | 2018-08-29 12:00 | 8 | 29 | 12 |  | 48.21 | 48.21 | - | 2019-08-29 12:00 | 8 | 29 | 12 |  | 26.46 | 26.46 | -
2017-08-29 13:00 | 8 | 29 | 13 |  | 30.95 | 30.95 | - | 2018-08-29 13:00 | 8 | 29 | 13 |  | 61.21 | 61.21 | - | 2019-08-29 13:00 | 8 | 29 | 13 |  | 29.42 | 29.42 | -
2017-08-29 14:00 | 8 | 29 | 14 |  | 31.04 | 31.04 | - | 2018-08-29 14:00 | 8 | 29 | 14 |  | 71.41 | 71.41 | - | 2019-08-29 14:00 | 8 | 29 | 14 |  | 30.03 | 30.03 | -
2017-08-29 15:00 | 8 | 29 | 15 |  | 31.39 | 31.39 | - | 2018-08-29 15:00 | 8 | 29 | 15 |  | 78.88 | 78.88 | - | 2019-08-29 15:00 | 8 | 29 | 15 |  | 33.93 | 33.93 | -
2017-08-29 16:00 | 8 | 29 | 16 |  | 31.51 | 31.51 | - | 2018-08-29 16:00 | 8 | 29 | 16 |  | 81.57 | 81.57 | - | 2019-08-29 16:00 | 8 | 29 | 16 |  | 35.43 | 35.43 | -
2017-08-29 17:00 | 8 | 29 | 17 |  | 31.24 | - | 31.24 | 2018-08-29 17:00 | 8 | 29 | 17 |  | 71.22 | - | 71.22 | 2019-08-29 17:00 | 8 | 29 | 17 |  | 37.62 | - | 37.62
2017-08-29 18:00 | 8 | 29 | 18 |  | 30.88 | - | 30.88 | 2018-08-29 18:00 | 8 | 29 | 18 |  | 48.15 | - | 48.15 | 2019-08-29 18:00 | 8 | 29 | 18 |  | 29.89 | - | 29.89
2017-08-29 19:00 | 8 | 29 | 19 |  | 30.64 | - | 30.64 | 2018-08-29 19:00 | 8 | 29 | 19 |  | 39.81 | - | 39.81 | 2019-08-29 19:00 | 8 | 29 | 19 |  | 27.65 | - | 27.65
2017-08-29 20:00 | 8 | 29 | 20 |  | 29.94 | - | 29.94 | 2018-08-29 20:00 | 8 | 29 | 20 |  | 40 | - | 40 | 2019-08-29 20:00 | 8 | 29 | 20 |  | 28.3 | - | 28.3
2017-08-29 21:00 | 8 | 29 | 21 |  | 25.79 | - | 25.79 | 2018-08-29 21:00 | 8 | 29 | 21 |  | 36.54 | - | 36.54 | 2019-08-29 21:00 | 8 | 29 | 21 |  | 24.36 | - | 24.36
2017-08-29 22:00 | 8 | 29 | 22 |  | 22.82 | - | 22.82 | 2018-08-29 22:00 | 8 | 29 | 22 |  | 31.2 | - | 31.2 | 2019-08-29 22:00 | 8 | 29 | 22 |  | 20.55 | - | 20.55
2017-08-29 23:00 | 8 | 29 | 23 |  | 21.08 | - | 21.08 | 2018-08-29 23:00 | 8 | 29 | 23 |  | 27.71 | - | 27.71 | 2019-08-29 23:00 | 8 | 29 | 23 |  | 19.66 | - | 19.66
2017-08-30 | 8 | 30 | 0 |  | 20.86 | - | 20.86 | 2018-08-30 | 8 | 30 | 0 |  | 24.76 | - | 24.76 | 2019-08-30 | 8 | 30 | 0 |  | 18.61 | - | 18.61
2017-08-30 01:00 | 8 | 30 | 1 |  | 20.02 | - | 20.02 | 2018-08-30 01:00 | 8 | 30 | 1 |  | 22.13 | - | 22.13 | 2019-08-30 01:00 | 8 | 30 | 1 |  | 16.42 | - | 16.42
2017-08-30 02:00 | 8 | 30 | 2 |  | 19.35 | - | 19.35 | 2018-08-30 02:00 | 8 | 30 | 2 |  | 21.13 | - | 21.13 | 2019-08-30 02:00 | 8 | 30 | 2 |  | 14.87 | - | 14.87
2017-08-30 03:00 | 8 | 30 | 3 |  | 18.83 | - | 18.83 | 2018-08-30 03:00 | 8 | 30 | 3 |  | 20.53 | - | 20.53 | 2019-08-30 03:00 | 8 | 30 | 3 |  | 14.29 | - | 14.29
2017-08-30 04:00 | 8 | 30 | 4 |  | 19.21 | - | 19.21 | 2018-08-30 04:00 | 8 | 30 | 4 |  | 20.62 | - | 20.62 | 2019-08-30 04:00 | 8 | 30 | 4 |  | 14.96 | - | 14.96
2017-08-30 05:00 | 8 | 30 | 5 |  | 20.8 | - | 20.8 | 2018-08-30 05:00 | 8 | 30 | 5 |  | 21.92 | - | 21.92 | 2019-08-30 05:00 | 8 | 30 | 5 |  | 16.79 | - | 16.79
2017-08-30 06:00 | 8 | 30 | 6 |  | 21.92 | - | 21.92 | 2018-08-30 06:00 | 8 | 30 | 6 |  | 24.94 | - | 24.94 | 2019-08-30 06:00 | 8 | 30 | 6 |  | 19.87 | - | 19.87
2017-08-30 07:00 | 8 | 30 | 7 |  | 22.08 | - | 22.08 | 2018-08-30 07:00 | 8 | 30 | 7 |  | 25.23 | - | 25.23 | 2019-08-30 07:00 | 8 | 30 | 7 |  | 19.98 | - | 19.98
2017-08-30 08:00 | 8 | 30 | 8 |  | 22.69 | 22.69 | - | 2018-08-30 08:00 | 8 | 30 | 8 |  | 25.69 | 25.69 | - | 2019-08-30 08:00 | 8 | 30 | 8 |  | 20.56 | 20.56 | -
2017-08-30 09:00 | 8 | 30 | 9 |  | 24.18 | 24.18 | - | 2018-08-30 09:00 | 8 | 30 | 9 |  | 28.76 | 28.76 | - | 2019-08-30 09:00 | 8 | 30 | 9 |  | 22.55 | 22.55 | -
2017-08-30 10:00 | 8 | 30 | 10 |  | 25.56 | 25.56 | - | 2018-08-30 10:00 | 8 | 30 | 10 |  | 33.19 | 33.19 | - | 2019-08-30 10:00 | 8 | 30 | 10 |  | 23.83 | 23.83 | -
2017-08-30 11:00 | 8 | 30 | 11 |  | 27.52 | 27.52 | - | 2018-08-30 11:00 | 8 | 30 | 11 |  | 35.89 | 35.89 | - | 2019-08-30 11:00 | 8 | 30 | 11 |  | 26.42 | 26.42 | -
2017-08-30 12:00 | 8 | 30 | 12 |  | 31.21 | 31.21 | - | 2018-08-30 12:00 | 8 | 30 | 12 |  | 36.72 | 36.72 | - | 2019-08-30 12:00 | 8 | 30 | 12 |  | 27.34 | 27.34 | -
2017-08-30 13:00 | 8 | 30 | 13 |  | 34.44 | 34.44 | - | 2018-08-30 13:00 | 8 | 30 | 13 |  | 38.66 | 38.66 | - | 2019-08-30 13:00 | 8 | 30 | 13 |  | 29.55 | 29.55 | -
2017-08-30 14:00 | 8 | 30 | 14 |  | 34.27 | 34.27 | - | 2018-08-30 14:00 | 8 | 30 | 14 |  | 39.17 | 39.17 | - | 2019-08-30 14:00 | 8 | 30 | 14 |  | 33.94 | 33.94 | -
2017-08-30 15:00 | 8 | 30 | 15 |  | 36.78 | 36.78 | - | 2018-08-30 15:00 | 8 | 30 | 15 |  | 43.64 | 43.64 | - | 2019-08-30 15:00 | 8 | 30 | 15 |  | 36.34 | 36.34 | -
2017-08-30 16:00 | 8 | 30 | 16 |  | 40.34 | 40.34 | - | 2018-08-30 16:00 | 8 | 30 | 16 |  | 46.02 | 46.02 | - | 2019-08-30 16:00 | 8 | 30 | 16 |  | 38.98 | 38.98 | -
2017-08-30 17:00 | 8 | 30 | 17 |  | 40.42 | - | 40.42 | 2018-08-30 17:00 | 8 | 30 | 17 |  | 39.73 | - | 39.73 | 2019-08-30 17:00 | 8 | 30 | 17 |  | 37.26 | - | 37.26
2017-08-30 18:00 | 8 | 30 | 18 |  | 34.57 | - | 34.57 | 2018-08-30 18:00 | 8 | 30 | 18 |  | 35.66 | - | 35.66 | 2019-08-30 18:00 | 8 | 30 | 18 |  | 29.29 | - | 29.29
2017-08-30 19:00 | 8 | 30 | 19 |  | 33.86 | - | 33.86 | 2018-08-30 19:00 | 8 | 30 | 19 |  | 33.6 | - | 33.6 | 2019-08-30 19:00 | 8 | 30 | 19 |  | 27.51 | - | 27.51
2017-08-30 20:00 | 8 | 30 | 20 |  | 33.88 | - | 33.88 | 2018-08-30 20:00 | 8 | 30 | 20 |  | 34.99 | - | 34.99 | 2019-08-30 20:00 | 8 | 30 | 20 |  | 27.3 | - | 27.3
2017-08-30 21:00 | 8 | 30 | 21 |  | 29.44 | - | 29.44 | 2018-08-30 21:00 | 8 | 30 | 21 |  | 30.44 | - | 30.44 | 2019-08-30 21:00 | 8 | 30 | 21 |  | 24.03 | - | 24.03
2017-08-30 22:00 | 8 | 30 | 22 |  | 24.44 | - | 24.44 | 2018-08-30 22:00 | 8 | 30 | 22 |  | 25.51 | - | 25.51 | 2019-08-30 22:00 | 8 | 30 | 22 |  | 20.76 | - | 20.76
2017-08-30 23:00 | 8 | 30 | 23 |  | 22.21 | - | 22.21 | 2018-08-30 23:00 | 8 | 30 | 23 |  | 23.65 | - | 23.65 | 2019-08-30 23:00 | 8 | 30 | 23 |  | 19.07 | - | 19.07
2017-08-31 | 8 | 31 | 0 |  | 21.32 | - | 21.32 | 2018-08-31 | 8 | 31 | 0 |  | 21.72 | - | 21.72 | 2019-08-31 | 8 | 31 | 0 | W | 17.85 | - | 17.85
2017-08-31 01:00 | 8 | 31 | 1 |  | 20.54 | - | 20.54 | 2018-08-31 01:00 | 8 | 31 | 1 |  | 20.09 | - | 20.09 | 2019-08-31 01:00 | 8 | 31 | 1 | W | 16.53 | - | 16.53
2017-08-31 02:00 | 8 | 31 | 2 |  | 19.58 | - | 19.58 | 2018-08-31 02:00 | 8 | 31 | 2 |  | 19.62 | - | 19.62 | 2019-08-31 02:00 | 8 | 31 | 2 | W | 15.41 | - | 15.41
2017-08-31 03:00 | 8 | 31 | 3 |  | 18.63 | - | 18.63 | 2018-08-31 03:00 | 8 | 31 | 3 |  | 19.3 | - | 19.3 | 2019-08-31 03:00 | 8 | 31 | 3 | W | 14.78 | - | 14.78
2017-08-31 04:00 | 8 | 31 | 4 |  | 19.17 | - | 19.17 | 2018-08-31 04:00 | 8 | 31 | 4 |  | 19.33 | - | 19.33 | 2019-08-31 04:00 | 8 | 31 | 4 | W | 14.45 | - | 14.45
2017-08-31 05:00 | 8 | 31 | 5 |  | 20.57 | - | 20.57 | 2018-08-31 05:00 | 8 | 31 | 5 |  | 20.35 | - | 20.35 | 2019-08-31 05:00 | 8 | 31 | 5 | W | 14.64 | - | 14.64
2017-08-31 06:00 | 8 | 31 | 6 |  | 21.93 | - | 21.93 | 2018-08-31 06:00 | 8 | 31 | 6 |  | 22.57 | - | 22.57 | 2019-08-31 06:00 | 8 | 31 | 6 | W | 14.89 | - | 14.89
2017-08-31 07:00 | 8 | 31 | 7 |  | 21.84 | - | 21.84 | 2018-08-31 07:00 | 8 | 31 | 7 |  | 23.93 | - | 23.93 | 2019-08-31 07:00 | 8 | 31 | 7 | W | 15.46 | - | 15.46
2017-08-31 08:00 | 8 | 31 | 8 |  | 22.96 | 22.96 | - | 2018-08-31 08:00 | 8 | 31 | 8 |  | 24.89 | 24.89 | - | 2019-08-31 08:00 | 8 | 31 | 8 | W | 17.85 | - | 17.85
2017-08-31 09:00 | 8 | 31 | 9 |  | 24.68 | 24.68 | - | 2018-08-31 09:00 | 8 | 31 | 9 |  | 26.95 | 26.95 | - | 2019-08-31 09:00 | 8 | 31 | 9 | W | 19.59 | - | 19.59
2017-08-31 10:00 | 8 | 31 | 10 |  | 26.83 | 26.83 | - | 2018-08-31 10:00 | 8 | 31 | 10 |  | 30.41 | 30.41 | - | 2019-08-31 10:00 | 8 | 31 | 10 | W | 21.04 | - | 21.04
2017-08-31 11:00 | 8 | 31 | 11 |  | 29.55 | 29.55 | - | 2018-08-31 11:00 | 8 | 31 | 11 |  | 34.84 | 34.84 | - | 2019-08-31 11:00 | 8 | 31 | 11 | W | 22.49 | - | 22.49
2017-08-31 12:00 | 8 | 31 | 12 |  | 30.98 | 30.98 | - | 2018-08-31 12:00 | 8 | 31 | 12 |  | 35.62 | 35.62 | - | 2019-08-31 12:00 | 8 | 31 | 12 | W | 23.98 | - | 23.98
2017-08-31 13:00 | 8 | 31 | 13 |  | 32.63 | 32.63 | - | 2018-08-31 13:00 | 8 | 31 | 13 |  | 39.53 | 39.53 | - | 2019-08-31 13:00 | 8 | 31 | 13 | W | 25.26 | - | 25.26
2017-08-31 14:00 | 8 | 31 | 14 |  | 33.41 | 33.41 | - | 2018-08-31 14:00 | 8 | 31 | 14 |  | 44.48 | 44.48 | - | 2019-08-31 14:00 | 8 | 31 | 14 | W | 27.76 | - | 27.76
2017-08-31 15:00 | 8 | 31 | 15 |  | 34.75 | 34.75 | - | 2018-08-31 15:00 | 8 | 31 | 15 |  | 45.06 | 45.06 | - | 2019-08-31 15:00 | 8 | 31 | 15 | W | 28.62 | - | 28.62
2017-08-31 16:00 | 8 | 31 | 16 |  | 35.44 | 35.44 | - | 2018-08-31 16:00 | 8 | 31 | 16 |  | 47.38 | 47.38 | - | 2019-08-31 16:00 | 8 | 31 | 16 | W | 30.75 | - | 30.75
2017-08-31 17:00 | 8 | 31 | 17 |  | 34.59 | - | 34.59 | 2018-08-31 17:00 | 8 | 31 | 17 |  | 44.29 | - | 44.29 | 2019-08-31 17:00 | 8 | 31 | 17 | W | 30.26 | - | 30.26
2017-08-31 18:00 | 8 | 31 | 18 |  | 31.61 | - | 31.61 | 2018-08-31 18:00 | 8 | 31 | 18 |  | 40.93 | - | 40.93 | 2019-08-31 18:00 | 8 | 31 | 18 | W | 26.42 | - | 26.42
2017-08-31 19:00 | 8 | 31 | 19 |  | 30 | - | 30 | 2018-08-31 19:00 | 8 | 31 | 19 |  | 35.48 | - | 35.48 | 2019-08-31 19:00 | 8 | 31 | 19 | W | 24.28 | - | 24.28
2017-08-31 20:00 | 8 | 31 | 20 |  | 30.67 | - | 30.67 | 2018-08-31 20:00 | 8 | 31 | 20 |  | 35.87 | - | 35.87 | 2019-08-31 20:00 | 8 | 31 | 20 | W | 23.59 | - | 23.59
2017-08-31 21:00 | 8 | 31 | 21 |  | 25.19 | - | 25.19 | 2018-08-31 21:00 | 8 | 31 | 21 |  | 31.78 | - | 31.78 | 2019-08-31 21:00 | 8 | 31 | 21 | W | 21.75 | - | 21.75
2017-08-31 22:00 | 8 | 31 | 22 |  | 22.12 | - | 22.12 | 2018-08-31 22:00 | 8 | 31 | 22 |  | 25.18 | - | 25.18 | 2019-08-31 22:00 | 8 | 31 | 22 | W | 19.71 | - | 19.71
2017-08-31 23:00 | 8 | 31 | 23 |  | 21.26 | - | 21.26 | 2018-08-31 23:00 | 8 | 31 | 23 |  | 22.03 | - | 22.03 | 2019-08-31 23:00 | 8 | 31 | 23 | W | 18.96 | - | 18.96
2017-09-01 | 9 | 1 | 0 |  | 20.65 | - | 20.65 | 2018-09-01 | 9 | 1 | 0 | W | 20.96 | - | 20.96 | 2019-09-01 | 9 | 1 | 0 | W | 16.41 | - | 16.41
2017-09-01 01:00 | 9 | 1 | 1 |  | 19.55 | - | 19.55 | 2018-09-01 01:00 | 9 | 1 | 1 | W | 20.35 | - | 20.35 | 2019-09-01 01:00 | 9 | 1 | 1 | W | 15.72 | - | 15.72
2017-09-01 02:00 | 9 | 1 | 2 |  | 19.07 | - | 19.07 | 2018-09-01 02:00 | 9 | 1 | 2 | W | 19.82 | - | 19.82 | 2019-09-01 02:00 | 9 | 1 | 2 | W | 14.83 | - | 14.83
2017-09-01 03:00 | 9 | 1 | 3 |  | 18.53 | - | 18.53 | 2018-09-01 03:00 | 9 | 1 | 3 | W | 19.54 | - | 19.54 | 2019-09-01 03:00 | 9 | 1 | 3 | W | 14.71 | - | 14.71
2017-09-01 04:00 | 9 | 1 | 4 |  | 18.91 | - | 18.91 | 2018-09-01 04:00 | 9 | 1 | 4 | W | 19.47 | - | 19.47 | 2019-09-01 04:00 | 9 | 1 | 4 | W | 14.53 | - | 14.53
2017-09-01 05:00 | 9 | 1 | 5 |  | 20.53 | - | 20.53 | 2018-09-01 05:00 | 9 | 1 | 5 | W | 19.77 | - | 19.77 | 2019-09-01 05:00 | 9 | 1 | 5 | W | 14.66 | - | 14.66
2017-09-01 06:00 | 9 | 1 | 6 |  | 22.57 | - | 22.57 | 2018-09-01 06:00 | 9 | 1 | 6 | W | 20.29 | - | 20.29 | 2019-09-01 06:00 | 9 | 1 | 6 | W | 14.87 | - | 14.87
2017-09-01 07:00 | 9 | 1 | 7 |  | 23.64 | - | 23.64 | 2018-09-01 07:00 | 9 | 1 | 7 | W | 20.04 | - | 20.04 | 2019-09-01 07:00 | 9 | 1 | 7 | W | 14.76 | - | 14.76
2017-09-01 08:00 | 9 | 1 | 8 |  | 24.22 | 24.22 | - | 2018-09-01 08:00 | 9 | 1 | 8 | W | 21.15 | - | 21.15 | 2019-09-01 08:00 | 9 | 1 | 8 | W | 16.26 | - | 16.26
2017-09-01 09:00 | 9 | 1 | 9 |  | 24.84 | 24.84 | - | 2018-09-01 09:00 | 9 | 1 | 9 | W | 23.61 | - | 23.61 | 2019-09-01 09:00 | 9 | 1 | 9 | W | 19.13 | - | 19.13
2017-09-01 10:00 | 9 | 1 | 10 |  | 24.91 | 24.91 | - | 2018-09-01 10:00 | 9 | 1 | 10 | W | 26.76 | - | 26.76 | 2019-09-01 10:00 | 9 | 1 | 10 | W | 19.23 | - | 19.23
2017-09-01 11:00 | 9 | 1 | 11 |  | 25.34 | 25.34 | - | 2018-09-01 11:00 | 9 | 1 | 11 | W | 30.34 | - | 30.34 | 2019-09-01 11:00 | 9 | 1 | 11 | W | 21.02 | - | 21.02
2017-09-01 12:00 | 9 | 1 | 12 |  | 25.39 | 25.39 | - | 2018-09-01 12:00 | 9 | 1 | 12 | W | 34.46 | - | 34.46 | 2019-09-01 12:00 | 9 | 1 | 12 | W | 22.36 | - | 22.36
2017-09-01 13:00 | 9 | 1 | 13 |  | 25.5 | 25.5 | - | 2018-09-01 13:00 | 9 | 1 | 13 | W | 36.48 | - | 36.48 | 2019-09-01 13:00 | 9 | 1 | 13 | W | 24.38 | - | 24.38
2017-09-01 14:00 | 9 | 1 | 14 |  | 25.65 | 25.65 | - | 2018-09-01 14:00 | 9 | 1 | 14 | W | 38.63 | - | 38.63 | 2019-09-01 14:00 | 9 | 1 | 14 | W | 26.32 | - | 26.32
2017-09-01 15:00 | 9 | 1 | 15 |  | 25.73 | 25.73 | - | 2018-09-01 15:00 | 9 | 1 | 15 | W | 44.02 | - | 44.02 | 2019-09-01 15:00 | 9 | 1 | 15 | W | 27.8 | - | 27.8
2017-09-01 16:00 | 9 | 1 | 16 |  | 25.57 | 25.57 | - | 2018-09-01 16:00 | 9 | 1 | 16 | W | 47.57 | - | 47.57 | 2019-09-01 16:00 | 9 | 1 | 16 | W | 31.42 | - | 31.42
2017-09-01 17:00 | 9 | 1 | 17 |  | 25.54 | - | 25.54 | 2018-09-01 17:00 | 9 | 1 | 17 | W | 43.99 | - | 43.99 | 2019-09-01 17:00 | 9 | 1 | 17 | W | 30.63 | - | 30.63
2017-09-01 18:00 | 9 | 1 | 18 |  | 24.74 | - | 24.74 | 2018-09-01 18:00 | 9 | 1 | 18 | W | 36.43 | - | 36.43 | 2019-09-01 18:00 | 9 | 1 | 18 | W | 26.25 | - | 26.25
2017-09-01 19:00 | 9 | 1 | 19 |  | 24.75 | - | 24.75 | 2018-09-01 19:00 | 9 | 1 | 19 | W | 35.13 | - | 35.13 | 2019-09-01 19:00 | 9 | 1 | 19 | W | 24.82 | - | 24.82
2017-09-01 20:00 | 9 | 1 | 20 |  | 24.93 | - | 24.93 | 2018-09-01 20:00 | 9 | 1 | 20 | W | 34.71 | - | 34.71 | 2019-09-01 20:00 | 9 | 1 | 20 | W | 24.74 | - | 24.74
2017-09-01 21:00 | 9 | 1 | 21 |  | 23.42 | - | 23.42 | 2018-09-01 21:00 | 9 | 1 | 21 | W | 29.74 | - | 29.74 | 2019-09-01 21:00 | 9 | 1 | 21 | W | 22.15 | - | 22.15
2017-09-01 22:00 | 9 | 1 | 22 |  | 21.95 | - | 21.95 | 2018-09-01 22:00 | 9 | 1 | 22 | W | 26.22 | - | 26.22 | 2019-09-01 22:00 | 9 | 1 | 22 | W | 20.23 | - | 20.23
2017-09-01 23:00 | 9 | 1 | 23 |  | 19.66 | - | 19.66 | 2018-09-01 23:00 | 9 | 1 | 23 | W | 24.43 | - | 24.43 | 2019-09-01 23:00 | 9 | 1 | 23 | W | 18.77 | - | 18.77
2017-09-02 | 9 | 2 | 0 | W | 18.2 | - | 18.2 | 2018-09-02 | 9 | 2 | 0 | W | 22.34 | - | 22.34 | 2019-09-02 | 9 | 2 | 0 |  | 16.25 | - | 16.25
2017-09-02 01:00 | 9 | 2 | 1 | W | 17.62 | - | 17.62 | 2018-09-02 01:00 | 9 | 2 | 1 | W | 21.63 | - | 21.63 | 2019-09-02 01:00 | 9 | 2 | 1 |  | 15.12 | - | 15.12
2017-09-02 02:00 | 9 | 2 | 2 | W | 15.89 | - | 15.89 | 2018-09-02 02:00 | 9 | 2 | 2 | W | 20.16 | - | 20.16 | 2019-09-02 02:00 | 9 | 2 | 2 |  | 14.72 | - | 14.72
2017-09-02 03:00 | 9 | 2 | 3 | W | 15.59 | - | 15.59 | 2018-09-02 03:00 | 9 | 2 | 3 | W | 19.91 | - | 19.91 | 2019-09-02 03:00 | 9 | 2 | 3 |  | 14.47 | - | 14.47
2017-09-02 04:00 | 9 | 2 | 4 | W | 15.67 | - | 15.67 | 2018-09-02 04:00 | 9 | 2 | 4 | W | 19.47 | - | 19.47 | 2019-09-02 04:00 | 9 | 2 | 4 |  | 14.15 | - | 14.15
2017-09-02 05:00 | 9 | 2 | 5 | W | 16.23 | - | 16.23 | 2018-09-02 05:00 | 9 | 2 | 5 | W | 19.33 | - | 19.33 | 2019-09-02 05:00 | 9 | 2 | 5 |  | 14.55 | - | 14.55
2017-09-02 06:00 | 9 | 2 | 6 | W | 17.8 | - | 17.8 | 2018-09-02 06:00 | 9 | 2 | 6 | W | 19.81 | - | 19.81 | 2019-09-02 06:00 | 9 | 2 | 6 |  | 14.75 | - | 14.75
2017-09-02 07:00 | 9 | 2 | 7 | W | 18.92 | - | 18.92 | 2018-09-02 07:00 | 9 | 2 | 7 | W | 20.06 | - | 20.06 | 2019-09-02 07:00 | 9 | 2 | 7 |  | 14.5 | - | 14.5
2017-09-02 08:00 | 9 | 2 | 8 | W | 20.28 | - | 20.28 | 2018-09-02 08:00 | 9 | 2 | 8 | W | 21.68 | - | 21.68 | 2019-09-02 08:00 | 9 | 2 | 8 |  | 16.9 | 16.9 | -
2017-09-02 09:00 | 9 | 2 | 9 | W | 22.18 | - | 22.18 | 2018-09-02 09:00 | 9 | 2 | 9 | W | 23.4 | - | 23.4 | 2019-09-02 09:00 | 9 | 2 | 9 |  | 19.73 | 19.73 | -
2017-09-02 10:00 | 9 | 2 | 10 | W | 23.11 | - | 23.11 | 2018-09-02 10:00 | 9 | 2 | 10 | W | 27.34 | - | 27.34 | 2019-09-02 10:00 | 9 | 2 | 10 |  | 20.6 | 20.6 | -
2017-09-02 11:00 | 9 | 2 | 11 | W | 23.87 | - | 23.87 | 2018-09-02 11:00 | 9 | 2 | 11 | W | 32.51 | - | 32.51 | 2019-09-02 11:00 | 9 | 2 | 11 |  | 22.99 | 22.99 | -
2017-09-02 12:00 | 9 | 2 | 12 | W | 24.35 | - | 24.35 | 2018-09-02 12:00 | 9 | 2 | 12 | W | 39.02 | - | 39.02 | 2019-09-02 12:00 | 9 | 2 | 12 |  | 25.85 | 25.85 | -
2017-09-02 13:00 | 9 | 2 | 13 | W | 24.39 | - | 24.39 | 2018-09-02 13:00 | 9 | 2 | 13 | W | 41.85 | - | 41.85 | 2019-09-02 13:00 | 9 | 2 | 13 |  | 28.82 | 28.82 | -
2017-09-02 14:00 | 9 | 2 | 14 | W | 24.6 | - | 24.6 | 2018-09-02 14:00 | 9 | 2 | 14 | W | 44.19 | - | 44.19 | 2019-09-02 14:00 | 9 | 2 | 14 |  | 32.23 | 32.23 | -
2017-09-02 15:00 | 9 | 2 | 15 | W | 24.67 | - | 24.67 | 2018-09-02 15:00 | 9 | 2 | 15 | W | 47.22 | - | 47.22 | 2019-09-02 15:00 | 9 | 2 | 15 |  | 31.81 | 31.81 | -
2017-09-02 16:00 | 9 | 2 | 16 | W | 24.75 | - | 24.75 | 2018-09-02 16:00 | 9 | 2 | 16 | W | 53.57 | - | 53.57 | 2019-09-02 16:00 | 9 | 2 | 16 |  | 36.16 | 36.16 | -
2017-09-02 17:00 | 9 | 2 | 17 | W | 24.73 | - | 24.73 | 2018-09-02 17:00 | 9 | 2 | 17 | W | 52.6 | - | 52.6 | 2019-09-02 17:00 | 9 | 2 | 17 |  | 35.33 | - | 35.33
2017-09-02 18:00 | 9 | 2 | 18 | W | 24.59 | - | 24.59 | 2018-09-02 18:00 | 9 | 2 | 18 | W | 44.38 | - | 44.38 | 2019-09-02 18:00 | 9 | 2 | 18 |  | 31.77 | - | 31.77
2017-09-02 19:00 | 9 | 2 | 19 | W | 24.56 | - | 24.56 | 2018-09-02 19:00 | 9 | 2 | 19 | W | 42.32 | - | 42.32 | 2019-09-02 19:00 | 9 | 2 | 19 |  | 29.52 | - | 29.52
2017-09-02 20:00 | 9 | 2 | 20 | W | 24.6 | - | 24.6 | 2018-09-02 20:00 | 9 | 2 | 20 | W | 42.19 | - | 42.19 | 2019-09-02 20:00 | 9 | 2 | 20 |  | 30.18 | - | 30.18
2017-09-02 21:00 | 9 | 2 | 21 | W | 24.44 | - | 24.44 | 2018-09-02 21:00 | 9 | 2 | 21 | W | 33.08 | - | 33.08 | 2019-09-02 21:00 | 9 | 2 | 21 |  | 24.86 | - | 24.86
2017-09-02 22:00 | 9 | 2 | 22 | W | 21.75 | - | 21.75 | 2018-09-02 22:00 | 9 | 2 | 22 | W | 28.19 | - | 28.19 | 2019-09-02 22:00 | 9 | 2 | 22 |  | 21.96 | - | 21.96
2017-09-02 23:00 | 9 | 2 | 23 | W | 19.51 | - | 19.51 | 2018-09-02 23:00 | 9 | 2 | 23 | W | 26.34 | - | 26.34 | 2019-09-02 23:00 | 9 | 2 | 23 |  | 20.08 | - | 20.08
2017-09-03 | 9 | 3 | 0 | W | 19.12 | - | 19.12 | 2018-09-03 | 9 | 3 | 0 |  | 22.38 | - | 22.38 | 2019-09-03 | 9 | 3 | 0 |  | 18.54 | - | 18.54
2017-09-03 01:00 | 9 | 3 | 1 | W | 18.25 | - | 18.25 | 2018-09-03 01:00 | 9 | 3 | 1 |  | 21.36 | - | 21.36 | 2019-09-03 01:00 | 9 | 3 | 1 |  | 18.54 | - | 18.54
2017-09-03 02:00 | 9 | 3 | 2 | W | 17.63 | - | 17.63 | 2018-09-03 02:00 | 9 | 3 | 2 |  | 20.4 | - | 20.4 | 2019-09-03 02:00 | 9 | 3 | 2 |  | 16.94 | - | 16.94
2017-09-03 03:00 | 9 | 3 | 3 | W | 16.29 | - | 16.29 | 2018-09-03 03:00 | 9 | 3 | 3 |  | 19.84 | - | 19.84 | 2019-09-03 03:00 | 9 | 3 | 3 |  | 16.41 | - | 16.41
2017-09-03 04:00 | 9 | 3 | 4 | W | 15.74 | - | 15.74 | 2018-09-03 04:00 | 9 | 3 | 4 |  | 19.45 | - | 19.45 | 2019-09-03 04:00 | 9 | 3 | 4 |  | 16.5 | - | 16.5
2017-09-03 05:00 | 9 | 3 | 5 | W | 15.92 | - | 15.92 | 2018-09-03 05:00 | 9 | 3 | 5 |  | 19.45 | - | 19.45 | 2019-09-03 05:00 | 9 | 3 | 5 |  | 18.85 | - | 18.85
2017-09-03 06:00 | 9 | 3 | 6 | W | 15.91 | - | 15.91 | 2018-09-03 06:00 | 9 | 3 | 6 |  | 19.79 | - | 19.79 | 2019-09-03 06:00 | 9 | 3 | 6 |  | 20.78 | - | 20.78
2017-09-03 07:00 | 9 | 3 | 7 | W | 17.37 | - | 17.37 | 2018-09-03 07:00 | 9 | 3 | 7 |  | 20.11 | - | 20.11 | 2019-09-03 07:00 | 9 | 3 | 7 |  | 20.99 | - | 20.99
2017-09-03 08:00 | 9 | 3 | 8 | W | 19.23 | - | 19.23 | 2018-09-03 08:00 | 9 | 3 | 8 |  | 22.01 | 22.01 | - | 2019-09-03 08:00 | 9 | 3 | 8 |  | 21.19 | 21.19 | -
2017-09-03 09:00 | 9 | 3 | 9 | W | 20.77 | - | 20.77 | 2018-09-03 09:00 | 9 | 3 | 9 |  | 24.2 | 24.2 | - | 2019-09-03 09:00 | 9 | 3 | 9 |  | 23.08 | 23.08 | -
2017-09-03 10:00 | 9 | 3 | 10 | W | 22.05 | - | 22.05 | 2018-09-03 10:00 | 9 | 3 | 10 |  | 29.43 | 29.43 | - | 2019-09-03 10:00 | 9 | 3 | 10 |  | 24.64 | 24.64 | -
2017-09-03 11:00 | 9 | 3 | 11 | W | 22.56 | - | 22.56 | 2018-09-03 11:00 | 9 | 3 | 11 |  | 34.83 | 34.83 | - | 2019-09-03 11:00 | 9 | 3 | 11 |  | 26.32 | 26.32 | -
2017-09-03 12:00 | 9 | 3 | 12 | W | 24.43 | - | 24.43 | 2018-09-03 12:00 | 9 | 3 | 12 |  | 41.21 | 41.21 | - | 2019-09-03 12:00 | 9 | 3 | 12 |  | 30.52 | 30.52 | -
2017-09-03 13:00 | 9 | 3 | 13 | W | 25.45 | - | 25.45 | 2018-09-03 13:00 | 9 | 3 | 13 |  | 42.88 | 42.88 | - | 2019-09-03 13:00 | 9 | 3 | 13 |  | 32.15 | 32.15 | -
2017-09-03 14:00 | 9 | 3 | 14 | W | 27.35 | - | 27.35 | 2018-09-03 14:00 | 9 | 3 | 14 |  | 47.94 | 47.94 | - | 2019-09-03 14:00 | 9 | 3 | 14 |  | 35.92 | 35.92 | -
2017-09-03 15:00 | 9 | 3 | 15 | W | 28.56 | - | 28.56 | 2018-09-03 15:00 | 9 | 3 | 15 |  | 54.1 | 54.1 | - | 2019-09-03 15:00 | 9 | 3 | 15 |  | 38.22 | 38.22 | -
2017-09-03 16:00 | 9 | 3 | 16 | W | 29.84 | - | 29.84 | 2018-09-03 16:00 | 9 | 3 | 16 |  | 58.82 | 58.82 | - | 2019-09-03 16:00 | 9 | 3 | 16 |  | 40.34 | 40.34 | -
2017-09-03 17:00 | 9 | 3 | 17 | W | 29.91 | - | 29.91 | 2018-09-03 17:00 | 9 | 3 | 17 |  | 56.28 | - | 56.28 | 2019-09-03 17:00 | 9 | 3 | 17 |  | 39.82 | - | 39.82
2017-09-03 18:00 | 9 | 3 | 18 | W | 29.28 | - | 29.28 | 2018-09-03 18:00 | 9 | 3 | 18 |  | 49.25 | - | 49.25 | 2019-09-03 18:00 | 9 | 3 | 18 |  | 36.63 | - | 36.63
2017-09-03 19:00 | 9 | 3 | 19 | W | 29.78 | - | 29.78 | 2018-09-03 19:00 | 9 | 3 | 19 |  | 44.15 | - | 44.15 | 2019-09-03 19:00 | 9 | 3 | 19 |  | 32.57 | - | 32.57
2017-09-03 20:00 | 9 | 3 | 20 | W | 29.14 | - | 29.14 | 2018-09-03 20:00 | 9 | 3 | 20 |  | 44.27 | - | 44.27 | 2019-09-03 20:00 | 9 | 3 | 20 |  | 32.53 | - | 32.53
2017-09-03 21:00 | 9 | 3 | 21 | W | 24.81 | - | 24.81 | 2018-09-03 21:00 | 9 | 3 | 21 |  | 34.29 | - | 34.29 | 2019-09-03 21:00 | 9 | 3 | 21 |  | 27.22 | - | 27.22
2017-09-03 22:00 | 9 | 3 | 22 | W | 21.73 | - | 21.73 | 2018-09-03 22:00 | 9 | 3 | 22 |  | 28.76 | - | 28.76 | 2019-09-03 22:00 | 9 | 3 | 22 |  | 22.92 | - | 22.92
2017-09-03 23:00 | 9 | 3 | 23 | W | 19.12 | - | 19.12 | 2018-09-03 23:00 | 9 | 3 | 23 |  | 26.36 | - | 26.36 | 2019-09-03 23:00 | 9 | 3 | 23 |  | 20.71 | - | 20.71
2017-09-04 | 9 | 4 | 0 |  | 18.47 | - | 18.47 | 2018-09-04 | 9 | 4 | 0 |  | 24.75 | - | 24.75 | 2019-09-04 | 9 | 4 | 0 |  | 19.32 | - | 19.32
2017-09-04 01:00 | 9 | 4 | 1 |  | 15.45 | - | 15.45 | 2018-09-04 01:00 | 9 | 4 | 1 |  | 22.75 | - | 22.75 | 2019-09-04 01:00 | 9 | 4 | 1 |  | 18.19 | - | 18.19
2017-09-04 02:00 | 9 | 4 | 2 |  | 14.07 | - | 14.07 | 2018-09-04 02:00 | 9 | 4 | 2 |  | 21.65 | - | 21.65 | 2019-09-04 02:00 | 9 | 4 | 2 |  | 17.21 | - | 17.21
2017-09-04 03:00 | 9 | 4 | 3 |  | 13.08 | - | 13.08 | 2018-09-04 03:00 | 9 | 4 | 3 |  | 20.68 | - | 20.68 | 2019-09-04 03:00 | 9 | 4 | 3 |  | 16.15 | - | 16.15
2017-09-04 04:00 | 9 | 4 | 4 |  | 12.94 | - | 12.94 | 2018-09-04 04:00 | 9 | 4 | 4 |  | 20.79 | - | 20.79 | 2019-09-04 04:00 | 9 | 4 | 4 |  | 17.12 | - | 17.12
2017-09-04 05:00 | 9 | 4 | 5 |  | 13.63 | - | 13.63 | 2018-09-04 05:00 | 9 | 4 | 5 |  | 22.46 | - | 22.46 | 2019-09-04 05:00 | 9 | 4 | 5 |  | 19.1 | - | 19.1
2017-09-04 06:00 | 9 | 4 | 6 |  | 13.91 | - | 13.91 | 2018-09-04 06:00 | 9 | 4 | 6 |  | 26.47 | - | 26.47 | 2019-09-04 06:00 | 9 | 4 | 6 |  | 21.1 | - | 21.1
2017-09-04 07:00 | 9 | 4 | 7 |  | 15.52 | - | 15.52 | 2018-09-04 07:00 | 9 | 4 | 7 |  | 26.25 | - | 26.25 | 2019-09-04 07:00 | 9 | 4 | 7 |  | 21.21 | - | 21.21
2017-09-04 08:00 | 9 | 4 | 8 |  | 18.8 | 18.8 | - | 2018-09-04 08:00 | 9 | 4 | 8 |  | 28.68 | 28.68 | - | 2019-09-04 08:00 | 9 | 4 | 8 |  | 21.35 | 21.35 | -
2017-09-04 09:00 | 9 | 4 | 9 |  | 21.49 | 21.49 | - | 2018-09-04 09:00 | 9 | 4 | 9 |  | 32.46 | 32.46 | - | 2019-09-04 09:00 | 9 | 4 | 9 |  | 23.35 | 23.35 | -
2017-09-04 10:00 | 9 | 4 | 10 |  | 22.78 | 22.78 | - | 2018-09-04 10:00 | 9 | 4 | 10 |  | 37.17 | 37.17 | - | 2019-09-04 10:00 | 9 | 4 | 10 |  | 26.86 | 26.86 | -
2017-09-04 11:00 | 9 | 4 | 11 |  | 23.82 | 23.82 | - | 2018-09-04 11:00 | 9 | 4 | 11 |  | 42.86 | 42.86 | - | 2019-09-04 11:00 | 9 | 4 | 11 |  | 29.63 | 29.63 | -
2017-09-04 12:00 | 9 | 4 | 12 |  | 25.78 | 25.78 | - | 2018-09-04 12:00 | 9 | 4 | 12 |  | 47.4 | 47.4 | - | 2019-09-04 12:00 | 9 | 4 | 12 |  | 31.52 | 31.52 | -
2017-09-04 13:00 | 9 | 4 | 13 |  | 29.15 | 29.15 | - | 2018-09-04 13:00 | 9 | 4 | 13 |  | 54.8 | 54.8 | - | 2019-09-04 13:00 | 9 | 4 | 13 |  | 33.66 | 33.66 | -
2017-09-04 14:00 | 9 | 4 | 14 |  | 31.28 | 31.28 | - | 2018-09-04 14:00 | 9 | 4 | 14 |  | 72.93 | 72.93 | - | 2019-09-04 14:00 | 9 | 4 | 14 |  | 37.21 | 37.21 | -
2017-09-04 15:00 | 9 | 4 | 15 |  | 33.78 | 33.78 | - | 2018-09-04 15:00 | 9 | 4 | 15 |  | 82.92 | 82.92 | - | 2019-09-04 15:00 | 9 | 4 | 15 |  | 38.15 | 38.15 | -
2017-09-04 16:00 | 9 | 4 | 16 |  | 36.8 | 36.8 | - | 2018-09-04 16:00 | 9 | 4 | 16 |  | 95.81 | 95.81 | - | 2019-09-04 16:00 | 9 | 4 | 16 |  | 40.09 | 40.09 | -
2017-09-04 17:00 | 9 | 4 | 17 |  | 40.28 | - | 40.28 | 2018-09-04 17:00 | 9 | 4 | 17 |  | 83.19 | - | 83.19 | 2019-09-04 17:00 | 9 | 4 | 17 |  | 36.16 | - | 36.16
2017-09-04 18:00 | 9 | 4 | 18 |  | 34.6 | - | 34.6 | 2018-09-04 18:00 | 9 | 4 | 18 |  | 64.48 | - | 64.48 | 2019-09-04 18:00 | 9 | 4 | 18 |  | 32.83 | - | 32.83
2017-09-04 19:00 | 9 | 4 | 19 |  | 33.71 | - | 33.71 | 2018-09-04 19:00 | 9 | 4 | 19 |  | 49.05 | - | 49.05 | 2019-09-04 19:00 | 9 | 4 | 19 |  | 31.48 | - | 31.48
2017-09-04 20:00 | 9 | 4 | 20 |  | 32.88 | - | 32.88 | 2018-09-04 20:00 | 9 | 4 | 20 |  | 43.37 | - | 43.37 | 2019-09-04 20:00 | 9 | 4 | 20 |  | 31.16 | - | 31.16
2017-09-04 21:00 | 9 | 4 | 21 |  | 29.37 | - | 29.37 | 2018-09-04 21:00 | 9 | 4 | 21 |  | 35.35 | - | 35.35 | 2019-09-04 21:00 | 9 | 4 | 21 |  | 25.2 | - | 25.2
2017-09-04 22:00 | 9 | 4 | 22 |  | 23.71 | - | 23.71 | 2018-09-04 22:00 | 9 | 4 | 22 |  | 30.27 | - | 30.27 | 2019-09-04 22:00 | 9 | 4 | 22 |  | 21.52 | - | 21.52
2017-09-04 23:00 | 9 | 4 | 23 |  | 22.07 | - | 22.07 | 2018-09-04 23:00 | 9 | 4 | 23 |  | 26.81 | - | 26.81 | 2019-09-04 23:00 | 9 | 4 | 23 |  | 19.96 | - | 19.96
2017-09-05 | 9 | 5 | 0 |  | 20.89 | - | 20.89 | 2018-09-05 | 9 | 5 | 0 |  | 25.42 | - | 25.42 | 2019-09-05 | 9 | 5 | 0 |  | 20.42 | - | 20.42
2017-09-05 01:00 | 9 | 5 | 1 |  | 19.57 | - | 19.57 | 2018-09-05 01:00 | 9 | 5 | 1 |  | 22.81 | - | 22.81 | 2019-09-05 01:00 | 9 | 5 | 1 |  | 19.44 | - | 19.44
2017-09-05 02:00 | 9 | 5 | 2 |  | 18.99 | - | 18.99 | 2018-09-05 02:00 | 9 | 5 | 2 |  | 21.53 | - | 21.53 | 2019-09-05 02:00 | 9 | 5 | 2 |  | 18.77 | - | 18.77
2017-09-05 03:00 | 9 | 5 | 3 |  | 18.55 | - | 18.55 | 2018-09-05 03:00 | 9 | 5 | 3 |  | 20.57 | - | 20.57 | 2019-09-05 03:00 | 9 | 5 | 3 |  | 18.44 | - | 18.44
2017-09-05 04:00 | 9 | 5 | 4 |  | 18.97 | - | 18.97 | 2018-09-05 04:00 | 9 | 5 | 4 |  | 20.66 | - | 20.66 | 2019-09-05 04:00 | 9 | 5 | 4 |  | 18.7 | - | 18.7
2017-09-05 05:00 | 9 | 5 | 5 |  | 20.57 | - | 20.57 | 2018-09-05 05:00 | 9 | 5 | 5 |  | 22.08 | - | 22.08 | 2019-09-05 05:00 | 9 | 5 | 5 |  | 19.77 | - | 19.77
2017-09-05 06:00 | 9 | 5 | 6 |  | 22.17 | - | 22.17 | 2018-09-05 06:00 | 9 | 5 | 6 |  | 25.5 | - | 25.5 | 2019-09-05 06:00 | 9 | 5 | 6 |  | 22.11 | - | 22.11
2017-09-05 07:00 | 9 | 5 | 7 |  | 22.65 | - | 22.65 | 2018-09-05 07:00 | 9 | 5 | 7 |  | 26.36 | - | 26.36 | 2019-09-05 07:00 | 9 | 5 | 7 |  | 21.75 | - | 21.75
2017-09-05 08:00 | 9 | 5 | 8 |  | 23.81 | 23.81 | - | 2018-09-05 08:00 | 9 | 5 | 8 |  | 26.89 | 26.89 | - | 2019-09-05 08:00 | 9 | 5 | 8 |  | 21.89 | 21.89 | -
2017-09-05 09:00 | 9 | 5 | 9 |  | 25.72 | 25.72 | - | 2018-09-05 09:00 | 9 | 5 | 9 |  | 30.5 | 30.5 | - | 2019-09-05 09:00 | 9 | 5 | 9 |  | 24.34 | 24.34 | -
2017-09-05 10:00 | 9 | 5 | 10 |  | 27.73 | 27.73 | - | 2018-09-05 10:00 | 9 | 5 | 10 |  | 35.13 | 35.13 | - | 2019-09-05 10:00 | 9 | 5 | 10 |  | 25.46 | 25.46 | -
2017-09-05 11:00 | 9 | 5 | 11 |  | 31.17 | 31.17 | - | 2018-09-05 11:00 | 9 | 5 | 11 |  | 37.83 | 37.83 | - | 2019-09-05 11:00 | 9 | 5 | 11 |  | 26.63 | 26.63 | -
2017-09-05 12:00 | 9 | 5 | 12 |  | 32.29 | 32.29 | - | 2018-09-05 12:00 | 9 | 5 | 12 |  | 42.84 | 42.84 | - | 2019-09-05 12:00 | 9 | 5 | 12 |  | 30.38 | 30.38 | -
2017-09-05 13:00 | 9 | 5 | 13 |  | 32.43 | 32.43 | - | 2018-09-05 13:00 | 9 | 5 | 13 |  | 55.01 | 55.01 | - | 2019-09-05 13:00 | 9 | 5 | 13 |  | 29.05 | 29.05 | -
2017-09-05 14:00 | 9 | 5 | 14 |  | 34.25 | 34.25 | - | 2018-09-05 14:00 | 9 | 5 | 14 |  | 72.14 | 72.14 | - | 2019-09-05 14:00 | 9 | 5 | 14 |  | 31.1 | 31.1 | -
2017-09-05 15:00 | 9 | 5 | 15 |  | 36.32 | 36.32 | - | 2018-09-05 15:00 | 9 | 5 | 15 |  | 80.52 | 80.52 | - | 2019-09-05 15:00 | 9 | 5 | 15 |  | 32.02 | 32.02 | -
2017-09-05 16:00 | 9 | 5 | 16 |  | 37.5 | 37.5 | - | 2018-09-05 16:00 | 9 | 5 | 16 |  | 95.89 | 95.89 | - | 2019-09-05 16:00 | 9 | 5 | 16 |  | 31.46 | 31.46 | -
2017-09-05 17:00 | 9 | 5 | 17 |  | 34.19 | - | 34.19 | 2018-09-05 17:00 | 9 | 5 | 17 |  | 81.15 | - | 81.15 | 2019-09-05 17:00 | 9 | 5 | 17 |  | 30.1 | - | 30.1
2017-09-05 18:00 | 9 | 5 | 18 |  | 31.28 | - | 31.28 | 2018-09-05 18:00 | 9 | 5 | 18 |  | 62.64 | - | 62.64 | 2019-09-05 18:00 | 9 | 5 | 18 |  | 28.77 | - | 28.77
2017-09-05 19:00 | 9 | 5 | 19 |  | 30.12 | - | 30.12 | 2018-09-05 19:00 | 9 | 5 | 19 |  | 45.92 | - | 45.92 | 2019-09-05 19:00 | 9 | 5 | 19 |  | 28.82 | - | 28.82
2017-09-05 20:00 | 9 | 5 | 20 |  | 30.64 | - | 30.64 | 2018-09-05 20:00 | 9 | 5 | 20 |  | 42.36 | - | 42.36 | 2019-09-05 20:00 | 9 | 5 | 20 |  | 26.97 | - | 26.97
2017-09-05 21:00 | 9 | 5 | 21 |  | 26.01 | - | 26.01 | 2018-09-05 21:00 | 9 | 5 | 21 |  | 34.63 | - | 34.63 | 2019-09-05 21:00 | 9 | 5 | 21 |  | 23.87 | - | 23.87
2017-09-05 22:00 | 9 | 5 | 22 |  | 23.27 | - | 23.27 | 2018-09-05 22:00 | 9 | 5 | 22 |  | 29.36 | - | 29.36 | 2019-09-05 22:00 | 9 | 5 | 22 |  | 20.48 | - | 20.48
2017-09-05 23:00 | 9 | 5 | 23 |  | 21.72 | - | 21.72 | 2018-09-05 23:00 | 9 | 5 | 23 |  | 26.77 | - | 26.77 | 2019-09-05 23:00 | 9 | 5 | 23 |  | 19.03 | - | 19.03
2017-09-06 | 9 | 6 | 0 |  | 20.24 | - | 20.24 | 2018-09-06 | 9 | 6 | 0 |  | 25 | - | 25 | 2019-09-06 | 9 | 6 | 0 |  | 19.83 | - | 19.83
2017-09-06 01:00 | 9 | 6 | 1 |  | 19.01 | - | 19.01 | 2018-09-06 01:00 | 9 | 6 | 1 |  | 22.75 | - | 22.75 | 2019-09-06 01:00 | 9 | 6 | 1 |  | 19.26 | - | 19.26
2017-09-06 02:00 | 9 | 6 | 2 |  | 19.04 | - | 19.04 | 2018-09-06 02:00 | 9 | 6 | 2 |  | 21.34 | - | 21.34 | 2019-09-06 02:00 | 9 | 6 | 2 |  | 18.58 | - | 18.58
2017-09-06 03:00 | 9 | 6 | 3 |  | 18.91 | - | 18.91 | 2018-09-06 03:00 | 9 | 6 | 3 |  | 20.63 | - | 20.63 | 2019-09-06 03:00 | 9 | 6 | 3 |  | 18.69 | - | 18.69
2017-09-06 04:00 | 9 | 6 | 4 |  | 19.1 | - | 19.1 | 2018-09-06 04:00 | 9 | 6 | 4 |  | 20.58 | - | 20.58 | 2019-09-06 04:00 | 9 | 6 | 4 |  | 19.1 | - | 19.1
2017-09-06 05:00 | 9 | 6 | 5 |  | 20.9 | - | 20.9 | 2018-09-06 05:00 | 9 | 6 | 5 |  | 22.64 | - | 22.64 | 2019-09-06 05:00 | 9 | 6 | 5 |  | 20.05 | - | 20.05
2017-09-06 06:00 | 9 | 6 | 6 |  | 23.35 | - | 23.35 | 2018-09-06 06:00 | 9 | 6 | 6 |  | 26.91 | - | 26.91 | 2019-09-06 06:00 | 9 | 6 | 6 |  | 22.17 | - | 22.17
2017-09-06 07:00 | 9 | 6 | 7 |  | 23.75 | - | 23.75 | 2018-09-06 07:00 | 9 | 6 | 7 |  | 25.96 | - | 25.96 | 2019-09-06 07:00 | 9 | 6 | 7 |  | 21.82 | - | 21.82
2017-09-06 08:00 | 9 | 6 | 8 |  | 24.49 | 24.49 | - | 2018-09-06 08:00 | 9 | 6 | 8 |  | 27.04 | 27.04 | - | 2019-09-06 08:00 | 9 | 6 | 8 |  | 22.25 | 22.25 | -
2017-09-06 09:00 | 9 | 6 | 9 |  | 25.2 | 25.2 | - | 2018-09-06 09:00 | 9 | 6 | 9 |  | 29.45 | 29.45 | - | 2019-09-06 09:00 | 9 | 6 | 9 |  | 24.45 | 24.45 | -
2017-09-06 10:00 | 9 | 6 | 10 |  | 25.86 | 25.86 | - | 2018-09-06 10:00 | 9 | 6 | 10 |  | 32.81 | 32.81 | - | 2019-09-06 10:00 | 9 | 6 | 10 |  | 26.86 | 26.86 | -
2017-09-06 11:00 | 9 | 6 | 11 |  | 26.16 | 26.16 | - | 2018-09-06 11:00 | 9 | 6 | 11 |  | 35.13 | 35.13 | - | 2019-09-06 11:00 | 9 | 6 | 11 |  | 29.66 | 29.66 | -
2017-09-06 12:00 | 9 | 6 | 12 |  | 25.93 | 25.93 | - | 2018-09-06 12:00 | 9 | 6 | 12 |  | 37.38 | 37.38 | - | 2019-09-06 12:00 | 9 | 6 | 12 |  | 31.35 | 31.35 | -
2017-09-06 13:00 | 9 | 6 | 13 |  | 25.88 | 25.88 | - | 2018-09-06 13:00 | 9 | 6 | 13 |  | 42.09 | 42.09 | - | 2019-09-06 13:00 | 9 | 6 | 13 |  | 32.24 | 32.24 | -
2017-09-06 14:00 | 9 | 6 | 14 |  | 25.76 | 25.76 | - | 2018-09-06 14:00 | 9 | 6 | 14 |  | 44.59 | 44.59 | - | 2019-09-06 14:00 | 9 | 6 | 14 |  | 33.59 | 33.59 | -
2017-09-06 15:00 | 9 | 6 | 15 |  | 25.28 | 25.28 | - | 2018-09-06 15:00 | 9 | 6 | 15 |  | 48.15 | 48.15 | - | 2019-09-06 15:00 | 9 | 6 | 15 |  | 33.92 | 33.92 | -
2017-09-06 16:00 | 9 | 6 | 16 |  | 25.34 | 25.34 | - | 2018-09-06 16:00 | 9 | 6 | 16 |  | 51.7 | 51.7 | - | 2019-09-06 16:00 | 9 | 6 | 16 |  | 34.65 | 34.65 | -
2017-09-06 17:00 | 9 | 6 | 17 |  | 25.29 | - | 25.29 | 2018-09-06 17:00 | 9 | 6 | 17 |  | 43.43 | - | 43.43 | 2019-09-06 17:00 | 9 | 6 | 17 |  | 33.74 | - | 33.74
2017-09-06 18:00 | 9 | 6 | 18 |  | 24.75 | - | 24.75 | 2018-09-06 18:00 | 9 | 6 | 18 |  | 37.13 | - | 37.13 | 2019-09-06 18:00 | 9 | 6 | 18 |  | 31.74 | - | 31.74
2017-09-06 19:00 | 9 | 6 | 19 |  | 24.65 | - | 24.65 | 2018-09-06 19:00 | 9 | 6 | 19 |  | 35.7 | - | 35.7 | 2019-09-06 19:00 | 9 | 6 | 19 |  | 28.83 | - | 28.83
2017-09-06 20:00 | 9 | 6 | 20 |  | 25.8 | - | 25.8 | 2018-09-06 20:00 | 9 | 6 | 20 |  | 35.49 | - | 35.49 | 2019-09-06 20:00 | 9 | 6 | 20 |  | 26.53 | - | 26.53
2017-09-06 21:00 | 9 | 6 | 21 |  | 24.09 | - | 24.09 | 2018-09-06 21:00 | 9 | 6 | 21 |  | 31.99 | - | 31.99 | 2019-09-06 21:00 | 9 | 6 | 21 |  | 23.74 | - | 23.74
2017-09-06 22:00 | 9 | 6 | 22 |  | 21.69 | - | 21.69 | 2018-09-06 22:00 | 9 | 6 | 22 |  | 27.56 | - | 27.56 | 2019-09-06 22:00 | 9 | 6 | 22 |  | 21.8 | - | 21.8
2017-09-06 23:00 | 9 | 6 | 23 |  | 20.14 | - | 20.14 | 2018-09-06 23:00 | 9 | 6 | 23 |  | 24.95 | - | 24.95 | 2019-09-06 23:00 | 9 | 6 | 23 |  | 20.06 | - | 20.06
2017-09-07 | 9 | 7 | 0 |  | 18.8 | - | 18.8 | 2018-09-07 | 9 | 7 | 0 |  | 24.77 | - | 24.77 | 2019-09-07 | 9 | 7 | 0 | W | 17.97 | - | 17.97
2017-09-07 01:00 | 9 | 7 | 1 |  | 18.68 | - | 18.68 | 2018-09-07 01:00 | 9 | 7 | 1 |  | 22.12 | - | 22.12 | 2019-09-07 01:00 | 9 | 7 | 1 | W | 16.93 | - | 16.93
2017-09-07 02:00 | 9 | 7 | 2 |  | 18 | - | 18 | 2018-09-07 02:00 | 9 | 7 | 2 |  | 21.11 | - | 21.11 | 2019-09-07 02:00 | 9 | 7 | 2 | W | 16.01 | - | 16.01
2017-09-07 03:00 | 9 | 7 | 3 |  | 17.81 | - | 17.81 | 2018-09-07 03:00 | 9 | 7 | 3 |  | 20.58 | - | 20.58 | 2019-09-07 03:00 | 9 | 7 | 3 | W | 15.2 | - | 15.2
2017-09-07 04:00 | 9 | 7 | 4 |  | 17.69 | - | 17.69 | 2018-09-07 04:00 | 9 | 7 | 4 |  | 20.63 | - | 20.63 | 2019-09-07 04:00 | 9 | 7 | 4 | W | 14.79 | - | 14.79
2017-09-07 05:00 | 9 | 7 | 5 |  | 20.16 | - | 20.16 | 2018-09-07 05:00 | 9 | 7 | 5 |  | 22.4 | - | 22.4 | 2019-09-07 05:00 | 9 | 7 | 5 | W | 15.45 | - | 15.45
2017-09-07 06:00 | 9 | 7 | 6 |  | 22.53 | - | 22.53 | 2018-09-07 06:00 | 9 | 7 | 6 |  | 25.95 | - | 25.95 | 2019-09-07 06:00 | 9 | 7 | 6 | W | 16.82 | - | 16.82
2017-09-07 07:00 | 9 | 7 | 7 |  | 22.31 | - | 22.31 | 2018-09-07 07:00 | 9 | 7 | 7 |  | 25.67 | - | 25.67 | 2019-09-07 07:00 | 9 | 7 | 7 | W | 17.02 | - | 17.02
2017-09-07 08:00 | 9 | 7 | 8 |  | 22.97 | 22.97 | - | 2018-09-07 08:00 | 9 | 7 | 8 |  | 25.88 | 25.88 | - | 2019-09-07 08:00 | 9 | 7 | 8 | W | 17.83 | - | 17.83
2017-09-07 09:00 | 9 | 7 | 9 |  | 24 | 24 | - | 2018-09-07 09:00 | 9 | 7 | 9 |  | 28.34 | 28.34 | - | 2019-09-07 09:00 | 9 | 7 | 9 | W | 19.83 | - | 19.83
2017-09-07 10:00 | 9 | 7 | 10 |  | 24.91 | 24.91 | - | 2018-09-07 10:00 | 9 | 7 | 10 |  | 32.46 | 32.46 | - | 2019-09-07 10:00 | 9 | 7 | 10 | W | 20.75 | - | 20.75
2017-09-07 11:00 | 9 | 7 | 11 |  | 25.58 | 25.58 | - | 2018-09-07 11:00 | 9 | 7 | 11 |  | 34.38 | 34.38 | - | 2019-09-07 11:00 | 9 | 7 | 11 | W | 22.38 | - | 22.38
2017-09-07 12:00 | 9 | 7 | 12 |  | 25.23 | 25.23 | - | 2018-09-07 12:00 | 9 | 7 | 12 |  | 36.76 | 36.76 | - | 2019-09-07 12:00 | 9 | 7 | 12 | W | 23.31 | - | 23.31
2017-09-07 13:00 | 9 | 7 | 13 |  | 25.55 | 25.55 | - | 2018-09-07 13:00 | 9 | 7 | 13 |  | 38.41 | 38.41 | - | 2019-09-07 13:00 | 9 | 7 | 13 | W | 24.54 | - | 24.54
2017-09-07 14:00 | 9 | 7 | 14 |  | 25.36 | 25.36 | - | 2018-09-07 14:00 | 9 | 7 | 14 |  | 42.3 | 42.3 | - | 2019-09-07 14:00 | 9 | 7 | 14 | W | 25.79 | - | 25.79
2017-09-07 15:00 | 9 | 7 | 15 |  | 25.4 | 25.4 | - | 2018-09-07 15:00 | 9 | 7 | 15 |  | 44.25 | 44.25 | - | 2019-09-07 15:00 | 9 | 7 | 15 | W | 29.1 | - | 29.1
2017-09-07 16:00 | 9 | 7 | 16 |  | 25.64 | 25.64 | - | 2018-09-07 16:00 | 9 | 7 | 16 |  | 43.05 | 43.05 | - | 2019-09-07 16:00 | 9 | 7 | 16 | W | 31.09 | - | 31.09
2017-09-07 17:00 | 9 | 7 | 17 |  | 25.57 | - | 25.57 | 2018-09-07 17:00 | 9 | 7 | 17 |  | 40.14 | - | 40.14 | 2019-09-07 17:00 | 9 | 7 | 17 | W | 31.14 | - | 31.14
2017-09-07 18:00 | 9 | 7 | 18 |  | 25.49 | - | 25.49 | 2018-09-07 18:00 | 9 | 7 | 18 |  | 34.74 | - | 34.74 | 2019-09-07 18:00 | 9 | 7 | 18 | W | 24.93 | - | 24.93
2017-09-07 19:00 | 9 | 7 | 19 |  | 25.76 | - | 25.76 | 2018-09-07 19:00 | 9 | 7 | 19 |  | 31.34 | - | 31.34 | 2019-09-07 19:00 | 9 | 7 | 19 | W | 24.89 | - | 24.89
2017-09-07 20:00 | 9 | 7 | 20 |  | 26.29 | - | 26.29 | 2018-09-07 20:00 | 9 | 7 | 20 |  | 31.17 | - | 31.17 | 2019-09-07 20:00 | 9 | 7 | 20 | W | 23.78 | - | 23.78
2017-09-07 21:00 | 9 | 7 | 21 |  | 24.76 | - | 24.76 | 2018-09-07 21:00 | 9 | 7 | 21 |  | 27.9 | - | 27.9 | 2019-09-07 21:00 | 9 | 7 | 21 | W | 21.7 | - | 21.7
2017-09-07 22:00 | 9 | 7 | 22 |  | 21.83 | - | 21.83 | 2018-09-07 22:00 | 9 | 7 | 22 |  | 25.16 | - | 25.16 | 2019-09-07 22:00 | 9 | 7 | 22 | W | 20.17 | - | 20.17
2017-09-07 23:00 | 9 | 7 | 23 |  | 20.58 | - | 20.58 | 2018-09-07 23:00 | 9 | 7 | 23 |  | 21.41 | - | 21.41 | 2019-09-07 23:00 | 9 | 7 | 23 | W | 18.73 | - | 18.73
2017-09-08 | 9 | 8 | 0 |  | 19.04 | - | 19.04 | 2018-09-08 | 9 | 8 | 0 | W | 23.27 | - | 23.27 | 2019-09-08 | 9 | 8 | 0 | W | 17.68 | - | 17.68
2017-09-08 01:00 | 9 | 8 | 1 |  | 18.63 | - | 18.63 | 2018-09-08 01:00 | 9 | 8 | 1 | W | 21.57 | - | 21.57 | 2019-09-08 01:00 | 9 | 8 | 1 | W | 17.34 | - | 17.34
2017-09-08 02:00 | 9 | 8 | 2 |  | 18.63 | - | 18.63 | 2018-09-08 02:00 | 9 | 8 | 2 | W | 20.39 | - | 20.39 | 2019-09-08 02:00 | 9 | 8 | 2 | W | 15.88 | - | 15.88
2017-09-08 03:00 | 9 | 8 | 3 |  | 17.96 | - | 17.96 | 2018-09-08 03:00 | 9 | 8 | 3 | W | 19.8 | - | 19.8 | 2019-09-08 03:00 | 9 | 8 | 3 | W | 15.24 | - | 15.24
2017-09-08 04:00 | 9 | 8 | 4 |  | 18.84 | - | 18.84 | 2018-09-08 04:00 | 9 | 8 | 4 | W | 19.66 | - | 19.66 | 2019-09-08 04:00 | 9 | 8 | 4 | W | 14.96 | - | 14.96
2017-09-08 05:00 | 9 | 8 | 5 |  | 20.08 | - | 20.08 | 2018-09-08 05:00 | 9 | 8 | 5 | W | 19.82 | - | 19.82 | 2019-09-08 05:00 | 9 | 8 | 5 | W | 15.2 | - | 15.2
2017-09-08 06:00 | 9 | 8 | 6 |  | 22.78 | - | 22.78 | 2018-09-08 06:00 | 9 | 8 | 6 | W | 21.01 | - | 21.01 | 2019-09-08 06:00 | 9 | 8 | 6 | W | 16.01 | - | 16.01
2017-09-08 07:00 | 9 | 8 | 7 |  | 23.46 | - | 23.46 | 2018-09-08 07:00 | 9 | 8 | 7 | W | 21.34 | - | 21.34 | 2019-09-08 07:00 | 9 | 8 | 7 | W | 16.09 | - | 16.09
2017-09-08 08:00 | 9 | 8 | 8 |  | 24.59 | 24.59 | - | 2018-09-08 08:00 | 9 | 8 | 8 | W | 22.75 | - | 22.75 | 2019-09-08 08:00 | 9 | 8 | 8 | W | 17.9 | - | 17.9
2017-09-08 09:00 | 9 | 8 | 9 |  | 25.08 | 25.08 | - | 2018-09-08 09:00 | 9 | 8 | 9 | W | 24.71 | - | 24.71 | 2019-09-08 09:00 | 9 | 8 | 9 | W | 19.65 | - | 19.65
2017-09-08 10:00 | 9 | 8 | 10 |  | 27.22 | 27.22 | - | 2018-09-08 10:00 | 9 | 8 | 10 | W | 27.43 | - | 27.43 | 2019-09-08 10:00 | 9 | 8 | 10 | W | 20.38 | - | 20.38
2017-09-08 11:00 | 9 | 8 | 11 |  | 28.71 | 28.71 | - | 2018-09-08 11:00 | 9 | 8 | 11 | W | 30.17 | - | 30.17 | 2019-09-08 11:00 | 9 | 8 | 11 | W | 21.12 | - | 21.12
2017-09-08 12:00 | 9 | 8 | 12 |  | 28.69 | 28.69 | - | 2018-09-08 12:00 | 9 | 8 | 12 | W | 29.67 | - | 29.67 | 2019-09-08 12:00 | 9 | 8 | 12 | W | 21.62 | - | 21.62
2017-09-08 13:00 | 9 | 8 | 13 |  | 28.71 | 28.71 | - | 2018-09-08 13:00 | 9 | 8 | 13 | W | 30.42 | - | 30.42 | 2019-09-08 13:00 | 9 | 8 | 13 | W | 22.88 | - | 22.88
2017-09-08 14:00 | 9 | 8 | 14 |  | 28.8 | 28.8 | - | 2018-09-08 14:00 | 9 | 8 | 14 | W | 30.7 | - | 30.7 | 2019-09-08 14:00 | 9 | 8 | 14 | W | 24.2 | - | 24.2
2017-09-08 15:00 | 9 | 8 | 15 |  | 28.17 | 28.17 | - | 2018-09-08 15:00 | 9 | 8 | 15 | W | 29.55 | - | 29.55 | 2019-09-08 15:00 | 9 | 8 | 15 | W | 26.25 | - | 26.25
2017-09-08 16:00 | 9 | 8 | 16 |  | 27.91 | 27.91 | - | 2018-09-08 16:00 | 9 | 8 | 16 | W | 30.32 | - | 30.32 | 2019-09-08 16:00 | 9 | 8 | 16 | W | 28.12 | - | 28.12
2017-09-08 17:00 | 9 | 8 | 17 |  | 27.55 | - | 27.55 | 2018-09-08 17:00 | 9 | 8 | 17 | W | 29.69 | - | 29.69 | 2019-09-08 17:00 | 9 | 8 | 17 | W | 29.57 | - | 29.57
2017-09-08 18:00 | 9 | 8 | 18 |  | 26.41 | - | 26.41 | 2018-09-08 18:00 | 9 | 8 | 18 | W | 26.79 | - | 26.79 | 2019-09-08 18:00 | 9 | 8 | 18 | W | 25.34 | - | 25.34
2017-09-08 19:00 | 9 | 8 | 19 |  | 26.73 | - | 26.73 | 2018-09-08 19:00 | 9 | 8 | 19 | W | 27.38 | - | 27.38 | 2019-09-08 19:00 | 9 | 8 | 19 | W | 25.68 | - | 25.68
2017-09-08 20:00 | 9 | 8 | 20 |  | 27.23 | - | 27.23 | 2018-09-08 20:00 | 9 | 8 | 20 | W | 27.77 | - | 27.77 | 2019-09-08 20:00 | 9 | 8 | 20 | W | 24.19 | - | 24.19
2017-09-08 21:00 | 9 | 8 | 21 |  | 23.89 | - | 23.89 | 2018-09-08 21:00 | 9 | 8 | 21 | W | 23.65 | - | 23.65 | 2019-09-08 21:00 | 9 | 8 | 21 | W | 21.45 | - | 21.45
2017-09-08 22:00 | 9 | 8 | 22 |  | 22.14 | - | 22.14 | 2018-09-08 22:00 | 9 | 8 | 22 | W | 21.35 | - | 21.35 | 2019-09-08 22:00 | 9 | 8 | 22 | W | 19.96 | - | 19.96
2017-09-08 23:00 | 9 | 8 | 23 |  | 20.84 | - | 20.84 | 2018-09-08 23:00 | 9 | 8 | 23 | W | 19.79 | - | 19.79 | 2019-09-08 23:00 | 9 | 8 | 23 | W | 18.54 | - | 18.54
2017-09-09 | 9 | 9 | 0 | W | 18.65 | - | 18.65 | 2018-09-09 | 9 | 9 | 0 | W | 19.49 | - | 19.49 | 2019-09-09 | 9 | 9 | 0 |  | 18.58 | - | 18.58
2017-09-09 01:00 | 9 | 9 | 1 | W | 18.4 | - | 18.4 | 2018-09-09 01:00 | 9 | 9 | 1 | W | 19.23 | - | 19.23 | 2019-09-09 01:00 | 9 | 9 | 1 |  | 17.49 | - | 17.49
2017-09-09 02:00 | 9 | 9 | 2 | W | 18.1 | - | 18.1 | 2018-09-09 02:00 | 9 | 9 | 2 | W | 18.18 | - | 18.18 | 2019-09-09 02:00 | 9 | 9 | 2 |  | 16.65 | - | 16.65
2017-09-09 03:00 | 9 | 9 | 3 | W | 17.65 | - | 17.65 | 2018-09-09 03:00 | 9 | 9 | 3 | W | 17.35 | - | 17.35 | 2019-09-09 03:00 | 9 | 9 | 3 |  | 16.29 | - | 16.29
2017-09-09 04:00 | 9 | 9 | 4 | W | 17.96 | - | 17.96 | 2018-09-09 04:00 | 9 | 9 | 4 | W | 17.29 | - | 17.29 | 2019-09-09 04:00 | 9 | 9 | 4 |  | 17.19 | - | 17.19
2017-09-09 05:00 | 9 | 9 | 5 | W | 18.51 | - | 18.51 | 2018-09-09 05:00 | 9 | 9 | 5 | W | 17.18 | - | 17.18 | 2019-09-09 05:00 | 9 | 9 | 5 |  | 18.84 | - | 18.84
2017-09-09 06:00 | 9 | 9 | 6 | W | 18.78 | - | 18.78 | 2018-09-09 06:00 | 9 | 9 | 6 | W | 18.3 | - | 18.3 | 2019-09-09 06:00 | 9 | 9 | 6 |  | 22.58 | - | 22.58
2017-09-09 07:00 | 9 | 9 | 7 | W | 19.07 | - | 19.07 | 2018-09-09 07:00 | 9 | 9 | 7 | W | 18.8 | - | 18.8 | 2019-09-09 07:00 | 9 | 9 | 7 |  | 22.71 | - | 22.71
2017-09-09 08:00 | 9 | 9 | 8 | W | 20.56 | - | 20.56 | 2018-09-09 08:00 | 9 | 9 | 8 | W | 19.61 | - | 19.61 | 2019-09-09 08:00 | 9 | 9 | 8 |  | 22.82 | 22.82 | -
2017-09-09 09:00 | 9 | 9 | 9 | W | 22.06 | - | 22.06 | 2018-09-09 09:00 | 9 | 9 | 9 | W | 21.33 | - | 21.33 | 2019-09-09 09:00 | 9 | 9 | 9 |  | 25.45 | 25.45 | -
2017-09-09 10:00 | 9 | 9 | 10 | W | 23.76 | - | 23.76 | 2018-09-09 10:00 | 9 | 9 | 10 | W | 21.74 | - | 21.74 | 2019-09-09 10:00 | 9 | 9 | 10 |  | 26.47 | 26.47 | -
2017-09-09 11:00 | 9 | 9 | 11 | W | 22.93 | - | 22.93 | 2018-09-09 11:00 | 9 | 9 | 11 | W | 22.78 | - | 22.78 | 2019-09-09 11:00 | 9 | 9 | 11 |  | 26.99 | 26.99 | -
2017-09-09 12:00 | 9 | 9 | 12 | W | 23.2 | - | 23.2 | 2018-09-09 12:00 | 9 | 9 | 12 | W | 23.36 | - | 23.36 | 2019-09-09 12:00 | 9 | 9 | 12 |  | 32.81 | 32.81 | -
2017-09-09 13:00 | 9 | 9 | 13 | W | 23.63 | - | 23.63 | 2018-09-09 13:00 | 9 | 9 | 13 | W | 23.9 | - | 23.9 | 2019-09-09 13:00 | 9 | 9 | 13 |  | 35.43 | 35.43 | -
2017-09-09 14:00 | 9 | 9 | 14 | W | 23.95 | - | 23.95 | 2018-09-09 14:00 | 9 | 9 | 14 | W | 25.05 | - | 25.05 | 2019-09-09 14:00 | 9 | 9 | 14 |  | 36.15 | 36.15 | -
2017-09-09 15:00 | 9 | 9 | 15 | W | 24.18 | - | 24.18 | 2018-09-09 15:00 | 9 | 9 | 15 | W | 25.53 | - | 25.53 | 2019-09-09 15:00 | 9 | 9 | 15 |  | 37.87 | 37.87 | -
2017-09-09 16:00 | 9 | 9 | 16 | W | 24.2 | - | 24.2 | 2018-09-09 16:00 | 9 | 9 | 16 | W | 27.38 | - | 27.38 | 2019-09-09 16:00 | 9 | 9 | 16 |  | 44.83 | 44.83 | -
2017-09-09 17:00 | 9 | 9 | 17 | W | 24.01 | - | 24.01 | 2018-09-09 17:00 | 9 | 9 | 17 | W | 26.9 | - | 26.9 | 2019-09-09 17:00 | 9 | 9 | 17 |  | 40.5 | - | 40.5
2017-09-09 18:00 | 9 | 9 | 18 | W | 23.81 | - | 23.81 | 2018-09-09 18:00 | 9 | 9 | 18 | W | 27.78 | - | 27.78 | 2019-09-09 18:00 | 9 | 9 | 18 |  | 36.51 | - | 36.51
2017-09-09 19:00 | 9 | 9 | 19 | W | 24.15 | - | 24.15 | 2018-09-09 19:00 | 9 | 9 | 19 | W | 27.49 | - | 27.49 | 2019-09-09 19:00 | 9 | 9 | 19 |  | 37.37 | - | 37.37
2017-09-09 20:00 | 9 | 9 | 20 | W | 24.1 | - | 24.1 | 2018-09-09 20:00 | 9 | 9 | 20 | W | 27.22 | - | 27.22 | 2019-09-09 20:00 | 9 | 9 | 20 |  | 33 | - | 33
2017-09-09 21:00 | 9 | 9 | 21 | W | 22.33 | - | 22.33 | 2018-09-09 21:00 | 9 | 9 | 21 | W | 24.68 | - | 24.68 | 2019-09-09 21:00 | 9 | 9 | 21 |  | 24.32 | - | 24.32
2017-09-09 22:00 | 9 | 9 | 22 | W | 20.25 | - | 20.25 | 2018-09-09 22:00 | 9 | 9 | 22 | W | 22.66 | - | 22.66 | 2019-09-09 22:00 | 9 | 9 | 22 |  | 22.27 | - | 22.27
2017-09-09 23:00 | 9 | 9 | 23 | W | 18.66 | - | 18.66 | 2018-09-09 23:00 | 9 | 9 | 23 | W | 20.7 | - | 20.7 | 2019-09-09 23:00 | 9 | 9 | 23 |  | 20.04 | - | 20.04
2017-09-10 | 9 | 10 | 0 | W | 17.31 | - | 17.31 | 2018-09-10 | 9 | 10 | 0 |  | 20.03 | - | 20.03 | 2019-09-10 | 9 | 10 | 0 |  | 18.97 | - | 18.97
2017-09-10 01:00 | 9 | 10 | 1 | W | 17.57 | - | 17.57 | 2018-09-10 01:00 | 9 | 10 | 1 |  | 20.26 | - | 20.26 | 2019-09-10 01:00 | 9 | 10 | 1 |  | 18.38 | - | 18.38
2017-09-10 02:00 | 9 | 10 | 2 | W | 16.83 | - | 16.83 | 2018-09-10 02:00 | 9 | 10 | 2 |  | 20.22 | - | 20.22 | 2019-09-10 02:00 | 9 | 10 | 2 |  | 17.44 | - | 17.44
2017-09-10 03:00 | 9 | 10 | 3 | W | 16.52 | - | 16.52 | 2018-09-10 03:00 | 9 | 10 | 3 |  | 19.5 | - | 19.5 | 2019-09-10 03:00 | 9 | 10 | 3 |  | 16.73 | - | 16.73
2017-09-10 04:00 | 9 | 10 | 4 | W | 16.84 | - | 16.84 | 2018-09-10 04:00 | 9 | 10 | 4 |  | 20.38 | - | 20.38 | 2019-09-10 04:00 | 9 | 10 | 4 |  | 17.81 | - | 17.81
2017-09-10 05:00 | 9 | 10 | 5 | W | 17.11 | - | 17.11 | 2018-09-10 05:00 | 9 | 10 | 5 |  | 21.76 | - | 21.76 | 2019-09-10 05:00 | 9 | 10 | 5 |  | 18.89 | - | 18.89
2017-09-10 06:00 | 9 | 10 | 6 | W | 17.34 | - | 17.34 | 2018-09-10 06:00 | 9 | 10 | 6 |  | 26.04 | - | 26.04 | 2019-09-10 06:00 | 9 | 10 | 6 |  | 22.22 | - | 22.22
2017-09-10 07:00 | 9 | 10 | 7 | W | 17.25 | - | 17.25 | 2018-09-10 07:00 | 9 | 10 | 7 |  | 25.7 | - | 25.7 | 2019-09-10 07:00 | 9 | 10 | 7 |  | 22.44 | - | 22.44
2017-09-10 08:00 | 9 | 10 | 8 | W | 18.9 | - | 18.9 | 2018-09-10 08:00 | 9 | 10 | 8 |  | 26.42 | 26.42 | - | 2019-09-10 08:00 | 9 | 10 | 8 |  | 23.37 | 23.37 | -
2017-09-10 09:00 | 9 | 10 | 9 | W | 20.83 | - | 20.83 | 2018-09-10 09:00 | 9 | 10 | 9 |  | 29.33 | 29.33 | - | 2019-09-10 09:00 | 9 | 10 | 9 |  | 27.96 | 27.96 | -
2017-09-10 10:00 | 9 | 10 | 10 | W | 22.01 | - | 22.01 | 2018-09-10 10:00 | 9 | 10 | 10 |  | 34.05 | 34.05 | - | 2019-09-10 10:00 | 9 | 10 | 10 |  | 30.93 | 30.93 | -
2017-09-10 11:00 | 9 | 10 | 11 | W | 22.24 | - | 22.24 | 2018-09-10 11:00 | 9 | 10 | 11 |  | 36.34 | 36.34 | - | 2019-09-10 11:00 | 9 | 10 | 11 |  | 34.69 | 34.69 | -
2017-09-10 12:00 | 9 | 10 | 12 | W | 22.8 | - | 22.8 | 2018-09-10 12:00 | 9 | 10 | 12 |  | 39.46 | 39.46 | - | 2019-09-10 12:00 | 9 | 10 | 12 |  | 39.18 | 39.18 | -
2017-09-10 13:00 | 9 | 10 | 13 | W | 23.92 | - | 23.92 | 2018-09-10 13:00 | 9 | 10 | 13 |  | 41.65 | 41.65 | - | 2019-09-10 13:00 | 9 | 10 | 13 |  | 46.84 | 46.84 | -
2017-09-10 14:00 | 9 | 10 | 14 | W | 24.7 | - | 24.7 | 2018-09-10 14:00 | 9 | 10 | 14 |  | 42.09 | 42.09 | - | 2019-09-10 14:00 | 9 | 10 | 14 |  | 54.47 | 54.47 | -
2017-09-10 15:00 | 9 | 10 | 15 | W | 24.94 | - | 24.94 | 2018-09-10 15:00 | 9 | 10 | 15 |  | 42.42 | 42.42 | - | 2019-09-10 15:00 | 9 | 10 | 15 |  | 64.95 | 64.95 | -
2017-09-10 16:00 | 9 | 10 | 16 | W | 26.87 | - | 26.87 | 2018-09-10 16:00 | 9 | 10 | 16 |  | 42.73 | 42.73 | - | 2019-09-10 16:00 | 9 | 10 | 16 |  | 72.43 | 72.43 | -
2017-09-10 17:00 | 9 | 10 | 17 | W | 26.89 | - | 26.89 | 2018-09-10 17:00 | 9 | 10 | 17 |  | 41.68 | - | 41.68 | 2019-09-10 17:00 | 9 | 10 | 17 |  | 67.66 | - | 67.66
2017-09-10 18:00 | 9 | 10 | 18 | W | 26.27 | - | 26.27 | 2018-09-10 18:00 | 9 | 10 | 18 |  | 40.41 | - | 40.41 | 2019-09-10 18:00 | 9 | 10 | 18 |  | 46.06 | - | 46.06
2017-09-10 19:00 | 9 | 10 | 19 | W | 27.28 | - | 27.28 | 2018-09-10 19:00 | 9 | 10 | 19 |  | 46.21 | - | 46.21 | 2019-09-10 19:00 | 9 | 10 | 19 |  | 42.81 | - | 42.81
2017-09-10 20:00 | 9 | 10 | 20 | W | 27.06 | - | 27.06 | 2018-09-10 20:00 | 9 | 10 | 20 |  | 43.2 | - | 43.2 | 2019-09-10 20:00 | 9 | 10 | 20 |  | 42.56 | - | 42.56
2017-09-10 21:00 | 9 | 10 | 21 | W | 24.75 | - | 24.75 | 2018-09-10 21:00 | 9 | 10 | 21 |  | 36.64 | - | 36.64 | 2019-09-10 21:00 | 9 | 10 | 21 |  | 32.02 | - | 32.02
2017-09-10 22:00 | 9 | 10 | 22 | W | 21.27 | - | 21.27 | 2018-09-10 22:00 | 9 | 10 | 22 |  | 31.19 | - | 31.19 | 2019-09-10 22:00 | 9 | 10 | 22 |  | 27.87 | - | 27.87
2017-09-10 23:00 | 9 | 10 | 23 | W | 19.63 | - | 19.63 | 2018-09-10 23:00 | 9 | 10 | 23 |  | 26.86 | - | 26.86 | 2019-09-10 23:00 | 9 | 10 | 23 |  | 22.68 | - | 22.68
2017-09-11 | 9 | 11 | 0 |  | 19.91 | - | 19.91 | 2018-09-11 | 9 | 11 | 0 |  | 22.39 | - | 22.39 | 2019-09-11 | 9 | 11 | 0 |  | 21.45 | - | 21.45
2017-09-11 01:00 | 9 | 11 | 1 |  | 19.97 | - | 19.97 | 2018-09-11 01:00 | 9 | 11 | 1 |  | 21.13 | - | 21.13 | 2019-09-11 01:00 | 9 | 11 | 1 |  | 20.3 | - | 20.3
2017-09-11 02:00 | 9 | 11 | 2 |  | 19.88 | - | 19.88 | 2018-09-11 02:00 | 9 | 11 | 2 |  | 20.33 | - | 20.33 | 2019-09-11 02:00 | 9 | 11 | 2 |  | 19.27 | - | 19.27
2017-09-11 03:00 | 9 | 11 | 3 |  | 19.8 | - | 19.8 | 2018-09-11 03:00 | 9 | 11 | 3 |  | 19.77 | - | 19.77 | 2019-09-11 03:00 | 9 | 11 | 3 |  | 18.88 | - | 18.88
2017-09-11 04:00 | 9 | 11 | 4 |  | 20.15 | - | 20.15 | 2018-09-11 04:00 | 9 | 11 | 4 |  | 20.19 | - | 20.19 | 2019-09-11 04:00 | 9 | 11 | 4 |  | 18.81 | - | 18.81
2017-09-11 05:00 | 9 | 11 | 5 |  | 21.7 | - | 21.7 | 2018-09-11 05:00 | 9 | 11 | 5 |  | 23.34 | - | 23.34 | 2019-09-11 05:00 | 9 | 11 | 5 |  | 20.28 | - | 20.28
2017-09-11 06:00 | 9 | 11 | 6 |  | 25.89 | - | 25.89 | 2018-09-11 06:00 | 9 | 11 | 6 |  | 28.1 | - | 28.1 | 2019-09-11 06:00 | 9 | 11 | 6 |  | 23.56 | - | 23.56
2017-09-11 07:00 | 9 | 11 | 7 |  | 25.38 | - | 25.38 | 2018-09-11 07:00 | 9 | 11 | 7 |  | 28.62 | - | 28.62 | 2019-09-11 07:00 | 9 | 11 | 7 |  | 23.2 | - | 23.2
2017-09-11 08:00 | 9 | 11 | 8 |  | 26.04 | 26.04 | - | 2018-09-11 08:00 | 9 | 11 | 8 |  | 30.03 | 30.03 | - | 2019-09-11 08:00 | 9 | 11 | 8 |  | 24.3 | 24.3 | -
2017-09-11 09:00 | 9 | 11 | 9 |  | 27.62 | 27.62 | - | 2018-09-11 09:00 | 9 | 11 | 9 |  | 35.09 | 35.09 | - | 2019-09-11 09:00 | 9 | 11 | 9 |  | 28.01 | 28.01 | -
2017-09-11 10:00 | 9 | 11 | 10 |  | 29.96 | 29.96 | - | 2018-09-11 10:00 | 9 | 11 | 10 |  | 38.61 | 38.61 | - | 2019-09-11 10:00 | 9 | 11 | 10 |  | 32.16 | 32.16 | -
2017-09-11 11:00 | 9 | 11 | 11 |  | 32.63 | 32.63 | - | 2018-09-11 11:00 | 9 | 11 | 11 |  | 43.02 | 43.02 | - | 2019-09-11 11:00 | 9 | 11 | 11 |  | 35.46 | 35.46 | -
2017-09-11 12:00 | 9 | 11 | 12 |  | 34.82 | 34.82 | - | 2018-09-11 12:00 | 9 | 11 | 12 |  | 41.4 | 41.4 | - | 2019-09-11 12:00 | 9 | 11 | 12 |  | 39.81 | 39.81 | -
2017-09-11 13:00 | 9 | 11 | 13 |  | 34.8 | 34.8 | - | 2018-09-11 13:00 | 9 | 11 | 13 |  | 41.34 | 41.34 | - | 2019-09-11 13:00 | 9 | 11 | 13 |  | 45.73 | 45.73 | -
2017-09-11 14:00 | 9 | 11 | 14 |  | 34.79 | 34.79 | - | 2018-09-11 14:00 | 9 | 11 | 14 |  | 42.04 | 42.04 | - | 2019-09-11 14:00 | 9 | 11 | 14 |  | 55.09 | 55.09 | -
2017-09-11 15:00 | 9 | 11 | 15 |  | 33.7 | 33.7 | - | 2018-09-11 15:00 | 9 | 11 | 15 |  | 44.87 | 44.87 | - | 2019-09-11 15:00 | 9 | 11 | 15 |  | 63.69 | 63.69 | -
2017-09-11 16:00 | 9 | 11 | 16 |  | 33.31 | 33.31 | - | 2018-09-11 16:00 | 9 | 11 | 16 |  | 46.27 | 46.27 | - | 2019-09-11 16:00 | 9 | 11 | 16 |  | 71.54 | 71.54 | -
2017-09-11 17:00 | 9 | 11 | 17 |  | 32.86 | - | 32.86 | 2018-09-11 17:00 | 9 | 11 | 17 |  | 44.61 | - | 44.61 | 2019-09-11 17:00 | 9 | 11 | 17 |  | 59.97 | - | 59.97
2017-09-11 18:00 | 9 | 11 | 18 |  | 33.24 | - | 33.24 | 2018-09-11 18:00 | 9 | 11 | 18 |  | 39.22 | - | 39.22 | 2019-09-11 18:00 | 9 | 11 | 18 |  | 42.52 | - | 42.52
2017-09-11 19:00 | 9 | 11 | 19 |  | 32.87 | - | 32.87 | 2018-09-11 19:00 | 9 | 11 | 19 |  | 41.76 | - | 41.76 | 2019-09-11 19:00 | 9 | 11 | 19 |  | 40.31 | - | 40.31
2017-09-11 20:00 | 9 | 11 | 20 |  | 32.32 | - | 32.32 | 2018-09-11 20:00 | 9 | 11 | 20 |  | 42.36 | - | 42.36 | 2019-09-11 20:00 | 9 | 11 | 20 |  | 37.81 | - | 37.81
2017-09-11 21:00 | 9 | 11 | 21 |  | 27.74 | - | 27.74 | 2018-09-11 21:00 | 9 | 11 | 21 |  | 36.04 | - | 36.04 | 2019-09-11 21:00 | 9 | 11 | 21 |  | 32.69 | - | 32.69
2017-09-11 22:00 | 9 | 11 | 22 |  | 23.72 | - | 23.72 | 2018-09-11 22:00 | 9 | 11 | 22 |  | 29.2 | - | 29.2 | 2019-09-11 22:00 | 9 | 11 | 22 |  | 27.71 | - | 27.71
2017-09-11 23:00 | 9 | 11 | 23 |  | 21.28 | - | 21.28 | 2018-09-11 23:00 | 9 | 11 | 23 |  | 27.52 | - | 27.52 | 2019-09-11 23:00 | 9 | 11 | 23 |  | 23.73 | - | 23.73
2017-09-12 | 9 | 12 | 0 |  | 21.92 | - | 21.92 | 2018-09-12 | 9 | 12 | 0 |  | 22.01 | - | 22.01 | 2019-09-12 | 9 | 12 | 0 |  | 23.05 | - | 23.05
2017-09-12 01:00 | 9 | 12 | 1 |  | 20.37 | - | 20.37 | 2018-09-12 01:00 | 9 | 12 | 1 |  | 20.03 | - | 20.03 | 2019-09-12 01:00 | 9 | 12 | 1 |  | 21.59 | - | 21.59
2017-09-12 02:00 | 9 | 12 | 2 |  | 19.51 | - | 19.51 | 2018-09-12 02:00 | 9 | 12 | 2 |  | 19.33 | - | 19.33 | 2019-09-12 02:00 | 9 | 12 | 2 |  | 20.05 | - | 20.05
2017-09-12 03:00 | 9 | 12 | 3 |  | 19.27 | - | 19.27 | 2018-09-12 03:00 | 9 | 12 | 3 |  | 18.96 | - | 18.96 | 2019-09-12 03:00 | 9 | 12 | 3 |  | 19.6 | - | 19.6
2017-09-12 04:00 | 9 | 12 | 4 |  | 19.92 | - | 19.92 | 2018-09-12 04:00 | 9 | 12 | 4 |  | 19.21 | - | 19.21 | 2019-09-12 04:00 | 9 | 12 | 4 |  | 19.71 | - | 19.71
2017-09-12 05:00 | 9 | 12 | 5 |  | 21.98 | - | 21.98 | 2018-09-12 05:00 | 9 | 12 | 5 |  | 22.12 | - | 22.12 | 2019-09-12 05:00 | 9 | 12 | 5 |  | 21.48 | - | 21.48
2017-09-12 06:00 | 9 | 12 | 6 |  | 25.76 | - | 25.76 | 2018-09-12 06:00 | 9 | 12 | 6 |  | 27.25 | - | 27.25 | 2019-09-12 06:00 | 9 | 12 | 6 |  | 24.32 | - | 24.32
2017-09-12 07:00 | 9 | 12 | 7 |  | 27.29 | - | 27.29 | 2018-09-12 07:00 | 9 | 12 | 7 |  | 26.78 | - | 26.78 | 2019-09-12 07:00 | 9 | 12 | 7 |  | 24.17 | - | 24.17
2017-09-12 08:00 | 9 | 12 | 8 |  | 27.19 | 27.19 | - | 2018-09-12 08:00 | 9 | 12 | 8 |  | 27.74 | 27.74 | - | 2019-09-12 08:00 | 9 | 12 | 8 |  | 25.46 | 25.46 | -
2017-09-12 09:00 | 9 | 12 | 9 |  | 30.12 | 30.12 | - | 2018-09-12 09:00 | 9 | 12 | 9 |  | 30.65 | 30.65 | - | 2019-09-12 09:00 | 9 | 12 | 9 |  | 28.49 | 28.49 | -
2017-09-12 10:00 | 9 | 12 | 10 |  | 33.56 | 33.56 | - | 2018-09-12 10:00 | 9 | 12 | 10 |  | 33.71 | 33.71 | - | 2019-09-12 10:00 | 9 | 12 | 10 |  | 32.8 | 32.8 | -
2017-09-12 11:00 | 9 | 12 | 11 |  | 35.78 | 35.78 | - | 2018-09-12 11:00 | 9 | 12 | 11 |  | 37.23 | 37.23 | - | 2019-09-12 11:00 | 9 | 12 | 11 |  | 37.49 | 37.49 | -
2017-09-12 12:00 | 9 | 12 | 12 |  | 36.98 | 36.98 | - | 2018-09-12 12:00 | 9 | 12 | 12 |  | 38.14 | 38.14 | - | 2019-09-12 12:00 | 9 | 12 | 12 |  | 42.52 | 42.52 | -
2017-09-12 13:00 | 9 | 12 | 13 |  | 37.53 | 37.53 | - | 2018-09-12 13:00 | 9 | 12 | 13 |  | 40.13 | 40.13 | - | 2019-09-12 13:00 | 9 | 12 | 13 |  | 50.72 | 50.72 | -
2017-09-12 14:00 | 9 | 12 | 14 |  | 37.54 | 37.54 | - | 2018-09-12 14:00 | 9 | 12 | 14 |  | 41.79 | 41.79 | - | 2019-09-12 14:00 | 9 | 12 | 14 |  | 84.67 | 84.67 | -
2017-09-12 15:00 | 9 | 12 | 15 |  | 38.44 | 38.44 | - | 2018-09-12 15:00 | 9 | 12 | 15 |  | 42.36 | 42.36 | - | 2019-09-12 15:00 | 9 | 12 | 15 |  | 92.95 | 92.95 | -
2017-09-12 16:00 | 9 | 12 | 16 |  | 38.64 | 38.64 | - | 2018-09-12 16:00 | 9 | 12 | 16 |  | 44 | 44 | - | 2019-09-12 16:00 | 9 | 12 | 16 |  | 103.72 | 103.72 | -
2017-09-12 17:00 | 9 | 12 | 17 |  | 37.96 | - | 37.96 | 2018-09-12 17:00 | 9 | 12 | 17 |  | 41.79 | - | 41.79 | 2019-09-12 17:00 | 9 | 12 | 17 |  | 70.72 | - | 70.72
2017-09-12 18:00 | 9 | 12 | 18 |  | 35.32 | - | 35.32 | 2018-09-12 18:00 | 9 | 12 | 18 |  | 38.8 | - | 38.8 | 2019-09-12 18:00 | 9 | 12 | 18 |  | 46.67 | - | 46.67
2017-09-12 19:00 | 9 | 12 | 19 |  | 36.83 | - | 36.83 | 2018-09-12 19:00 | 9 | 12 | 19 |  | 41.13 | - | 41.13 | 2019-09-12 19:00 | 9 | 12 | 19 |  | 42.62 | - | 42.62
2017-09-12 20:00 | 9 | 12 | 20 |  | 36.61 | - | 36.61 | 2018-09-12 20:00 | 9 | 12 | 20 |  | 41.09 | - | 41.09 | 2019-09-12 20:00 | 9 | 12 | 20 |  | 39.39 | - | 39.39
2017-09-12 21:00 | 9 | 12 | 21 |  | 29.57 | - | 29.57 | 2018-09-12 21:00 | 9 | 12 | 21 |  | 34.47 | - | 34.47 | 2019-09-12 21:00 | 9 | 12 | 21 |  | 32.16 | - | 32.16
2017-09-12 22:00 | 9 | 12 | 22 |  | 24.55 | - | 24.55 | 2018-09-12 22:00 | 9 | 12 | 22 |  | 27.49 | - | 27.49 | 2019-09-12 22:00 | 9 | 12 | 22 |  | 25.43 | - | 25.43
2017-09-12 23:00 | 9 | 12 | 23 |  | 23.21 | - | 23.21 | 2018-09-12 23:00 | 9 | 12 | 23 |  | 24.95 | - | 24.95 | 2019-09-12 23:00 | 9 | 12 | 23 |  | 22.91 | - | 22.91
2017-09-13 | 9 | 13 | 0 |  | 21.58 | - | 21.58 | 2018-09-13 | 9 | 13 | 0 |  | 24.22 | - | 24.22 | 2019-09-13 | 9 | 13 | 0 |  | 21.6 | - | 21.6
2017-09-13 01:00 | 9 | 13 | 1 |  | 21.03 | - | 21.03 | 2018-09-13 01:00 | 9 | 13 | 1 |  | 22.44 | - | 22.44 | 2019-09-13 01:00 | 9 | 13 | 1 |  | 20.49 | - | 20.49
2017-09-13 02:00 | 9 | 13 | 2 |  | 20.34 | - | 20.34 | 2018-09-13 02:00 | 9 | 13 | 2 |  | 21.69 | - | 21.69 | 2019-09-13 02:00 | 9 | 13 | 2 |  | 19.67 | - | 19.67
2017-09-13 03:00 | 9 | 13 | 3 |  | 20 | - | 20 | 2018-09-13 03:00 | 9 | 13 | 3 |  | 21.12 | - | 21.12 | 2019-09-13 03:00 | 9 | 13 | 3 |  | 18.97 | - | 18.97
2017-09-13 04:00 | 9 | 13 | 4 |  | 20.67 | - | 20.67 | 2018-09-13 04:00 | 9 | 13 | 4 |  | 21.79 | - | 21.79 | 2019-09-13 04:00 | 9 | 13 | 4 |  | 19.14 | - | 19.14
2017-09-13 05:00 | 9 | 13 | 5 |  | 22.26 | - | 22.26 | 2018-09-13 05:00 | 9 | 13 | 5 |  | 24.22 | - | 24.22 | 2019-09-13 05:00 | 9 | 13 | 5 |  | 21.33 | - | 21.33
2017-09-13 06:00 | 9 | 13 | 6 |  | 26.05 | - | 26.05 | 2018-09-13 06:00 | 9 | 13 | 6 |  | 31.61 | - | 31.61 | 2019-09-13 06:00 | 9 | 13 | 6 |  | 24.11 | - | 24.11
2017-09-13 07:00 | 9 | 13 | 7 |  | 25.32 | - | 25.32 | 2018-09-13 07:00 | 9 | 13 | 7 |  | 30.55 | - | 30.55 | 2019-09-13 07:00 | 9 | 13 | 7 |  | 24.42 | - | 24.42
2017-09-13 08:00 | 9 | 13 | 8 |  | 25.12 | 25.12 | - | 2018-09-13 08:00 | 9 | 13 | 8 |  | 31.34 | 31.34 | - | 2019-09-13 08:00 | 9 | 13 | 8 |  | 24.16 | 24.16 | -
2017-09-13 09:00 | 9 | 13 | 9 |  | 27.55 | 27.55 | - | 2018-09-13 09:00 | 9 | 13 | 9 |  | 34.8 | 34.8 | - | 2019-09-13 09:00 | 9 | 13 | 9 |  | 26.41 | 26.41 | -
2017-09-13 10:00 | 9 | 13 | 10 |  | 30.04 | 30.04 | - | 2018-09-13 10:00 | 9 | 13 | 10 |  | 36.77 | 36.77 | - | 2019-09-13 10:00 | 9 | 13 | 10 |  | 28.4 | 28.4 | -
2017-09-13 11:00 | 9 | 13 | 11 |  | 33.46 | 33.46 | - | 2018-09-13 11:00 | 9 | 13 | 11 |  | 40.3 | 40.3 | - | 2019-09-13 11:00 | 9 | 13 | 11 |  | 32.88 | 32.88 | -
2017-09-13 12:00 | 9 | 13 | 12 |  | 33.82 | 33.82 | - | 2018-09-13 12:00 | 9 | 13 | 12 |  | 42.06 | 42.06 | - | 2019-09-13 12:00 | 9 | 13 | 12 |  | 38.53 | 38.53 | -
2017-09-13 13:00 | 9 | 13 | 13 |  | 34.63 | 34.63 | - | 2018-09-13 13:00 | 9 | 13 | 13 |  | 44.33 | 44.33 | - | 2019-09-13 13:00 | 9 | 13 | 13 |  | 47.15 | 47.15 | -
2017-09-13 14:00 | 9 | 13 | 14 |  | 36.06 | 36.06 | - | 2018-09-13 14:00 | 9 | 13 | 14 |  | 48.31 | 48.31 | - | 2019-09-13 14:00 | 9 | 13 | 14 |  | 72.21 | 72.21 | -
2017-09-13 15:00 | 9 | 13 | 15 |  | 37.06 | 37.06 | - | 2018-09-13 15:00 | 9 | 13 | 15 |  | 49.36 | 49.36 | - | 2019-09-13 15:00 | 9 | 13 | 15 |  | 74.22 | 74.22 | -
2017-09-13 16:00 | 9 | 13 | 16 |  | 39.21 | 39.21 | - | 2018-09-13 16:00 | 9 | 13 | 16 |  | 51.31 | 51.31 | - | 2019-09-13 16:00 | 9 | 13 | 16 |  | 77.05 | 77.05 | -
2017-09-13 17:00 | 9 | 13 | 17 |  | 35.79 | - | 35.79 | 2018-09-13 17:00 | 9 | 13 | 17 |  | 47.85 | - | 47.85 | 2019-09-13 17:00 | 9 | 13 | 17 |  | 53.81 | - | 53.81
2017-09-13 18:00 | 9 | 13 | 18 |  | 34.27 | - | 34.27 | 2018-09-13 18:00 | 9 | 13 | 18 |  | 45.33 | - | 45.33 | 2019-09-13 18:00 | 9 | 13 | 18 |  | 36.18 | - | 36.18
2017-09-13 19:00 | 9 | 13 | 19 |  | 35.46 | - | 35.46 | 2018-09-13 19:00 | 9 | 13 | 19 |  | 44.44 | - | 44.44 | 2019-09-13 19:00 | 9 | 13 | 19 |  | 31.17 | - | 31.17
2017-09-13 20:00 | 9 | 13 | 20 |  | 33.34 | - | 33.34 | 2018-09-13 20:00 | 9 | 13 | 20 |  | 44.63 | - | 44.63 | 2019-09-13 20:00 | 9 | 13 | 20 |  | 29.57 | - | 29.57
2017-09-13 21:00 | 9 | 13 | 21 |  | 25.76 | - | 25.76 | 2018-09-13 21:00 | 9 | 13 | 21 |  | 35 | - | 35 | 2019-09-13 21:00 | 9 | 13 | 21 |  | 25.18 | - | 25.18
2017-09-13 22:00 | 9 | 13 | 22 |  | 23.95 | - | 23.95 | 2018-09-13 22:00 | 9 | 13 | 22 |  | 28.65 | - | 28.65 | 2019-09-13 22:00 | 9 | 13 | 22 |  | 22.85 | - | 22.85
2017-09-13 23:00 | 9 | 13 | 23 |  | 22.77 | - | 22.77 | 2018-09-13 23:00 | 9 | 13 | 23 |  | 27.16 | - | 27.16 | 2019-09-13 23:00 | 9 | 13 | 23 |  | 20.97 | - | 20.97
2017-09-14 | 9 | 14 | 0 |  | 22.22 | - | 22.22 | 2018-09-14 | 9 | 14 | 0 |  | 25.83 | - | 25.83 | 2019-09-14 | 9 | 14 | 0 | W | 20.65 | - | 20.65
2017-09-14 01:00 | 9 | 14 | 1 |  | 21.11 | - | 21.11 | 2018-09-14 01:00 | 9 | 14 | 1 |  | 23.41 | - | 23.41 | 2019-09-14 01:00 | 9 | 14 | 1 | W | 20.51 | - | 20.51
2017-09-14 02:00 | 9 | 14 | 2 |  | 20.89 | - | 20.89 | 2018-09-14 02:00 | 9 | 14 | 2 |  | 21.88 | - | 21.88 | 2019-09-14 02:00 | 9 | 14 | 2 | W | 19.53 | - | 19.53
2017-09-14 03:00 | 9 | 14 | 3 |  | 20.53 | - | 20.53 | 2018-09-14 03:00 | 9 | 14 | 3 |  | 21.83 | - | 21.83 | 2019-09-14 03:00 | 9 | 14 | 3 | W | 18.91 | - | 18.91
2017-09-14 04:00 | 9 | 14 | 4 |  | 20.77 | - | 20.77 | 2018-09-14 04:00 | 9 | 14 | 4 |  | 22.31 | - | 22.31 | 2019-09-14 04:00 | 9 | 14 | 4 | W | 18.94 | - | 18.94
2017-09-14 05:00 | 9 | 14 | 5 |  | 23.24 | - | 23.24 | 2018-09-14 05:00 | 9 | 14 | 5 |  | 25.18 | - | 25.18 | 2019-09-14 05:00 | 9 | 14 | 5 | W | 19.53 | - | 19.53
2017-09-14 06:00 | 9 | 14 | 6 |  | 27.85 | - | 27.85 | 2018-09-14 06:00 | 9 | 14 | 6 |  | 33.78 | - | 33.78 | 2019-09-14 06:00 | 9 | 14 | 6 | W | 20.39 | - | 20.39
2017-09-14 07:00 | 9 | 14 | 7 |  | 28.27 | - | 28.27 | 2018-09-14 07:00 | 9 | 14 | 7 |  | 34.53 | - | 34.53 | 2019-09-14 07:00 | 9 | 14 | 7 | W | 20.7 | - | 20.7
2017-09-14 08:00 | 9 | 14 | 8 |  | 28.72 | 28.72 | - | 2018-09-14 08:00 | 9 | 14 | 8 |  | 35.43 | 35.43 | - | 2019-09-14 08:00 | 9 | 14 | 8 | W | 22.31 | - | 22.31
2017-09-14 09:00 | 9 | 14 | 9 |  | 31.3 | 31.3 | - | 2018-09-14 09:00 | 9 | 14 | 9 |  | 42.43 | 42.43 | - | 2019-09-14 09:00 | 9 | 14 | 9 | W | 23.66 | - | 23.66
2017-09-14 10:00 | 9 | 14 | 10 |  | 32.72 | 32.72 | - | 2018-09-14 10:00 | 9 | 14 | 10 |  | 44.11 | 44.11 | - | 2019-09-14 10:00 | 9 | 14 | 10 | W | 25.28 | - | 25.28
2017-09-14 11:00 | 9 | 14 | 11 |  | 35.66 | 35.66 | - | 2018-09-14 11:00 | 9 | 14 | 11 |  | 46.41 | 46.41 | - | 2019-09-14 11:00 | 9 | 14 | 11 | W | 26.95 | - | 26.95
2017-09-14 12:00 | 9 | 14 | 12 |  | 37.96 | 37.96 | - | 2018-09-14 12:00 | 9 | 14 | 12 |  | 46.6 | 46.6 | - | 2019-09-14 12:00 | 9 | 14 | 12 | W | 29.08 | - | 29.08
2017-09-14 13:00 | 9 | 14 | 13 |  | 37.75 | 37.75 | - | 2018-09-14 13:00 | 9 | 14 | 13 |  | 54.05 | 54.05 | - | 2019-09-14 13:00 | 9 | 14 | 13 | W | 34.32 | - | 34.32
2017-09-14 14:00 | 9 | 14 | 14 |  | 38.24 | 38.24 | - | 2018-09-14 14:00 | 9 | 14 | 14 |  | 59.55 | 59.55 | - | 2019-09-14 14:00 | 9 | 14 | 14 | W | 36.39 | - | 36.39
2017-09-14 15:00 | 9 | 14 | 15 |  | 38.68 | 38.68 | - | 2018-09-14 15:00 | 9 | 14 | 15 |  | 60.59 | 60.59 | - | 2019-09-14 15:00 | 9 | 14 | 15 | W | 39.31 | - | 39.31
2017-09-14 16:00 | 9 | 14 | 16 |  | 39.96 | 39.96 | - | 2018-09-14 16:00 | 9 | 14 | 16 |  | 68.42 | 68.42 | - | 2019-09-14 16:00 | 9 | 14 | 16 | W | 42.05 | - | 42.05
2017-09-14 17:00 | 9 | 14 | 17 |  | 39.42 | - | 39.42 | 2018-09-14 17:00 | 9 | 14 | 17 |  | 57.91 | - | 57.91 | 2019-09-14 17:00 | 9 | 14 | 17 | W | 38.96 | - | 38.96
2017-09-14 18:00 | 9 | 14 | 18 |  | 37.69 | - | 37.69 | 2018-09-14 18:00 | 9 | 14 | 18 |  | 46.86 | - | 46.86 | 2019-09-14 18:00 | 9 | 14 | 18 | W | 35.23 | - | 35.23
2017-09-14 19:00 | 9 | 14 | 19 |  | 38 | - | 38 | 2018-09-14 19:00 | 9 | 14 | 19 |  | 45.97 | - | 45.97 | 2019-09-14 19:00 | 9 | 14 | 19 | W | 33.42 | - | 33.42
2017-09-14 20:00 | 9 | 14 | 20 |  | 37.62 | - | 37.62 | 2018-09-14 20:00 | 9 | 14 | 20 |  | 46.95 | - | 46.95 | 2019-09-14 20:00 | 9 | 14 | 20 | W | 28.9 | - | 28.9
2017-09-14 21:00 | 9 | 14 | 21 |  | 30 | - | 30 | 2018-09-14 21:00 | 9 | 14 | 21 |  | 39.42 | - | 39.42 | 2019-09-14 21:00 | 9 | 14 | 21 | W | 24.59 | - | 24.59
2017-09-14 22:00 | 9 | 14 | 22 |  | 24.63 | - | 24.63 | 2018-09-14 22:00 | 9 | 14 | 22 |  | 30.92 | - | 30.92 | 2019-09-14 22:00 | 9 | 14 | 22 | W | 23.3 | - | 23.3
2017-09-14 23:00 | 9 | 14 | 23 |  | 22.91 | - | 22.91 | 2018-09-14 23:00 | 9 | 14 | 23 |  | 27.05 | - | 27.05 | 2019-09-14 23:00 | 9 | 14 | 23 | W | 21.37 | - | 21.37
2017-09-15 | 9 | 15 | 0 |  | 22.01 | - | 22.01 | 2018-09-15 | 9 | 15 | 0 | W | 24.6 | - | 24.6 | 2019-09-15 | 9 | 15 | 0 | W | 20.18 | - | 20.18
2017-09-15 01:00 | 9 | 15 | 1 |  | 20.36 | - | 20.36 | 2018-09-15 01:00 | 9 | 15 | 1 | W | 23.07 | - | 23.07 | 2019-09-15 01:00 | 9 | 15 | 1 | W | 19.32 | - | 19.32
2017-09-15 02:00 | 9 | 15 | 2 |  | 19.35 | - | 19.35 | 2018-09-15 02:00 | 9 | 15 | 2 | W | 21.25 | - | 21.25 | 2019-09-15 02:00 | 9 | 15 | 2 | W | 17.69 | - | 17.69
2017-09-15 03:00 | 9 | 15 | 3 |  | 18.99 | - | 18.99 | 2018-09-15 03:00 | 9 | 15 | 3 | W | 20.49 | - | 20.49 | 2019-09-15 03:00 | 9 | 15 | 3 | W | 16.49 | - | 16.49
2017-09-15 04:00 | 9 | 15 | 4 |  | 19.62 | - | 19.62 | 2018-09-15 04:00 | 9 | 15 | 4 | W | 20.42 | - | 20.42 | 2019-09-15 04:00 | 9 | 15 | 4 | W | 16.06 | - | 16.06
2017-09-15 05:00 | 9 | 15 | 5 |  | 21.98 | - | 21.98 | 2018-09-15 05:00 | 9 | 15 | 5 | W | 21.4 | - | 21.4 | 2019-09-15 05:00 | 9 | 15 | 5 | W | 16.4 | - | 16.4
2017-09-15 06:00 | 9 | 15 | 6 |  | 25.06 | - | 25.06 | 2018-09-15 06:00 | 9 | 15 | 6 | W | 23.52 | - | 23.52 | 2019-09-15 06:00 | 9 | 15 | 6 | W | 17.36 | - | 17.36
2017-09-15 07:00 | 9 | 15 | 7 |  | 24.86 | - | 24.86 | 2018-09-15 07:00 | 9 | 15 | 7 | W | 23.37 | - | 23.37 | 2019-09-15 07:00 | 9 | 15 | 7 | W | 18.48 | - | 18.48
2017-09-15 08:00 | 9 | 15 | 8 |  | 24.9 | 24.9 | - | 2018-09-15 08:00 | 9 | 15 | 8 | W | 25.42 | - | 25.42 | 2019-09-15 08:00 | 9 | 15 | 8 | W | 18.99 | - | 18.99
2017-09-15 09:00 | 9 | 15 | 9 |  | 26.93 | 26.93 | - | 2018-09-15 09:00 | 9 | 15 | 9 | W | 28.98 | - | 28.98 | 2019-09-15 09:00 | 9 | 15 | 9 | W | 21.2 | - | 21.2
2017-09-15 10:00 | 9 | 15 | 10 |  | 30.51 | 30.51 | - | 2018-09-15 10:00 | 9 | 15 | 10 | W | 32.79 | - | 32.79 | 2019-09-15 10:00 | 9 | 15 | 10 | W | 22.88 | - | 22.88
2017-09-15 11:00 | 9 | 15 | 11 |  | 34.75 | 34.75 | - | 2018-09-15 11:00 | 9 | 15 | 11 | W | 37.93 | - | 37.93 | 2019-09-15 11:00 | 9 | 15 | 11 | W | 24.13 | - | 24.13
2017-09-15 12:00 | 9 | 15 | 12 |  | 37.51 | 37.51 | - | 2018-09-15 12:00 | 9 | 15 | 12 | W | 40.7 | - | 40.7 | 2019-09-15 12:00 | 9 | 15 | 12 | W | 26.31 | - | 26.31
2017-09-15 13:00 | 9 | 15 | 13 |  | 39.82 | 39.82 | - | 2018-09-15 13:00 | 9 | 15 | 13 | W | 47.12 | - | 47.12 | 2019-09-15 13:00 | 9 | 15 | 13 | W | 29.87 | - | 29.87
2017-09-15 14:00 | 9 | 15 | 14 |  | 40.75 | 40.75 | - | 2018-09-15 14:00 | 9 | 15 | 14 | W | 53.47 | - | 53.47 | 2019-09-15 14:00 | 9 | 15 | 14 | W | 33.34 | - | 33.34
2017-09-15 15:00 | 9 | 15 | 15 |  | 41.04 | 41.04 | - | 2018-09-15 15:00 | 9 | 15 | 15 | W | 56.61 | - | 56.61 | 2019-09-15 15:00 | 9 | 15 | 15 | W | 35.83 | - | 35.83
2017-09-15 16:00 | 9 | 15 | 16 |  | 41.58 | 41.58 | - | 2018-09-15 16:00 | 9 | 15 | 16 | W | 62.83 | - | 62.83 | 2019-09-15 16:00 | 9 | 15 | 16 | W | 39.73 | - | 39.73
2017-09-15 17:00 | 9 | 15 | 17 |  | 40.2 | - | 40.2 | 2018-09-15 17:00 | 9 | 15 | 17 | W | 55.78 | - | 55.78 | 2019-09-15 17:00 | 9 | 15 | 17 | W | 38.38 | - | 38.38
2017-09-15 18:00 | 9 | 15 | 18 |  | 38.83 | - | 38.83 | 2018-09-15 18:00 | 9 | 15 | 18 | W | 41.5 | - | 41.5 | 2019-09-15 18:00 | 9 | 15 | 18 | W | 34.48 | - | 34.48
2017-09-15 19:00 | 9 | 15 | 19 |  | 38.43 | - | 38.43 | 2018-09-15 19:00 | 9 | 15 | 19 | W | 39.5 | - | 39.5 | 2019-09-15 19:00 | 9 | 15 | 19 | W | 34.02 | - | 34.02
2017-09-15 20:00 | 9 | 15 | 20 |  | 36.29 | - | 36.29 | 2018-09-15 20:00 | 9 | 15 | 20 | W | 38.35 | - | 38.35 | 2019-09-15 20:00 | 9 | 15 | 20 | W | 32.17 | - | 32.17
2017-09-15 21:00 | 9 | 15 | 21 |  | 26.79 | - | 26.79 | 2018-09-15 21:00 | 9 | 15 | 21 | W | 32.42 | - | 32.42 | 2019-09-15 21:00 | 9 | 15 | 21 | W | 25.04 | - | 25.04
2017-09-15 22:00 | 9 | 15 | 22 |  | 23.38 | - | 23.38 | 2018-09-15 22:00 | 9 | 15 | 22 | W | 27.56 | - | 27.56 | 2019-09-15 22:00 | 9 | 15 | 22 | W | 23.03 | - | 23.03
2017-09-15 23:00 | 9 | 15 | 23 |  | 21.8 | - | 21.8 | 2018-09-15 23:00 | 9 | 15 | 23 | W | 25.21 | - | 25.21 | 2019-09-15 23:00 | 9 | 15 | 23 | W | 20.88 | - | 20.88
2017-09-16 | 9 | 16 | 0 | W | 22.42 | - | 22.42 | 2018-09-16 | 9 | 16 | 0 | W | 23.2 | - | 23.2 | 2019-09-16 | 9 | 16 | 0 |  | 20.49 | - | 20.49
2017-09-16 01:00 | 9 | 16 | 1 | W | 21.92 | - | 21.92 | 2018-09-16 01:00 | 9 | 16 | 1 | W | 22.56 | - | 22.56 | 2019-09-16 01:00 | 9 | 16 | 1 |  | 19.52 | - | 19.52
2017-09-16 02:00 | 9 | 16 | 2 | W | 20.82 | - | 20.82 | 2018-09-16 02:00 | 9 | 16 | 2 | W | 20.43 | - | 20.43 | 2019-09-16 02:00 | 9 | 16 | 2 |  | 18.28 | - | 18.28
2017-09-16 03:00 | 9 | 16 | 3 | W | 20.06 | - | 20.06 | 2018-09-16 03:00 | 9 | 16 | 3 | W | 20.25 | - | 20.25 | 2019-09-16 03:00 | 9 | 16 | 3 |  | 17.54 | - | 17.54
2017-09-16 04:00 | 9 | 16 | 4 | W | 20.12 | - | 20.12 | 2018-09-16 04:00 | 9 | 16 | 4 | W | 20.24 | - | 20.24 | 2019-09-16 04:00 | 9 | 16 | 4 |  | 18.15 | - | 18.15
2017-09-16 05:00 | 9 | 16 | 5 | W | 20.8 | - | 20.8 | 2018-09-16 05:00 | 9 | 16 | 5 | W | 20.9 | - | 20.9 | 2019-09-16 05:00 | 9 | 16 | 5 |  | 20.22 | - | 20.22
2017-09-16 06:00 | 9 | 16 | 6 | W | 22.22 | - | 22.22 | 2018-09-16 06:00 | 9 | 16 | 6 | W | 22.97 | - | 22.97 | 2019-09-16 06:00 | 9 | 16 | 6 |  | 22.79 | - | 22.79
2017-09-16 07:00 | 9 | 16 | 7 | W | 22.08 | - | 22.08 | 2018-09-16 07:00 | 9 | 16 | 7 | W | 23.01 | - | 23.01 | 2019-09-16 07:00 | 9 | 16 | 7 |  | 23.19 | - | 23.19
2017-09-16 08:00 | 9 | 16 | 8 | W | 23.89 | - | 23.89 | 2018-09-16 08:00 | 9 | 16 | 8 | W | 26 | - | 26 | 2019-09-16 08:00 | 9 | 16 | 8 |  | 24.03 | 24.03 | -
2017-09-16 09:00 | 9 | 16 | 9 | W | 26.07 | - | 26.07 | 2018-09-16 09:00 | 9 | 16 | 9 | W | 29.35 | - | 29.35 | 2019-09-16 09:00 | 9 | 16 | 9 |  | 27.6 | 27.6 | -
2017-09-16 10:00 | 9 | 16 | 10 | W | 26.87 | - | 26.87 | 2018-09-16 10:00 | 9 | 16 | 10 | W | 32.99 | - | 32.99 | 2019-09-16 10:00 | 9 | 16 | 10 |  | 29.68 | 29.68 | -
2017-09-16 11:00 | 9 | 16 | 11 | W | 34.04 | - | 34.04 | 2018-09-16 11:00 | 9 | 16 | 11 | W | 35.95 | - | 35.95 | 2019-09-16 11:00 | 9 | 16 | 11 |  | 32.47 | 32.47 | -
2017-09-16 12:00 | 9 | 16 | 12 | W | 37.47 | - | 37.47 | 2018-09-16 12:00 | 9 | 16 | 12 | W | 39.88 | - | 39.88 | 2019-09-16 12:00 | 9 | 16 | 12 |  | 35.77 | 35.77 | -
2017-09-16 13:00 | 9 | 16 | 13 | W | 37.55 | - | 37.55 | 2018-09-16 13:00 | 9 | 16 | 13 | W | 43.38 | - | 43.38 | 2019-09-16 13:00 | 9 | 16 | 13 |  | 44.85 | 44.85 | -
2017-09-16 14:00 | 9 | 16 | 14 | W | 39.73 | - | 39.73 | 2018-09-16 14:00 | 9 | 16 | 14 | W | 45.18 | - | 45.18 | 2019-09-16 14:00 | 9 | 16 | 14 |  | 55.08 | 55.08 | -
2017-09-16 15:00 | 9 | 16 | 15 | W | 40.96 | - | 40.96 | 2018-09-16 15:00 | 9 | 16 | 15 | W | 46.94 | - | 46.94 | 2019-09-16 15:00 | 9 | 16 | 15 |  | 66.39 | 66.39 | -
2017-09-16 16:00 | 9 | 16 | 16 | W | 42.61 | - | 42.61 | 2018-09-16 16:00 | 9 | 16 | 16 | W | 55.08 | - | 55.08 | 2019-09-16 16:00 | 9 | 16 | 16 |  | 79.58 | 79.58 | -
2017-09-16 17:00 | 9 | 16 | 17 | W | 42.35 | - | 42.35 | 2018-09-16 17:00 | 9 | 16 | 17 | W | 51.68 | - | 51.68 | 2019-09-16 17:00 | 9 | 16 | 17 |  | 65.3 | - | 65.3
2017-09-16 18:00 | 9 | 16 | 18 | W | 36.46 | - | 36.46 | 2018-09-16 18:00 | 9 | 16 | 18 | W | 41.55 | - | 41.55 | 2019-09-16 18:00 | 9 | 16 | 18 |  | 41.2 | - | 41.2
2017-09-16 19:00 | 9 | 16 | 19 | W | 37.67 | - | 37.67 | 2018-09-16 19:00 | 9 | 16 | 19 | W | 41.2 | - | 41.2 | 2019-09-16 19:00 | 9 | 16 | 19 |  | 36.47 | - | 36.47
2017-09-16 20:00 | 9 | 16 | 20 | W | 35.66 | - | 35.66 | 2018-09-16 20:00 | 9 | 16 | 20 | W | 40.71 | - | 40.71 | 2019-09-16 20:00 | 9 | 16 | 20 |  | 35.07 | - | 35.07
2017-09-16 21:00 | 9 | 16 | 21 | W | 30.18 | - | 30.18 | 2018-09-16 21:00 | 9 | 16 | 21 | W | 34.58 | - | 34.58 | 2019-09-16 21:00 | 9 | 16 | 21 |  | 28.34 | - | 28.34
2017-09-16 22:00 | 9 | 16 | 22 | W | 24.9 | - | 24.9 | 2018-09-16 22:00 | 9 | 16 | 22 | W | 28.46 | - | 28.46 | 2019-09-16 22:00 | 9 | 16 | 22 |  | 24.19 | - | 24.19
2017-09-16 23:00 | 9 | 16 | 23 | W | 23.21 | - | 23.21 | 2018-09-16 23:00 | 9 | 16 | 23 | W | 26.46 | - | 26.46 | 2019-09-16 23:00 | 9 | 16 | 23 |  | 22.35 | - | 22.35
2017-09-17 | 9 | 17 | 0 | W | 23.19 | - | 23.19 | 2018-09-17 | 9 | 17 | 0 |  | 25.35 | - | 25.35 | 2019-09-17 | 9 | 17 | 0 |  | 20.16 | - | 20.16
2017-09-17 01:00 | 9 | 17 | 1 | W | 22.24 | - | 22.24 | 2018-09-17 01:00 | 9 | 17 | 1 |  | 23.33 | - | 23.33 | 2019-09-17 01:00 | 9 | 17 | 1 |  | 19.75 | - | 19.75
2017-09-17 02:00 | 9 | 17 | 2 | W | 20.55 | - | 20.55 | 2018-09-17 02:00 | 9 | 17 | 2 |  | 22.03 | - | 22.03 | 2019-09-17 02:00 | 9 | 17 | 2 |  | 18.8 | - | 18.8
2017-09-17 03:00 | 9 | 17 | 3 | W | 19.58 | - | 19.58 | 2018-09-17 03:00 | 9 | 17 | 3 |  | 21.53 | - | 21.53 | 2019-09-17 03:00 | 9 | 17 | 3 |  | 18.17 | - | 18.17
2017-09-17 04:00 | 9 | 17 | 4 | W | 19.14 | - | 19.14 | 2018-09-17 04:00 | 9 | 17 | 4 |  | 22.84 | - | 22.84 | 2019-09-17 04:00 | 9 | 17 | 4 |  | 18.6 | - | 18.6
2017-09-17 05:00 | 9 | 17 | 5 | W | 19.69 | - | 19.69 | 2018-09-17 05:00 | 9 | 17 | 5 |  | 27.86 | - | 27.86 | 2019-09-17 05:00 | 9 | 17 | 5 |  | 20.37 | - | 20.37
2017-09-17 06:00 | 9 | 17 | 6 | W | 20.38 | - | 20.38 | 2018-09-17 06:00 | 9 | 17 | 6 |  | 37.37 | - | 37.37 | 2019-09-17 06:00 | 9 | 17 | 6 |  | 24.01 | - | 24.01
2017-09-17 07:00 | 9 | 17 | 7 | W | 21.49 | - | 21.49 | 2018-09-17 07:00 | 9 | 17 | 7 |  | 33.91 | - | 33.91 | 2019-09-17 07:00 | 9 | 17 | 7 |  | 23.83 | - | 23.83
2017-09-17 08:00 | 9 | 17 | 8 | W | 22.92 | - | 22.92 | 2018-09-17 08:00 | 9 | 17 | 8 |  | 36.45 | 36.45 | - | 2019-09-17 08:00 | 9 | 17 | 8 |  | 23.43 | 23.43 | -
2017-09-17 09:00 | 9 | 17 | 9 | W | 25.56 | - | 25.56 | 2018-09-17 09:00 | 9 | 17 | 9 |  | 41.14 | 41.14 | - | 2019-09-17 09:00 | 9 | 17 | 9 |  | 25.18 | 25.18 | -
2017-09-17 10:00 | 9 | 17 | 10 | W | 27.39 | - | 27.39 | 2018-09-17 10:00 | 9 | 17 | 10 |  | 40.8 | 40.8 | - | 2019-09-17 10:00 | 9 | 17 | 10 |  | 27.33 | 27.33 | -
2017-09-17 11:00 | 9 | 17 | 11 | W | 29.73 | - | 29.73 | 2018-09-17 11:00 | 9 | 17 | 11 |  | 43.91 | 43.91 | - | 2019-09-17 11:00 | 9 | 17 | 11 |  | 28.12 | 28.12 | -
2017-09-17 12:00 | 9 | 17 | 12 | W | 35.83 | - | 35.83 | 2018-09-17 12:00 | 9 | 17 | 12 |  | 46.65 | 46.65 | - | 2019-09-17 12:00 | 9 | 17 | 12 |  | 31.95 | 31.95 | -
2017-09-17 13:00 | 9 | 17 | 13 | W | 37.73 | - | 37.73 | 2018-09-17 13:00 | 9 | 17 | 13 |  | 49.88 | 49.88 | - | 2019-09-17 13:00 | 9 | 17 | 13 |  | 36.16 | 36.16 | -
2017-09-17 14:00 | 9 | 17 | 14 | W | 40.26 | - | 40.26 | 2018-09-17 14:00 | 9 | 17 | 14 |  | 52.84 | 52.84 | - | 2019-09-17 14:00 | 9 | 17 | 14 |  | 41.46 | 41.46 | -
2017-09-17 15:00 | 9 | 17 | 15 | W | 40.58 | - | 40.58 | 2018-09-17 15:00 | 9 | 17 | 15 |  | 56.15 | 56.15 | - | 2019-09-17 15:00 | 9 | 17 | 15 |  | 45.25 | 45.25 | -
2017-09-17 16:00 | 9 | 17 | 16 | W | 42.38 | - | 42.38 | 2018-09-17 16:00 | 9 | 17 | 16 |  | 58.85 | 58.85 | - | 2019-09-17 16:00 | 9 | 17 | 16 |  | 48.25 | 48.25 | -
2017-09-17 17:00 | 9 | 17 | 17 | W | 42.45 | - | 42.45 | 2018-09-17 17:00 | 9 | 17 | 17 |  | 53.71 | - | 53.71 | 2019-09-17 17:00 | 9 | 17 | 17 |  | 43.19 | - | 43.19
2017-09-17 18:00 | 9 | 17 | 18 | W | 39.35 | - | 39.35 | 2018-09-17 18:00 | 9 | 17 | 18 |  | 47.35 | - | 47.35 | 2019-09-17 18:00 | 9 | 17 | 18 |  | 34.72 | - | 34.72
2017-09-17 19:00 | 9 | 17 | 19 | W | 42.65 | - | 42.65 | 2018-09-17 19:00 | 9 | 17 | 19 |  | 47.94 | - | 47.94 | 2019-09-17 19:00 | 9 | 17 | 19 |  | 32.52 | - | 32.52
2017-09-17 20:00 | 9 | 17 | 20 | W | 40.15 | - | 40.15 | 2018-09-17 20:00 | 9 | 17 | 20 |  | 44.61 | - | 44.61 | 2019-09-17 20:00 | 9 | 17 | 20 |  | 30 | - | 30
2017-09-17 21:00 | 9 | 17 | 21 | W | 32.16 | - | 32.16 | 2018-09-17 21:00 | 9 | 17 | 21 |  | 39.98 | - | 39.98 | 2019-09-17 21:00 | 9 | 17 | 21 |  | 24.99 | - | 24.99
2017-09-17 22:00 | 9 | 17 | 22 | W | 25.3 | - | 25.3 | 2018-09-17 22:00 | 9 | 17 | 22 |  | 34.35 | - | 34.35 | 2019-09-17 22:00 | 9 | 17 | 22 |  | 22.11 | - | 22.11
2017-09-17 23:00 | 9 | 17 | 23 | W | 24.25 | - | 24.25 | 2018-09-17 23:00 | 9 | 17 | 23 |  | 30.31 | - | 30.31 | 2019-09-17 23:00 | 9 | 17 | 23 |  | 20.33 | - | 20.33
2017-09-18 | 9 | 18 | 0 |  | 22.61 | - | 22.61 | 2018-09-18 | 9 | 18 | 0 |  | 29.67 | - | 29.67 | 2019-09-18 | 9 | 18 | 0 |  | 19.36 | - | 19.36
2017-09-18 01:00 | 9 | 18 | 1 |  | 21.34 | - | 21.34 | 2018-09-18 01:00 | 9 | 18 | 1 |  | 25.54 | - | 25.54 | 2019-09-18 01:00 | 9 | 18 | 1 |  | 18.56 | - | 18.56
2017-09-18 02:00 | 9 | 18 | 2 |  | 19.79 | - | 19.79 | 2018-09-18 02:00 | 9 | 18 | 2 |  | 23.74 | - | 23.74 | 2019-09-18 02:00 | 9 | 18 | 2 |  | 17.77 | - | 17.77
2017-09-18 03:00 | 9 | 18 | 3 |  | 19.43 | - | 19.43 | 2018-09-18 03:00 | 9 | 18 | 3 |  | 23.06 | - | 23.06 | 2019-09-18 03:00 | 9 | 18 | 3 |  | 17.37 | - | 17.37
2017-09-18 04:00 | 9 | 18 | 4 |  | 19.95 | - | 19.95 | 2018-09-18 04:00 | 9 | 18 | 4 |  | 23.55 | - | 23.55 | 2019-09-18 04:00 | 9 | 18 | 4 |  | 17.71 | - | 17.71
2017-09-18 05:00 | 9 | 18 | 5 |  | 22.67 | - | 22.67 | 2018-09-18 05:00 | 9 | 18 | 5 |  | 29.08 | - | 29.08 | 2019-09-18 05:00 | 9 | 18 | 5 |  | 19.81 | - | 19.81
2017-09-18 06:00 | 9 | 18 | 6 |  | 29.25 | - | 29.25 | 2018-09-18 06:00 | 9 | 18 | 6 |  | 37.77 | - | 37.77 | 2019-09-18 06:00 | 9 | 18 | 6 |  | 23.17 | - | 23.17
2017-09-18 07:00 | 9 | 18 | 7 |  | 28.08 | - | 28.08 | 2018-09-18 07:00 | 9 | 18 | 7 |  | 35.64 | - | 35.64 | 2019-09-18 07:00 | 9 | 18 | 7 |  | 22.85 | - | 22.85
2017-09-18 08:00 | 9 | 18 | 8 |  | 28.24 | 28.24 | - | 2018-09-18 08:00 | 9 | 18 | 8 |  | 37.09 | 37.09 | - | 2019-09-18 08:00 | 9 | 18 | 8 |  | 22.89 | 22.89 | -
2017-09-18 09:00 | 9 | 18 | 9 |  | 31.98 | 31.98 | - | 2018-09-18 09:00 | 9 | 18 | 9 |  | 40.55 | 40.55 | - | 2019-09-18 09:00 | 9 | 18 | 9 |  | 23.88 | 23.88 | -
2017-09-18 10:00 | 9 | 18 | 10 |  | 38.22 | 38.22 | - | 2018-09-18 10:00 | 9 | 18 | 10 |  | 42.69 | 42.69 | - | 2019-09-18 10:00 | 9 | 18 | 10 |  | 25.24 | 25.24 | -
2017-09-18 11:00 | 9 | 18 | 11 |  | 40.16 | 40.16 | - | 2018-09-18 11:00 | 9 | 18 | 11 |  | 44.99 | 44.99 | - | 2019-09-18 11:00 | 9 | 18 | 11 |  | 26.6 | 26.6 | -
2017-09-18 12:00 | 9 | 18 | 12 |  | 46.84 | 46.84 | - | 2018-09-18 12:00 | 9 | 18 | 12 |  | 50.01 | 50.01 | - | 2019-09-18 12:00 | 9 | 18 | 12 |  | 28.7 | 28.7 | -
2017-09-18 13:00 | 9 | 18 | 13 |  | 48.38 | 48.38 | - | 2018-09-18 13:00 | 9 | 18 | 13 |  | 59.48 | 59.48 | - | 2019-09-18 13:00 | 9 | 18 | 13 |  | 36.57 | 36.57 | -
2017-09-18 14:00 | 9 | 18 | 14 |  | 47.78 | 47.78 | - | 2018-09-18 14:00 | 9 | 18 | 14 |  | 74.32 | 74.32 | - | 2019-09-18 14:00 | 9 | 18 | 14 |  | 40.16 | 40.16 | -
2017-09-18 15:00 | 9 | 18 | 15 |  | 47.82 | 47.82 | - | 2018-09-18 15:00 | 9 | 18 | 15 |  | 86.31 | 86.31 | - | 2019-09-18 15:00 | 9 | 18 | 15 |  | 47.65 | 47.65 | -
2017-09-18 16:00 | 9 | 18 | 16 |  | 50.83 | 50.83 | - | 2018-09-18 16:00 | 9 | 18 | 16 |  | 92.98 | 92.98 | - | 2019-09-18 16:00 | 9 | 18 | 16 |  | 51.61 | 51.61 | -
2017-09-18 17:00 | 9 | 18 | 17 |  | 48.38 | - | 48.38 | 2018-09-18 17:00 | 9 | 18 | 17 |  | 78.33 | - | 78.33 | 2019-09-18 17:00 | 9 | 18 | 17 |  | 47.14 | - | 47.14
2017-09-18 18:00 | 9 | 18 | 18 |  | 46.37 | - | 46.37 | 2018-09-18 18:00 | 9 | 18 | 18 |  | 58.56 | - | 58.56 | 2019-09-18 18:00 | 9 | 18 | 18 |  | 36.9 | - | 36.9
2017-09-18 19:00 | 9 | 18 | 19 |  | 46.14 | - | 46.14 | 2018-09-18 19:00 | 9 | 18 | 19 |  | 51.05 | - | 51.05 | 2019-09-18 19:00 | 9 | 18 | 19 |  | 33.19 | - | 33.19
2017-09-18 20:00 | 9 | 18 | 20 |  | 45.63 | - | 45.63 | 2018-09-18 20:00 | 9 | 18 | 20 |  | 47.81 | - | 47.81 | 2019-09-18 20:00 | 9 | 18 | 20 |  | 28.8 | - | 28.8
2017-09-18 21:00 | 9 | 18 | 21 |  | 34.19 | - | 34.19 | 2018-09-18 21:00 | 9 | 18 | 21 |  | 39.61 | - | 39.61 | 2019-09-18 21:00 | 9 | 18 | 21 |  | 24.56 | - | 24.56
2017-09-18 22:00 | 9 | 18 | 22 |  | 26.11 | - | 26.11 | 2018-09-18 22:00 | 9 | 18 | 22 |  | 35.08 | - | 35.08 | 2019-09-18 22:00 | 9 | 18 | 22 |  | 22.48 | - | 22.48
2017-09-18 23:00 | 9 | 18 | 23 |  | 24.04 | - | 24.04 | 2018-09-18 23:00 | 9 | 18 | 23 |  | 29.88 | - | 29.88 | 2019-09-18 23:00 | 9 | 18 | 23 |  | 20.57 | - | 20.57
2017-09-19 | 9 | 19 | 0 |  | 23.3 | - | 23.3 | 2018-09-19 | 9 | 19 | 0 |  | 25.81 | - | 25.81 | 2019-09-19 | 9 | 19 | 0 |  | 18.1 | - | 18.1
2017-09-19 01:00 | 9 | 19 | 1 |  | 22.49 | - | 22.49 | 2018-09-19 01:00 | 9 | 19 | 1 |  | 22.78 | - | 22.78 | 2019-09-19 01:00 | 9 | 19 | 1 |  | 17.59 | - | 17.59
2017-09-19 02:00 | 9 | 19 | 2 |  | 21.39 | - | 21.39 | 2018-09-19 02:00 | 9 | 19 | 2 |  | 21.5 | - | 21.5 | 2019-09-19 02:00 | 9 | 19 | 2 |  | 16.66 | - | 16.66
2017-09-19 03:00 | 9 | 19 | 3 |  | 20.95 | - | 20.95 | 2018-09-19 03:00 | 9 | 19 | 3 |  | 20.98 | - | 20.98 | 2019-09-19 03:00 | 9 | 19 | 3 |  | 16.17 | - | 16.17
2017-09-19 04:00 | 9 | 19 | 4 |  | 21.68 | - | 21.68 | 2018-09-19 04:00 | 9 | 19 | 4 |  | 21.87 | - | 21.87 | 2019-09-19 04:00 | 9 | 19 | 4 |  | 16.75 | - | 16.75
2017-09-19 05:00 | 9 | 19 | 5 |  | 23.57 | - | 23.57 | 2018-09-19 05:00 | 9 | 19 | 5 |  | 24.45 | - | 24.45 | 2019-09-19 05:00 | 9 | 19 | 5 |  | 18.04 | - | 18.04
2017-09-19 06:00 | 9 | 19 | 6 |  | 29.15 | - | 29.15 | 2018-09-19 06:00 | 9 | 19 | 6 |  | 32.84 | - | 32.84 | 2019-09-19 06:00 | 9 | 19 | 6 |  | 21.69 | - | 21.69
2017-09-19 07:00 | 9 | 19 | 7 |  | 27.81 | - | 27.81 | 2018-09-19 07:00 | 9 | 19 | 7 |  | 31.72 | - | 31.72 | 2019-09-19 07:00 | 9 | 19 | 7 |  | 22.02 | - | 22.02
2017-09-19 08:00 | 9 | 19 | 8 |  | 28.31 | 28.31 | - | 2018-09-19 08:00 | 9 | 19 | 8 |  | 32.66 | 32.66 | - | 2019-09-19 08:00 | 9 | 19 | 8 |  | 22.17 | 22.17 | -
2017-09-19 09:00 | 9 | 19 | 9 |  | 30.67 | 30.67 | - | 2018-09-19 09:00 | 9 | 19 | 9 |  | 36.34 | 36.34 | - | 2019-09-19 09:00 | 9 | 19 | 9 |  | 23.19 | 23.19 | -
2017-09-19 10:00 | 9 | 19 | 10 |  | 35.31 | 35.31 | - | 2018-09-19 10:00 | 9 | 19 | 10 |  | 40.33 | 40.33 | - | 2019-09-19 10:00 | 9 | 19 | 10 |  | 24.46 | 24.46 | -
2017-09-19 11:00 | 9 | 19 | 11 |  | 40.27 | 40.27 | - | 2018-09-19 11:00 | 9 | 19 | 11 |  | 42.14 | 42.14 | - | 2019-09-19 11:00 | 9 | 19 | 11 |  | 26.45 | 26.45 | -
2017-09-19 12:00 | 9 | 19 | 12 |  | 42.53 | 42.53 | - | 2018-09-19 12:00 | 9 | 19 | 12 |  | 51 | 51 | - | 2019-09-19 12:00 | 9 | 19 | 12 |  | 27.88 | 27.88 | -
2017-09-19 13:00 | 9 | 19 | 13 |  | 46 | 46 | - | 2018-09-19 13:00 | 9 | 19 | 13 |  | 59.72 | 59.72 | - | 2019-09-19 13:00 | 9 | 19 | 13 |  | 34.85 | 34.85 | -
2017-09-19 14:00 | 9 | 19 | 14 |  | 46.77 | 46.77 | - | 2018-09-19 14:00 | 9 | 19 | 14 |  | 74.37 | 74.37 | - | 2019-09-19 14:00 | 9 | 19 | 14 |  | 38.18 | 38.18 | -
2017-09-19 15:00 | 9 | 19 | 15 |  | 48.72 | 48.72 | - | 2018-09-19 15:00 | 9 | 19 | 15 |  | 86.86 | 86.86 | - | 2019-09-19 15:00 | 9 | 19 | 15 |  | 43.94 | 43.94 | -
2017-09-19 16:00 | 9 | 19 | 16 |  | 51.17 | 51.17 | - | 2018-09-19 16:00 | 9 | 19 | 16 |  | 92.12 | 92.12 | - | 2019-09-19 16:00 | 9 | 19 | 16 |  | 47.84 | 47.84 | -
2017-09-19 17:00 | 9 | 19 | 17 |  | 49.02 | - | 49.02 | 2018-09-19 17:00 | 9 | 19 | 17 |  | 78.99 | - | 78.99 | 2019-09-19 17:00 | 9 | 19 | 17 |  | 43.26 | - | 43.26
2017-09-19 18:00 | 9 | 19 | 18 |  | 43.5 | - | 43.5 | 2018-09-19 18:00 | 9 | 19 | 18 |  | 58.96 | - | 58.96 | 2019-09-19 18:00 | 9 | 19 | 18 |  | 35.53 | - | 35.53
2017-09-19 19:00 | 9 | 19 | 19 |  | 44.76 | - | 44.76 | 2018-09-19 19:00 | 9 | 19 | 19 |  | 52.81 | - | 52.81 | 2019-09-19 19:00 | 9 | 19 | 19 |  | 31.35 | - | 31.35
2017-09-19 20:00 | 9 | 19 | 20 |  | 42.45 | - | 42.45 | 2018-09-19 20:00 | 9 | 19 | 20 |  | 44.24 | - | 44.24 | 2019-09-19 20:00 | 9 | 19 | 20 |  | 28.74 | - | 28.74
2017-09-19 21:00 | 9 | 19 | 21 |  | 32.97 | - | 32.97 | 2018-09-19 21:00 | 9 | 19 | 21 |  | 38.87 | - | 38.87 | 2019-09-19 21:00 | 9 | 19 | 21 |  | 24.73 | - | 24.73
2017-09-19 22:00 | 9 | 19 | 22 |  | 26.56 | - | 26.56 | 2018-09-19 22:00 | 9 | 19 | 22 |  | 31.86 | - | 31.86 | 2019-09-19 22:00 | 9 | 19 | 22 |  | 22.3 | - | 22.3
2017-09-19 23:00 | 9 | 19 | 23 |  | 25.01 | - | 25.01 | 2018-09-19 23:00 | 9 | 19 | 23 |  | 28.87 | - | 28.87 | 2019-09-19 23:00 | 9 | 19 | 23 |  | 20.16 | - | 20.16
2017-09-20 | 9 | 20 | 0 |  | 24.11 | - | 24.11 | 2018-09-20 | 9 | 20 | 0 |  | 24.4 | - | 24.4 | 2019-09-20 | 9 | 20 | 0 |  | 18.38 | - | 18.38
2017-09-20 01:00 | 9 | 20 | 1 |  | 23.06 | - | 23.06 | 2018-09-20 01:00 | 9 | 20 | 1 |  | 23.33 | - | 23.33 | 2019-09-20 01:00 | 9 | 20 | 1 |  | 17.72 | - | 17.72
2017-09-20 02:00 | 9 | 20 | 2 |  | 21.62 | - | 21.62 | 2018-09-20 02:00 | 9 | 20 | 2 |  | 21.84 | - | 21.84 | 2019-09-20 02:00 | 9 | 20 | 2 |  | 16.72 | - | 16.72
2017-09-20 03:00 | 9 | 20 | 3 |  | 20.99 | - | 20.99 | 2018-09-20 03:00 | 9 | 20 | 3 |  | 21.49 | - | 21.49 | 2019-09-20 03:00 | 9 | 20 | 3 |  | 16.01 | - | 16.01
2017-09-20 04:00 | 9 | 20 | 4 |  | 21.52 | - | 21.52 | 2018-09-20 04:00 | 9 | 20 | 4 |  | 22.06 | - | 22.06 | 2019-09-20 04:00 | 9 | 20 | 4 |  | 16.51 | - | 16.51
2017-09-20 05:00 | 9 | 20 | 5 |  | 23.88 | - | 23.88 | 2018-09-20 05:00 | 9 | 20 | 5 |  | 24.82 | - | 24.82 | 2019-09-20 05:00 | 9 | 20 | 5 |  | 18.47 | - | 18.47
2017-09-20 06:00 | 9 | 20 | 6 |  | 32.1 | - | 32.1 | 2018-09-20 06:00 | 9 | 20 | 6 |  | 34.59 | - | 34.59 | 2019-09-20 06:00 | 9 | 20 | 6 |  | 21.51 | - | 21.51
2017-09-20 07:00 | 9 | 20 | 7 |  | 30.89 | - | 30.89 | 2018-09-20 07:00 | 9 | 20 | 7 |  | 31.35 | - | 31.35 | 2019-09-20 07:00 | 9 | 20 | 7 |  | 21.94 | - | 21.94
2017-09-20 08:00 | 9 | 20 | 8 |  | 32.47 | 32.47 | - | 2018-09-20 08:00 | 9 | 20 | 8 |  | 34.01 | 34.01 | - | 2019-09-20 08:00 | 9 | 20 | 8 |  | 22.35 | 22.35 | -
2017-09-20 09:00 | 9 | 20 | 9 |  | 36.53 | 36.53 | - | 2018-09-20 09:00 | 9 | 20 | 9 |  | 38.14 | 38.14 | - | 2019-09-20 09:00 | 9 | 20 | 9 |  | 23.63 | 23.63 | -
2017-09-20 10:00 | 9 | 20 | 10 |  | 41.83 | 41.83 | - | 2018-09-20 10:00 | 9 | 20 | 10 |  | 42.51 | 42.51 | - | 2019-09-20 10:00 | 9 | 20 | 10 |  | 24.49 | 24.49 | -
2017-09-20 11:00 | 9 | 20 | 11 |  | 46.85 | 46.85 | - | 2018-09-20 11:00 | 9 | 20 | 11 |  | 47.09 | 47.09 | - | 2019-09-20 11:00 | 9 | 20 | 11 |  | 26.47 | 26.47 | -
2017-09-20 12:00 | 9 | 20 | 12 |  | 47.72 | 47.72 | - | 2018-09-20 12:00 | 9 | 20 | 12 |  | 58 | 58 | - | 2019-09-20 12:00 | 9 | 20 | 12 |  | 29.17 | 29.17 | -
2017-09-20 13:00 | 9 | 20 | 13 |  | 50.02 | 50.02 | - | 2018-09-20 13:00 | 9 | 20 | 13 |  | 69.81 | 69.81 | - | 2019-09-20 13:00 | 9 | 20 | 13 |  | 33.65 | 33.65 | -
2017-09-20 14:00 | 9 | 20 | 14 |  | 53.2 | 53.2 | - | 2018-09-20 14:00 | 9 | 20 | 14 |  | 92.01 | 92.01 | - | 2019-09-20 14:00 | 9 | 20 | 14 |  | 38.85 | 38.85 | -
2017-09-20 15:00 | 9 | 20 | 15 |  | 57.21 | 57.21 | - | 2018-09-20 15:00 | 9 | 20 | 15 |  | 111.37 | 111.37 | - | 2019-09-20 15:00 | 9 | 20 | 15 |  | 44.87 | 44.87 | -
2017-09-20 16:00 | 9 | 20 | 16 |  | 62.58 | 62.58 | - | 2018-09-20 16:00 | 9 | 20 | 16 |  | 117.97 | 117.97 | - | 2019-09-20 16:00 | 9 | 20 | 16 |  | 49.19 | 49.19 | -
2017-09-20 17:00 | 9 | 20 | 17 |  | 56.95 | - | 56.95 | 2018-09-20 17:00 | 9 | 20 | 17 |  | 100.81 | - | 100.81 | 2019-09-20 17:00 | 9 | 20 | 17 |  | 43.25 | - | 43.25
2017-09-20 18:00 | 9 | 20 | 18 |  | 48.62 | - | 48.62 | 2018-09-20 18:00 | 9 | 20 | 18 |  | 64.43 | - | 64.43 | 2019-09-20 18:00 | 9 | 20 | 18 |  | 33.99 | - | 33.99
2017-09-20 19:00 | 9 | 20 | 19 |  | 48.48 | - | 48.48 | 2018-09-20 19:00 | 9 | 20 | 19 |  | 57.13 | - | 57.13 | 2019-09-20 19:00 | 9 | 20 | 19 |  | 30.34 | - | 30.34
2017-09-20 20:00 | 9 | 20 | 20 |  | 48.28 | - | 48.28 | 2018-09-20 20:00 | 9 | 20 | 20 |  | 52.92 | - | 52.92 | 2019-09-20 20:00 | 9 | 20 | 20 |  | 28.13 | - | 28.13
2017-09-20 21:00 | 9 | 20 | 21 |  | 41.37 | - | 41.37 | 2018-09-20 21:00 | 9 | 20 | 21 |  | 42.16 | - | 42.16 | 2019-09-20 21:00 | 9 | 20 | 21 |  | 24.08 | - | 24.08
2017-09-20 22:00 | 9 | 20 | 22 |  | 33.06 | - | 33.06 | 2018-09-20 22:00 | 9 | 20 | 22 |  | 34.39 | - | 34.39 | 2019-09-20 22:00 | 9 | 20 | 22 |  | 22.28 | - | 22.28
2017-09-20 23:00 | 9 | 20 | 23 |  | 26.23 | - | 26.23 | 2018-09-20 23:00 | 9 | 20 | 23 |  | 29.67 | - | 29.67 | 2019-09-20 23:00 | 9 | 20 | 23 |  | 20.26 | - | 20.26
2017-09-21 | 9 | 21 | 0 |  | 25.25 | - | 25.25 | 2018-09-21 | 9 | 21 | 0 |  | 26.02 | - | 26.02 | 2019-09-21 | 9 | 21 | 0 | W | 19.07 | - | 19.07
2017-09-21 01:00 | 9 | 21 | 1 |  | 23.91 | - | 23.91 | 2018-09-21 01:00 | 9 | 21 | 1 |  | 23.32 | - | 23.32 | 2019-09-21 01:00 | 9 | 21 | 1 | W | 18.52 | - | 18.52
2017-09-21 02:00 | 9 | 21 | 2 |  | 22.63 | - | 22.63 | 2018-09-21 02:00 | 9 | 21 | 2 |  | 21.55 | - | 21.55 | 2019-09-21 02:00 | 9 | 21 | 2 | W | 17.57 | - | 17.57
2017-09-21 03:00 | 9 | 21 | 3 |  | 21.9 | - | 21.9 | 2018-09-21 03:00 | 9 | 21 | 3 |  | 21.51 | - | 21.51 | 2019-09-21 03:00 | 9 | 21 | 3 | W | 16.62 | - | 16.62
2017-09-21 04:00 | 9 | 21 | 4 |  | 22.06 | - | 22.06 | 2018-09-21 04:00 | 9 | 21 | 4 |  | 22.1 | - | 22.1 | 2019-09-21 04:00 | 9 | 21 | 4 | W | 16.18 | - | 16.18
2017-09-21 05:00 | 9 | 21 | 5 |  | 24.26 | - | 24.26 | 2018-09-21 05:00 | 9 | 21 | 5 |  | 24.6 | - | 24.6 | 2019-09-21 05:00 | 9 | 21 | 5 | W | 17.16 | - | 17.16
2017-09-21 06:00 | 9 | 21 | 6 |  | 32.21 | - | 32.21 | 2018-09-21 06:00 | 9 | 21 | 6 |  | 33.63 | - | 33.63 | 2019-09-21 06:00 | 9 | 21 | 6 | W | 18.41 | - | 18.41
2017-09-21 07:00 | 9 | 21 | 7 |  | 29.49 | - | 29.49 | 2018-09-21 07:00 | 9 | 21 | 7 |  | 33.75 | - | 33.75 | 2019-09-21 07:00 | 9 | 21 | 7 | W | 18.77 | - | 18.77
2017-09-21 08:00 | 9 | 21 | 8 |  | 33.32 | 33.32 | - | 2018-09-21 08:00 | 9 | 21 | 8 |  | 34.51 | 34.51 | - | 2019-09-21 08:00 | 9 | 21 | 8 | W | 20.27 | - | 20.27
2017-09-21 09:00 | 9 | 21 | 9 |  | 37.74 | 37.74 | - | 2018-09-21 09:00 | 9 | 21 | 9 |  | 38.3 | 38.3 | - | 2019-09-21 09:00 | 9 | 21 | 9 | W | 21.98 | - | 21.98
2017-09-21 10:00 | 9 | 21 | 10 |  | 42.1 | 42.1 | - | 2018-09-21 10:00 | 9 | 21 | 10 |  | 42.56 | 42.56 | - | 2019-09-21 10:00 | 9 | 21 | 10 | W | 22.29 | - | 22.29
2017-09-21 11:00 | 9 | 21 | 11 |  | 48.89 | 48.89 | - | 2018-09-21 11:00 | 9 | 21 | 11 |  | 45.65 | 45.65 | - | 2019-09-21 11:00 | 9 | 21 | 11 | W | 24.05 | - | 24.05
2017-09-21 12:00 | 9 | 21 | 12 |  | 53.62 | 53.62 | - | 2018-09-21 12:00 | 9 | 21 | 12 |  | 52.16 | 52.16 | - | 2019-09-21 12:00 | 9 | 21 | 12 | W | 26.99 | - | 26.99
2017-09-21 13:00 | 9 | 21 | 13 |  | 57.83 | 57.83 | - | 2018-09-21 13:00 | 9 | 21 | 13 |  | 67.22 | 67.22 | - | 2019-09-21 13:00 | 9 | 21 | 13 | W | 31.14 | - | 31.14
2017-09-21 14:00 | 9 | 21 | 14 |  | 63 | 63 | - | 2018-09-21 14:00 | 9 | 21 | 14 |  | 75.07 | 75.07 | - | 2019-09-21 14:00 | 9 | 21 | 14 | W | 35.31 | - | 35.31
2017-09-21 15:00 | 9 | 21 | 15 |  | 67.64 | 67.64 | - | 2018-09-21 15:00 | 9 | 21 | 15 |  | 88.65 | 88.65 | - | 2019-09-21 15:00 | 9 | 21 | 15 | W | 40.88 | - | 40.88
2017-09-21 16:00 | 9 | 21 | 16 |  | 76.53 | 76.53 | - | 2018-09-21 16:00 | 9 | 21 | 16 |  | 90.28 | 90.28 | - | 2019-09-21 16:00 | 9 | 21 | 16 | W | 45.75 | - | 45.75
2017-09-21 17:00 | 9 | 21 | 17 |  | 64.78 | - | 64.78 | 2018-09-21 17:00 | 9 | 21 | 17 |  | 72.07 | - | 72.07 | 2019-09-21 17:00 | 9 | 21 | 17 | W | 42.63 | - | 42.63
2017-09-21 18:00 | 9 | 21 | 18 |  | 54.38 | - | 54.38 | 2018-09-21 18:00 | 9 | 21 | 18 |  | 47.63 | - | 47.63 | 2019-09-21 18:00 | 9 | 21 | 18 | W | 34.01 | - | 34.01
2017-09-21 19:00 | 9 | 21 | 19 |  | 53.85 | - | 53.85 | 2018-09-21 19:00 | 9 | 21 | 19 |  | 44.11 | - | 44.11 | 2019-09-21 19:00 | 9 | 21 | 19 | W | 31.49 | - | 31.49
2017-09-21 20:00 | 9 | 21 | 20 |  | 50.47 | - | 50.47 | 2018-09-21 20:00 | 9 | 21 | 20 |  | 40.29 | - | 40.29 | 2019-09-21 20:00 | 9 | 21 | 20 | W | 28.07 | - | 28.07
2017-09-21 21:00 | 9 | 21 | 21 |  | 41.78 | - | 41.78 | 2018-09-21 21:00 | 9 | 21 | 21 |  | 34.55 | - | 34.55 | 2019-09-21 21:00 | 9 | 21 | 21 | W | 23.46 | - | 23.46
2017-09-21 22:00 | 9 | 21 | 22 |  | 34.8 | - | 34.8 | 2018-09-21 22:00 | 9 | 21 | 22 |  | 28.07 | - | 28.07 | 2019-09-21 22:00 | 9 | 21 | 22 | W | 21.51 | - | 21.51
2017-09-21 23:00 | 9 | 21 | 23 |  | 26.81 | - | 26.81 | 2018-09-21 23:00 | 9 | 21 | 23 |  | 24.91 | - | 24.91 | 2019-09-21 23:00 | 9 | 21 | 23 | W | 19.43 | - | 19.43
2017-09-22 | 9 | 22 | 0 |  | 24.68 | - | 24.68 | 2018-09-22 | 9 | 22 | 0 | W | 26.53 | - | 26.53 | 2019-09-22 | 9 | 22 | 0 | W | 18.52 | - | 18.52
2017-09-22 01:00 | 9 | 22 | 1 |  | 23.4 | - | 23.4 | 2018-09-22 01:00 | 9 | 22 | 1 | W | 23.57 | - | 23.57 | 2019-09-22 01:00 | 9 | 22 | 1 | W | 17.52 | - | 17.52
2017-09-22 02:00 | 9 | 22 | 2 |  | 22.35 | - | 22.35 | 2018-09-22 02:00 | 9 | 22 | 2 | W | 21.59 | - | 21.59 | 2019-09-22 02:00 | 9 | 22 | 2 | W | 16.37 | - | 16.37
2017-09-22 03:00 | 9 | 22 | 3 |  | 21.51 | - | 21.51 | 2018-09-22 03:00 | 9 | 22 | 3 | W | 21.05 | - | 21.05 | 2019-09-22 03:00 | 9 | 22 | 3 | W | 15.24 | - | 15.24
2017-09-22 04:00 | 9 | 22 | 4 |  | 21.61 | - | 21.61 | 2018-09-22 04:00 | 9 | 22 | 4 | W | 21.4 | - | 21.4 | 2019-09-22 04:00 | 9 | 22 | 4 | W | 14.67 | - | 14.67
2017-09-22 05:00 | 9 | 22 | 5 |  | 23.63 | - | 23.63 | 2018-09-22 05:00 | 9 | 22 | 5 | W | 22.64 | - | 22.64 | 2019-09-22 05:00 | 9 | 22 | 5 | W | 14.89 | - | 14.89
2017-09-22 06:00 | 9 | 22 | 6 |  | 31.09 | - | 31.09 | 2018-09-22 06:00 | 9 | 22 | 6 | W | 25.62 | - | 25.62 | 2019-09-22 06:00 | 9 | 22 | 6 | W | 15.39 | - | 15.39
2017-09-22 07:00 | 9 | 22 | 7 |  | 31.49 | - | 31.49 | 2018-09-22 07:00 | 9 | 22 | 7 | W | 25.53 | - | 25.53 | 2019-09-22 07:00 | 9 | 22 | 7 | W | 15.88 | - | 15.88
2017-09-22 08:00 | 9 | 22 | 8 |  | 35.99 | 35.99 | - | 2018-09-22 08:00 | 9 | 22 | 8 | W | 27.18 | - | 27.18 | 2019-09-22 08:00 | 9 | 22 | 8 | W | 17.61 | - | 17.61
2017-09-22 09:00 | 9 | 22 | 9 |  | 40.36 | 40.36 | - | 2018-09-22 09:00 | 9 | 22 | 9 | W | 30.76 | - | 30.76 | 2019-09-22 09:00 | 9 | 22 | 9 | W | 20.48 | - | 20.48
2017-09-22 10:00 | 9 | 22 | 10 |  | 46.78 | 46.78 | - | 2018-09-22 10:00 | 9 | 22 | 10 | W | 32.51 | - | 32.51 | 2019-09-22 10:00 | 9 | 22 | 10 | W | 21.88 | - | 21.88
2017-09-22 11:00 | 9 | 22 | 11 |  | 52.33 | 52.33 | - | 2018-09-22 11:00 | 9 | 22 | 11 | W | 33.88 | - | 33.88 | 2019-09-22 11:00 | 9 | 22 | 11 | W | 23.96 | - | 23.96
2017-09-22 12:00 | 9 | 22 | 12 |  | 64.07 | 64.07 | - | 2018-09-22 12:00 | 9 | 22 | 12 | W | 35.82 | - | 35.82 | 2019-09-22 12:00 | 9 | 22 | 12 | W | 27.18 | - | 27.18
2017-09-22 13:00 | 9 | 22 | 13 |  | 90.72 | 90.72 | - | 2018-09-22 13:00 | 9 | 22 | 13 | W | 36.67 | - | 36.67 | 2019-09-22 13:00 | 9 | 22 | 13 | W | 33.56 | - | 33.56
2017-09-22 14:00 | 9 | 22 | 14 |  | 99.3 | 99.3 | - | 2018-09-22 14:00 | 9 | 22 | 14 | W | 36.96 | - | 36.96 | 2019-09-22 14:00 | 9 | 22 | 14 | W | 39.26 | - | 39.26
2017-09-22 15:00 | 9 | 22 | 15 |  | 111.73 | 111.73 | - | 2018-09-22 15:00 | 9 | 22 | 15 | W | 38.32 | - | 38.32 | 2019-09-22 15:00 | 9 | 22 | 15 | W | 47.07 | - | 47.07
2017-09-22 16:00 | 9 | 22 | 16 |  | 109.19 | 109.19 | - | 2018-09-22 16:00 | 9 | 22 | 16 | W | 38.29 | - | 38.29 | 2019-09-22 16:00 | 9 | 22 | 16 | W | 52.82 | - | 52.82
2017-09-22 17:00 | 9 | 22 | 17 |  | 95.19 | - | 95.19 | 2018-09-22 17:00 | 9 | 22 | 17 | W | 37.21 | - | 37.21 | 2019-09-22 17:00 | 9 | 22 | 17 | W | 48.68 | - | 48.68
2017-09-22 18:00 | 9 | 22 | 18 |  | 69.55 | - | 69.55 | 2018-09-22 18:00 | 9 | 22 | 18 | W | 32.56 | - | 32.56 | 2019-09-22 18:00 | 9 | 22 | 18 | W | 37.27 | - | 37.27
2017-09-22 19:00 | 9 | 22 | 19 |  | 59.07 | - | 59.07 | 2018-09-22 19:00 | 9 | 22 | 19 | W | 36.04 | - | 36.04 | 2019-09-22 19:00 | 9 | 22 | 19 | W | 34.56 | - | 34.56
2017-09-22 20:00 | 9 | 22 | 20 |  | 53 | - | 53 | 2018-09-22 20:00 | 9 | 22 | 20 | W | 35.3 | - | 35.3 | 2019-09-22 20:00 | 9 | 22 | 20 | W | 29.64 | - | 29.64
2017-09-22 21:00 | 9 | 22 | 21 |  | 44.18 | - | 44.18 | 2018-09-22 21:00 | 9 | 22 | 21 | W | 28.38 | - | 28.38 | 2019-09-22 21:00 | 9 | 22 | 21 | W | 24.68 | - | 24.68
2017-09-22 22:00 | 9 | 22 | 22 |  | 38.11 | - | 38.11 | 2018-09-22 22:00 | 9 | 22 | 22 | W | 24.69 | - | 24.69 | 2019-09-22 22:00 | 9 | 22 | 22 | W | 22.6 | - | 22.6
2017-09-22 23:00 | 9 | 22 | 23 |  | 26.92 | - | 26.92 | 2018-09-22 23:00 | 9 | 22 | 23 | W | 23.18 | - | 23.18 | 2019-09-22 23:00 | 9 | 22 | 23 | W | 20.33 | - | 20.33
2017-09-23 | 9 | 23 | 0 | W | 24.3 | - | 24.3 | 2018-09-23 | 9 | 23 | 0 | W | 20.3 | - | 20.3 | 2019-09-23 | 9 | 23 | 0 |  | 19.64 | - | 19.64
2017-09-23 01:00 | 9 | 23 | 1 | W | 22.49 | - | 22.49 | 2018-09-23 01:00 | 9 | 23 | 1 | W | 20.43 | - | 20.43 | 2019-09-23 01:00 | 9 | 23 | 1 |  | 18.89 | - | 18.89
2017-09-23 02:00 | 9 | 23 | 2 | W | 20.9 | - | 20.9 | 2018-09-23 02:00 | 9 | 23 | 2 | W | 19.71 | - | 19.71 | 2019-09-23 02:00 | 9 | 23 | 2 |  | 18.37 | - | 18.37
2017-09-23 03:00 | 9 | 23 | 3 | W | 20.05 | - | 20.05 | 2018-09-23 03:00 | 9 | 23 | 3 | W | 19.7 | - | 19.7 | 2019-09-23 03:00 | 9 | 23 | 3 |  | 16.96 | - | 16.96
2017-09-23 04:00 | 9 | 23 | 4 | W | 20.03 | - | 20.03 | 2018-09-23 04:00 | 9 | 23 | 4 | W | 19.37 | - | 19.37 | 2019-09-23 04:00 | 9 | 23 | 4 |  | 17.9 | - | 17.9
2017-09-23 05:00 | 9 | 23 | 5 | W | 20.18 | - | 20.18 | 2018-09-23 05:00 | 9 | 23 | 5 | W | 19.51 | - | 19.51 | 2019-09-23 05:00 | 9 | 23 | 5 |  | 19.74 | - | 19.74
2017-09-23 06:00 | 9 | 23 | 6 | W | 21.25 | - | 21.25 | 2018-09-23 06:00 | 9 | 23 | 6 | W | 20.21 | - | 20.21 | 2019-09-23 06:00 | 9 | 23 | 6 |  | 23.55 | - | 23.55
2017-09-23 07:00 | 9 | 23 | 7 | W | 24.37 | - | 24.37 | 2018-09-23 07:00 | 9 | 23 | 7 | W | 20.65 | - | 20.65 | 2019-09-23 07:00 | 9 | 23 | 7 |  | 23.17 | - | 23.17
2017-09-23 08:00 | 9 | 23 | 8 | W | 26.56 | - | 26.56 | 2018-09-23 08:00 | 9 | 23 | 8 | W | 22.63 | - | 22.63 | 2019-09-23 08:00 | 9 | 23 | 8 |  | 23.21 | 23.21 | -
2017-09-23 09:00 | 9 | 23 | 9 | W | 32.5 | - | 32.5 | 2018-09-23 09:00 | 9 | 23 | 9 | W | 24.45 | - | 24.45 | 2019-09-23 09:00 | 9 | 23 | 9 |  | 26.03 | 26.03 | -
2017-09-23 10:00 | 9 | 23 | 10 | W | 38.15 | - | 38.15 | 2018-09-23 10:00 | 9 | 23 | 10 | W | 25.46 | - | 25.46 | 2019-09-23 10:00 | 9 | 23 | 10 |  | 29.01 | 29.01 | -
2017-09-23 11:00 | 9 | 23 | 11 | W | 43.48 | - | 43.48 | 2018-09-23 11:00 | 9 | 23 | 11 | W | 25.57 | - | 25.57 | 2019-09-23 11:00 | 9 | 23 | 11 |  | 30.53 | 30.53 | -
2017-09-23 12:00 | 9 | 23 | 12 | W | 50.34 | - | 50.34 | 2018-09-23 12:00 | 9 | 23 | 12 | W | 25.37 | - | 25.37 | 2019-09-23 12:00 | 9 | 23 | 12 |  | 33.3 | 33.3 | -
2017-09-23 13:00 | 9 | 23 | 13 | W | 55.62 | - | 55.62 | 2018-09-23 13:00 | 9 | 23 | 13 | W | 25.83 | - | 25.83 | 2019-09-23 13:00 | 9 | 23 | 13 |  | 38.85 | 38.85 | -
2017-09-23 14:00 | 9 | 23 | 14 | W | 62.42 | - | 62.42 | 2018-09-23 14:00 | 9 | 23 | 14 | W | 26.33 | - | 26.33 | 2019-09-23 14:00 | 9 | 23 | 14 |  | 44.08 | 44.08 | -
2017-09-23 15:00 | 9 | 23 | 15 | W | 68.05 | - | 68.05 | 2018-09-23 15:00 | 9 | 23 | 15 | W | 27.02 | - | 27.02 | 2019-09-23 15:00 | 9 | 23 | 15 |  | 51.88 | 51.88 | -
2017-09-23 16:00 | 9 | 23 | 16 | W | 73.31 | - | 73.31 | 2018-09-23 16:00 | 9 | 23 | 16 | W | 29.41 | - | 29.41 | 2019-09-23 16:00 | 9 | 23 | 16 |  | 62.36 | 62.36 | -
2017-09-23 17:00 | 9 | 23 | 17 | W | 67.52 | - | 67.52 | 2018-09-23 17:00 | 9 | 23 | 17 | W | 30.24 | - | 30.24 | 2019-09-23 17:00 | 9 | 23 | 17 |  | 51.15 | - | 51.15
2017-09-23 18:00 | 9 | 23 | 18 | W | 53.17 | - | 53.17 | 2018-09-23 18:00 | 9 | 23 | 18 | W | 30.27 | - | 30.27 | 2019-09-23 18:00 | 9 | 23 | 18 |  | 35.08 | - | 35.08
2017-09-23 19:00 | 9 | 23 | 19 | W | 49.01 | - | 49.01 | 2018-09-23 19:00 | 9 | 23 | 19 | W | 33.95 | - | 33.95 | 2019-09-23 19:00 | 9 | 23 | 19 |  | 36.87 | - | 36.87
2017-09-23 20:00 | 9 | 23 | 20 | W | 45.33 | - | 45.33 | 2018-09-23 20:00 | 9 | 23 | 20 | W | 33.01 | - | 33.01 | 2019-09-23 20:00 | 9 | 23 | 20 |  | 32.3 | - | 32.3
2017-09-23 21:00 | 9 | 23 | 21 | W | 40.49 | - | 40.49 | 2018-09-23 21:00 | 9 | 23 | 21 | W | 27.51 | - | 27.51 | 2019-09-23 21:00 | 9 | 23 | 21 |  | 25.41 | - | 25.41
2017-09-23 22:00 | 9 | 23 | 22 | W | 32.24 | - | 32.24 | 2018-09-23 22:00 | 9 | 23 | 22 | W | 23.64 | - | 23.64 | 2019-09-23 22:00 | 9 | 23 | 22 |  | 22.36 | - | 22.36
2017-09-23 23:00 | 9 | 23 | 23 | W | 25.07 | - | 25.07 | 2018-09-23 23:00 | 9 | 23 | 23 | W | 22.4 | - | 22.4 | 2019-09-23 23:00 | 9 | 23 | 23 |  | 20.74 | - | 20.74
2017-09-24 | 9 | 24 | 0 | W | 22.38 | - | 22.38 | 2018-09-24 | 9 | 24 | 0 |  | 19.93 | - | 19.93 | 2019-09-24 | 9 | 24 | 0 |  | 19.79 | - | 19.79
2017-09-24 01:00 | 9 | 24 | 1 | W | 21.11 | - | 21.11 | 2018-09-24 01:00 | 9 | 24 | 1 |  | 20.03 | - | 20.03 | 2019-09-24 01:00 | 9 | 24 | 1 |  | 19.38 | - | 19.38
2017-09-24 02:00 | 9 | 24 | 2 | W | 19.8 | - | 19.8 | 2018-09-24 02:00 | 9 | 24 | 2 |  | 19.43 | - | 19.43 | 2019-09-24 02:00 | 9 | 24 | 2 |  | 19.38 | - | 19.38
2017-09-24 03:00 | 9 | 24 | 3 | W | 18.99 | - | 18.99 | 2018-09-24 03:00 | 9 | 24 | 3 |  | 19.72 | - | 19.72 | 2019-09-24 03:00 | 9 | 24 | 3 |  | 18.43 | - | 18.43
2017-09-24 04:00 | 9 | 24 | 4 | W | 18.77 | - | 18.77 | 2018-09-24 04:00 | 9 | 24 | 4 |  | 20.03 | - | 20.03 | 2019-09-24 04:00 | 9 | 24 | 4 |  | 18.86 | - | 18.86
2017-09-24 05:00 | 9 | 24 | 5 | W | 18.97 | - | 18.97 | 2018-09-24 05:00 | 9 | 24 | 5 |  | 23 | - | 23 | 2019-09-24 05:00 | 9 | 24 | 5 |  | 20.64 | - | 20.64
2017-09-24 06:00 | 9 | 24 | 6 | W | 19 | - | 19 | 2018-09-24 06:00 | 9 | 24 | 6 |  | 32.61 | - | 32.61 | 2019-09-24 06:00 | 9 | 24 | 6 |  | 24.78 | - | 24.78
2017-09-24 07:00 | 9 | 24 | 7 | W | 20.93 | - | 20.93 | 2018-09-24 07:00 | 9 | 24 | 7 |  | 31.22 | - | 31.22 | 2019-09-24 07:00 | 9 | 24 | 7 |  | 23.29 | - | 23.29
2017-09-24 08:00 | 9 | 24 | 8 | W | 22.86 | - | 22.86 | 2018-09-24 08:00 | 9 | 24 | 8 |  | 30.72 | 30.72 | - | 2019-09-24 08:00 | 9 | 24 | 8 |  | 23.32 | 23.32 | -
2017-09-24 09:00 | 9 | 24 | 9 | W | 25.95 | - | 25.95 | 2018-09-24 09:00 | 9 | 24 | 9 |  | 33.51 | 33.51 | - | 2019-09-24 09:00 | 9 | 24 | 9 |  | 25.34 | 25.34 | -
2017-09-24 10:00 | 9 | 24 | 10 | W | 31.99 | - | 31.99 | 2018-09-24 10:00 | 9 | 24 | 10 |  | 35.35 | 35.35 | - | 2019-09-24 10:00 | 9 | 24 | 10 |  | 27.32 | 27.32 | -
2017-09-24 11:00 | 9 | 24 | 11 | W | 38.36 | - | 38.36 | 2018-09-24 11:00 | 9 | 24 | 11 |  | 37.13 | 37.13 | - | 2019-09-24 11:00 | 9 | 24 | 11 |  | 27.64 | 27.64 | -
2017-09-24 12:00 | 9 | 24 | 12 | W | 44.75 | - | 44.75 | 2018-09-24 12:00 | 9 | 24 | 12 |  | 38.52 | 38.52 | - | 2019-09-24 12:00 | 9 | 24 | 12 |  | 28.11 | 28.11 | -
2017-09-24 13:00 | 9 | 24 | 13 | W | 50.71 | - | 50.71 | 2018-09-24 13:00 | 9 | 24 | 13 |  | 40.18 | 40.18 | - | 2019-09-24 13:00 | 9 | 24 | 13 |  | 30.59 | 30.59 | -
2017-09-24 14:00 | 9 | 24 | 14 | W | 55.16 | - | 55.16 | 2018-09-24 14:00 | 9 | 24 | 14 |  | 39.67 | 39.67 | - | 2019-09-24 14:00 | 9 | 24 | 14 |  | 35.48 | 35.48 | -
2017-09-24 15:00 | 9 | 24 | 15 | W | 59.44 | - | 59.44 | 2018-09-24 15:00 | 9 | 24 | 15 |  | 39.52 | 39.52 | - | 2019-09-24 15:00 | 9 | 24 | 15 |  | 42.15 | 42.15 | -
2017-09-24 16:00 | 9 | 24 | 16 | W | 71.52 | - | 71.52 | 2018-09-24 16:00 | 9 | 24 | 16 |  | 39.64 | 39.64 | - | 2019-09-24 16:00 | 9 | 24 | 16 |  | 45.81 | 45.81 | -
2017-09-24 17:00 | 9 | 24 | 17 | W | 65.59 | - | 65.59 | 2018-09-24 17:00 | 9 | 24 | 17 |  | 39.96 | - | 39.96 | 2019-09-24 17:00 | 9 | 24 | 17 |  | 42.12 | - | 42.12
2017-09-24 18:00 | 9 | 24 | 18 | W | 52.45 | - | 52.45 | 2018-09-24 18:00 | 9 | 24 | 18 |  | 38.61 | - | 38.61 | 2019-09-24 18:00 | 9 | 24 | 18 |  | 30.46 | - | 30.46
2017-09-24 19:00 | 9 | 24 | 19 | W | 52.68 | - | 52.68 | 2018-09-24 19:00 | 9 | 24 | 19 |  | 44.69 | - | 44.69 | 2019-09-24 19:00 | 9 | 24 | 19 |  | 30.76 | - | 30.76
2017-09-24 20:00 | 9 | 24 | 20 | W | 49.47 | - | 49.47 | 2018-09-24 20:00 | 9 | 24 | 20 |  | 39.52 | - | 39.52 | 2019-09-24 20:00 | 9 | 24 | 20 |  | 27.75 | - | 27.75
2017-09-24 21:00 | 9 | 24 | 21 | W | 41.45 | - | 41.45 | 2018-09-24 21:00 | 9 | 24 | 21 |  | 34.51 | - | 34.51 | 2019-09-24 21:00 | 9 | 24 | 21 |  | 23.77 | - | 23.77
2017-09-24 22:00 | 9 | 24 | 22 | W | 35.64 | - | 35.64 | 2018-09-24 22:00 | 9 | 24 | 22 |  | 27.27 | - | 27.27 | 2019-09-24 22:00 | 9 | 24 | 22 |  | 21.05 | - | 21.05
2017-09-24 23:00 | 9 | 24 | 23 | W | 25.92 | - | 25.92 | 2018-09-24 23:00 | 9 | 24 | 23 |  | 24.79 | - | 24.79 | 2019-09-24 23:00 | 9 | 24 | 23 |  | 19.03 | - | 19.03
2017-09-25 | 9 | 25 | 0 |  | 23.86 | - | 23.86 | 2018-09-25 | 9 | 25 | 0 |  | 22.22 | - | 22.22 | 2019-09-25 | 9 | 25 | 0 |  | 20.66 | - | 20.66
2017-09-25 01:00 | 9 | 25 | 1 |  | 22.25 | - | 22.25 | 2018-09-25 01:00 | 9 | 25 | 1 |  | 20.94 | - | 20.94 | 2019-09-25 01:00 | 9 | 25 | 1 |  | 20.05 | - | 20.05
2017-09-25 02:00 | 9 | 25 | 2 |  | 20.76 | - | 20.76 | 2018-09-25 02:00 | 9 | 25 | 2 |  | 19.95 | - | 19.95 | 2019-09-25 02:00 | 9 | 25 | 2 |  | 18.72 | - | 18.72
2017-09-25 03:00 | 9 | 25 | 3 |  | 20.04 | - | 20.04 | 2018-09-25 03:00 | 9 | 25 | 3 |  | 19.92 | - | 19.92 | 2019-09-25 03:00 | 9 | 25 | 3 |  | 17.63 | - | 17.63
2017-09-25 04:00 | 9 | 25 | 4 |  | 20.49 | - | 20.49 | 2018-09-25 04:00 | 9 | 25 | 4 |  | 20.21 | - | 20.21 | 2019-09-25 04:00 | 9 | 25 | 4 |  | 18.54 | - | 18.54
2017-09-25 05:00 | 9 | 25 | 5 |  | 22.42 | - | 22.42 | 2018-09-25 05:00 | 9 | 25 | 5 |  | 23.22 | - | 23.22 | 2019-09-25 05:00 | 9 | 25 | 5 |  | 20.73 | - | 20.73
2017-09-25 06:00 | 9 | 25 | 6 |  | 29.02 | - | 29.02 | 2018-09-25 06:00 | 9 | 25 | 6 |  | 31.66 | - | 31.66 | 2019-09-25 06:00 | 9 | 25 | 6 |  | 24.55 | - | 24.55
2017-09-25 07:00 | 9 | 25 | 7 |  | 27.67 | - | 27.67 | 2018-09-25 07:00 | 9 | 25 | 7 |  | 30.8 | - | 30.8 | 2019-09-25 07:00 | 9 | 25 | 7 |  | 23.8 | - | 23.8
2017-09-25 08:00 | 9 | 25 | 8 |  | 31.21 | 31.21 | - | 2018-09-25 08:00 | 9 | 25 | 8 |  | 30.87 | 30.87 | - | 2019-09-25 08:00 | 9 | 25 | 8 |  | 23.45 | 23.45 | -
2017-09-25 09:00 | 9 | 25 | 9 |  | 38.63 | 38.63 | - | 2018-09-25 09:00 | 9 | 25 | 9 |  | 35.87 | 35.87 | - | 2019-09-25 09:00 | 9 | 25 | 9 |  | 24.48 | 24.48 | -
2017-09-25 10:00 | 9 | 25 | 10 |  | 42.62 | 42.62 | - | 2018-09-25 10:00 | 9 | 25 | 10 |  | 40 | 40 | - | 2019-09-25 10:00 | 9 | 25 | 10 |  | 25.84 | 25.84 | -
2017-09-25 11:00 | 9 | 25 | 11 |  | 47.6 | 47.6 | - | 2018-09-25 11:00 | 9 | 25 | 11 |  | 41.81 | 41.81 | - | 2019-09-25 11:00 | 9 | 25 | 11 |  | 27.59 | 27.59 | -
2017-09-25 12:00 | 9 | 25 | 12 |  | 66.91 | 66.91 | - | 2018-09-25 12:00 | 9 | 25 | 12 |  | 42.17 | 42.17 | - | 2019-09-25 12:00 | 9 | 25 | 12 |  | 29.65 | 29.65 | -
2017-09-25 13:00 | 9 | 25 | 13 |  | 99.64 | 99.64 | - | 2018-09-25 13:00 | 9 | 25 | 13 |  | 44.5 | 44.5 | - | 2019-09-25 13:00 | 9 | 25 | 13 |  | 32.73 | 32.73 | -
2017-09-25 14:00 | 9 | 25 | 14 |  | 150.47 | 150.47 | - | 2018-09-25 14:00 | 9 | 25 | 14 |  | 45.86 | 45.86 | - | 2019-09-25 14:00 | 9 | 25 | 14 |  | 37.4 | 37.4 | -
2017-09-25 15:00 | 9 | 25 | 15 |  | 191.11 | 191.11 | - | 2018-09-25 15:00 | 9 | 25 | 15 |  | 50.3 | 50.3 | - | 2019-09-25 15:00 | 9 | 25 | 15 |  | 42.64 | 42.64 | -
2017-09-25 16:00 | 9 | 25 | 16 |  | 225.9 | 225.9 | - | 2018-09-25 16:00 | 9 | 25 | 16 |  | 53.21 | 53.21 | - | 2019-09-25 16:00 | 9 | 25 | 16 |  | 48.59 | 48.59 | -
2017-09-25 17:00 | 9 | 25 | 17 |  | 184.07 | - | 184.07 | 2018-09-25 17:00 | 9 | 25 | 17 |  | 56.05 | - | 56.05 | 2019-09-25 17:00 | 9 | 25 | 17 |  | 45.35 | - | 45.35
2017-09-25 18:00 | 9 | 25 | 18 |  | 93.31 | - | 93.31 | 2018-09-25 18:00 | 9 | 25 | 18 |  | 45.04 | - | 45.04 | 2019-09-25 18:00 | 9 | 25 | 18 |  | 35.24 | - | 35.24
2017-09-25 19:00 | 9 | 25 | 19 |  | 66.61 | - | 66.61 | 2018-09-25 19:00 | 9 | 25 | 19 |  | 52.03 | - | 52.03 | 2019-09-25 19:00 | 9 | 25 | 19 |  | 33.62 | - | 33.62
2017-09-25 20:00 | 9 | 25 | 20 |  | 58.83 | - | 58.83 | 2018-09-25 20:00 | 9 | 25 | 20 |  | 44.29 | - | 44.29 | 2019-09-25 20:00 | 9 | 25 | 20 |  | 31.05 | - | 31.05
2017-09-25 21:00 | 9 | 25 | 21 |  | 43.24 | - | 43.24 | 2018-09-25 21:00 | 9 | 25 | 21 |  | 38.42 | - | 38.42 | 2019-09-25 21:00 | 9 | 25 | 21 |  | 27.11 | - | 27.11
2017-09-25 22:00 | 9 | 25 | 22 |  | 34.91 | - | 34.91 | 2018-09-25 22:00 | 9 | 25 | 22 |  | 31.07 | - | 31.07 | 2019-09-25 22:00 | 9 | 25 | 22 |  | 23.6 | - | 23.6
2017-09-25 23:00 | 9 | 25 | 23 |  | 27.24 | - | 27.24 | 2018-09-25 23:00 | 9 | 25 | 23 |  | 28.95 | - | 28.95 | 2019-09-25 23:00 | 9 | 25 | 23 |  | 21.92 | - | 21.92
2017-09-26 | 9 | 26 | 0 |  | 24.08 | - | 24.08 | 2018-09-26 | 9 | 26 | 0 |  | 23.45 | - | 23.45 | 2019-09-26 | 9 | 26 | 0 |  | 20.55 | - | 20.55
2017-09-26 01:00 | 9 | 26 | 1 |  | 22.75 | - | 22.75 | 2018-09-26 01:00 | 9 | 26 | 1 |  | 21.77 | - | 21.77 | 2019-09-26 01:00 | 9 | 26 | 1 |  | 20.1 | - | 20.1
2017-09-26 02:00 | 9 | 26 | 2 |  | 21.24 | - | 21.24 | 2018-09-26 02:00 | 9 | 26 | 2 |  | 20.83 | - | 20.83 | 2019-09-26 02:00 | 9 | 26 | 2 |  | 18.85 | - | 18.85
2017-09-26 03:00 | 9 | 26 | 3 |  | 20.25 | - | 20.25 | 2018-09-26 03:00 | 9 | 26 | 3 |  | 20.51 | - | 20.51 | 2019-09-26 03:00 | 9 | 26 | 3 |  | 18.47 | - | 18.47
2017-09-26 04:00 | 9 | 26 | 4 |  | 20.75 | - | 20.75 | 2018-09-26 04:00 | 9 | 26 | 4 |  | 20.95 | - | 20.95 | 2019-09-26 04:00 | 9 | 26 | 4 |  | 18.88 | - | 18.88
2017-09-26 05:00 | 9 | 26 | 5 |  | 23.06 | - | 23.06 | 2018-09-26 05:00 | 9 | 26 | 5 |  | 23.59 | - | 23.59 | 2019-09-26 05:00 | 9 | 26 | 5 |  | 20.77 | - | 20.77
2017-09-26 06:00 | 9 | 26 | 6 |  | 29.67 | - | 29.67 | 2018-09-26 06:00 | 9 | 26 | 6 |  | 32 | - | 32 | 2019-09-26 06:00 | 9 | 26 | 6 |  | 25.29 | - | 25.29
2017-09-26 07:00 | 9 | 26 | 7 |  | 28.93 | - | 28.93 | 2018-09-26 07:00 | 9 | 26 | 7 |  | 30.75 | - | 30.75 | 2019-09-26 07:00 | 9 | 26 | 7 |  | 24.48 | - | 24.48
2017-09-26 08:00 | 9 | 26 | 8 |  | 30.97 | 30.97 | - | 2018-09-26 08:00 | 9 | 26 | 8 |  | 31.17 | 31.17 | - | 2019-09-26 08:00 | 9 | 26 | 8 |  | 25.03 | 25.03 | -
2017-09-26 09:00 | 9 | 26 | 9 |  | 33.81 | 33.81 | - | 2018-09-26 09:00 | 9 | 26 | 9 |  | 34.54 | 34.54 | - | 2019-09-26 09:00 | 9 | 26 | 9 |  | 27.9 | 27.9 | -
2017-09-26 10:00 | 9 | 26 | 10 |  | 39.17 | 39.17 | - | 2018-09-26 10:00 | 9 | 26 | 10 |  | 38.57 | 38.57 | - | 2019-09-26 10:00 | 9 | 26 | 10 |  | 28.76 | 28.76 | -
2017-09-26 11:00 | 9 | 26 | 11 |  | 45.33 | 45.33 | - | 2018-09-26 11:00 | 9 | 26 | 11 |  | 39.99 | 39.99 | - | 2019-09-26 11:00 | 9 | 26 | 11 |  | 31.87 | 31.87 | -
2017-09-26 12:00 | 9 | 26 | 12 |  | 52.39 | 52.39 | - | 2018-09-26 12:00 | 9 | 26 | 12 |  | 42.04 | 42.04 | - | 2019-09-26 12:00 | 9 | 26 | 12 |  | 34.68 | 34.68 | -
2017-09-26 13:00 | 9 | 26 | 13 |  | 63.69 | 63.69 | - | 2018-09-26 13:00 | 9 | 26 | 13 |  | 43.37 | 43.37 | - | 2019-09-26 13:00 | 9 | 26 | 13 |  | 37.8 | 37.8 | -
2017-09-26 14:00 | 9 | 26 | 14 |  | 75.32 | 75.32 | - | 2018-09-26 14:00 | 9 | 26 | 14 |  | 43.68 | 43.68 | - | 2019-09-26 14:00 | 9 | 26 | 14 |  | 39.17 | 39.17 | -
2017-09-26 15:00 | 9 | 26 | 15 |  | 82.83 | 82.83 | - | 2018-09-26 15:00 | 9 | 26 | 15 |  | 47.04 | 47.04 | - | 2019-09-26 15:00 | 9 | 26 | 15 |  | 43.76 | 43.76 | -
2017-09-26 16:00 | 9 | 26 | 16 |  | 88.08 | 88.08 | - | 2018-09-26 16:00 | 9 | 26 | 16 |  | 45.48 | 45.48 | - | 2019-09-26 16:00 | 9 | 26 | 16 |  | 47.79 | 47.79 | -
2017-09-26 17:00 | 9 | 26 | 17 |  | 75.19 | - | 75.19 | 2018-09-26 17:00 | 9 | 26 | 17 |  | 44.71 | - | 44.71 | 2019-09-26 17:00 | 9 | 26 | 17 |  | 42.59 | - | 42.59
2017-09-26 18:00 | 9 | 26 | 18 |  | 55.72 | - | 55.72 | 2018-09-26 18:00 | 9 | 26 | 18 |  | 41.09 | - | 41.09 | 2019-09-26 18:00 | 9 | 26 | 18 |  | 35.13 | - | 35.13
2017-09-26 19:00 | 9 | 26 | 19 |  | 52.06 | - | 52.06 | 2018-09-26 19:00 | 9 | 26 | 19 |  | 45.34 | - | 45.34 | 2019-09-26 19:00 | 9 | 26 | 19 |  | 36.93 | - | 36.93
2017-09-26 20:00 | 9 | 26 | 20 |  | 47.55 | - | 47.55 | 2018-09-26 20:00 | 9 | 26 | 20 |  | 40.1 | - | 40.1 | 2019-09-26 20:00 | 9 | 26 | 20 |  | 33.85 | - | 33.85
2017-09-26 21:00 | 9 | 26 | 21 |  | 41.25 | - | 41.25 | 2018-09-26 21:00 | 9 | 26 | 21 |  | 32.87 | - | 32.87 | 2019-09-26 21:00 | 9 | 26 | 21 |  | 27.32 | - | 27.32
2017-09-26 22:00 | 9 | 26 | 22 |  | 34.72 | - | 34.72 | 2018-09-26 22:00 | 9 | 26 | 22 |  | 28.18 | - | 28.18 | 2019-09-26 22:00 | 9 | 26 | 22 |  | 23.68 | - | 23.68
2017-09-26 23:00 | 9 | 26 | 23 |  | 26.24 | - | 26.24 | 2018-09-26 23:00 | 9 | 26 | 23 |  | 24.13 | - | 24.13 | 2019-09-26 23:00 | 9 | 26 | 23 |  | 21.65 | - | 21.65
2017-09-27 | 9 | 27 | 0 |  | 24.41 | - | 24.41 | 2018-09-27 | 9 | 27 | 0 |  | 22.87 | - | 22.87 | 2019-09-27 | 9 | 27 | 0 |  | 20.68 | - | 20.68
2017-09-27 01:00 | 9 | 27 | 1 |  | 22.16 | - | 22.16 | 2018-09-27 01:00 | 9 | 27 | 1 |  | 21.74 | - | 21.74 | 2019-09-27 01:00 | 9 | 27 | 1 |  | 20.03 | - | 20.03
2017-09-27 02:00 | 9 | 27 | 2 |  | 21.08 | - | 21.08 | 2018-09-27 02:00 | 9 | 27 | 2 |  | 21.36 | - | 21.36 | 2019-09-27 02:00 | 9 | 27 | 2 |  | 18.57 | - | 18.57
2017-09-27 03:00 | 9 | 27 | 3 |  | 20.46 | - | 20.46 | 2018-09-27 03:00 | 9 | 27 | 3 |  | 21.01 | - | 21.01 | 2019-09-27 03:00 | 9 | 27 | 3 |  | 17.64 | - | 17.64
2017-09-27 04:00 | 9 | 27 | 4 |  | 21 | - | 21 | 2018-09-27 04:00 | 9 | 27 | 4 |  | 21.43 | - | 21.43 | 2019-09-27 04:00 | 9 | 27 | 4 |  | 18.15 | - | 18.15
2017-09-27 05:00 | 9 | 27 | 5 |  | 22.89 | - | 22.89 | 2018-09-27 05:00 | 9 | 27 | 5 |  | 24.69 | - | 24.69 | 2019-09-27 05:00 | 9 | 27 | 5 |  | 20.68 | - | 20.68
2017-09-27 06:00 | 9 | 27 | 6 |  | 27.74 | - | 27.74 | 2018-09-27 06:00 | 9 | 27 | 6 |  | 35.81 | - | 35.81 | 2019-09-27 06:00 | 9 | 27 | 6 |  | 22.97 | - | 22.97
2017-09-27 07:00 | 9 | 27 | 7 |  | 28.27 | - | 28.27 | 2018-09-27 07:00 | 9 | 27 | 7 |  | 34.37 | - | 34.37 | 2019-09-27 07:00 | 9 | 27 | 7 |  | 23.62 | - | 23.62
2017-09-27 08:00 | 9 | 27 | 8 |  | 29.33 | 29.33 | - | 2018-09-27 08:00 | 9 | 27 | 8 |  | 31.61 | 31.61 | - | 2019-09-27 08:00 | 9 | 27 | 8 |  | 22.94 | 22.94 | -
2017-09-27 09:00 | 9 | 27 | 9 |  | 33.63 | 33.63 | - | 2018-09-27 09:00 | 9 | 27 | 9 |  | 32.77 | 32.77 | - | 2019-09-27 09:00 | 9 | 27 | 9 |  | 24.74 | 24.74 | -
2017-09-27 10:00 | 9 | 27 | 10 |  | 39.77 | 39.77 | - | 2018-09-27 10:00 | 9 | 27 | 10 |  | 35.5 | 35.5 | - | 2019-09-27 10:00 | 9 | 27 | 10 |  | 24.76 | 24.76 | -
2017-09-27 11:00 | 9 | 27 | 11 |  | 46.03 | 46.03 | - | 2018-09-27 11:00 | 9 | 27 | 11 |  | 34.83 | 34.83 | - | 2019-09-27 11:00 | 9 | 27 | 11 |  | 26.86 | 26.86 | -
2017-09-27 12:00 | 9 | 27 | 12 |  | 47.43 | 47.43 | - | 2018-09-27 12:00 | 9 | 27 | 12 |  | 35.58 | 35.58 | - | 2019-09-27 12:00 | 9 | 27 | 12 |  | 29.97 | 29.97 | -
2017-09-27 13:00 | 9 | 27 | 13 |  | 54.67 | 54.67 | - | 2018-09-27 13:00 | 9 | 27 | 13 |  | 35.11 | 35.11 | - | 2019-09-27 13:00 | 9 | 27 | 13 |  | 34.26 | 34.26 | -
2017-09-27 14:00 | 9 | 27 | 14 |  | 61.12 | 61.12 | - | 2018-09-27 14:00 | 9 | 27 | 14 |  | 35.11 | 35.11 | - | 2019-09-27 14:00 | 9 | 27 | 14 |  | 39.95 | 39.95 | -
2017-09-27 15:00 | 9 | 27 | 15 |  | 65.48 | 65.48 | - | 2018-09-27 15:00 | 9 | 27 | 15 |  | 35.44 | 35.44 | - | 2019-09-27 15:00 | 9 | 27 | 15 |  | 45.6 | 45.6 | -
2017-09-27 16:00 | 9 | 27 | 16 |  | 72.2 | 72.2 | - | 2018-09-27 16:00 | 9 | 27 | 16 |  | 37.31 | 37.31 | - | 2019-09-27 16:00 | 9 | 27 | 16 |  | 53.89 | 53.89 | -
2017-09-27 17:00 | 9 | 27 | 17 |  | 62.51 | - | 62.51 | 2018-09-27 17:00 | 9 | 27 | 17 |  | 36.84 | - | 36.84 | 2019-09-27 17:00 | 9 | 27 | 17 |  | 47.2 | - | 47.2
2017-09-27 18:00 | 9 | 27 | 18 |  | 50.15 | - | 50.15 | 2018-09-27 18:00 | 9 | 27 | 18 |  | 35.95 | - | 35.95 | 2019-09-27 18:00 | 9 | 27 | 18 |  | 34.11 | - | 34.11
2017-09-27 19:00 | 9 | 27 | 19 |  | 47.39 | - | 47.39 | 2018-09-27 19:00 | 9 | 27 | 19 |  | 39.04 | - | 39.04 | 2019-09-27 19:00 | 9 | 27 | 19 |  | 30.25 | - | 30.25
2017-09-27 20:00 | 9 | 27 | 20 |  | 42.8 | - | 42.8 | 2018-09-27 20:00 | 9 | 27 | 20 |  | 36.6 | - | 36.6 | 2019-09-27 20:00 | 9 | 27 | 20 |  | 30.03 | - | 30.03
2017-09-27 21:00 | 9 | 27 | 21 |  | 38.63 | - | 38.63 | 2018-09-27 21:00 | 9 | 27 | 21 |  | 30.85 | - | 30.85 | 2019-09-27 21:00 | 9 | 27 | 21 |  | 25.62 | - | 25.62
2017-09-27 22:00 | 9 | 27 | 22 |  | 28.47 | - | 28.47 | 2018-09-27 22:00 | 9 | 27 | 22 |  | 25.42 | - | 25.42 | 2019-09-27 22:00 | 9 | 27 | 22 |  | 22.75 | - | 22.75
2017-09-27 23:00 | 9 | 27 | 23 |  | 24.75 | - | 24.75 | 2018-09-27 23:00 | 9 | 27 | 23 |  | 22.54 | - | 22.54 | 2019-09-27 23:00 | 9 | 27 | 23 |  | 21.25 | - | 21.25
2017-09-28 | 9 | 28 | 0 |  | 23.13 | - | 23.13 | 2018-09-28 | 9 | 28 | 0 |  | 21.44 | - | 21.44 | 2019-09-28 | 9 | 28 | 0 | W | 20.51 | - | 20.51
2017-09-28 01:00 | 9 | 28 | 1 |  | 21.96 | - | 21.96 | 2018-09-28 01:00 | 9 | 28 | 1 |  | 21.02 | - | 21.02 | 2019-09-28 01:00 | 9 | 28 | 1 | W | 19.75 | - | 19.75
2017-09-28 02:00 | 9 | 28 | 2 |  | 20.66 | - | 20.66 | 2018-09-28 02:00 | 9 | 28 | 2 |  | 20.28 | - | 20.28 | 2019-09-28 02:00 | 9 | 28 | 2 | W | 18.6 | - | 18.6
2017-09-28 03:00 | 9 | 28 | 3 |  | 20.08 | - | 20.08 | 2018-09-28 03:00 | 9 | 28 | 3 |  | 20.34 | - | 20.34 | 2019-09-28 03:00 | 9 | 28 | 3 | W | 17.63 | - | 17.63
2017-09-28 04:00 | 9 | 28 | 4 |  | 20.53 | - | 20.53 | 2018-09-28 04:00 | 9 | 28 | 4 |  | 20.57 | - | 20.57 | 2019-09-28 04:00 | 9 | 28 | 4 | W | 17.38 | - | 17.38
2017-09-28 05:00 | 9 | 28 | 5 |  | 22.8 | - | 22.8 | 2018-09-28 05:00 | 9 | 28 | 5 |  | 23.49 | - | 23.49 | 2019-09-28 05:00 | 9 | 28 | 5 | W | 18.71 | - | 18.71
2017-09-28 06:00 | 9 | 28 | 6 |  | 27.38 | - | 27.38 | 2018-09-28 06:00 | 9 | 28 | 6 |  | 32.29 | - | 32.29 | 2019-09-28 06:00 | 9 | 28 | 6 | W | 19.58 | - | 19.58
2017-09-28 07:00 | 9 | 28 | 7 |  | 26.84 | - | 26.84 | 2018-09-28 07:00 | 9 | 28 | 7 |  | 31.89 | - | 31.89 | 2019-09-28 07:00 | 9 | 28 | 7 | W | 21 | - | 21
2017-09-28 08:00 | 9 | 28 | 8 |  | 27.27 | 27.27 | - | 2018-09-28 08:00 | 9 | 28 | 8 |  | 29.63 | 29.63 | - | 2019-09-28 08:00 | 9 | 28 | 8 | W | 22.26 | - | 22.26
2017-09-28 09:00 | 9 | 28 | 9 |  | 30.06 | 30.06 | - | 2018-09-28 09:00 | 9 | 28 | 9 |  | 32.2 | 32.2 | - | 2019-09-28 09:00 | 9 | 28 | 9 | W | 26.1 | - | 26.1
2017-09-28 10:00 | 9 | 28 | 10 |  | 32.06 | 32.06 | - | 2018-09-28 10:00 | 9 | 28 | 10 |  | 33.68 | 33.68 | - | 2019-09-28 10:00 | 9 | 28 | 10 | W | 27.28 | - | 27.28
2017-09-28 11:00 | 9 | 28 | 11 |  | 33.35 | 33.35 | - | 2018-09-28 11:00 | 9 | 28 | 11 |  | 33.35 | 33.35 | - | 2019-09-28 11:00 | 9 | 28 | 11 | W | 31.73 | - | 31.73
2017-09-28 12:00 | 9 | 28 | 12 |  | 33.13 | 33.13 | - | 2018-09-28 12:00 | 9 | 28 | 12 |  | 33.58 | 33.58 | - | 2019-09-28 12:00 | 9 | 28 | 12 | W | 37.8 | - | 37.8
2017-09-28 13:00 | 9 | 28 | 13 |  | 33.48 | 33.48 | - | 2018-09-28 13:00 | 9 | 28 | 13 |  | 34.89 | 34.89 | - | 2019-09-28 13:00 | 9 | 28 | 13 | W | 40.63 | - | 40.63
2017-09-28 14:00 | 9 | 28 | 14 |  | 35.44 | 35.44 | - | 2018-09-28 14:00 | 9 | 28 | 14 |  | 35.04 | 35.04 | - | 2019-09-28 14:00 | 9 | 28 | 14 | W | 45.59 | - | 45.59
2017-09-28 15:00 | 9 | 28 | 15 |  | 37.05 | 37.05 | - | 2018-09-28 15:00 | 9 | 28 | 15 |  | 34.74 | 34.74 | - | 2019-09-28 15:00 | 9 | 28 | 15 | W | 59.87 | - | 59.87
2017-09-28 16:00 | 9 | 28 | 16 |  | 37.14 | 37.14 | - | 2018-09-28 16:00 | 9 | 28 | 16 |  | 34.66 | 34.66 | - | 2019-09-28 16:00 | 9 | 28 | 16 | W | 66.5 | - | 66.5
2017-09-28 17:00 | 9 | 28 | 17 |  | 33.58 | - | 33.58 | 2018-09-28 17:00 | 9 | 28 | 17 |  | 34.07 | - | 34.07 | 2019-09-28 17:00 | 9 | 28 | 17 | W | 58.75 | - | 58.75
2017-09-28 18:00 | 9 | 28 | 18 |  | 31.7 | - | 31.7 | 2018-09-28 18:00 | 9 | 28 | 18 |  | 32.65 | - | 32.65 | 2019-09-28 18:00 | 9 | 28 | 18 | W | 37.92 | - | 37.92
2017-09-28 19:00 | 9 | 28 | 19 |  | 31.87 | - | 31.87 | 2018-09-28 19:00 | 9 | 28 | 19 |  | 37.14 | - | 37.14 | 2019-09-28 19:00 | 9 | 28 | 19 | W | 37.11 | - | 37.11
2017-09-28 20:00 | 9 | 28 | 20 |  | 30.7 | - | 30.7 | 2018-09-28 20:00 | 9 | 28 | 20 |  | 33.26 | - | 33.26 | 2019-09-28 20:00 | 9 | 28 | 20 | W | 36.85 | - | 36.85
2017-09-28 21:00 | 9 | 28 | 21 |  | 25.4 | - | 25.4 | 2018-09-28 21:00 | 9 | 28 | 21 |  | 28.75 | - | 28.75 | 2019-09-28 21:00 | 9 | 28 | 21 | W | 27.77 | - | 27.77
2017-09-28 22:00 | 9 | 28 | 22 |  | 23.59 | - | 23.59 | 2018-09-28 22:00 | 9 | 28 | 22 |  | 24.93 | - | 24.93 | 2019-09-28 22:00 | 9 | 28 | 22 | W | 26.68 | - | 26.68
2017-09-28 23:00 | 9 | 28 | 23 |  | 21.88 | - | 21.88 | 2018-09-28 23:00 | 9 | 28 | 23 |  | 22.48 | - | 22.48 | 2019-09-28 23:00 | 9 | 28 | 23 | W | 22.43 | - | 22.43
2017-09-29 | 9 | 29 | 0 |  | 21.36 | - | 21.36 | 2018-09-29 | 9 | 29 | 0 | W | 22.23 | - | 22.23 | 2019-09-29 | 9 | 29 | 0 | W | 20.76 | - | 20.76
2017-09-29 01:00 | 9 | 29 | 1 |  | 19.86 | - | 19.86 | 2018-09-29 01:00 | 9 | 29 | 1 | W | 21.01 | - | 21.01 | 2019-09-29 01:00 | 9 | 29 | 1 | W | 19.78 | - | 19.78
2017-09-29 02:00 | 9 | 29 | 2 |  | 19.33 | - | 19.33 | 2018-09-29 02:00 | 9 | 29 | 2 | W | 20.01 | - | 20.01 | 2019-09-29 02:00 | 9 | 29 | 2 | W | 18.64 | - | 18.64
2017-09-29 03:00 | 9 | 29 | 3 |  | 18.94 | - | 18.94 | 2018-09-29 03:00 | 9 | 29 | 3 | W | 19.06 | - | 19.06 | 2019-09-29 03:00 | 9 | 29 | 3 | W | 17.53 | - | 17.53
2017-09-29 04:00 | 9 | 29 | 4 |  | 19.55 | - | 19.55 | 2018-09-29 04:00 | 9 | 29 | 4 | W | 19.41 | - | 19.41 | 2019-09-29 04:00 | 9 | 29 | 4 | W | 16.91 | - | 16.91
2017-09-29 05:00 | 9 | 29 | 5 |  | 21.74 | - | 21.74 | 2018-09-29 05:00 | 9 | 29 | 5 | W | 19.95 | - | 19.95 | 2019-09-29 05:00 | 9 | 29 | 5 | W | 17.35 | - | 17.35
2017-09-29 06:00 | 9 | 29 | 6 |  | 25.9 | - | 25.9 | 2018-09-29 06:00 | 9 | 29 | 6 | W | 21.56 | - | 21.56 | 2019-09-29 06:00 | 9 | 29 | 6 | W | 17.87 | - | 17.87
2017-09-29 07:00 | 9 | 29 | 7 |  | 26.42 | - | 26.42 | 2018-09-29 07:00 | 9 | 29 | 7 | W | 23.61 | - | 23.61 | 2019-09-29 07:00 | 9 | 29 | 7 | W | 19.47 | - | 19.47
2017-09-29 08:00 | 9 | 29 | 8 |  | 26.22 | 26.22 | - | 2018-09-29 08:00 | 9 | 29 | 8 | W | 24.29 | - | 24.29 | 2019-09-29 08:00 | 9 | 29 | 8 | W | 20.63 | - | 20.63
2017-09-29 09:00 | 9 | 29 | 9 |  | 27.96 | 27.96 | - | 2018-09-29 09:00 | 9 | 29 | 9 | W | 28.06 | - | 28.06 | 2019-09-29 09:00 | 9 | 29 | 9 | W | 24 | - | 24
2017-09-29 10:00 | 9 | 29 | 10 |  | 30.01 | 30.01 | - | 2018-09-29 10:00 | 9 | 29 | 10 | W | 29.75 | - | 29.75 | 2019-09-29 10:00 | 9 | 29 | 10 | W | 25.24 | - | 25.24
2017-09-29 11:00 | 9 | 29 | 11 |  | 30.69 | 30.69 | - | 2018-09-29 11:00 | 9 | 29 | 11 | W | 29.76 | - | 29.76 | 2019-09-29 11:00 | 9 | 29 | 11 | W | 31.33 | - | 31.33
2017-09-29 12:00 | 9 | 29 | 12 |  | 30.57 | 30.57 | - | 2018-09-29 12:00 | 9 | 29 | 12 | W | 31.17 | - | 31.17 | 2019-09-29 12:00 | 9 | 29 | 12 | W | 34.17 | - | 34.17
2017-09-29 13:00 | 9 | 29 | 13 |  | 30.77 | 30.77 | - | 2018-09-29 13:00 | 9 | 29 | 13 | W | 29.78 | - | 29.78 | 2019-09-29 13:00 | 9 | 29 | 13 | W | 39.34 | - | 39.34
2017-09-29 14:00 | 9 | 29 | 14 |  | 30.9 | 30.9 | - | 2018-09-29 14:00 | 9 | 29 | 14 | W | 29.79 | - | 29.79 | 2019-09-29 14:00 | 9 | 29 | 14 | W | 41.27 | - | 41.27
2017-09-29 15:00 | 9 | 29 | 15 |  | 30.85 | 30.85 | - | 2018-09-29 15:00 | 9 | 29 | 15 | W | 30.07 | - | 30.07 | 2019-09-29 15:00 | 9 | 29 | 15 | W | 52.59 | - | 52.59
2017-09-29 16:00 | 9 | 29 | 16 |  | 30.93 | 30.93 | - | 2018-09-29 16:00 | 9 | 29 | 16 | W | 31.65 | - | 31.65 | 2019-09-29 16:00 | 9 | 29 | 16 | W | 61.03 | - | 61.03
2017-09-29 17:00 | 9 | 29 | 17 |  | 30.87 | - | 30.87 | 2018-09-29 17:00 | 9 | 29 | 17 | W | 30.8 | - | 30.8 | 2019-09-29 17:00 | 9 | 29 | 17 | W | 57.61 | - | 57.61
2017-09-29 18:00 | 9 | 29 | 18 |  | 30.04 | - | 30.04 | 2018-09-29 18:00 | 9 | 29 | 18 | W | 32.78 | - | 32.78 | 2019-09-29 18:00 | 9 | 29 | 18 | W | 37.41 | - | 37.41
2017-09-29 19:00 | 9 | 29 | 19 |  | 30.91 | - | 30.91 | 2018-09-29 19:00 | 9 | 29 | 19 | W | 38.74 | - | 38.74 | 2019-09-29 19:00 | 9 | 29 | 19 | W | 37.77 | - | 37.77
2017-09-29 20:00 | 9 | 29 | 20 |  | 29.36 | - | 29.36 | 2018-09-29 20:00 | 9 | 29 | 20 | W | 33.65 | - | 33.65 | 2019-09-29 20:00 | 9 | 29 | 20 | W | 35.4 | - | 35.4
2017-09-29 21:00 | 9 | 29 | 21 |  | 25.13 | - | 25.13 | 2018-09-29 21:00 | 9 | 29 | 21 | W | 28.57 | - | 28.57 | 2019-09-29 21:00 | 9 | 29 | 21 | W | 28.07 | - | 28.07
2017-09-29 22:00 | 9 | 29 | 22 |  | 23.62 | - | 23.62 | 2018-09-29 22:00 | 9 | 29 | 22 | W | 24.03 | - | 24.03 | 2019-09-29 22:00 | 9 | 29 | 22 | W | 26.41 | - | 26.41
2017-09-29 23:00 | 9 | 29 | 23 |  | 20.63 | - | 20.63 | 2018-09-29 23:00 | 9 | 29 | 23 | W | 20.74 | - | 20.74 | 2019-09-29 23:00 | 9 | 29 | 23 | W | 21.45 | - | 21.45
2017-09-30 | 9 | 30 | 0 | W | 20.09 | - | 20.09 | 2018-09-30 | 9 | 30 | 0 | W | 20.83 | - | 20.83 | 2019-09-30 | 9 | 30 | 0 |  | 20.18 | - | 20.18
2017-09-30 01:00 | 9 | 30 | 1 | W | 19.11 | - | 19.11 | 2018-09-30 01:00 | 9 | 30 | 1 | W | 20.14 | - | 20.14 | 2019-09-30 01:00 | 9 | 30 | 1 |  | 20.07 | - | 20.07
2017-09-30 02:00 | 9 | 30 | 2 | W | 18.68 | - | 18.68 | 2018-09-30 02:00 | 9 | 30 | 2 | W | 19.64 | - | 19.64 | 2019-09-30 02:00 | 9 | 30 | 2 |  | 18.42 | - | 18.42
2017-09-30 03:00 | 9 | 30 | 3 | W | 18.6 | - | 18.6 | 2018-09-30 03:00 | 9 | 30 | 3 | W | 19.14 | - | 19.14 | 2019-09-30 03:00 | 9 | 30 | 3 |  | 18.14 | - | 18.14
2017-09-30 04:00 | 9 | 30 | 4 | W | 18.63 | - | 18.63 | 2018-09-30 04:00 | 9 | 30 | 4 | W | 19.15 | - | 19.15 | 2019-09-30 04:00 | 9 | 30 | 4 |  | 18.62 | - | 18.62
2017-09-30 05:00 | 9 | 30 | 5 | W | 18.82 | - | 18.82 | 2018-09-30 05:00 | 9 | 30 | 5 | W | 19.3 | - | 19.3 | 2019-09-30 05:00 | 9 | 30 | 5 |  | 20.29 | - | 20.29
2017-09-30 06:00 | 9 | 30 | 6 | W | 19.73 | - | 19.73 | 2018-09-30 06:00 | 9 | 30 | 6 | W | 20.2 | - | 20.2 | 2019-09-30 06:00 | 9 | 30 | 6 |  | 24.65 | - | 24.65
2017-09-30 07:00 | 9 | 30 | 7 | W | 20.84 | - | 20.84 | 2018-09-30 07:00 | 9 | 30 | 7 | W | 20.7 | - | 20.7 | 2019-09-30 07:00 | 9 | 30 | 7 |  | 25.33 | - | 25.33
2017-09-30 08:00 | 9 | 30 | 8 | W | 23.15 | - | 23.15 | 2018-09-30 08:00 | 9 | 30 | 8 | W | 22.26 | - | 22.26 | 2019-09-30 08:00 | 9 | 30 | 8 |  | 25.25 | 25.25 | -
2017-09-30 09:00 | 9 | 30 | 9 | W | 24.47 | - | 24.47 | 2018-09-30 09:00 | 9 | 30 | 9 | W | 24.22 | - | 24.22 | 2019-09-30 09:00 | 9 | 30 | 9 |  | 28.76 | 28.76 | -
2017-09-30 10:00 | 9 | 30 | 10 | W | 26.18 | - | 26.18 | 2018-09-30 10:00 | 9 | 30 | 10 | W | 25.68 | - | 25.68 | 2019-09-30 10:00 | 9 | 30 | 10 |  | 30.59 | 30.59 | -
2017-09-30 11:00 | 9 | 30 | 11 | W | 26.85 | - | 26.85 | 2018-09-30 11:00 | 9 | 30 | 11 | W | 27.22 | - | 27.22 | 2019-09-30 11:00 | 9 | 30 | 11 |  | 37.27 | 37.27 | -
2017-09-30 12:00 | 9 | 30 | 12 | W | 27.11 | - | 27.11 | 2018-09-30 12:00 | 9 | 30 | 12 | W | 28.07 | - | 28.07 | 2019-09-30 12:00 | 9 | 30 | 12 |  | 40.4 | 40.4 | -
2017-09-30 13:00 | 9 | 30 | 13 | W | 27.44 | - | 27.44 | 2018-09-30 13:00 | 9 | 30 | 13 | W | 29.72 | - | 29.72 | 2019-09-30 13:00 | 9 | 30 | 13 |  | 50.71 | 50.71 | -
2017-09-30 14:00 | 9 | 30 | 14 | W | 27.34 | - | 27.34 | 2018-09-30 14:00 | 9 | 30 | 14 | W | 30.44 | - | 30.44 | 2019-09-30 14:00 | 9 | 30 | 14 |  | 61.04 | 61.04 | -
2017-09-30 15:00 | 9 | 30 | 15 | W | 27.6 | - | 27.6 | 2018-09-30 15:00 | 9 | 30 | 15 | W | 34.21 | - | 34.21 | 2019-09-30 15:00 | 9 | 30 | 15 |  | 70.2 | 70.2 | -
2017-09-30 16:00 | 9 | 30 | 16 | W | 27.97 | - | 27.97 | 2018-09-30 16:00 | 9 | 30 | 16 | W | 37.12 | - | 37.12 | 2019-09-30 16:00 | 9 | 30 | 16 |  | 79.85 | 79.85 | -
2017-09-30 17:00 | 9 | 30 | 17 | W | 27.25 | - | 27.25 | 2018-09-30 17:00 | 9 | 30 | 17 | W | 38.69 | - | 38.69 | 2019-09-30 17:00 | 9 | 30 | 17 |  | 66.11 | - | 66.11
2017-09-30 18:00 | 9 | 30 | 18 | W | 27.06 | - | 27.06 | 2018-09-30 18:00 | 9 | 30 | 18 | W | 37.21 | - | 37.21 | 2019-09-30 18:00 | 9 | 30 | 18 |  | 46.35 | - | 46.35
2017-09-30 19:00 | 9 | 30 | 19 | W | 29.31 | - | 29.31 | 2018-09-30 19:00 | 9 | 30 | 19 | W | 45.09 | - | 45.09 | 2019-09-30 19:00 | 9 | 30 | 19 |  | 44.21 | - | 44.21
2017-09-30 20:00 | 9 | 30 | 20 | W | 27.91 | - | 27.91 | 2018-09-30 20:00 | 9 | 30 | 20 | W | 38.65 | - | 38.65 | 2019-09-30 20:00 | 9 | 30 | 20 |  | 42.28 | - | 42.28
2017-09-30 21:00 | 9 | 30 | 21 | W | 24.87 | - | 24.87 | 2018-09-30 21:00 | 9 | 30 | 21 | W | 31.07 | - | 31.07 | 2019-09-30 21:00 | 9 | 30 | 21 |  | 34.09 | - | 34.09
2017-09-30 22:00 | 9 | 30 | 22 | W | 22.02 | - | 22.02 | 2018-09-30 22:00 | 9 | 30 | 22 | W | 26.69 | - | 26.69 | 2019-09-30 22:00 | 9 | 30 | 22 |  | 27.39 | - | 27.39
2017-09-30 23:00 | 9 | 30 | 23 | W | 19.77 | - | 19.77 | 2018-09-30 23:00 | 9 | 30 | 23 | W | 25.31 | - | 25.31 | 2019-09-30 23:00 | 9 | 30 | 23 |  | 23.08 | - | 23.08
2017-10-01 | 10 | 1 | 0 | W | 19.69 | - | 19.69 | 2018-10-01 | 10 | 1 | 0 |  | 23.36 | - | 23.36 | 2019-10-01 | 10 | 1 | 0 |  | 20.95 | - | 20.95
2017-10-01 01:00 | 10 | 1 | 1 | W | 19.07 | - | 19.07 | 2018-10-01 01:00 | 10 | 1 | 1 |  | 22.69 | - | 22.69 | 2019-10-01 01:00 | 10 | 1 | 1 |  | 19.69 | - | 19.69
2017-10-01 02:00 | 10 | 1 | 2 | W | 18.16 | - | 18.16 | 2018-10-01 02:00 | 10 | 1 | 2 |  | 20.45 | - | 20.45 | 2019-10-01 02:00 | 10 | 1 | 2 |  | 18.62 | - | 18.62
2017-10-01 03:00 | 10 | 1 | 3 | W | 17.03 | - | 17.03 | 2018-10-01 03:00 | 10 | 1 | 3 |  | 20.16 | - | 20.16 | 2019-10-01 03:00 | 10 | 1 | 3 |  | 18.64 | - | 18.64
2017-10-01 04:00 | 10 | 1 | 4 | W | 18 | - | 18 | 2018-10-01 04:00 | 10 | 1 | 4 |  | 21.05 | - | 21.05 | 2019-10-01 04:00 | 10 | 1 | 4 |  | 19.15 | - | 19.15
2017-10-01 05:00 | 10 | 1 | 5 | W | 18.45 | - | 18.45 | 2018-10-01 05:00 | 10 | 1 | 5 |  | 24.72 | - | 24.72 | 2019-10-01 05:00 | 10 | 1 | 5 |  | 21.54 | - | 21.54
2017-10-01 06:00 | 10 | 1 | 6 | W | 18.95 | - | 18.95 | 2018-10-01 06:00 | 10 | 1 | 6 |  | 34.04 | - | 34.04 | 2019-10-01 06:00 | 10 | 1 | 6 |  | 25.04 | - | 25.04
2017-10-01 07:00 | 10 | 1 | 7 | W | 19.44 | - | 19.44 | 2018-10-01 07:00 | 10 | 1 | 7 |  | 34.74 | - | 34.74 | 2019-10-01 07:00 | 10 | 1 | 7 |  | 24.76 | - | 24.76
2017-10-01 08:00 | 10 | 1 | 8 | W | 21.53 | - | 21.53 | 2018-10-01 08:00 | 10 | 1 | 8 |  | 33.24 | 33.24 | - | 2019-10-01 08:00 | 10 | 1 | 8 |  | 24.8 | 24.8 | -
2017-10-01 09:00 | 10 | 1 | 9 | W | 22.94 | - | 22.94 | 2018-10-01 09:00 | 10 | 1 | 9 |  | 37.37 | 37.37 | - | 2019-10-01 09:00 | 10 | 1 | 9 |  | 27.12 | 27.12 | -
2017-10-01 10:00 | 10 | 1 | 10 | W | 23.67 | - | 23.67 | 2018-10-01 10:00 | 10 | 1 | 10 |  | 42.35 | 42.35 | - | 2019-10-01 10:00 | 10 | 1 | 10 |  | 31.67 | 31.67 | -
2017-10-01 11:00 | 10 | 1 | 11 | W | 24.4 | - | 24.4 | 2018-10-01 11:00 | 10 | 1 | 11 |  | 44.6 | 44.6 | - | 2019-10-01 11:00 | 10 | 1 | 11 |  | 40.7 | 40.7 | -
2017-10-01 12:00 | 10 | 1 | 12 | W | 24.92 | - | 24.92 | 2018-10-01 12:00 | 10 | 1 | 12 |  | 48.23 | 48.23 | - | 2019-10-01 12:00 | 10 | 1 | 12 |  | 44.8 | 44.8 | -
2017-10-01 13:00 | 10 | 1 | 13 | W | 25.23 | - | 25.23 | 2018-10-01 13:00 | 10 | 1 | 13 |  | 55.01 | 55.01 | - | 2019-10-01 13:00 | 10 | 1 | 13 |  | 57.5 | 57.5 | -
2017-10-01 14:00 | 10 | 1 | 14 | W | 25.39 | - | 25.39 | 2018-10-01 14:00 | 10 | 1 | 14 |  | 55.73 | 55.73 | - | 2019-10-01 14:00 | 10 | 1 | 14 |  | 75.74 | 75.74 | -
2017-10-01 15:00 | 10 | 1 | 15 | W | 25.74 | - | 25.74 | 2018-10-01 15:00 | 10 | 1 | 15 |  | 65.27 | 65.27 | - | 2019-10-01 15:00 | 10 | 1 | 15 |  | 88.48 | 88.48 | -
2017-10-01 16:00 | 10 | 1 | 16 | W | 26.63 | - | 26.63 | 2018-10-01 16:00 | 10 | 1 | 16 |  | 67.01 | 67.01 | - | 2019-10-01 16:00 | 10 | 1 | 16 |  | 107.25 | 107.25 | -
2017-10-01 17:00 | 10 | 1 | 17 | W | 27.03 | - | 27.03 | 2018-10-01 17:00 | 10 | 1 | 17 |  | 60.72 | - | 60.72 | 2019-10-01 17:00 | 10 | 1 | 17 |  | 90.32 | - | 90.32
2017-10-01 18:00 | 10 | 1 | 18 | W | 27.69 | - | 27.69 | 2018-10-01 18:00 | 10 | 1 | 18 |  | 49.13 | - | 49.13 | 2019-10-01 18:00 | 10 | 1 | 18 |  | 53.8 | - | 53.8
2017-10-01 19:00 | 10 | 1 | 19 | W | 33.11 | - | 33.11 | 2018-10-01 19:00 | 10 | 1 | 19 |  | 57.4 | - | 57.4 | 2019-10-01 19:00 | 10 | 1 | 19 |  | 43.2 | - | 43.2
2017-10-01 20:00 | 10 | 1 | 20 | W | 29.44 | - | 29.44 | 2018-10-01 20:00 | 10 | 1 | 20 |  | 47.36 | - | 47.36 | 2019-10-01 20:00 | 10 | 1 | 20 |  | 39.14 | - | 39.14
2017-10-01 21:00 | 10 | 1 | 21 | W | 26.09 | - | 26.09 | 2018-10-01 21:00 | 10 | 1 | 21 |  | 38.57 | - | 38.57 | 2019-10-01 21:00 | 10 | 1 | 21 |  | 32.12 | - | 32.12
2017-10-01 22:00 | 10 | 1 | 22 | W | 23.31 | - | 23.31 | 2018-10-01 22:00 | 10 | 1 | 22 |  | 29.97 | - | 29.97 | 2019-10-01 22:00 | 10 | 1 | 22 |  | 27.51 | - | 27.51
2017-10-01 23:00 | 10 | 1 | 23 | W | 19.55 | - | 19.55 | 2018-10-01 23:00 | 10 | 1 | 23 |  | 26.12 | - | 26.12 | 2019-10-01 23:00 | 10 | 1 | 23 |  | 24.45 | - | 24.45
2017-10-02 | 10 | 2 | 0 |  | 20.48 | - | 20.48 | 2018-10-02 | 10 | 2 | 0 |  | 22.27 | - | 22.27 | 2019-10-02 | 10 | 2 | 0 |  | 22.51 | - | 22.51
2017-10-02 01:00 | 10 | 2 | 1 |  | 20.05 | - | 20.05 | 2018-10-02 01:00 | 10 | 2 | 1 |  | 21.3 | - | 21.3 | 2019-10-02 01:00 | 10 | 2 | 1 |  | 20.96 | - | 20.96
2017-10-02 02:00 | 10 | 2 | 2 |  | 19.18 | - | 19.18 | 2018-10-02 02:00 | 10 | 2 | 2 |  | 19.89 | - | 19.89 | 2019-10-02 02:00 | 10 | 2 | 2 |  | 19.61 | - | 19.61
2017-10-02 03:00 | 10 | 2 | 3 |  | 18.97 | - | 18.97 | 2018-10-02 03:00 | 10 | 2 | 3 |  | 19.51 | - | 19.51 | 2019-10-02 03:00 | 10 | 2 | 3 |  | 19.32 | - | 19.32
2017-10-02 04:00 | 10 | 2 | 4 |  | 20.14 | - | 20.14 | 2018-10-02 04:00 | 10 | 2 | 4 |  | 20.17 | - | 20.17 | 2019-10-02 04:00 | 10 | 2 | 4 |  | 19.55 | - | 19.55
2017-10-02 05:00 | 10 | 2 | 5 |  | 23.47 | - | 23.47 | 2018-10-02 05:00 | 10 | 2 | 5 |  | 22.64 | - | 22.64 | 2019-10-02 05:00 | 10 | 2 | 5 |  | 21.08 | - | 21.08
2017-10-02 06:00 | 10 | 2 | 6 |  | 28.18 | - | 28.18 | 2018-10-02 06:00 | 10 | 2 | 6 |  | 31.36 | - | 31.36 | 2019-10-02 06:00 | 10 | 2 | 6 |  | 26.54 | - | 26.54
2017-10-02 07:00 | 10 | 2 | 7 |  | 27.25 | - | 27.25 | 2018-10-02 07:00 | 10 | 2 | 7 |  | 30.06 | - | 30.06 | 2019-10-02 07:00 | 10 | 2 | 7 |  | 26.59 | - | 26.59
2017-10-02 08:00 | 10 | 2 | 8 |  | 28.44 | 28.44 | - | 2018-10-02 08:00 | 10 | 2 | 8 |  | 29.76 | 29.76 | - | 2019-10-02 08:00 | 10 | 2 | 8 |  | 27.34 | 27.34 | -
2017-10-02 09:00 | 10 | 2 | 9 |  | 29.8 | 29.8 | - | 2018-10-02 09:00 | 10 | 2 | 9 |  | 33.99 | 33.99 | - | 2019-10-02 09:00 | 10 | 2 | 9 |  | 31.51 | 31.51 | -
2017-10-02 10:00 | 10 | 2 | 10 |  | 32.06 | 32.06 | - | 2018-10-02 10:00 | 10 | 2 | 10 |  | 38.89 | 38.89 | - | 2019-10-02 10:00 | 10 | 2 | 10 |  | 33.83 | 33.83 | -
2017-10-02 11:00 | 10 | 2 | 11 |  | 33.82 | 33.82 | - | 2018-10-02 11:00 | 10 | 2 | 11 |  | 38.68 | 38.68 | - | 2019-10-02 11:00 | 10 | 2 | 11 |  | 36.26 | 36.26 | -
2017-10-02 12:00 | 10 | 2 | 12 |  | 36.59 | 36.59 | - | 2018-10-02 12:00 | 10 | 2 | 12 |  | 42.46 | 42.46 | - | 2019-10-02 12:00 | 10 | 2 | 12 |  | 44.4 | 44.4 | -
2017-10-02 13:00 | 10 | 2 | 13 |  | 41.42 | 41.42 | - | 2018-10-02 13:00 | 10 | 2 | 13 |  | 46.44 | 46.44 | - | 2019-10-02 13:00 | 10 | 2 | 13 |  | 67.19 | 67.19 | -
2017-10-02 14:00 | 10 | 2 | 14 |  | 39.32 | 39.32 | - | 2018-10-02 14:00 | 10 | 2 | 14 |  | 51.06 | 51.06 | - | 2019-10-02 14:00 | 10 | 2 | 14 |  | 94.96 | 94.96 | -
2017-10-02 15:00 | 10 | 2 | 15 |  | 40.05 | 40.05 | - | 2018-10-02 15:00 | 10 | 2 | 15 |  | 56.59 | 56.59 | - | 2019-10-02 15:00 | 10 | 2 | 15 |  | 133.3 | 133.3 | -
2017-10-02 16:00 | 10 | 2 | 16 |  | 39.61 | 39.61 | - | 2018-10-02 16:00 | 10 | 2 | 16 |  | 63.99 | 63.99 | - | 2019-10-02 16:00 | 10 | 2 | 16 |  | 160.14 | 160.14 | -
2017-10-02 17:00 | 10 | 2 | 17 |  | 37.98 | - | 37.98 | 2018-10-02 17:00 | 10 | 2 | 17 |  | 60.13 | - | 60.13 | 2019-10-02 17:00 | 10 | 2 | 17 |  | 124.58 | - | 124.58
2017-10-02 18:00 | 10 | 2 | 18 |  | 36.14 | - | 36.14 | 2018-10-02 18:00 | 10 | 2 | 18 |  | 49.73 | - | 49.73 | 2019-10-02 18:00 | 10 | 2 | 18 |  | 67.32 | - | 67.32
2017-10-02 19:00 | 10 | 2 | 19 |  | 38.1 | - | 38.1 | 2018-10-02 19:00 | 10 | 2 | 19 |  | 59.48 | - | 59.48 | 2019-10-02 19:00 | 10 | 2 | 19 |  | 56.18 | - | 56.18
2017-10-02 20:00 | 10 | 2 | 20 |  | 34.08 | - | 34.08 | 2018-10-02 20:00 | 10 | 2 | 20 |  | 45.74 | - | 45.74 | 2019-10-02 20:00 | 10 | 2 | 20 |  | 40.44 | - | 40.44
2017-10-02 21:00 | 10 | 2 | 21 |  | 29.24 | - | 29.24 | 2018-10-02 21:00 | 10 | 2 | 21 |  | 39.08 | - | 39.08 | 2019-10-02 21:00 | 10 | 2 | 21 |  | 29.32 | - | 29.32
2017-10-02 22:00 | 10 | 2 | 22 |  | 24.75 | - | 24.75 | 2018-10-02 22:00 | 10 | 2 | 22 |  | 29.31 | - | 29.31 | 2019-10-02 22:00 | 10 | 2 | 22 |  | 29.72 | - | 29.72
2017-10-02 23:00 | 10 | 2 | 23 |  | 23.7 | - | 23.7 | 2018-10-02 23:00 | 10 | 2 | 23 |  | 26.93 | - | 26.93 | 2019-10-02 23:00 | 10 | 2 | 23 |  | 26.33 | - | 26.33
2017-10-03 | 10 | 3 | 0 |  | 20.16 | - | 20.16 | 2018-10-03 | 10 | 3 | 0 |  | 27.04 | - | 27.04 | 2019-10-03 | 10 | 3 | 0 |  | 22.78 | - | 22.78
2017-10-03 01:00 | 10 | 3 | 1 |  | 18.91 | - | 18.91 | 2018-10-03 01:00 | 10 | 3 | 1 |  | 24.14 | - | 24.14 | 2019-10-03 01:00 | 10 | 3 | 1 |  | 21.85 | - | 21.85
2017-10-03 02:00 | 10 | 3 | 2 |  | 18.67 | - | 18.67 | 2018-10-03 02:00 | 10 | 3 | 2 |  | 22.97 | - | 22.97 | 2019-10-03 02:00 | 10 | 3 | 2 |  | 20.53 | - | 20.53
2017-10-03 03:00 | 10 | 3 | 3 |  | 18.46 | - | 18.46 | 2018-10-03 03:00 | 10 | 3 | 3 |  | 22.01 | - | 22.01 | 2019-10-03 03:00 | 10 | 3 | 3 |  | 19.85 | - | 19.85
2017-10-03 04:00 | 10 | 3 | 4 |  | 19.11 | - | 19.11 | 2018-10-03 04:00 | 10 | 3 | 4 |  | 22.96 | - | 22.96 | 2019-10-03 04:00 | 10 | 3 | 4 |  | 20.14 | - | 20.14
2017-10-03 05:00 | 10 | 3 | 5 |  | 21.72 | - | 21.72 | 2018-10-03 05:00 | 10 | 3 | 5 |  | 28.1 | - | 28.1 | 2019-10-03 05:00 | 10 | 3 | 5 |  | 22.13 | - | 22.13
2017-10-03 06:00 | 10 | 3 | 6 |  | 26.65 | - | 26.65 | 2018-10-03 06:00 | 10 | 3 | 6 |  | 42.61 | - | 42.61 | 2019-10-03 06:00 | 10 | 3 | 6 |  | 26.74 | - | 26.74
2017-10-03 07:00 | 10 | 3 | 7 |  | 26 | - | 26 | 2018-10-03 07:00 | 10 | 3 | 7 |  | 38.2 | - | 38.2 | 2019-10-03 07:00 | 10 | 3 | 7 |  | 26.14 | - | 26.14
2017-10-03 08:00 | 10 | 3 | 8 |  | 26.46 | 26.46 | - | 2018-10-03 08:00 | 10 | 3 | 8 |  | 37.67 | 37.67 | - | 2019-10-03 08:00 | 10 | 3 | 8 |  | 26.51 | 26.51 | -
2017-10-03 09:00 | 10 | 3 | 9 |  | 28.33 | 28.33 | - | 2018-10-03 09:00 | 10 | 3 | 9 |  | 41.34 | 41.34 | - | 2019-10-03 09:00 | 10 | 3 | 9 |  | 29 | 29 | -
2017-10-03 10:00 | 10 | 3 | 10 |  | 31.98 | 31.98 | - | 2018-10-03 10:00 | 10 | 3 | 10 |  | 45.48 | 45.48 | - | 2019-10-03 10:00 | 10 | 3 | 10 |  | 31.75 | 31.75 | -
2017-10-03 11:00 | 10 | 3 | 11 |  | 33.87 | 33.87 | - | 2018-10-03 11:00 | 10 | 3 | 11 |  | 47.92 | 47.92 | - | 2019-10-03 11:00 | 10 | 3 | 11 |  | 32.11 | 32.11 | -
2017-10-03 12:00 | 10 | 3 | 12 |  | 37 | 37 | - | 2018-10-03 12:00 | 10 | 3 | 12 |  | 53.19 | 53.19 | - | 2019-10-03 12:00 | 10 | 3 | 12 |  | 37.78 | 37.78 | -
2017-10-03 13:00 | 10 | 3 | 13 |  | 39.26 | 39.26 | - | 2018-10-03 13:00 | 10 | 3 | 13 |  | 64.71 | 64.71 | - | 2019-10-03 13:00 | 10 | 3 | 13 |  | 54.66 | 54.66 | -
2017-10-03 14:00 | 10 | 3 | 14 |  | 40.78 | 40.78 | - | 2018-10-03 14:00 | 10 | 3 | 14 |  | 79.3 | 79.3 | - | 2019-10-03 14:00 | 10 | 3 | 14 |  | 81.95 | 81.95 | -
2017-10-03 15:00 | 10 | 3 | 15 |  | 41.2 | 41.2 | - | 2018-10-03 15:00 | 10 | 3 | 15 |  | 90.05 | 90.05 | - | 2019-10-03 15:00 | 10 | 3 | 15 |  | 83.66 | 83.66 | -
2017-10-03 16:00 | 10 | 3 | 16 |  | 44.89 | 44.89 | - | 2018-10-03 16:00 | 10 | 3 | 16 |  | 95.94 | 95.94 | - | 2019-10-03 16:00 | 10 | 3 | 16 |  | 85.69 | 85.69 | -
2017-10-03 17:00 | 10 | 3 | 17 |  | 42.95 | - | 42.95 | 2018-10-03 17:00 | 10 | 3 | 17 |  | 91.65 | - | 91.65 | 2019-10-03 17:00 | 10 | 3 | 17 |  | 63.83 | - | 63.83
2017-10-03 18:00 | 10 | 3 | 18 |  | 40.48 | - | 40.48 | 2018-10-03 18:00 | 10 | 3 | 18 |  | 77.5 | - | 77.5 | 2019-10-03 18:00 | 10 | 3 | 18 |  | 38.76 | - | 38.76
2017-10-03 19:00 | 10 | 3 | 19 |  | 41.42 | - | 41.42 | 2018-10-03 19:00 | 10 | 3 | 19 |  | 73.11 | - | 73.11 | 2019-10-03 19:00 | 10 | 3 | 19 |  | 33.09 | - | 33.09
2017-10-03 20:00 | 10 | 3 | 20 |  | 40 | - | 40 | 2018-10-03 20:00 | 10 | 3 | 20 |  | 54.02 | - | 54.02 | 2019-10-03 20:00 | 10 | 3 | 20 |  | 28.43 | - | 28.43
2017-10-03 21:00 | 10 | 3 | 21 |  | 30.43 | - | 30.43 | 2018-10-03 21:00 | 10 | 3 | 21 |  | 42.62 | - | 42.62 | 2019-10-03 21:00 | 10 | 3 | 21 |  | 25.58 | - | 25.58
2017-10-03 22:00 | 10 | 3 | 22 |  | 24.68 | - | 24.68 | 2018-10-03 22:00 | 10 | 3 | 22 |  | 35.63 | - | 35.63 | 2019-10-03 22:00 | 10 | 3 | 22 |  | 23.16 | - | 23.16
2017-10-03 23:00 | 10 | 3 | 23 |  | 23.2 | - | 23.2 | 2018-10-03 23:00 | 10 | 3 | 23 |  | 30.77 | - | 30.77 | 2019-10-03 23:00 | 10 | 3 | 23 |  | 21 | - | 21
2017-10-04 | 10 | 4 | 0 |  | 22.51 | - | 22.51 | 2018-10-04 | 10 | 4 | 0 |  | 26.08 | - | 26.08 | 2019-10-04 | 10 | 4 | 0 |  | 19.25 | - | 19.25
2017-10-04 01:00 | 10 | 4 | 1 |  | 21.47 | - | 21.47 | 2018-10-04 01:00 | 10 | 4 | 1 |  | 24.18 | - | 24.18 | 2019-10-04 01:00 | 10 | 4 | 1 |  | 18.49 | - | 18.49
2017-10-04 02:00 | 10 | 4 | 2 |  | 20.52 | - | 20.52 | 2018-10-04 02:00 | 10 | 4 | 2 |  | 22.52 | - | 22.52 | 2019-10-04 02:00 | 10 | 4 | 2 |  | 16.17 | - | 16.17
2017-10-04 03:00 | 10 | 4 | 3 |  | 19.99 | - | 19.99 | 2018-10-04 03:00 | 10 | 4 | 3 |  | 22.06 | - | 22.06 | 2019-10-04 03:00 | 10 | 4 | 3 |  | 15.62 | - | 15.62
2017-10-04 04:00 | 10 | 4 | 4 |  | 20.71 | - | 20.71 | 2018-10-04 04:00 | 10 | 4 | 4 |  | 22.59 | - | 22.59 | 2019-10-04 04:00 | 10 | 4 | 4 |  | 16.12 | - | 16.12
2017-10-04 05:00 | 10 | 4 | 5 |  | 23.31 | - | 23.31 | 2018-10-04 05:00 | 10 | 4 | 5 |  | 26.4 | - | 26.4 | 2019-10-04 05:00 | 10 | 4 | 5 |  | 19.37 | - | 19.37
2017-10-04 06:00 | 10 | 4 | 6 |  | 26.54 | - | 26.54 | 2018-10-04 06:00 | 10 | 4 | 6 |  | 34.24 | - | 34.24 | 2019-10-04 06:00 | 10 | 4 | 6 |  | 23.43 | - | 23.43
2017-10-04 07:00 | 10 | 4 | 7 |  | 25.96 | - | 25.96 | 2018-10-04 07:00 | 10 | 4 | 7 |  | 31.87 | - | 31.87 | 2019-10-04 07:00 | 10 | 4 | 7 |  | 23.31 | - | 23.31
2017-10-04 08:00 | 10 | 4 | 8 |  | 26.42 | 26.42 | - | 2018-10-04 08:00 | 10 | 4 | 8 |  | 32.03 | 32.03 | - | 2019-10-04 08:00 | 10 | 4 | 8 |  | 22.36 | 22.36 | -
2017-10-04 09:00 | 10 | 4 | 9 |  | 28.42 | 28.42 | - | 2018-10-04 09:00 | 10 | 4 | 9 |  | 37.11 | 37.11 | - | 2019-10-04 09:00 | 10 | 4 | 9 |  | 23.72 | 23.72 | -
2017-10-04 10:00 | 10 | 4 | 10 |  | 31.32 | 31.32 | - | 2018-10-04 10:00 | 10 | 4 | 10 |  | 42.17 | 42.17 | - | 2019-10-04 10:00 | 10 | 4 | 10 |  | 24.39 | 24.39 | -
2017-10-04 11:00 | 10 | 4 | 11 |  | 33 | 33 | - | 2018-10-04 11:00 | 10 | 4 | 11 |  | 45.66 | 45.66 | - | 2019-10-04 11:00 | 10 | 4 | 11 |  | 24.36 | 24.36 | -
2017-10-04 12:00 | 10 | 4 | 12 |  | 38.79 | 38.79 | - | 2018-10-04 12:00 | 10 | 4 | 12 |  | 49.15 | 49.15 | - | 2019-10-04 12:00 | 10 | 4 | 12 |  | 24.68 | 24.68 | -
2017-10-04 13:00 | 10 | 4 | 13 |  | 41.06 | 41.06 | - | 2018-10-04 13:00 | 10 | 4 | 13 |  | 56.69 | 56.69 | - | 2019-10-04 13:00 | 10 | 4 | 13 |  | 25.07 | 25.07 | -
2017-10-04 14:00 | 10 | 4 | 14 |  | 42.69 | 42.69 | - | 2018-10-04 14:00 | 10 | 4 | 14 |  | 60.98 | 60.98 | - | 2019-10-04 14:00 | 10 | 4 | 14 |  | 26.98 | 26.98 | -
2017-10-04 15:00 | 10 | 4 | 15 |  | 44.11 | 44.11 | - | 2018-10-04 15:00 | 10 | 4 | 15 |  | 67.12 | 67.12 | - | 2019-10-04 15:00 | 10 | 4 | 15 |  | 27.34 | 27.34 | -
2017-10-04 16:00 | 10 | 4 | 16 |  | 48.74 | 48.74 | - | 2018-10-04 16:00 | 10 | 4 | 16 |  | 73.07 | 73.07 | - | 2019-10-04 16:00 | 10 | 4 | 16 |  | 26.4 | 26.4 | -
2017-10-04 17:00 | 10 | 4 | 17 |  | 45.09 | - | 45.09 | 2018-10-04 17:00 | 10 | 4 | 17 |  | 62.78 | - | 62.78 | 2019-10-04 17:00 | 10 | 4 | 17 |  | 24.76 | - | 24.76
2017-10-04 18:00 | 10 | 4 | 18 |  | 41.15 | - | 41.15 | 2018-10-04 18:00 | 10 | 4 | 18 |  | 49.12 | - | 49.12 | 2019-10-04 18:00 | 10 | 4 | 18 |  | 24.49 | - | 24.49
2017-10-04 19:00 | 10 | 4 | 19 |  | 43.02 | - | 43.02 | 2018-10-04 19:00 | 10 | 4 | 19 |  | 53.54 | - | 53.54 | 2019-10-04 19:00 | 10 | 4 | 19 |  | 24.27 | - | 24.27
2017-10-04 20:00 | 10 | 4 | 20 |  | 39.95 | - | 39.95 | 2018-10-04 20:00 | 10 | 4 | 20 |  | 42.6 | - | 42.6 | 2019-10-04 20:00 | 10 | 4 | 20 |  | 22.66 | - | 22.66
2017-10-04 21:00 | 10 | 4 | 21 |  | 31.42 | - | 31.42 | 2018-10-04 21:00 | 10 | 4 | 21 |  | 37.31 | - | 37.31 | 2019-10-04 21:00 | 10 | 4 | 21 |  | 20.61 | - | 20.61
2017-10-04 22:00 | 10 | 4 | 22 |  | 25.74 | - | 25.74 | 2018-10-04 22:00 | 10 | 4 | 22 |  | 30.16 | - | 30.16 | 2019-10-04 22:00 | 10 | 4 | 22 |  | 18.53 | - | 18.53
2017-10-04 23:00 | 10 | 4 | 23 |  | 24.04 | - | 24.04 | 2018-10-04 23:00 | 10 | 4 | 23 |  | 27.63 | - | 27.63 | 2019-10-04 23:00 | 10 | 4 | 23 |  | 16.72 | - | 16.72
2017-10-05 | 10 | 5 | 0 |  | 23.23 | - | 23.23 | 2018-10-05 | 10 | 5 | 0 |  | 26.64 | - | 26.64 | 2019-10-05 | 10 | 5 | 0 | W | 16.6 | - | 16.6
2017-10-05 01:00 | 10 | 5 | 1 |  | 22.1 | - | 22.1 | 2018-10-05 01:00 | 10 | 5 | 1 |  | 24.8 | - | 24.8 | 2019-10-05 01:00 | 10 | 5 | 1 | W | 16.9 | - | 16.9
2017-10-05 02:00 | 10 | 5 | 2 |  | 21.14 | - | 21.14 | 2018-10-05 02:00 | 10 | 5 | 2 |  | 22.79 | - | 22.79 | 2019-10-05 02:00 | 10 | 5 | 2 | W | 15.73 | - | 15.73
2017-10-05 03:00 | 10 | 5 | 3 |  | 20.52 | - | 20.52 | 2018-10-05 03:00 | 10 | 5 | 3 |  | 22.04 | - | 22.04 | 2019-10-05 03:00 | 10 | 5 | 3 | W | 14.79 | - | 14.79
2017-10-05 04:00 | 10 | 5 | 4 |  | 21.43 | - | 21.43 | 2018-10-05 04:00 | 10 | 5 | 4 |  | 23.05 | - | 23.05 | 2019-10-05 04:00 | 10 | 5 | 4 | W | 14.54 | - | 14.54
2017-10-05 05:00 | 10 | 5 | 5 |  | 23.82 | - | 23.82 | 2018-10-05 05:00 | 10 | 5 | 5 |  | 26.73 | - | 26.73 | 2019-10-05 05:00 | 10 | 5 | 5 | W | 15.13 | - | 15.13
2017-10-05 06:00 | 10 | 5 | 6 |  | 28.63 | - | 28.63 | 2018-10-05 06:00 | 10 | 5 | 6 |  | 36.42 | - | 36.42 | 2019-10-05 06:00 | 10 | 5 | 6 | W | 17.71 | - | 17.71
2017-10-05 07:00 | 10 | 5 | 7 |  | 30.71 | - | 30.71 | 2018-10-05 07:00 | 10 | 5 | 7 |  | 34.79 | - | 34.79 | 2019-10-05 07:00 | 10 | 5 | 7 | W | 18.78 | - | 18.78
2017-10-05 08:00 | 10 | 5 | 8 |  | 30.62 | 30.62 | - | 2018-10-05 08:00 | 10 | 5 | 8 |  | 33.89 | 33.89 | - | 2019-10-05 08:00 | 10 | 5 | 8 | W | 19.58 | - | 19.58
2017-10-05 09:00 | 10 | 5 | 9 |  | 32.45 | 32.45 | - | 2018-10-05 09:00 | 10 | 5 | 9 |  | 35.5 | 35.5 | - | 2019-10-05 09:00 | 10 | 5 | 9 | W | 20.04 | - | 20.04
2017-10-05 10:00 | 10 | 5 | 10 |  | 34.52 | 34.52 | - | 2018-10-05 10:00 | 10 | 5 | 10 |  | 37.61 | 37.61 | - | 2019-10-05 10:00 | 10 | 5 | 10 | W | 19.65 | - | 19.65
2017-10-05 11:00 | 10 | 5 | 11 |  | 37.46 | 37.46 | - | 2018-10-05 11:00 | 10 | 5 | 11 |  | 38.37 | 38.37 | - | 2019-10-05 11:00 | 10 | 5 | 11 | W | 18.24 | - | 18.24
2017-10-05 12:00 | 10 | 5 | 12 |  | 41.68 | 41.68 | - | 2018-10-05 12:00 | 10 | 5 | 12 |  | 41.52 | 41.52 | - | 2019-10-05 12:00 | 10 | 5 | 12 | W | 19.21 | - | 19.21
2017-10-05 13:00 | 10 | 5 | 13 |  | 43.88 | 43.88 | - | 2018-10-05 13:00 | 10 | 5 | 13 |  | 42.16 | 42.16 | - | 2019-10-05 13:00 | 10 | 5 | 13 | W | 19.48 | - | 19.48
2017-10-05 14:00 | 10 | 5 | 14 |  | 45.78 | 45.78 | - | 2018-10-05 14:00 | 10 | 5 | 14 |  | 44.37 | 44.37 | - | 2019-10-05 14:00 | 10 | 5 | 14 | W | 20.73 | - | 20.73
2017-10-05 15:00 | 10 | 5 | 15 |  | 46.82 | 46.82 | - | 2018-10-05 15:00 | 10 | 5 | 15 |  | 45.15 | 45.15 | - | 2019-10-05 15:00 | 10 | 5 | 15 | W | 21.62 | - | 21.62
2017-10-05 16:00 | 10 | 5 | 16 |  | 53.27 | 53.27 | - | 2018-10-05 16:00 | 10 | 5 | 16 |  | 45.68 | 45.68 | - | 2019-10-05 16:00 | 10 | 5 | 16 | W | 22.15 | - | 22.15
2017-10-05 17:00 | 10 | 5 | 17 |  | 48.65 | - | 48.65 | 2018-10-05 17:00 | 10 | 5 | 17 |  | 42.45 | - | 42.45 | 2019-10-05 17:00 | 10 | 5 | 17 | W | 22.1 | - | 22.1
2017-10-05 18:00 | 10 | 5 | 18 |  | 45.95 | - | 45.95 | 2018-10-05 18:00 | 10 | 5 | 18 |  | 40.97 | - | 40.97 | 2019-10-05 18:00 | 10 | 5 | 18 | W | 21.63 | - | 21.63
2017-10-05 19:00 | 10 | 5 | 19 |  | 53.45 | - | 53.45 | 2018-10-05 19:00 | 10 | 5 | 19 |  | 42.51 | - | 42.51 | 2019-10-05 19:00 | 10 | 5 | 19 | W | 21.69 | - | 21.69
2017-10-05 20:00 | 10 | 5 | 20 |  | 43.4 | - | 43.4 | 2018-10-05 20:00 | 10 | 5 | 20 |  | 38.37 | - | 38.37 | 2019-10-05 20:00 | 10 | 5 | 20 | W | 19.78 | - | 19.78
2017-10-05 21:00 | 10 | 5 | 21 |  | 35.46 | - | 35.46 | 2018-10-05 21:00 | 10 | 5 | 21 |  | 31.9 | - | 31.9 | 2019-10-05 21:00 | 10 | 5 | 21 | W | 16.63 | - | 16.63
2017-10-05 22:00 | 10 | 5 | 22 |  | 28.9 | - | 28.9 | 2018-10-05 22:00 | 10 | 5 | 22 |  | 29.15 | - | 29.15 | 2019-10-05 22:00 | 10 | 5 | 22 | W | 16.47 | - | 16.47
2017-10-05 23:00 | 10 | 5 | 23 |  | 25.2 | - | 25.2 | 2018-10-05 23:00 | 10 | 5 | 23 |  | 25.78 | - | 25.78 | 2019-10-05 23:00 | 10 | 5 | 23 | W | 14.64 | - | 14.64
2017-10-06 | 10 | 6 | 0 |  | 25.38 | - | 25.38 | 2018-10-06 | 10 | 6 | 0 | W | 24.19 | - | 24.19 | 2019-10-06 | 10 | 6 | 0 | W | 13.83 | - | 13.83
2017-10-06 01:00 | 10 | 6 | 1 |  | 23.44 | - | 23.44 | 2018-10-06 01:00 | 10 | 6 | 1 | W | 23.07 | - | 23.07 | 2019-10-06 01:00 | 10 | 6 | 1 | W | 13.38 | - | 13.38
2017-10-06 02:00 | 10 | 6 | 2 |  | 22.5 | - | 22.5 | 2018-10-06 02:00 | 10 | 6 | 2 | W | 22.27 | - | 22.27 | 2019-10-06 02:00 | 10 | 6 | 2 | W | 11.61 | - | 11.61
2017-10-06 03:00 | 10 | 6 | 3 |  | 21.99 | - | 21.99 | 2018-10-06 03:00 | 10 | 6 | 3 | W | 21.75 | - | 21.75 | 2019-10-06 03:00 | 10 | 6 | 3 | W | 10.77 | - | 10.77
2017-10-06 04:00 | 10 | 6 | 4 |  | 22.71 | - | 22.71 | 2018-10-06 04:00 | 10 | 6 | 4 | W | 21.74 | - | 21.74 | 2019-10-06 04:00 | 10 | 6 | 4 | W | 10.82 | - | 10.82
2017-10-06 05:00 | 10 | 6 | 5 |  | 25.06 | - | 25.06 | 2018-10-06 05:00 | 10 | 6 | 5 | W | 22.41 | - | 22.41 | 2019-10-06 05:00 | 10 | 6 | 5 | W | 11.36 | - | 11.36
2017-10-06 06:00 | 10 | 6 | 6 |  | 32.07 | - | 32.07 | 2018-10-06 06:00 | 10 | 6 | 6 | W | 24.99 | - | 24.99 | 2019-10-06 06:00 | 10 | 6 | 6 | W | 12.82 | - | 12.82
2017-10-06 07:00 | 10 | 6 | 7 |  | 31.43 | - | 31.43 | 2018-10-06 07:00 | 10 | 6 | 7 | W | 27.07 | - | 27.07 | 2019-10-06 07:00 | 10 | 6 | 7 | W | 13.48 | - | 13.48
2017-10-06 08:00 | 10 | 6 | 8 |  | 31.56 | 31.56 | - | 2018-10-06 08:00 | 10 | 6 | 8 | W | 29.7 | - | 29.7 | 2019-10-06 08:00 | 10 | 6 | 8 | W | 16.34 | - | 16.34
2017-10-06 09:00 | 10 | 6 | 9 |  | 33.82 | 33.82 | - | 2018-10-06 09:00 | 10 | 6 | 9 | W | 32.39 | - | 32.39 | 2019-10-06 09:00 | 10 | 6 | 9 | W | 17.21 | - | 17.21
2017-10-06 10:00 | 10 | 6 | 10 |  | 39.4 | 39.4 | - | 2018-10-06 10:00 | 10 | 6 | 10 | W | 33.25 | - | 33.25 | 2019-10-06 10:00 | 10 | 6 | 10 | W | 17.63 | - | 17.63
2017-10-06 11:00 | 10 | 6 | 11 |  | 42.72 | 42.72 | - | 2018-10-06 11:00 | 10 | 6 | 11 | W | 35.71 | - | 35.71 | 2019-10-06 11:00 | 10 | 6 | 11 | W | 18.06 | - | 18.06
2017-10-06 12:00 | 10 | 6 | 12 |  | 44.89 | 44.89 | - | 2018-10-06 12:00 | 10 | 6 | 12 | W | 41.1 | - | 41.1 | 2019-10-06 12:00 | 10 | 6 | 12 | W | 19.89 | - | 19.89
2017-10-06 13:00 | 10 | 6 | 13 |  | 46.14 | 46.14 | - | 2018-10-06 13:00 | 10 | 6 | 13 | W | 47.65 | - | 47.65 | 2019-10-06 13:00 | 10 | 6 | 13 | W | 20.55 | - | 20.55
2017-10-06 14:00 | 10 | 6 | 14 |  | 51 | 51 | - | 2018-10-06 14:00 | 10 | 6 | 14 | W | 56.68 | - | 56.68 | 2019-10-06 14:00 | 10 | 6 | 14 | W | 21.33 | - | 21.33
2017-10-06 15:00 | 10 | 6 | 15 |  | 52.35 | 52.35 | - | 2018-10-06 15:00 | 10 | 6 | 15 | W | 61.89 | - | 61.89 | 2019-10-06 15:00 | 10 | 6 | 15 | W | 21.86 | - | 21.86
2017-10-06 16:00 | 10 | 6 | 16 |  | 55.6 | 55.6 | - | 2018-10-06 16:00 | 10 | 6 | 16 | W | 64.01 | - | 64.01 | 2019-10-06 16:00 | 10 | 6 | 16 | W | 22.92 | - | 22.92
2017-10-06 17:00 | 10 | 6 | 17 |  | 49.28 | - | 49.28 | 2018-10-06 17:00 | 10 | 6 | 17 | W | 59.93 | - | 59.93 | 2019-10-06 17:00 | 10 | 6 | 17 | W | 22.81 | - | 22.81
2017-10-06 18:00 | 10 | 6 | 18 |  | 43.92 | - | 43.92 | 2018-10-06 18:00 | 10 | 6 | 18 | W | 52.16 | - | 52.16 | 2019-10-06 18:00 | 10 | 6 | 18 | W | 23.03 | - | 23.03
2017-10-06 19:00 | 10 | 6 | 19 |  | 45.16 | - | 45.16 | 2018-10-06 19:00 | 10 | 6 | 19 | W | 50.37 | - | 50.37 | 2019-10-06 19:00 | 10 | 6 | 19 | W | 23.24 | - | 23.24
2017-10-06 20:00 | 10 | 6 | 20 |  | 43.57 | - | 43.57 | 2018-10-06 20:00 | 10 | 6 | 20 | W | 40.79 | - | 40.79 | 2019-10-06 20:00 | 10 | 6 | 20 | W | 22.86 | - | 22.86
2017-10-06 21:00 | 10 | 6 | 21 |  | 34.24 | - | 34.24 | 2018-10-06 21:00 | 10 | 6 | 21 | W | 35.02 | - | 35.02 | 2019-10-06 21:00 | 10 | 6 | 21 | W | 21.82 | - | 21.82
2017-10-06 22:00 | 10 | 6 | 22 |  | 28.81 | - | 28.81 | 2018-10-06 22:00 | 10 | 6 | 22 | W | 30.16 | - | 30.16 | 2019-10-06 22:00 | 10 | 6 | 22 | W | 19.38 | - | 19.38
2017-10-06 23:00 | 10 | 6 | 23 |  | 26.36 | - | 26.36 | 2018-10-06 23:00 | 10 | 6 | 23 | W | 27.33 | - | 27.33 | 2019-10-06 23:00 | 10 | 6 | 23 | W | 16.51 | - | 16.51
2017-10-07 | 10 | 7 | 0 | W | 26.94 | - | 26.94 | 2018-10-07 | 10 | 7 | 0 | W | 24.68 | - | 24.68 | 2019-10-07 | 10 | 7 | 0 |  | 16.09 | - | 16.09
2017-10-07 01:00 | 10 | 7 | 1 | W | 24.38 | - | 24.38 | 2018-10-07 01:00 | 10 | 7 | 1 | W | 23.54 | - | 23.54 | 2019-10-07 01:00 | 10 | 7 | 1 |  | 16.16 | - | 16.16
2017-10-07 02:00 | 10 | 7 | 2 | W | 23.22 | - | 23.22 | 2018-10-07 02:00 | 10 | 7 | 2 | W | 22.02 | - | 22.02 | 2019-10-07 02:00 | 10 | 7 | 2 |  | 13.7 | - | 13.7
2017-10-07 03:00 | 10 | 7 | 3 | W | 22.39 | - | 22.39 | 2018-10-07 03:00 | 10 | 7 | 3 | W | 20.95 | - | 20.95 | 2019-10-07 03:00 | 10 | 7 | 3 |  | 13.57 | - | 13.57
2017-10-07 04:00 | 10 | 7 | 4 | W | 22.11 | - | 22.11 | 2018-10-07 04:00 | 10 | 7 | 4 | W | 20.93 | - | 20.93 | 2019-10-07 04:00 | 10 | 7 | 4 |  | 14.59 | - | 14.59
2017-10-07 05:00 | 10 | 7 | 5 | W | 22.41 | - | 22.41 | 2018-10-07 05:00 | 10 | 7 | 5 | W | 21.6 | - | 21.6 | 2019-10-07 05:00 | 10 | 7 | 5 |  | 18.2 | - | 18.2
2017-10-07 06:00 | 10 | 7 | 6 | W | 23.12 | - | 23.12 | 2018-10-07 06:00 | 10 | 7 | 6 | W | 23.8 | - | 23.8 | 2019-10-07 06:00 | 10 | 7 | 6 |  | 23.02 | - | 23.02
2017-10-07 07:00 | 10 | 7 | 7 | W | 24.48 | - | 24.48 | 2018-10-07 07:00 | 10 | 7 | 7 | W | 25.22 | - | 25.22 | 2019-10-07 07:00 | 10 | 7 | 7 |  | 23.56 | - | 23.56
2017-10-07 08:00 | 10 | 7 | 8 | W | 25.77 | - | 25.77 | 2018-10-07 08:00 | 10 | 7 | 8 | W | 26.88 | - | 26.88 | 2019-10-07 08:00 | 10 | 7 | 8 |  | 24.84 | 24.84 | -
2017-10-07 09:00 | 10 | 7 | 9 | W | 30.04 | - | 30.04 | 2018-10-07 09:00 | 10 | 7 | 9 | W | 31.31 | - | 31.31 | 2019-10-07 09:00 | 10 | 7 | 9 |  | 24.95 | 24.95 | -
2017-10-07 10:00 | 10 | 7 | 10 | W | 34.16 | - | 34.16 | 2018-10-07 10:00 | 10 | 7 | 10 | W | 36.13 | - | 36.13 | 2019-10-07 10:00 | 10 | 7 | 10 |  | 25.26 | 25.26 | -
2017-10-07 11:00 | 10 | 7 | 11 | W | 37.71 | - | 37.71 | 2018-10-07 11:00 | 10 | 7 | 11 | W | 44.17 | - | 44.17 | 2019-10-07 11:00 | 10 | 7 | 11 |  | 25.78 | 25.78 | -
2017-10-07 12:00 | 10 | 7 | 12 | W | 41.52 | - | 41.52 | 2018-10-07 12:00 | 10 | 7 | 12 | W | 51.4 | - | 51.4 | 2019-10-07 12:00 | 10 | 7 | 12 |  | 27.36 | 27.36 | -
2017-10-07 13:00 | 10 | 7 | 13 | W | 42.65 | - | 42.65 | 2018-10-07 13:00 | 10 | 7 | 13 | W | 70.91 | - | 70.91 | 2019-10-07 13:00 | 10 | 7 | 13 |  | 27.3 | 27.3 | -
2017-10-07 14:00 | 10 | 7 | 14 | W | 46.16 | - | 46.16 | 2018-10-07 14:00 | 10 | 7 | 14 | W | 84.32 | - | 84.32 | 2019-10-07 14:00 | 10 | 7 | 14 |  | 27.34 | 27.34 | -
2017-10-07 15:00 | 10 | 7 | 15 | W | 50.31 | - | 50.31 | 2018-10-07 15:00 | 10 | 7 | 15 | W | 94.02 | - | 94.02 | 2019-10-07 15:00 | 10 | 7 | 15 |  | 27.83 | 27.83 | -
2017-10-07 16:00 | 10 | 7 | 16 | W | 51.47 | - | 51.47 | 2018-10-07 16:00 | 10 | 7 | 16 | W | 94.02 | - | 94.02 | 2019-10-07 16:00 | 10 | 7 | 16 |  | 27.35 | 27.35 | -
2017-10-07 17:00 | 10 | 7 | 17 | W | 49.95 | - | 49.95 | 2018-10-07 17:00 | 10 | 7 | 17 | W | 94.02 | - | 94.02 | 2019-10-07 17:00 | 10 | 7 | 17 |  | 28.22 | - | 28.22
2017-10-07 18:00 | 10 | 7 | 18 | W | 45.35 | - | 45.35 | 2018-10-07 18:00 | 10 | 7 | 18 | W | 77.07 | - | 77.07 | 2019-10-07 18:00 | 10 | 7 | 18 |  | 26.48 | - | 26.48
2017-10-07 19:00 | 10 | 7 | 19 | W | 48.88 | - | 48.88 | 2018-10-07 19:00 | 10 | 7 | 19 | W | 67.02 | - | 67.02 | 2019-10-07 19:00 | 10 | 7 | 19 |  | 27.68 | - | 27.68
2017-10-07 20:00 | 10 | 7 | 20 | W | 42.73 | - | 42.73 | 2018-10-07 20:00 | 10 | 7 | 20 | W | 50.93 | - | 50.93 | 2019-10-07 20:00 | 10 | 7 | 20 |  | 24.76 | - | 24.76
2017-10-07 21:00 | 10 | 7 | 21 | W | 36.32 | - | 36.32 | 2018-10-07 21:00 | 10 | 7 | 21 | W | 41.38 | - | 41.38 | 2019-10-07 21:00 | 10 | 7 | 21 |  | 23.12 | - | 23.12
2017-10-07 22:00 | 10 | 7 | 22 | W | 29.8 | - | 29.8 | 2018-10-07 22:00 | 10 | 7 | 22 | W | 34.48 | - | 34.48 | 2019-10-07 22:00 | 10 | 7 | 22 |  | 21.96 | - | 21.96
2017-10-07 23:00 | 10 | 7 | 23 | W | 26.73 | - | 26.73 | 2018-10-07 23:00 | 10 | 7 | 23 | W | 27.93 | - | 27.93 | 2019-10-07 23:00 | 10 | 7 | 23 |  | 19.65 | - | 19.65
2017-10-08 | 10 | 8 | 0 | W | 23.95 | - | 23.95 | 2018-10-08 | 10 | 8 | 0 |  | 27.87 | - | 27.87 | 2019-10-08 | 10 | 8 | 0 |  | 17.76 | - | 17.76
2017-10-08 01:00 | 10 | 8 | 1 | W | 22.7 | - | 22.7 | 2018-10-08 01:00 | 10 | 8 | 1 |  | 25.83 | - | 25.83 | 2019-10-08 01:00 | 10 | 8 | 1 |  | 16.49 | - | 16.49
2017-10-08 02:00 | 10 | 8 | 2 | W | 21.99 | - | 21.99 | 2018-10-08 02:00 | 10 | 8 | 2 |  | 23.5 | - | 23.5 | 2019-10-08 02:00 | 10 | 8 | 2 |  | 15.76 | - | 15.76
2017-10-08 03:00 | 10 | 8 | 3 | W | 21.2 | - | 21.2 | 2018-10-08 03:00 | 10 | 8 | 3 |  | 22.66 | - | 22.66 | 2019-10-08 03:00 | 10 | 8 | 3 |  | 15.49 | - | 15.49
2017-10-08 04:00 | 10 | 8 | 4 | W | 21.09 | - | 21.09 | 2018-10-08 04:00 | 10 | 8 | 4 |  | 23.7 | - | 23.7 | 2019-10-08 04:00 | 10 | 8 | 4 |  | 16.08 | - | 16.08
2017-10-08 05:00 | 10 | 8 | 5 | W | 21.5 | - | 21.5 | 2018-10-08 05:00 | 10 | 8 | 5 |  | 28.27 | - | 28.27 | 2019-10-08 05:00 | 10 | 8 | 5 |  | 19.59 | - | 19.59
2017-10-08 06:00 | 10 | 8 | 6 | W | 22.32 | - | 22.32 | 2018-10-08 06:00 | 10 | 8 | 6 |  | 38.07 | - | 38.07 | 2019-10-08 06:00 | 10 | 8 | 6 |  | 26.35 | - | 26.35
2017-10-08 07:00 | 10 | 8 | 7 | W | 23.19 | - | 23.19 | 2018-10-08 07:00 | 10 | 8 | 7 |  | 34.85 | - | 34.85 | 2019-10-08 07:00 | 10 | 8 | 7 |  | 26.08 | - | 26.08
2017-10-08 08:00 | 10 | 8 | 8 | W | 24.46 | - | 24.46 | 2018-10-08 08:00 | 10 | 8 | 8 |  | 35.44 | 35.44 | - | 2019-10-08 08:00 | 10 | 8 | 8 |  | 26.27 | 26.27 | -
2017-10-08 09:00 | 10 | 8 | 9 | W | 26.75 | - | 26.75 | 2018-10-08 09:00 | 10 | 8 | 9 |  | 40.78 | 40.78 | - | 2019-10-08 09:00 | 10 | 8 | 9 |  | 26.15 | 26.15 | -
2017-10-08 10:00 | 10 | 8 | 10 | W | 30.25 | - | 30.25 | 2018-10-08 10:00 | 10 | 8 | 10 |  | 46.1 | 46.1 | - | 2019-10-08 10:00 | 10 | 8 | 10 |  | 26.53 | 26.53 | -
2017-10-08 11:00 | 10 | 8 | 11 | W | 33.16 | - | 33.16 | 2018-10-08 11:00 | 10 | 8 | 11 |  | 56.81 | 56.81 | - | 2019-10-08 11:00 | 10 | 8 | 11 |  | 26.19 | 26.19 | -
2017-10-08 12:00 | 10 | 8 | 12 | W | 34.95 | - | 34.95 | 2018-10-08 12:00 | 10 | 8 | 12 |  | 82.68 | 82.68 | - | 2019-10-08 12:00 | 10 | 8 | 12 |  | 26.38 | 26.38 | -
2017-10-08 13:00 | 10 | 8 | 13 | W | 39.78 | - | 39.78 | 2018-10-08 13:00 | 10 | 8 | 13 |  | 102.38 | 102.38 | - | 2019-10-08 13:00 | 10 | 8 | 13 |  | 25.46 | 25.46 | -
2017-10-08 14:00 | 10 | 8 | 14 | W | 40.47 | - | 40.47 | 2018-10-08 14:00 | 10 | 8 | 14 |  | 129.9 | 129.9 | - | 2019-10-08 14:00 | 10 | 8 | 14 |  | 25.66 | 25.66 | -
2017-10-08 15:00 | 10 | 8 | 15 | W | 42.1 | - | 42.1 | 2018-10-08 15:00 | 10 | 8 | 15 |  | 144.9 | 144.9 | - | 2019-10-08 15:00 | 10 | 8 | 15 |  | 25.9 | 25.9 | -
2017-10-08 16:00 | 10 | 8 | 16 | W | 45.77 | - | 45.77 | 2018-10-08 16:00 | 10 | 8 | 16 |  | 135.55 | 135.55 | - | 2019-10-08 16:00 | 10 | 8 | 16 |  | 25.6 | 25.6 | -
2017-10-08 17:00 | 10 | 8 | 17 | W | 45.04 | - | 45.04 | 2018-10-08 17:00 | 10 | 8 | 17 |  | 125.99 | - | 125.99 | 2019-10-08 17:00 | 10 | 8 | 17 |  | 26.12 | - | 26.12
2017-10-08 18:00 | 10 | 8 | 18 | W | 44.87 | - | 44.87 | 2018-10-08 18:00 | 10 | 8 | 18 |  | 103.27 | - | 103.27 | 2019-10-08 18:00 | 10 | 8 | 18 |  | 26.92 | - | 26.92
2017-10-08 19:00 | 10 | 8 | 19 | W | 52.91 | - | 52.91 | 2018-10-08 19:00 | 10 | 8 | 19 |  | 85 | - | 85 | 2019-10-08 19:00 | 10 | 8 | 19 |  | 28.48 | - | 28.48
2017-10-08 20:00 | 10 | 8 | 20 | W | 45.99 | - | 45.99 | 2018-10-08 20:00 | 10 | 8 | 20 |  | 54.96 | - | 54.96 | 2019-10-08 20:00 | 10 | 8 | 20 |  | 25.63 | - | 25.63
2017-10-08 21:00 | 10 | 8 | 21 | W | 40.16 | - | 40.16 | 2018-10-08 21:00 | 10 | 8 | 21 |  | 44.15 | - | 44.15 | 2019-10-08 21:00 | 10 | 8 | 21 |  | 23.17 | - | 23.17
2017-10-08 22:00 | 10 | 8 | 22 | W | 29.8 | - | 29.8 | 2018-10-08 22:00 | 10 | 8 | 22 |  | 37.75 | - | 37.75 | 2019-10-08 22:00 | 10 | 8 | 22 |  | 21.73 | - | 21.73
2017-10-08 23:00 | 10 | 8 | 23 | W | 25.85 | - | 25.85 | 2018-10-08 23:00 | 10 | 8 | 23 |  | 33.8 | - | 33.8 | 2019-10-08 23:00 | 10 | 8 | 23 |  | 19.19 | - | 19.19
2017-10-09 | 10 | 9 | 0 |  | 24.42 | - | 24.42 | 2018-10-09 | 10 | 9 | 0 |  | 26.51 | - | 26.51 | 2019-10-09 | 10 | 9 | 0 |  | 17.86 | - | 17.86
2017-10-09 01:00 | 10 | 9 | 1 |  | 23.08 | - | 23.08 | 2018-10-09 01:00 | 10 | 9 | 1 |  | 24.52 | - | 24.52 | 2019-10-09 01:00 | 10 | 9 | 1 |  | 15.95 | - | 15.95
2017-10-09 02:00 | 10 | 9 | 2 |  | 22.67 | - | 22.67 | 2018-10-09 02:00 | 10 | 9 | 2 |  | 22.84 | - | 22.84 | 2019-10-09 02:00 | 10 | 9 | 2 |  | 14.97 | - | 14.97
2017-10-09 03:00 | 10 | 9 | 3 |  | 22.62 | - | 22.62 | 2018-10-09 03:00 | 10 | 9 | 3 |  | 22.07 | - | 22.07 | 2019-10-09 03:00 | 10 | 9 | 3 |  | 14.67 | - | 14.67
2017-10-09 04:00 | 10 | 9 | 4 |  | 22.65 | - | 22.65 | 2018-10-09 04:00 | 10 | 9 | 4 |  | 22.46 | - | 22.46 | 2019-10-09 04:00 | 10 | 9 | 4 |  | 15.92 | - | 15.92
2017-10-09 05:00 | 10 | 9 | 5 |  | 23.79 | - | 23.79 | 2018-10-09 05:00 | 10 | 9 | 5 |  | 25.23 | - | 25.23 | 2019-10-09 05:00 | 10 | 9 | 5 |  | 19.29 | - | 19.29
2017-10-09 06:00 | 10 | 9 | 6 |  | 31.29 | - | 31.29 | 2018-10-09 06:00 | 10 | 9 | 6 |  | 34.16 | - | 34.16 | 2019-10-09 06:00 | 10 | 9 | 6 |  | 24.79 | - | 24.79
2017-10-09 07:00 | 10 | 9 | 7 |  | 30.4 | - | 30.4 | 2018-10-09 07:00 | 10 | 9 | 7 |  | 36.13 | - | 36.13 | 2019-10-09 07:00 | 10 | 9 | 7 |  | 24.85 | - | 24.85
2017-10-09 08:00 | 10 | 9 | 8 |  | 30.66 | 30.66 | - | 2018-10-09 08:00 | 10 | 9 | 8 |  | 36.13 | 36.13 | - | 2019-10-09 08:00 | 10 | 9 | 8 |  | 24.81 | 24.81 | -
2017-10-09 09:00 | 10 | 9 | 9 |  | 36.1 | 36.1 | - | 2018-10-09 09:00 | 10 | 9 | 9 |  | 39.97 | 39.97 | - | 2019-10-09 09:00 | 10 | 9 | 9 |  | 25.85 | 25.85 | -
2017-10-09 10:00 | 10 | 9 | 10 |  | 40.82 | 40.82 | - | 2018-10-09 10:00 | 10 | 9 | 10 |  | 44.77 | 44.77 | - | 2019-10-09 10:00 | 10 | 9 | 10 |  | 24.8 | 24.8 | -
2017-10-09 11:00 | 10 | 9 | 11 |  | 41.23 | 41.23 | - | 2018-10-09 11:00 | 10 | 9 | 11 |  | 50.67 | 50.67 | - | 2019-10-09 11:00 | 10 | 9 | 11 |  | 25.47 | 25.47 | -
2017-10-09 12:00 | 10 | 9 | 12 |  | 41.84 | 41.84 | - | 2018-10-09 12:00 | 10 | 9 | 12 |  | 68.51 | 68.51 | - | 2019-10-09 12:00 | 10 | 9 | 12 |  | 25.23 | 25.23 | -
2017-10-09 13:00 | 10 | 9 | 13 |  | 42.26 | 42.26 | - | 2018-10-09 13:00 | 10 | 9 | 13 |  | 93.04 | 93.04 | - | 2019-10-09 13:00 | 10 | 9 | 13 |  | 25.45 | 25.45 | -
2017-10-09 14:00 | 10 | 9 | 14 |  | 43.94 | 43.94 | - | 2018-10-09 14:00 | 10 | 9 | 14 |  | 109.2 | 109.2 | - | 2019-10-09 14:00 | 10 | 9 | 14 |  | 25.63 | 25.63 | -
2017-10-09 15:00 | 10 | 9 | 15 |  | 44.9 | 44.9 | - | 2018-10-09 15:00 | 10 | 9 | 15 |  | 120.26 | 120.26 | - | 2019-10-09 15:00 | 10 | 9 | 15 |  | 25.18 | 25.18 | -
2017-10-09 16:00 | 10 | 9 | 16 |  | 49.13 | 49.13 | - | 2018-10-09 16:00 | 10 | 9 | 16 |  | 117.17 | 117.17 | - | 2019-10-09 16:00 | 10 | 9 | 16 |  | 24.85 | 24.85 | -
2017-10-09 17:00 | 10 | 9 | 17 |  | 46.6 | - | 46.6 | 2018-10-09 17:00 | 10 | 9 | 17 |  | 95.29 | - | 95.29 | 2019-10-09 17:00 | 10 | 9 | 17 |  | 25.82 | - | 25.82
2017-10-09 18:00 | 10 | 9 | 18 |  | 44.89 | - | 44.89 | 2018-10-09 18:00 | 10 | 9 | 18 |  | 85.04 | - | 85.04 | 2019-10-09 18:00 | 10 | 9 | 18 |  | 28.37 | - | 28.37
2017-10-09 19:00 | 10 | 9 | 19 |  | 51.54 | - | 51.54 | 2018-10-09 19:00 | 10 | 9 | 19 |  | 67.02 | - | 67.02 | 2019-10-09 19:00 | 10 | 9 | 19 |  | 30.99 | - | 30.99
2017-10-09 20:00 | 10 | 9 | 20 |  | 42.9 | - | 42.9 | 2018-10-09 20:00 | 10 | 9 | 20 |  | 46.42 | - | 46.42 | 2019-10-09 20:00 | 10 | 9 | 20 |  | 24.71 | - | 24.71
2017-10-09 21:00 | 10 | 9 | 21 |  | 37.34 | - | 37.34 | 2018-10-09 21:00 | 10 | 9 | 21 |  | 39.15 | - | 39.15 | 2019-10-09 21:00 | 10 | 9 | 21 |  | 22.34 | - | 22.34
2017-10-09 22:00 | 10 | 9 | 22 |  | 30.36 | - | 30.36 | 2018-10-09 22:00 | 10 | 9 | 22 |  | 34.78 | - | 34.78 | 2019-10-09 22:00 | 10 | 9 | 22 |  | 21.66 | - | 21.66
2017-10-09 23:00 | 10 | 9 | 23 |  | 26.53 | - | 26.53 | 2018-10-09 23:00 | 10 | 9 | 23 |  | 29.74 | - | 29.74 | 2019-10-09 23:00 | 10 | 9 | 23 |  | 19.31 | - | 19.31
2017-10-10 | 10 | 10 | 0 |  | 25.72 | - | 25.72 | 2018-10-10 | 10 | 10 | 0 |  | 26.71 | - | 26.71 | 2019-10-10 | 10 | 10 | 0 |  | 17.91 | - | 17.91
2017-10-10 01:00 | 10 | 10 | 1 |  | 24.55 | - | 24.55 | 2018-10-10 01:00 | 10 | 10 | 1 |  | 24.39 | - | 24.39 | 2019-10-10 01:00 | 10 | 10 | 1 |  | 16.63 | - | 16.63
2017-10-10 02:00 | 10 | 10 | 2 |  | 23.82 | - | 23.82 | 2018-10-10 02:00 | 10 | 10 | 2 |  | 22.72 | - | 22.72 | 2019-10-10 02:00 | 10 | 10 | 2 |  | 14.88 | - | 14.88
2017-10-10 03:00 | 10 | 10 | 3 |  | 23.47 | - | 23.47 | 2018-10-10 03:00 | 10 | 10 | 3 |  | 22.12 | - | 22.12 | 2019-10-10 03:00 | 10 | 10 | 3 |  | 14.56 | - | 14.56
2017-10-10 04:00 | 10 | 10 | 4 |  | 23.8 | - | 23.8 | 2018-10-10 04:00 | 10 | 10 | 4 |  | 22.74 | - | 22.74 | 2019-10-10 04:00 | 10 | 10 | 4 |  | 16.1 | - | 16.1
2017-10-10 05:00 | 10 | 10 | 5 |  | 26.79 | - | 26.79 | 2018-10-10 05:00 | 10 | 10 | 5 |  | 26.04 | - | 26.04 | 2019-10-10 05:00 | 10 | 10 | 5 |  | 19.25 | - | 19.25
2017-10-10 06:00 | 10 | 10 | 6 |  | 33.27 | - | 33.27 | 2018-10-10 06:00 | 10 | 10 | 6 |  | 34.34 | - | 34.34 | 2019-10-10 06:00 | 10 | 10 | 6 |  | 25.46 | - | 25.46
2017-10-10 07:00 | 10 | 10 | 7 |  | 35.12 | - | 35.12 | 2018-10-10 07:00 | 10 | 10 | 7 |  | 34.72 | - | 34.72 | 2019-10-10 07:00 | 10 | 10 | 7 |  | 25.76 | - | 25.76
2017-10-10 08:00 | 10 | 10 | 8 |  | 36.2 | 36.2 | - | 2018-10-10 08:00 | 10 | 10 | 8 |  | 34.71 | 34.71 | - | 2019-10-10 08:00 | 10 | 10 | 8 |  | 25.6 | 25.6 | -
2017-10-10 09:00 | 10 | 10 | 9 |  | 37.86 | 37.86 | - | 2018-10-10 09:00 | 10 | 10 | 9 |  | 40.34 | 40.34 | - | 2019-10-10 09:00 | 10 | 10 | 9 |  | 27.01 | 27.01 | -
2017-10-10 10:00 | 10 | 10 | 10 |  | 42.08 | 42.08 | - | 2018-10-10 10:00 | 10 | 10 | 10 |  | 43.69 | 43.69 | - | 2019-10-10 10:00 | 10 | 10 | 10 |  | 27.31 | 27.31 | -
2017-10-10 11:00 | 10 | 10 | 11 |  | 43.61 | 43.61 | - | 2018-10-10 11:00 | 10 | 10 | 11 |  | 46.29 | 46.29 | - | 2019-10-10 11:00 | 10 | 10 | 11 |  | 27.63 | 27.63 | -
2017-10-10 12:00 | 10 | 10 | 12 |  | 45.36 | 45.36 | - | 2018-10-10 12:00 | 10 | 10 | 12 |  | 53.81 | 53.81 | - | 2019-10-10 12:00 | 10 | 10 | 12 |  | 29.33 | 29.33 | -
2017-10-10 13:00 | 10 | 10 | 13 |  | 47.21 | 47.21 | - | 2018-10-10 13:00 | 10 | 10 | 13 |  | 65.8 | 65.8 | - | 2019-10-10 13:00 | 10 | 10 | 13 |  | 29.88 | 29.88 | -
2017-10-10 14:00 | 10 | 10 | 14 |  | 49.84 | 49.84 | - | 2018-10-10 14:00 | 10 | 10 | 14 |  | 70.23 | 70.23 | - | 2019-10-10 14:00 | 10 | 10 | 14 |  | 29.24 | 29.24 | -
2017-10-10 15:00 | 10 | 10 | 15 |  | 50.37 | 50.37 | - | 2018-10-10 15:00 | 10 | 10 | 15 |  | 71.88 | 71.88 | - | 2019-10-10 15:00 | 10 | 10 | 15 |  | 29.91 | 29.91 | -
2017-10-10 16:00 | 10 | 10 | 16 |  | 52.56 | 52.56 | - | 2018-10-10 16:00 | 10 | 10 | 16 |  | 78.58 | 78.58 | - | 2019-10-10 16:00 | 10 | 10 | 16 |  | 31.39 | 31.39 | -
2017-10-10 17:00 | 10 | 10 | 17 |  | 48.12 | - | 48.12 | 2018-10-10 17:00 | 10 | 10 | 17 |  | 64.4 | - | 64.4 | 2019-10-10 17:00 | 10 | 10 | 17 |  | 30.67 | - | 30.67
2017-10-10 18:00 | 10 | 10 | 18 |  | 47 | - | 47 | 2018-10-10 18:00 | 10 | 10 | 18 |  | 61.41 | - | 61.41 | 2019-10-10 18:00 | 10 | 10 | 18 |  | 30.59 | - | 30.59
2017-10-10 19:00 | 10 | 10 | 19 |  | 46.15 | - | 46.15 | 2018-10-10 19:00 | 10 | 10 | 19 |  | 53.94 | - | 53.94 | 2019-10-10 19:00 | 10 | 10 | 19 |  | 32.49 | - | 32.49
2017-10-10 20:00 | 10 | 10 | 20 |  | 40.57 | - | 40.57 | 2018-10-10 20:00 | 10 | 10 | 20 |  | 44.41 | - | 44.41 | 2019-10-10 20:00 | 10 | 10 | 20 |  | 28.2 | - | 28.2
2017-10-10 21:00 | 10 | 10 | 21 |  | 35.17 | - | 35.17 | 2018-10-10 21:00 | 10 | 10 | 21 |  | 37.86 | - | 37.86 | 2019-10-10 21:00 | 10 | 10 | 21 |  | 23.67 | - | 23.67
2017-10-10 22:00 | 10 | 10 | 22 |  | 28.86 | - | 28.86 | 2018-10-10 22:00 | 10 | 10 | 22 |  | 31.74 | - | 31.74 | 2019-10-10 22:00 | 10 | 10 | 22 |  | 22.1 | - | 22.1
2017-10-10 23:00 | 10 | 10 | 23 |  | 24.8 | - | 24.8 | 2018-10-10 23:00 | 10 | 10 | 23 |  | 27.37 | - | 27.37 | 2019-10-10 23:00 | 10 | 10 | 23 |  | 19.6 | - | 19.6
2017-10-11 | 10 | 11 | 0 |  | 23.81 | - | 23.81 | 2018-10-11 | 10 | 11 | 0 |  | 26.06 | - | 26.06 | 2019-10-11 | 10 | 11 | 0 |  | 18.22 | - | 18.22
2017-10-11 01:00 | 10 | 11 | 1 |  | 23.48 | - | 23.48 | 2018-10-11 01:00 | 10 | 11 | 1 |  | 23.42 | - | 23.42 | 2019-10-11 01:00 | 10 | 11 | 1 |  | 16.23 | - | 16.23
2017-10-11 02:00 | 10 | 11 | 2 |  | 22.59 | - | 22.59 | 2018-10-11 02:00 | 10 | 11 | 2 |  | 22.71 | - | 22.71 | 2019-10-11 02:00 | 10 | 11 | 2 |  | 14.61 | - | 14.61
2017-10-11 03:00 | 10 | 11 | 3 |  | 22.37 | - | 22.37 | 2018-10-11 03:00 | 10 | 11 | 3 |  | 21.95 | - | 21.95 | 2019-10-11 03:00 | 10 | 11 | 3 |  | 14.39 | - | 14.39
2017-10-11 04:00 | 10 | 11 | 4 |  | 22.51 | - | 22.51 | 2018-10-11 04:00 | 10 | 11 | 4 |  | 22.62 | - | 22.62 | 2019-10-11 04:00 | 10 | 11 | 4 |  | 15.75 | - | 15.75
2017-10-11 05:00 | 10 | 11 | 5 |  | 24.02 | - | 24.02 | 2018-10-11 05:00 | 10 | 11 | 5 |  | 25.69 | - | 25.69 | 2019-10-11 05:00 | 10 | 11 | 5 |  | 19.53 | - | 19.53
2017-10-11 06:00 | 10 | 11 | 6 |  | 32.26 | - | 32.26 | 2018-10-11 06:00 | 10 | 11 | 6 |  | 31.57 | - | 31.57 | 2019-10-11 06:00 | 10 | 11 | 6 |  | 23.49 | - | 23.49
2017-10-11 07:00 | 10 | 11 | 7 |  | 30.91 | - | 30.91 | 2018-10-11 07:00 | 10 | 11 | 7 |  | 32.29 | - | 32.29 | 2019-10-11 07:00 | 10 | 11 | 7 |  | 24.3 | - | 24.3
2017-10-11 08:00 | 10 | 11 | 8 |  | 30.4 | 30.4 | - | 2018-10-11 08:00 | 10 | 11 | 8 |  | 33.34 | 33.34 | - | 2019-10-11 08:00 | 10 | 11 | 8 |  | 23.93 | 23.93 | -
2017-10-11 09:00 | 10 | 11 | 9 |  | 31.66 | 31.66 | - | 2018-10-11 09:00 | 10 | 11 | 9 |  | 36.72 | 36.72 | - | 2019-10-11 09:00 | 10 | 11 | 9 |  | 25.24 | 25.24 | -
2017-10-11 10:00 | 10 | 11 | 10 |  | 34.46 | 34.46 | - | 2018-10-11 10:00 | 10 | 11 | 10 |  | 37.01 | 37.01 | - | 2019-10-11 10:00 | 10 | 11 | 10 |  | 25.74 | 25.74 | -
2017-10-11 11:00 | 10 | 11 | 11 |  | 35.17 | 35.17 | - | 2018-10-11 11:00 | 10 | 11 | 11 |  | 37.41 | 37.41 | - | 2019-10-11 11:00 | 10 | 11 | 11 |  | 25.2 | 25.2 | -
2017-10-11 12:00 | 10 | 11 | 12 |  | 35.11 | 35.11 | - | 2018-10-11 12:00 | 10 | 11 | 12 |  | 41.95 | 41.95 | - | 2019-10-11 12:00 | 10 | 11 | 12 |  | 25.43 | 25.43 | -
2017-10-11 13:00 | 10 | 11 | 13 |  | 37.36 | 37.36 | - | 2018-10-11 13:00 | 10 | 11 | 13 |  | 42.93 | 42.93 | - | 2019-10-11 13:00 | 10 | 11 | 13 |  | 26.3 | 26.3 | -
2017-10-11 14:00 | 10 | 11 | 14 |  | 38.79 | 38.79 | - | 2018-10-11 14:00 | 10 | 11 | 14 |  | 42.28 | 42.28 | - | 2019-10-11 14:00 | 10 | 11 | 14 |  | 29.11 | 29.11 | -
2017-10-11 15:00 | 10 | 11 | 15 |  | 38.49 | 38.49 | - | 2018-10-11 15:00 | 10 | 11 | 15 |  | 41.66 | 41.66 | - | 2019-10-11 15:00 | 10 | 11 | 15 |  | 28.48 | 28.48 | -
2017-10-11 16:00 | 10 | 11 | 16 |  | 39.73 | 39.73 | - | 2018-10-11 16:00 | 10 | 11 | 16 |  | 43.95 | 43.95 | - | 2019-10-11 16:00 | 10 | 11 | 16 |  | 29.5 | 29.5 | -
2017-10-11 17:00 | 10 | 11 | 17 |  | 38.15 | - | 38.15 | 2018-10-11 17:00 | 10 | 11 | 17 |  | 41.07 | - | 41.07 | 2019-10-11 17:00 | 10 | 11 | 17 |  | 27.44 | - | 27.44
2017-10-11 18:00 | 10 | 11 | 18 |  | 38.08 | - | 38.08 | 2018-10-11 18:00 | 10 | 11 | 18 |  | 41.43 | - | 41.43 | 2019-10-11 18:00 | 10 | 11 | 18 |  | 27.34 | - | 27.34
2017-10-11 19:00 | 10 | 11 | 19 |  | 40.47 | - | 40.47 | 2018-10-11 19:00 | 10 | 11 | 19 |  | 42.82 | - | 42.82 | 2019-10-11 19:00 | 10 | 11 | 19 |  | 28.52 | - | 28.52
2017-10-11 20:00 | 10 | 11 | 20 |  | 36.3 | - | 36.3 | 2018-10-11 20:00 | 10 | 11 | 20 |  | 38.76 | - | 38.76 | 2019-10-11 20:00 | 10 | 11 | 20 |  | 25.26 | - | 25.26
2017-10-11 21:00 | 10 | 11 | 21 |  | 30.87 | - | 30.87 | 2018-10-11 21:00 | 10 | 11 | 21 |  | 32.73 | - | 32.73 | 2019-10-11 21:00 | 10 | 11 | 21 |  | 23.44 | - | 23.44
2017-10-11 22:00 | 10 | 11 | 22 |  | 25.53 | - | 25.53 | 2018-10-11 22:00 | 10 | 11 | 22 |  | 27.95 | - | 27.95 | 2019-10-11 22:00 | 10 | 11 | 22 |  | 21.13 | - | 21.13
2017-10-11 23:00 | 10 | 11 | 23 |  | 23.9 | - | 23.9 | 2018-10-11 23:00 | 10 | 11 | 23 |  | 25.19 | - | 25.19 | 2019-10-11 23:00 | 10 | 11 | 23 |  | 19.23 | - | 19.23
2017-10-12 | 10 | 12 | 0 |  | 22.81 | - | 22.81 | 2018-10-12 | 10 | 12 | 0 |  | 21.96 | - | 21.96 | 2019-10-12 | 10 | 12 | 0 | W | 16.29 | - | 16.29
2017-10-12 01:00 | 10 | 12 | 1 |  | 22.46 | - | 22.46 | 2018-10-12 01:00 | 10 | 12 | 1 |  | 21.51 | - | 21.51 | 2019-10-12 01:00 | 10 | 12 | 1 | W | 15.97 | - | 15.97
2017-10-12 02:00 | 10 | 12 | 2 |  | 22.26 | - | 22.26 | 2018-10-12 02:00 | 10 | 12 | 2 |  | 20.83 | - | 20.83 | 2019-10-12 02:00 | 10 | 12 | 2 | W | 15.12 | - | 15.12
2017-10-12 03:00 | 10 | 12 | 3 |  | 22.11 | - | 22.11 | 2018-10-12 03:00 | 10 | 12 | 3 |  | 20.48 | - | 20.48 | 2019-10-12 03:00 | 10 | 12 | 3 | W | 14.91 | - | 14.91
2017-10-12 04:00 | 10 | 12 | 4 |  | 22.3 | - | 22.3 | 2018-10-12 04:00 | 10 | 12 | 4 |  | 21.03 | - | 21.03 | 2019-10-12 04:00 | 10 | 12 | 4 | W | 15.68 | - | 15.68
2017-10-12 05:00 | 10 | 12 | 5 |  | 23.29 | - | 23.29 | 2018-10-12 05:00 | 10 | 12 | 5 |  | 23.47 | - | 23.47 | 2019-10-12 05:00 | 10 | 12 | 5 | W | 16.5 | - | 16.5
2017-10-12 06:00 | 10 | 12 | 6 |  | 29.23 | - | 29.23 | 2018-10-12 06:00 | 10 | 12 | 6 |  | 29.7 | - | 29.7 | 2019-10-12 06:00 | 10 | 12 | 6 | W | 17.99 | - | 17.99
2017-10-12 07:00 | 10 | 12 | 7 |  | 29.18 | - | 29.18 | 2018-10-12 07:00 | 10 | 12 | 7 |  | 30.6 | - | 30.6 | 2019-10-12 07:00 | 10 | 12 | 7 | W | 19.58 | - | 19.58
2017-10-12 08:00 | 10 | 12 | 8 |  | 28.22 | 28.22 | - | 2018-10-12 08:00 | 10 | 12 | 8 |  | 31.44 | 31.44 | - | 2019-10-12 08:00 | 10 | 12 | 8 | W | 19.41 | - | 19.41
2017-10-12 09:00 | 10 | 12 | 9 |  | 30.3 | 30.3 | - | 2018-10-12 09:00 | 10 | 12 | 9 |  | 32.15 | 32.15 | - | 2019-10-12 09:00 | 10 | 12 | 9 | W | 20.14 | - | 20.14
2017-10-12 10:00 | 10 | 12 | 10 |  | 31.66 | 31.66 | - | 2018-10-12 10:00 | 10 | 12 | 10 |  | 32.53 | 32.53 | - | 2019-10-12 10:00 | 10 | 12 | 10 | W | 20.5 | - | 20.5
2017-10-12 11:00 | 10 | 12 | 11 |  | 31.89 | 31.89 | - | 2018-10-12 11:00 | 10 | 12 | 11 |  | 32.96 | 32.96 | - | 2019-10-12 11:00 | 10 | 12 | 11 | W | 20.32 | - | 20.32
2017-10-12 12:00 | 10 | 12 | 12 |  | 32.79 | 32.79 | - | 2018-10-12 12:00 | 10 | 12 | 12 |  | 32.1 | 32.1 | - | 2019-10-12 12:00 | 10 | 12 | 12 | W | 20.34 | - | 20.34
2017-10-12 13:00 | 10 | 12 | 13 |  | 33.43 | 33.43 | - | 2018-10-12 13:00 | 10 | 12 | 13 |  | 31.59 | 31.59 | - | 2019-10-12 13:00 | 10 | 12 | 13 | W | 20.13 | - | 20.13
2017-10-12 14:00 | 10 | 12 | 14 |  | 33.78 | 33.78 | - | 2018-10-12 14:00 | 10 | 12 | 14 |  | 30.12 | 30.12 | - | 2019-10-12 14:00 | 10 | 12 | 14 | W | 20.02 | - | 20.02
2017-10-12 15:00 | 10 | 12 | 15 |  | 31.9 | 31.9 | - | 2018-10-12 15:00 | 10 | 12 | 15 |  | 29.62 | 29.62 | - | 2019-10-12 15:00 | 10 | 12 | 15 | W | 20.26 | - | 20.26
2017-10-12 16:00 | 10 | 12 | 16 |  | 31.79 | 31.79 | - | 2018-10-12 16:00 | 10 | 12 | 16 |  | 28.61 | 28.61 | - | 2019-10-12 16:00 | 10 | 12 | 16 | W | 20.61 | - | 20.61
2017-10-12 17:00 | 10 | 12 | 17 |  | 31.67 | - | 31.67 | 2018-10-12 17:00 | 10 | 12 | 17 |  | 28.51 | - | 28.51 | 2019-10-12 17:00 | 10 | 12 | 17 | W | 21.26 | - | 21.26
2017-10-12 18:00 | 10 | 12 | 18 |  | 33.82 | - | 33.82 | 2018-10-12 18:00 | 10 | 12 | 18 |  | 29.63 | - | 29.63 | 2019-10-12 18:00 | 10 | 12 | 18 | W | 22.64 | - | 22.64
2017-10-12 19:00 | 10 | 12 | 19 |  | 37.6 | - | 37.6 | 2018-10-12 19:00 | 10 | 12 | 19 |  | 31.69 | - | 31.69 | 2019-10-12 19:00 | 10 | 12 | 19 | W | 24.04 | - | 24.04
2017-10-12 20:00 | 10 | 12 | 20 |  | 32.19 | - | 32.19 | 2018-10-12 20:00 | 10 | 12 | 20 |  | 29.08 | - | 29.08 | 2019-10-12 20:00 | 10 | 12 | 20 | W | 22.69 | - | 22.69
2017-10-12 21:00 | 10 | 12 | 21 |  | 28.32 | - | 28.32 | 2018-10-12 21:00 | 10 | 12 | 21 |  | 26.9 | - | 26.9 | 2019-10-12 21:00 | 10 | 12 | 21 | W | 20.37 | - | 20.37
2017-10-12 22:00 | 10 | 12 | 22 |  | 24.36 | - | 24.36 | 2018-10-12 22:00 | 10 | 12 | 22 |  | 24.5 | - | 24.5 | 2019-10-12 22:00 | 10 | 12 | 22 | W | 18.44 | - | 18.44
2017-10-12 23:00 | 10 | 12 | 23 |  | 22.61 | - | 22.61 | 2018-10-12 23:00 | 10 | 12 | 23 |  | 23.88 | - | 23.88 | 2019-10-12 23:00 | 10 | 12 | 23 | W | 16.57 | - | 16.57
2017-10-13 | 10 | 13 | 0 |  | 23.14 | - | 23.14 | 2018-10-13 | 10 | 13 | 0 | W | 23.71 | - | 23.71 | 2019-10-13 | 10 | 13 | 0 | W | 15.8 | - | 15.8
2017-10-13 01:00 | 10 | 13 | 1 |  | 22.36 | - | 22.36 | 2018-10-13 01:00 | 10 | 13 | 1 | W | 22.85 | - | 22.85 | 2019-10-13 01:00 | 10 | 13 | 1 | W | 15.29 | - | 15.29
2017-10-13 02:00 | 10 | 13 | 2 |  | 22.32 | - | 22.32 | 2018-10-13 02:00 | 10 | 13 | 2 | W | 22.39 | - | 22.39 | 2019-10-13 02:00 | 10 | 13 | 2 | W | 13.7 | - | 13.7
2017-10-13 03:00 | 10 | 13 | 3 |  | 22.14 | - | 22.14 | 2018-10-13 03:00 | 10 | 13 | 3 | W | 21.9 | - | 21.9 | 2019-10-13 03:00 | 10 | 13 | 3 | W | 13.72 | - | 13.72
2017-10-13 04:00 | 10 | 13 | 4 |  | 22.35 | - | 22.35 | 2018-10-13 04:00 | 10 | 13 | 4 | W | 22.23 | - | 22.23 | 2019-10-13 04:00 | 10 | 13 | 4 | W | 14.56 | - | 14.56
2017-10-13 05:00 | 10 | 13 | 5 |  | 23.54 | - | 23.54 | 2018-10-13 05:00 | 10 | 13 | 5 | W | 22.93 | - | 22.93 | 2019-10-13 05:00 | 10 | 13 | 5 | W | 15.95 | - | 15.95
2017-10-13 06:00 | 10 | 13 | 6 |  | 31.09 | - | 31.09 | 2018-10-13 06:00 | 10 | 13 | 6 | W | 24.33 | - | 24.33 | 2019-10-13 06:00 | 10 | 13 | 6 | W | 17.53 | - | 17.53
2017-10-13 07:00 | 10 | 13 | 7 |  | 31.42 | - | 31.42 | 2018-10-13 07:00 | 10 | 13 | 7 | W | 25.92 | - | 25.92 | 2019-10-13 07:00 | 10 | 13 | 7 | W | 19.67 | - | 19.67
2017-10-13 08:00 | 10 | 13 | 8 |  | 29.75 | 29.75 | - | 2018-10-13 08:00 | 10 | 13 | 8 | W | 28.01 | - | 28.01 | 2019-10-13 08:00 | 10 | 13 | 8 | W | 19.57 | - | 19.57
2017-10-13 09:00 | 10 | 13 | 9 |  | 32.07 | 32.07 | - | 2018-10-13 09:00 | 10 | 13 | 9 | W | 30.55 | - | 30.55 | 2019-10-13 09:00 | 10 | 13 | 9 | W | 20.05 | - | 20.05
2017-10-13 10:00 | 10 | 13 | 10 |  | 32.34 | 32.34 | - | 2018-10-13 10:00 | 10 | 13 | 10 | W | 31.63 | - | 31.63 | 2019-10-13 10:00 | 10 | 13 | 10 | W | 20.05 | - | 20.05
2017-10-13 11:00 | 10 | 13 | 11 |  | 32.81 | 32.81 | - | 2018-10-13 11:00 | 10 | 13 | 11 | W | 30.06 | - | 30.06 | 2019-10-13 11:00 | 10 | 13 | 11 | W | 19.54 | - | 19.54
2017-10-13 12:00 | 10 | 13 | 12 |  | 33.62 | 33.62 | - | 2018-10-13 12:00 | 10 | 13 | 12 | W | 27.35 | - | 27.35 | 2019-10-13 12:00 | 10 | 13 | 12 | W | 19.5 | - | 19.5
2017-10-13 13:00 | 10 | 13 | 13 |  | 34.41 | 34.41 | - | 2018-10-13 13:00 | 10 | 13 | 13 | W | 25.54 | - | 25.54 | 2019-10-13 13:00 | 10 | 13 | 13 | W | 19.38 | - | 19.38
2017-10-13 14:00 | 10 | 13 | 14 |  | 34.7 | 34.7 | - | 2018-10-13 14:00 | 10 | 13 | 14 | W | 24.71 | - | 24.71 | 2019-10-13 14:00 | 10 | 13 | 14 | W | 19.1 | - | 19.1
2017-10-13 15:00 | 10 | 13 | 15 |  | 34.9 | 34.9 | - | 2018-10-13 15:00 | 10 | 13 | 15 | W | 24.1 | - | 24.1 | 2019-10-13 15:00 | 10 | 13 | 15 | W | 19.17 | - | 19.17
2017-10-13 16:00 | 10 | 13 | 16 |  | 33.65 | 33.65 | - | 2018-10-13 16:00 | 10 | 13 | 16 | W | 24.7 | - | 24.7 | 2019-10-13 16:00 | 10 | 13 | 16 | W | 19.93 | - | 19.93
2017-10-13 17:00 | 10 | 13 | 17 |  | 33.08 | - | 33.08 | 2018-10-13 17:00 | 10 | 13 | 17 | W | 26.08 | - | 26.08 | 2019-10-13 17:00 | 10 | 13 | 17 | W | 20.52 | - | 20.52
2017-10-13 18:00 | 10 | 13 | 18 |  | 32.99 | - | 32.99 | 2018-10-13 18:00 | 10 | 13 | 18 | W | 35.18 | - | 35.18 | 2019-10-13 18:00 | 10 | 13 | 18 | W | 23.65 | - | 23.65
2017-10-13 19:00 | 10 | 13 | 19 |  | 37.1 | - | 37.1 | 2018-10-13 19:00 | 10 | 13 | 19 | W | 34.03 | - | 34.03 | 2019-10-13 19:00 | 10 | 13 | 19 | W | 27.76 | - | 27.76
2017-10-13 20:00 | 10 | 13 | 20 |  | 31.22 | - | 31.22 | 2018-10-13 20:00 | 10 | 13 | 20 | W | 30.25 | - | 30.25 | 2019-10-13 20:00 | 10 | 13 | 20 | W | 23.68 | - | 23.68
2017-10-13 21:00 | 10 | 13 | 21 |  | 27.67 | - | 27.67 | 2018-10-13 21:00 | 10 | 13 | 21 | W | 27.19 | - | 27.19 | 2019-10-13 21:00 | 10 | 13 | 21 | W | 22.16 | - | 22.16
2017-10-13 22:00 | 10 | 13 | 22 |  | 24.62 | - | 24.62 | 2018-10-13 22:00 | 10 | 13 | 22 | W | 24.48 | - | 24.48 | 2019-10-13 22:00 | 10 | 13 | 22 | W | 20.12 | - | 20.12
2017-10-13 23:00 | 10 | 13 | 23 |  | 23.01 | - | 23.01 | 2018-10-13 23:00 | 10 | 13 | 23 | W | 23.07 | - | 23.07 | 2019-10-13 23:00 | 10 | 13 | 23 | W | 17.12 | - | 17.12
2017-10-14 | 10 | 14 | 0 | W | 22.61 | - | 22.61 | 2018-10-14 | 10 | 14 | 0 | W | 21.77 | - | 21.77 | 2019-10-14 | 10 | 14 | 0 |  | 17.36 | - | 17.36
2017-10-14 01:00 | 10 | 14 | 1 | W | 22.35 | - | 22.35 | 2018-10-14 01:00 | 10 | 14 | 1 | W | 21.57 | - | 21.57 | 2019-10-14 01:00 | 10 | 14 | 1 |  | 16.79 | - | 16.79
2017-10-14 02:00 | 10 | 14 | 2 | W | 21.56 | - | 21.56 | 2018-10-14 02:00 | 10 | 14 | 2 | W | 21.17 | - | 21.17 | 2019-10-14 02:00 | 10 | 14 | 2 |  | 16.65 | - | 16.65
2017-10-14 03:00 | 10 | 14 | 3 | W | 21.26 | - | 21.26 | 2018-10-14 03:00 | 10 | 14 | 3 | W | 20.92 | - | 20.92 | 2019-10-14 03:00 | 10 | 14 | 3 |  | 17.22 | - | 17.22
2017-10-14 04:00 | 10 | 14 | 4 | W | 21.24 | - | 21.24 | 2018-10-14 04:00 | 10 | 14 | 4 | W | 20.78 | - | 20.78 | 2019-10-14 04:00 | 10 | 14 | 4 |  | 17.64 | - | 17.64
2017-10-14 05:00 | 10 | 14 | 5 | W | 21.91 | - | 21.91 | 2018-10-14 05:00 | 10 | 14 | 5 | W | 21.52 | - | 21.52 | 2019-10-14 05:00 | 10 | 14 | 5 |  | 20.02 | - | 20.02
2017-10-14 06:00 | 10 | 14 | 6 | W | 22.56 | - | 22.56 | 2018-10-14 06:00 | 10 | 14 | 6 | W | 23.08 | - | 23.08 | 2019-10-14 06:00 | 10 | 14 | 6 |  | 25.56 | - | 25.56
2017-10-14 07:00 | 10 | 14 | 7 | W | 23.88 | - | 23.88 | 2018-10-14 07:00 | 10 | 14 | 7 | W | 24.06 | - | 24.06 | 2019-10-14 07:00 | 10 | 14 | 7 |  | 26.94 | - | 26.94
2017-10-14 08:00 | 10 | 14 | 8 | W | 25.38 | - | 25.38 | 2018-10-14 08:00 | 10 | 14 | 8 | W | 25.45 | - | 25.45 | 2019-10-14 08:00 | 10 | 14 | 8 |  | 27.35 | 27.35 | -
2017-10-14 09:00 | 10 | 14 | 9 | W | 27.61 | - | 27.61 | 2018-10-14 09:00 | 10 | 14 | 9 | W | 26.54 | - | 26.54 | 2019-10-14 09:00 | 10 | 14 | 9 |  | 27.52 | 27.52 | -
2017-10-14 10:00 | 10 | 14 | 10 | W | 29.7 | - | 29.7 | 2018-10-14 10:00 | 10 | 14 | 10 | W | 26.51 | - | 26.51 | 2019-10-14 10:00 | 10 | 14 | 10 |  | 27.07 | 27.07 | -
2017-10-14 11:00 | 10 | 14 | 11 | W | 30.68 | - | 30.68 | 2018-10-14 11:00 | 10 | 14 | 11 | W | 26.32 | - | 26.32 | 2019-10-14 11:00 | 10 | 14 | 11 |  | 25.94 | 25.94 | -
2017-10-14 12:00 | 10 | 14 | 12 | W | 33.62 | - | 33.62 | 2018-10-14 12:00 | 10 | 14 | 12 | W | 26.24 | - | 26.24 | 2019-10-14 12:00 | 10 | 14 | 12 |  | 25.37 | 25.37 | -
2017-10-14 13:00 | 10 | 14 | 13 | W | 33.5 | - | 33.5 | 2018-10-14 13:00 | 10 | 14 | 13 | W | 25.59 | - | 25.59 | 2019-10-14 13:00 | 10 | 14 | 13 |  | 24.36 | 24.36 | -
2017-10-14 14:00 | 10 | 14 | 14 | W | 33.46 | - | 33.46 | 2018-10-14 14:00 | 10 | 14 | 14 | W | 24.88 | - | 24.88 | 2019-10-14 14:00 | 10 | 14 | 14 |  | 24.85 | 24.85 | -
2017-10-14 15:00 | 10 | 14 | 15 | W | 33.18 | - | 33.18 | 2018-10-14 15:00 | 10 | 14 | 15 | W | 25.34 | - | 25.34 | 2019-10-14 15:00 | 10 | 14 | 15 |  | 24.47 | 24.47 | -
2017-10-14 16:00 | 10 | 14 | 16 | W | 33.92 | - | 33.92 | 2018-10-14 16:00 | 10 | 14 | 16 | W | 26.28 | - | 26.28 | 2019-10-14 16:00 | 10 | 14 | 16 |  | 25.55 | 25.55 | -
2017-10-14 17:00 | 10 | 14 | 17 | W | 33.81 | - | 33.81 | 2018-10-14 17:00 | 10 | 14 | 17 | W | 28.56 | - | 28.56 | 2019-10-14 17:00 | 10 | 14 | 17 |  | 25.79 | - | 25.79
2017-10-14 18:00 | 10 | 14 | 18 | W | 34.24 | - | 34.24 | 2018-10-14 18:00 | 10 | 14 | 18 | W | 41.23 | - | 41.23 | 2019-10-14 18:00 | 10 | 14 | 18 |  | 30.05 | - | 30.05
2017-10-14 19:00 | 10 | 14 | 19 | W | 35.55 | - | 35.55 | 2018-10-14 19:00 | 10 | 14 | 19 | W | 42.23 | - | 42.23 | 2019-10-14 19:00 | 10 | 14 | 19 |  | 36.63 | - | 36.63
2017-10-14 20:00 | 10 | 14 | 20 | W | 32.98 | - | 32.98 | 2018-10-14 20:00 | 10 | 14 | 20 | W | 34.55 | - | 34.55 | 2019-10-14 20:00 | 10 | 14 | 20 |  | 27.36 | - | 27.36
2017-10-14 21:00 | 10 | 14 | 21 | W | 29.54 | - | 29.54 | 2018-10-14 21:00 | 10 | 14 | 21 | W | 28.57 | - | 28.57 | 2019-10-14 21:00 | 10 | 14 | 21 |  | 24.22 | - | 24.22
2017-10-14 22:00 | 10 | 14 | 22 | W | 25.29 | - | 25.29 | 2018-10-14 22:00 | 10 | 14 | 22 | W | 24.93 | - | 24.93 | 2019-10-14 22:00 | 10 | 14 | 22 |  | 20.82 | - | 20.82
2017-10-14 23:00 | 10 | 14 | 23 | W | 23.59 | - | 23.59 | 2018-10-14 23:00 | 10 | 14 | 23 | W | 23.37 | - | 23.37 | 2019-10-14 23:00 | 10 | 14 | 23 |  | 19.47 | - | 19.47
2017-10-15 | 10 | 15 | 0 | W | 22.63 | - | 22.63 | 2018-10-15 | 10 | 15 | 0 |  | 23.03 | - | 23.03 | 2019-10-15 | 10 | 15 | 0 |  | 18.27 | - | 18.27
2017-10-15 01:00 | 10 | 15 | 1 | W | 21.42 | - | 21.42 | 2018-10-15 01:00 | 10 | 15 | 1 |  | 21.91 | - | 21.91 | 2019-10-15 01:00 | 10 | 15 | 1 |  | 17.63 | - | 17.63
2017-10-15 02:00 | 10 | 15 | 2 | W | 21.22 | - | 21.22 | 2018-10-15 02:00 | 10 | 15 | 2 |  | 20.9 | - | 20.9 | 2019-10-15 02:00 | 10 | 15 | 2 |  | 17.04 | - | 17.04
2017-10-15 03:00 | 10 | 15 | 3 | W | 20.21 | - | 20.21 | 2018-10-15 03:00 | 10 | 15 | 3 |  | 20.96 | - | 20.96 | 2019-10-15 03:00 | 10 | 15 | 3 |  | 17.05 | - | 17.05
2017-10-15 04:00 | 10 | 15 | 4 | W | 20.17 | - | 20.17 | 2018-10-15 04:00 | 10 | 15 | 4 |  | 21.81 | - | 21.81 | 2019-10-15 04:00 | 10 | 15 | 4 |  | 18.1 | - | 18.1
2017-10-15 05:00 | 10 | 15 | 5 | W | 20.49 | - | 20.49 | 2018-10-15 05:00 | 10 | 15 | 5 |  | 25.51 | - | 25.51 | 2019-10-15 05:00 | 10 | 15 | 5 |  | 20.4 | - | 20.4
2017-10-15 06:00 | 10 | 15 | 6 | W | 21.21 | - | 21.21 | 2018-10-15 06:00 | 10 | 15 | 6 |  | 35.25 | - | 35.25 | 2019-10-15 06:00 | 10 | 15 | 6 |  | 31.51 | - | 31.51
2017-10-15 07:00 | 10 | 15 | 7 | W | 21.65 | - | 21.65 | 2018-10-15 07:00 | 10 | 15 | 7 |  | 38.22 | - | 38.22 | 2019-10-15 07:00 | 10 | 15 | 7 |  | 29.12 | - | 29.12
2017-10-15 08:00 | 10 | 15 | 8 | W | 23.43 | - | 23.43 | 2018-10-15 08:00 | 10 | 15 | 8 |  | 33.25 | 33.25 | - | 2019-10-15 08:00 | 10 | 15 | 8 |  | 28.4 | 28.4 | -
2017-10-15 09:00 | 10 | 15 | 9 | W | 24.94 | - | 24.94 | 2018-10-15 09:00 | 10 | 15 | 9 |  | 35.57 | 35.57 | - | 2019-10-15 09:00 | 10 | 15 | 9 |  | 26.31 | 26.31 | -
2017-10-15 10:00 | 10 | 15 | 10 | W | 27.11 | - | 27.11 | 2018-10-15 10:00 | 10 | 15 | 10 |  | 39.17 | 39.17 | - | 2019-10-15 10:00 | 10 | 15 | 10 |  | 26.42 | 26.42 | -
2017-10-15 11:00 | 10 | 15 | 11 | W | 28.72 | - | 28.72 | 2018-10-15 11:00 | 10 | 15 | 11 |  | 37.77 | 37.77 | - | 2019-10-15 11:00 | 10 | 15 | 11 |  | 24.82 | 24.82 | -
2017-10-15 12:00 | 10 | 15 | 12 | W | 30.07 | - | 30.07 | 2018-10-15 12:00 | 10 | 15 | 12 |  | 39.42 | 39.42 | - | 2019-10-15 12:00 | 10 | 15 | 12 |  | 24.71 | 24.71 | -
2017-10-15 13:00 | 10 | 15 | 13 | W | 30.86 | - | 30.86 | 2018-10-15 13:00 | 10 | 15 | 13 |  | 38.8 | 38.8 | - | 2019-10-15 13:00 | 10 | 15 | 13 |  | 24.64 | 24.64 | -
2017-10-15 14:00 | 10 | 15 | 14 | W | 32.11 | - | 32.11 | 2018-10-15 14:00 | 10 | 15 | 14 |  | 38.57 | 38.57 | - | 2019-10-15 14:00 | 10 | 15 | 14 |  | 25.32 | 25.32 | -
2017-10-15 15:00 | 10 | 15 | 15 | W | 32.31 | - | 32.31 | 2018-10-15 15:00 | 10 | 15 | 15 |  | 37.75 | 37.75 | - | 2019-10-15 15:00 | 10 | 15 | 15 |  | 25.08 | 25.08 | -
2017-10-15 16:00 | 10 | 15 | 16 | W | 33.76 | - | 33.76 | 2018-10-15 16:00 | 10 | 15 | 16 |  | 38.66 | 38.66 | - | 2019-10-15 16:00 | 10 | 15 | 16 |  | 25.21 | 25.21 | -
2017-10-15 17:00 | 10 | 15 | 17 | W | 34.75 | - | 34.75 | 2018-10-15 17:00 | 10 | 15 | 17 |  | 40.2 | - | 40.2 | 2019-10-15 17:00 | 10 | 15 | 17 |  | 25.9 | - | 25.9
2017-10-15 18:00 | 10 | 15 | 18 | W | 38.1 | - | 38.1 | 2018-10-15 18:00 | 10 | 15 | 18 |  | 46.46 | - | 46.46 | 2019-10-15 18:00 | 10 | 15 | 18 |  | 27.75 | - | 27.75
2017-10-15 19:00 | 10 | 15 | 19 | W | 39.9 | - | 39.9 | 2018-10-15 19:00 | 10 | 15 | 19 |  | 48.85 | - | 48.85 | 2019-10-15 19:00 | 10 | 15 | 19 |  | 32.92 | - | 32.92
2017-10-15 20:00 | 10 | 15 | 20 | W | 35.03 | - | 35.03 | 2018-10-15 20:00 | 10 | 15 | 20 |  | 42.49 | - | 42.49 | 2019-10-15 20:00 | 10 | 15 | 20 |  | 26.47 | - | 26.47
2017-10-15 21:00 | 10 | 15 | 21 | W | 30.92 | - | 30.92 | 2018-10-15 21:00 | 10 | 15 | 21 |  | 36.46 | - | 36.46 | 2019-10-15 21:00 | 10 | 15 | 21 |  | 23.12 | - | 23.12
2017-10-15 22:00 | 10 | 15 | 22 | W | 25.55 | - | 25.55 | 2018-10-15 22:00 | 10 | 15 | 22 |  | 27.11 | - | 27.11 | 2019-10-15 22:00 | 10 | 15 | 22 |  | 20.38 | - | 20.38
2017-10-15 23:00 | 10 | 15 | 23 | W | 24.05 | - | 24.05 | 2018-10-15 23:00 | 10 | 15 | 23 |  | 25.32 | - | 25.32 | 2019-10-15 23:00 | 10 | 15 | 23 |  | 18.52 | - | 18.52
2017-10-16 | 10 | 16 | 0 |  | 23.79 | - | 23.79 | 2018-10-16 | 10 | 16 | 0 |  | 23.24 | - | 23.24 | 2019-10-16 | 10 | 16 | 0 |  | 17.67 | - | 17.67
2017-10-16 01:00 | 10 | 16 | 1 |  | 22.96 | - | 22.96 | 2018-10-16 01:00 | 10 | 16 | 1 |  | 23.09 | - | 23.09 | 2019-10-16 01:00 | 10 | 16 | 1 |  | 17.44 | - | 17.44
2017-10-16 02:00 | 10 | 16 | 2 |  | 22.62 | - | 22.62 | 2018-10-16 02:00 | 10 | 16 | 2 |  | 22.15 | - | 22.15 | 2019-10-16 02:00 | 10 | 16 | 2 |  | 17.29 | - | 17.29
2017-10-16 03:00 | 10 | 16 | 3 |  | 22.48 | - | 22.48 | 2018-10-16 03:00 | 10 | 16 | 3 |  | 22.47 | - | 22.47 | 2019-10-16 03:00 | 10 | 16 | 3 |  | 17.03 | - | 17.03
2017-10-16 04:00 | 10 | 16 | 4 |  | 23.31 | - | 23.31 | 2018-10-16 04:00 | 10 | 16 | 4 |  | 23.34 | - | 23.34 | 2019-10-16 04:00 | 10 | 16 | 4 |  | 17.72 | - | 17.72
2017-10-16 05:00 | 10 | 16 | 5 |  | 25.56 | - | 25.56 | 2018-10-16 05:00 | 10 | 16 | 5 |  | 26.81 | - | 26.81 | 2019-10-16 05:00 | 10 | 16 | 5 |  | 20 | - | 20
2017-10-16 06:00 | 10 | 16 | 6 |  | 34.48 | - | 34.48 | 2018-10-16 06:00 | 10 | 16 | 6 |  | 39.6 | - | 39.6 | 2019-10-16 06:00 | 10 | 16 | 6 |  | 26.42 | - | 26.42
2017-10-16 07:00 | 10 | 16 | 7 |  | 34.89 | - | 34.89 | 2018-10-16 07:00 | 10 | 16 | 7 |  | 38.49 | - | 38.49 | 2019-10-16 07:00 | 10 | 16 | 7 |  | 26.93 | - | 26.93
2017-10-16 08:00 | 10 | 16 | 8 |  | 32.49 | 32.49 | - | 2018-10-16 08:00 | 10 | 16 | 8 |  | 35.65 | 35.65 | - | 2019-10-16 08:00 | 10 | 16 | 8 |  | 27.95 | 27.95 | -
2017-10-16 09:00 | 10 | 16 | 9 |  | 34.95 | 34.95 | - | 2018-10-16 09:00 | 10 | 16 | 9 |  | 33.08 | 33.08 | - | 2019-10-16 09:00 | 10 | 16 | 9 |  | 27.76 | 27.76 | -
2017-10-16 10:00 | 10 | 16 | 10 |  | 35.41 | 35.41 | - | 2018-10-16 10:00 | 10 | 16 | 10 |  | 31.44 | 31.44 | - | 2019-10-16 10:00 | 10 | 16 | 10 |  | 29.33 | 29.33 | -
2017-10-16 11:00 | 10 | 16 | 11 |  | 35.3 | 35.3 | - | 2018-10-16 11:00 | 10 | 16 | 11 |  | 30.62 | 30.62 | - | 2019-10-16 11:00 | 10 | 16 | 11 |  | 27.44 | 27.44 | -
2017-10-16 12:00 | 10 | 16 | 12 |  | 35.26 | 35.26 | - | 2018-10-16 12:00 | 10 | 16 | 12 |  | 29.83 | 29.83 | - | 2019-10-16 12:00 | 10 | 16 | 12 |  | 28.91 | 28.91 | -
2017-10-16 13:00 | 10 | 16 | 13 |  | 35.95 | 35.95 | - | 2018-10-16 13:00 | 10 | 16 | 13 |  | 29.57 | 29.57 | - | 2019-10-16 13:00 | 10 | 16 | 13 |  | 28.32 | 28.32 | -
2017-10-16 14:00 | 10 | 16 | 14 |  | 35.26 | 35.26 | - | 2018-10-16 14:00 | 10 | 16 | 14 |  | 28.63 | 28.63 | - | 2019-10-16 14:00 | 10 | 16 | 14 |  | 28.56 | 28.56 | -
2017-10-16 15:00 | 10 | 16 | 15 |  | 33.74 | 33.74 | - | 2018-10-16 15:00 | 10 | 16 | 15 |  | 28.58 | 28.58 | - | 2019-10-16 15:00 | 10 | 16 | 15 |  | 27.26 | 27.26 | -
2017-10-16 16:00 | 10 | 16 | 16 |  | 32.32 | 32.32 | - | 2018-10-16 16:00 | 10 | 16 | 16 |  | 28.71 | 28.71 | - | 2019-10-16 16:00 | 10 | 16 | 16 |  | 28.14 | 28.14 | -
2017-10-16 17:00 | 10 | 16 | 17 |  | 33.35 | - | 33.35 | 2018-10-16 17:00 | 10 | 16 | 17 |  | 29.29 | - | 29.29 | 2019-10-16 17:00 | 10 | 16 | 17 |  | 28.29 | - | 28.29
2017-10-16 18:00 | 10 | 16 | 18 |  | 39.48 | - | 39.48 | 2018-10-16 18:00 | 10 | 16 | 18 |  | 33.92 | - | 33.92 | 2019-10-16 18:00 | 10 | 16 | 18 |  | 30.78 | - | 30.78
2017-10-16 19:00 | 10 | 16 | 19 |  | 43.06 | - | 43.06 | 2018-10-16 19:00 | 10 | 16 | 19 |  | 37.68 | - | 37.68 | 2019-10-16 19:00 | 10 | 16 | 19 |  | 35.92 | - | 35.92
2017-10-16 20:00 | 10 | 16 | 20 |  | 35.57 | - | 35.57 | 2018-10-16 20:00 | 10 | 16 | 20 |  | 32.13 | - | 32.13 | 2019-10-16 20:00 | 10 | 16 | 20 |  | 32.53 | - | 32.53
2017-10-16 21:00 | 10 | 16 | 21 |  | 29.79 | - | 29.79 | 2018-10-16 21:00 | 10 | 16 | 21 |  | 30.42 | - | 30.42 | 2019-10-16 21:00 | 10 | 16 | 21 |  | 26.21 | - | 26.21
2017-10-16 22:00 | 10 | 16 | 22 |  | 25.24 | - | 25.24 | 2018-10-16 22:00 | 10 | 16 | 22 |  | 25.14 | - | 25.14 | 2019-10-16 22:00 | 10 | 16 | 22 |  | 22.21 | - | 22.21
2017-10-16 23:00 | 10 | 16 | 23 |  | 23.9 | - | 23.9 | 2018-10-16 23:00 | 10 | 16 | 23 |  | 24.26 | - | 24.26 | 2019-10-16 23:00 | 10 | 16 | 23 |  | 20.1 | - | 20.1
2017-10-17 | 10 | 17 | 0 |  | 23.91 | - | 23.91 | 2018-10-17 | 10 | 17 | 0 |  | 23.13 | - | 23.13 | 2019-10-17 | 10 | 17 | 0 |  | 19.29 | - | 19.29
2017-10-17 01:00 | 10 | 17 | 1 |  | 23.2 | - | 23.2 | 2018-10-17 01:00 | 10 | 17 | 1 |  | 23.06 | - | 23.06 | 2019-10-17 01:00 | 10 | 17 | 1 |  | 18.8 | - | 18.8
2017-10-17 02:00 | 10 | 17 | 2 |  | 22.78 | - | 22.78 | 2018-10-17 02:00 | 10 | 17 | 2 |  | 22.68 | - | 22.68 | 2019-10-17 02:00 | 10 | 17 | 2 |  | 18.32 | - | 18.32
2017-10-17 03:00 | 10 | 17 | 3 |  | 22.76 | - | 22.76 | 2018-10-17 03:00 | 10 | 17 | 3 |  | 22.83 | - | 22.83 | 2019-10-17 03:00 | 10 | 17 | 3 |  | 18.14 | - | 18.14
2017-10-17 04:00 | 10 | 17 | 4 |  | 23.67 | - | 23.67 | 2018-10-17 04:00 | 10 | 17 | 4 |  | 22.64 | - | 22.64 | 2019-10-17 04:00 | 10 | 17 | 4 |  | 19 | - | 19
2017-10-17 05:00 | 10 | 17 | 5 |  | 26.9 | - | 26.9 | 2018-10-17 05:00 | 10 | 17 | 5 |  | 26.07 | - | 26.07 | 2019-10-17 05:00 | 10 | 17 | 5 |  | 21.87 | - | 21.87
2017-10-17 06:00 | 10 | 17 | 6 |  | 38.16 | - | 38.16 | 2018-10-17 06:00 | 10 | 17 | 6 |  | 33.03 | - | 33.03 | 2019-10-17 06:00 | 10 | 17 | 6 |  | 30.96 | - | 30.96
2017-10-17 07:00 | 10 | 17 | 7 |  | 43.98 | - | 43.98 | 2018-10-17 07:00 | 10 | 17 | 7 |  | 32.72 | - | 32.72 | 2019-10-17 07:00 | 10 | 17 | 7 |  | 33.2 | - | 33.2
2017-10-17 08:00 | 10 | 17 | 8 |  | 37.86 | 37.86 | - | 2018-10-17 08:00 | 10 | 17 | 8 |  | 31.79 | 31.79 | - | 2019-10-17 08:00 | 10 | 17 | 8 |  | 32.97 | 32.97 | -
2017-10-17 09:00 | 10 | 17 | 9 |  | 36.66 | 36.66 | - | 2018-10-17 09:00 | 10 | 17 | 9 |  | 30.38 | 30.38 | - | 2019-10-17 09:00 | 10 | 17 | 9 |  | 32.24 | 32.24 | -
2017-10-17 10:00 | 10 | 17 | 10 |  | 38.88 | 38.88 | - | 2018-10-17 10:00 | 10 | 17 | 10 |  | 30.01 | 30.01 | - | 2019-10-17 10:00 | 10 | 17 | 10 |  | 31.6 | 31.6 | -
2017-10-17 11:00 | 10 | 17 | 11 |  | 35.07 | 35.07 | - | 2018-10-17 11:00 | 10 | 17 | 11 |  | 29.41 | 29.41 | - | 2019-10-17 11:00 | 10 | 17 | 11 |  | 29.83 | 29.83 | -
2017-10-17 12:00 | 10 | 17 | 12 |  | 33.95 | 33.95 | - | 2018-10-17 12:00 | 10 | 17 | 12 |  | 29.38 | 29.38 | - | 2019-10-17 12:00 | 10 | 17 | 12 |  | 30.67 | 30.67 | -
2017-10-17 13:00 | 10 | 17 | 13 |  | 32.55 | 32.55 | - | 2018-10-17 13:00 | 10 | 17 | 13 |  | 29.61 | 29.61 | - | 2019-10-17 13:00 | 10 | 17 | 13 |  | 28.69 | 28.69 | -
2017-10-17 14:00 | 10 | 17 | 14 |  | 32.23 | 32.23 | - | 2018-10-17 14:00 | 10 | 17 | 14 |  | 28.42 | 28.42 | - | 2019-10-17 14:00 | 10 | 17 | 14 |  | 29.57 | 29.57 | -
2017-10-17 15:00 | 10 | 17 | 15 |  | 31.95 | 31.95 | - | 2018-10-17 15:00 | 10 | 17 | 15 |  | 28.2 | 28.2 | - | 2019-10-17 15:00 | 10 | 17 | 15 |  | 27.02 | 27.02 | -
2017-10-17 16:00 | 10 | 17 | 16 |  | 31.53 | 31.53 | - | 2018-10-17 16:00 | 10 | 17 | 16 |  | 28.59 | 28.59 | - | 2019-10-17 16:00 | 10 | 17 | 16 |  | 28.32 | 28.32 | -
2017-10-17 17:00 | 10 | 17 | 17 |  | 31.94 | - | 31.94 | 2018-10-17 17:00 | 10 | 17 | 17 |  | 29.89 | - | 29.89 | 2019-10-17 17:00 | 10 | 17 | 17 |  | 28.6 | - | 28.6
2017-10-17 18:00 | 10 | 17 | 18 |  | 38.83 | - | 38.83 | 2018-10-17 18:00 | 10 | 17 | 18 |  | 37.11 | - | 37.11 | 2019-10-17 18:00 | 10 | 17 | 18 |  | 33.14 | - | 33.14
2017-10-17 19:00 | 10 | 17 | 19 |  | 42.47 | - | 42.47 | 2018-10-17 19:00 | 10 | 17 | 19 |  | 45.97 | - | 45.97 | 2019-10-17 19:00 | 10 | 17 | 19 |  | 36.31 | - | 36.31
2017-10-17 20:00 | 10 | 17 | 20 |  | 35.97 | - | 35.97 | 2018-10-17 20:00 | 10 | 17 | 20 |  | 37.63 | - | 37.63 | 2019-10-17 20:00 | 10 | 17 | 20 |  | 33.12 | - | 33.12
2017-10-17 21:00 | 10 | 17 | 21 |  | 29.92 | - | 29.92 | 2018-10-17 21:00 | 10 | 17 | 21 |  | 33.93 | - | 33.93 | 2019-10-17 21:00 | 10 | 17 | 21 |  | 28.16 | - | 28.16
2017-10-17 22:00 | 10 | 17 | 22 |  | 25.3 | - | 25.3 | 2018-10-17 22:00 | 10 | 17 | 22 |  | 27.28 | - | 27.28 | 2019-10-17 22:00 | 10 | 17 | 22 |  | 24.02 | - | 24.02
2017-10-17 23:00 | 10 | 17 | 23 |  | 23.62 | - | 23.62 | 2018-10-17 23:00 | 10 | 17 | 23 |  | 25.61 | - | 25.61 | 2019-10-17 23:00 | 10 | 17 | 23 |  | 22.43 | - | 22.43
2017-10-18 | 10 | 18 | 0 |  | 22.73 | - | 22.73 | 2018-10-18 | 10 | 18 | 0 |  | 23.23 | - | 23.23 | 2019-10-18 | 10 | 18 | 0 |  | 21.38 | - | 21.38
2017-10-18 01:00 | 10 | 18 | 1 |  | 22.5 | - | 22.5 | 2018-10-18 01:00 | 10 | 18 | 1 |  | 23.26 | - | 23.26 | 2019-10-18 01:00 | 10 | 18 | 1 |  | 20.86 | - | 20.86
2017-10-18 02:00 | 10 | 18 | 2 |  | 22.13 | - | 22.13 | 2018-10-18 02:00 | 10 | 18 | 2 |  | 22.64 | - | 22.64 | 2019-10-18 02:00 | 10 | 18 | 2 |  | 20.71 | - | 20.71
2017-10-18 03:00 | 10 | 18 | 3 |  | 22.13 | - | 22.13 | 2018-10-18 03:00 | 10 | 18 | 3 |  | 22.94 | - | 22.94 | 2019-10-18 03:00 | 10 | 18 | 3 |  | 20.44 | - | 20.44
2017-10-18 04:00 | 10 | 18 | 4 |  | 22.63 | - | 22.63 | 2018-10-18 04:00 | 10 | 18 | 4 |  | 23.95 | - | 23.95 | 2019-10-18 04:00 | 10 | 18 | 4 |  | 21.13 | - | 21.13
2017-10-18 05:00 | 10 | 18 | 5 |  | 25.58 | - | 25.58 | 2018-10-18 05:00 | 10 | 18 | 5 |  | 29.25 | - | 29.25 | 2019-10-18 05:00 | 10 | 18 | 5 |  | 26.87 | - | 26.87
2017-10-18 06:00 | 10 | 18 | 6 |  | 41.23 | - | 41.23 | 2018-10-18 06:00 | 10 | 18 | 6 |  | 41.87 | - | 41.87 | 2019-10-18 06:00 | 10 | 18 | 6 |  | 37.12 | - | 37.12
2017-10-18 07:00 | 10 | 18 | 7 |  | 38.13 | - | 38.13 | 2018-10-18 07:00 | 10 | 18 | 7 |  | 46.52 | - | 46.52 | 2019-10-18 07:00 | 10 | 18 | 7 |  | 37.69 | - | 37.69
2017-10-18 08:00 | 10 | 18 | 8 |  | 33.73 | 33.73 | - | 2018-10-18 08:00 | 10 | 18 | 8 |  | 41.13 | 41.13 | - | 2019-10-18 08:00 | 10 | 18 | 8 |  | 34.13 | 34.13 | -
2017-10-18 09:00 | 10 | 18 | 9 |  | 33.36 | 33.36 | - | 2018-10-18 09:00 | 10 | 18 | 9 |  | 38.16 | 38.16 | - | 2019-10-18 09:00 | 10 | 18 | 9 |  | 29.65 | 29.65 | -
2017-10-18 10:00 | 10 | 18 | 10 |  | 32.93 | 32.93 | - | 2018-10-18 10:00 | 10 | 18 | 10 |  | 38.2 | 38.2 | - | 2019-10-18 10:00 | 10 | 18 | 10 |  | 30 | 30 | -
2017-10-18 11:00 | 10 | 18 | 11 |  | 32.11 | 32.11 | - | 2018-10-18 11:00 | 10 | 18 | 11 |  | 36.99 | 36.99 | - | 2019-10-18 11:00 | 10 | 18 | 11 |  | 29.01 | 29.01 | -
2017-10-18 12:00 | 10 | 18 | 12 |  | 31.98 | 31.98 | - | 2018-10-18 12:00 | 10 | 18 | 12 |  | 35.97 | 35.97 | - | 2019-10-18 12:00 | 10 | 18 | 12 |  | 27.64 | 27.64 | -
2017-10-18 13:00 | 10 | 18 | 13 |  | 30.85 | 30.85 | - | 2018-10-18 13:00 | 10 | 18 | 13 |  | 35.92 | 35.92 | - | 2019-10-18 13:00 | 10 | 18 | 13 |  | 26.79 | 26.79 | -
2017-10-18 14:00 | 10 | 18 | 14 |  | 31.24 | 31.24 | - | 2018-10-18 14:00 | 10 | 18 | 14 |  | 33.21 | 33.21 | - | 2019-10-18 14:00 | 10 | 18 | 14 |  | 25.72 | 25.72 | -
2017-10-18 15:00 | 10 | 18 | 15 |  | 29.38 | 29.38 | - | 2018-10-18 15:00 | 10 | 18 | 15 |  | 32.6 | 32.6 | - | 2019-10-18 15:00 | 10 | 18 | 15 |  | 23.97 | 23.97 | -
2017-10-18 16:00 | 10 | 18 | 16 |  | 29.41 | 29.41 | - | 2018-10-18 16:00 | 10 | 18 | 16 |  | 33.56 | 33.56 | - | 2019-10-18 16:00 | 10 | 18 | 16 |  | 24.05 | 24.05 | -
2017-10-18 17:00 | 10 | 18 | 17 |  | 29.38 | - | 29.38 | 2018-10-18 17:00 | 10 | 18 | 17 |  | 37.58 | - | 37.58 | 2019-10-18 17:00 | 10 | 18 | 17 |  | 23.73 | - | 23.73
2017-10-18 18:00 | 10 | 18 | 18 |  | 33.66 | - | 33.66 | 2018-10-18 18:00 | 10 | 18 | 18 |  | 46.98 | - | 46.98 | 2019-10-18 18:00 | 10 | 18 | 18 |  | 27.24 | - | 27.24
2017-10-18 19:00 | 10 | 18 | 19 |  | 36.17 | - | 36.17 | 2018-10-18 19:00 | 10 | 18 | 19 |  | 49.55 | - | 49.55 | 2019-10-18 19:00 | 10 | 18 | 19 |  | 29.46 | - | 29.46
2017-10-18 20:00 | 10 | 18 | 20 |  | 30.31 | - | 30.31 | 2018-10-18 20:00 | 10 | 18 | 20 |  | 41.01 | - | 41.01 | 2019-10-18 20:00 | 10 | 18 | 20 |  | 26.4 | - | 26.4
2017-10-18 21:00 | 10 | 18 | 21 |  | 26.65 | - | 26.65 | 2018-10-18 21:00 | 10 | 18 | 21 |  | 34.66 | - | 34.66 | 2019-10-18 21:00 | 10 | 18 | 21 |  | 24 | - | 24
2017-10-18 22:00 | 10 | 18 | 22 |  | 23.85 | - | 23.85 | 2018-10-18 22:00 | 10 | 18 | 22 |  | 29.94 | - | 29.94 | 2019-10-18 22:00 | 10 | 18 | 22 |  | 22.46 | - | 22.46
2017-10-18 23:00 | 10 | 18 | 23 |  | 22.55 | - | 22.55 | 2018-10-18 23:00 | 10 | 18 | 23 |  | 26.93 | - | 26.93 | 2019-10-18 23:00 | 10 | 18 | 23 |  | 21.48 | - | 21.48
2017-10-19 | 10 | 19 | 0 |  | 21.27 | - | 21.27 | 2018-10-19 | 10 | 19 | 0 |  | 24.15 | - | 24.15 | 2019-10-19 | 10 | 19 | 0 | W | 26.56 | - | 26.56
2017-10-19 01:00 | 10 | 19 | 1 |  | 20.31 | - | 20.31 | 2018-10-19 01:00 | 10 | 19 | 1 |  | 23.9 | - | 23.9 | 2019-10-19 01:00 | 10 | 19 | 1 | W | 24.47 | - | 24.47
2017-10-19 02:00 | 10 | 19 | 2 |  | 19.41 | - | 19.41 | 2018-10-19 02:00 | 10 | 19 | 2 |  | 23.53 | - | 23.53 | 2019-10-19 02:00 | 10 | 19 | 2 | W | 23.12 | - | 23.12
2017-10-19 03:00 | 10 | 19 | 3 |  | 19.28 | - | 19.28 | 2018-10-19 03:00 | 10 | 19 | 3 |  | 23.78 | - | 23.78 | 2019-10-19 03:00 | 10 | 19 | 3 | W | 23.13 | - | 23.13
2017-10-19 04:00 | 10 | 19 | 4 |  | 20.69 | - | 20.69 | 2018-10-19 04:00 | 10 | 19 | 4 |  | 23.99 | - | 23.99 | 2019-10-19 04:00 | 10 | 19 | 4 | W | 24.55 | - | 24.55
2017-10-19 05:00 | 10 | 19 | 5 |  | 22.64 | - | 22.64 | 2018-10-19 05:00 | 10 | 19 | 5 |  | 31.75 | - | 31.75 | 2019-10-19 05:00 | 10 | 19 | 5 | W | 25.92 | - | 25.92
2017-10-19 06:00 | 10 | 19 | 6 |  | 36.69 | - | 36.69 | 2018-10-19 06:00 | 10 | 19 | 6 |  | 49.05 | - | 49.05 | 2019-10-19 06:00 | 10 | 19 | 6 | W | 32.01 | - | 32.01
2017-10-19 07:00 | 10 | 19 | 7 |  | 33.59 | - | 33.59 | 2018-10-19 07:00 | 10 | 19 | 7 |  | 47.51 | - | 47.51 | 2019-10-19 07:00 | 10 | 19 | 7 | W | 35.04 | - | 35.04
2017-10-19 08:00 | 10 | 19 | 8 |  | 30.6 | 30.6 | - | 2018-10-19 08:00 | 10 | 19 | 8 |  | 37.3 | 37.3 | - | 2019-10-19 08:00 | 10 | 19 | 8 | W | 35.77 | - | 35.77
2017-10-19 09:00 | 10 | 19 | 9 |  | 31.29 | 31.29 | - | 2018-10-19 09:00 | 10 | 19 | 9 |  | 33.9 | 33.9 | - | 2019-10-19 09:00 | 10 | 19 | 9 | W | 32.94 | - | 32.94
2017-10-19 10:00 | 10 | 19 | 10 |  | 32.63 | 32.63 | - | 2018-10-19 10:00 | 10 | 19 | 10 |  | 30.14 | 30.14 | - | 2019-10-19 10:00 | 10 | 19 | 10 | W | 29.65 | - | 29.65
2017-10-19 11:00 | 10 | 19 | 11 |  | 32.61 | 32.61 | - | 2018-10-19 11:00 | 10 | 19 | 11 |  | 29.02 | 29.02 | - | 2019-10-19 11:00 | 10 | 19 | 11 | W | 26.14 | - | 26.14
2017-10-19 12:00 | 10 | 19 | 12 |  | 33.47 | 33.47 | - | 2018-10-19 12:00 | 10 | 19 | 12 |  | 27.97 | 27.97 | - | 2019-10-19 12:00 | 10 | 19 | 12 | W | 25.07 | - | 25.07
2017-10-19 13:00 | 10 | 19 | 13 |  | 33.72 | 33.72 | - | 2018-10-19 13:00 | 10 | 19 | 13 |  | 27.59 | 27.59 | - | 2019-10-19 13:00 | 10 | 19 | 13 | W | 24.28 | - | 24.28
2017-10-19 14:00 | 10 | 19 | 14 |  | 33.76 | 33.76 | - | 2018-10-19 14:00 | 10 | 19 | 14 |  | 27.03 | 27.03 | - | 2019-10-19 14:00 | 10 | 19 | 14 | W | 23.83 | - | 23.83
2017-10-19 15:00 | 10 | 19 | 15 |  | 33.71 | 33.71 | - | 2018-10-19 15:00 | 10 | 19 | 15 |  | 26.83 | 26.83 | - | 2019-10-19 15:00 | 10 | 19 | 15 | W | 23.33 | - | 23.33
2017-10-19 16:00 | 10 | 19 | 16 |  | 33.66 | 33.66 | - | 2018-10-19 16:00 | 10 | 19 | 16 |  | 26.13 | 26.13 | - | 2019-10-19 16:00 | 10 | 19 | 16 | W | 24.71 | - | 24.71
2017-10-19 17:00 | 10 | 19 | 17 |  | 33.02 | - | 33.02 | 2018-10-19 17:00 | 10 | 19 | 17 |  | 26.6 | - | 26.6 | 2019-10-19 17:00 | 10 | 19 | 17 | W | 26 | - | 26
2017-10-19 18:00 | 10 | 19 | 18 |  | 34 | - | 34 | 2018-10-19 18:00 | 10 | 19 | 18 |  | 30.04 | - | 30.04 | 2019-10-19 18:00 | 10 | 19 | 18 | W | 37.35 | - | 37.35
2017-10-19 19:00 | 10 | 19 | 19 |  | 36.35 | - | 36.35 | 2018-10-19 19:00 | 10 | 19 | 19 |  | 30.56 | - | 30.56 | 2019-10-19 19:00 | 10 | 19 | 19 | W | 38.84 | - | 38.84
2017-10-19 20:00 | 10 | 19 | 20 |  | 32.32 | - | 32.32 | 2018-10-19 20:00 | 10 | 19 | 20 |  | 27.38 | - | 27.38 | 2019-10-19 20:00 | 10 | 19 | 20 | W | 32.37 | - | 32.37
2017-10-19 21:00 | 10 | 19 | 21 |  | 27.79 | - | 27.79 | 2018-10-19 21:00 | 10 | 19 | 21 |  | 25.62 | - | 25.62 | 2019-10-19 21:00 | 10 | 19 | 21 | W | 27.24 | - | 27.24
2017-10-19 22:00 | 10 | 19 | 22 |  | 23.83 | - | 23.83 | 2018-10-19 22:00 | 10 | 19 | 22 |  | 23.69 | - | 23.69 | 2019-10-19 22:00 | 10 | 19 | 22 | W | 23.48 | - | 23.48
2017-10-19 23:00 | 10 | 19 | 23 |  | 22.16 | - | 22.16 | 2018-10-19 23:00 | 10 | 19 | 23 |  | 22.86 | - | 22.86 | 2019-10-19 23:00 | 10 | 19 | 23 | W | 22.17 | - | 22.17
2017-10-20 | 10 | 20 | 0 |  | 21.32 | - | 21.32 | 2018-10-20 | 10 | 20 | 0 | W | 22.59 | - | 22.59 | 2019-10-20 | 10 | 20 | 0 | W | 22.21 | - | 22.21
2017-10-20 01:00 | 10 | 20 | 1 |  | 20.23 | - | 20.23 | 2018-10-20 01:00 | 10 | 20 | 1 | W | 22.57 | - | 22.57 | 2019-10-20 01:00 | 10 | 20 | 1 | W | 20.57 | - | 20.57
2017-10-20 02:00 | 10 | 20 | 2 |  | 19.88 | - | 19.88 | 2018-10-20 02:00 | 10 | 20 | 2 | W | 21.07 | - | 21.07 | 2019-10-20 02:00 | 10 | 20 | 2 | W | 19.77 | - | 19.77
2017-10-20 03:00 | 10 | 20 | 3 |  | 19.97 | - | 19.97 | 2018-10-20 03:00 | 10 | 20 | 3 | W | 20.73 | - | 20.73 | 2019-10-20 03:00 | 10 | 20 | 3 | W | 19.43 | - | 19.43
2017-10-20 04:00 | 10 | 20 | 4 |  | 20.76 | - | 20.76 | 2018-10-20 04:00 | 10 | 20 | 4 | W | 20.82 | - | 20.82 | 2019-10-20 04:00 | 10 | 20 | 4 | W | 20.1 | - | 20.1
2017-10-20 05:00 | 10 | 20 | 5 |  | 22.63 | - | 22.63 | 2018-10-20 05:00 | 10 | 20 | 5 | W | 22.88 | - | 22.88 | 2019-10-20 05:00 | 10 | 20 | 5 | W | 21.38 | - | 21.38
2017-10-20 06:00 | 10 | 20 | 6 |  | 30.43 | - | 30.43 | 2018-10-20 06:00 | 10 | 20 | 6 | W | 23.36 | - | 23.36 | 2019-10-20 06:00 | 10 | 20 | 6 | W | 22.29 | - | 22.29
2017-10-20 07:00 | 10 | 20 | 7 |  | 31.07 | - | 31.07 | 2018-10-20 07:00 | 10 | 20 | 7 | W | 26.68 | - | 26.68 | 2019-10-20 07:00 | 10 | 20 | 7 | W | 23.08 | - | 23.08
2017-10-20 08:00 | 10 | 20 | 8 |  | 28.24 | 28.24 | - | 2018-10-20 08:00 | 10 | 20 | 8 | W | 27.82 | - | 27.82 | 2019-10-20 08:00 | 10 | 20 | 8 | W | 24.17 | - | 24.17
2017-10-20 09:00 | 10 | 20 | 9 |  | 30.74 | 30.74 | - | 2018-10-20 09:00 | 10 | 20 | 9 | W | 29.32 | - | 29.32 | 2019-10-20 09:00 | 10 | 20 | 9 | W | 26.66 | - | 26.66
2017-10-20 10:00 | 10 | 20 | 10 |  | 31.14 | 31.14 | - | 2018-10-20 10:00 | 10 | 20 | 10 | W | 29.37 | - | 29.37 | 2019-10-20 10:00 | 10 | 20 | 10 | W | 26.66 | - | 26.66
2017-10-20 11:00 | 10 | 20 | 11 |  | 31.85 | 31.85 | - | 2018-10-20 11:00 | 10 | 20 | 11 | W | 27.96 | - | 27.96 | 2019-10-20 11:00 | 10 | 20 | 11 | W | 26.46 | - | 26.46
2017-10-20 12:00 | 10 | 20 | 12 |  | 31.69 | 31.69 | - | 2018-10-20 12:00 | 10 | 20 | 12 | W | 25.77 | - | 25.77 | 2019-10-20 12:00 | 10 | 20 | 12 | W | 25.28 | - | 25.28
2017-10-20 13:00 | 10 | 20 | 13 |  | 31.87 | 31.87 | - | 2018-10-20 13:00 | 10 | 20 | 13 | W | 24.78 | - | 24.78 | 2019-10-20 13:00 | 10 | 20 | 13 | W | 25.16 | - | 25.16
2017-10-20 14:00 | 10 | 20 | 14 |  | 31.64 | 31.64 | - | 2018-10-20 14:00 | 10 | 20 | 14 | W | 24.27 | - | 24.27 | 2019-10-20 14:00 | 10 | 20 | 14 | W | 25.54 | - | 25.54
2017-10-20 15:00 | 10 | 20 | 15 |  | 31.73 | 31.73 | - | 2018-10-20 15:00 | 10 | 20 | 15 | W | 23.95 | - | 23.95 | 2019-10-20 15:00 | 10 | 20 | 15 | W | 25.19 | - | 25.19
2017-10-20 16:00 | 10 | 20 | 16 |  | 30.69 | 30.69 | - | 2018-10-20 16:00 | 10 | 20 | 16 | W | 24.22 | - | 24.22 | 2019-10-20 16:00 | 10 | 20 | 16 | W | 28.19 | - | 28.19
2017-10-20 17:00 | 10 | 20 | 17 |  | 30.35 | - | 30.35 | 2018-10-20 17:00 | 10 | 20 | 17 | W | 25.67 | - | 25.67 | 2019-10-20 17:00 | 10 | 20 | 17 | W | 33.38 | - | 33.38
2017-10-20 18:00 | 10 | 20 | 18 |  | 30.43 | - | 30.43 | 2018-10-20 18:00 | 10 | 20 | 18 | W | 34.81 | - | 34.81 | 2019-10-20 18:00 | 10 | 20 | 18 | W | 42.62 | - | 42.62
2017-10-20 19:00 | 10 | 20 | 19 |  | 30.92 | - | 30.92 | 2018-10-20 19:00 | 10 | 20 | 19 | W | 34.3 | - | 34.3 | 2019-10-20 19:00 | 10 | 20 | 19 | W | 47.3 | - | 47.3
2017-10-20 20:00 | 10 | 20 | 20 |  | 27.91 | - | 27.91 | 2018-10-20 20:00 | 10 | 20 | 20 | W | 30.76 | - | 30.76 | 2019-10-20 20:00 | 10 | 20 | 20 | W | 37.95 | - | 37.95
2017-10-20 21:00 | 10 | 20 | 21 |  | 26.51 | - | 26.51 | 2018-10-20 21:00 | 10 | 20 | 21 | W | 27.28 | - | 27.28 | 2019-10-20 21:00 | 10 | 20 | 21 | W | 31.15 | - | 31.15
2017-10-20 22:00 | 10 | 20 | 22 |  | 23.5 | - | 23.5 | 2018-10-20 22:00 | 10 | 20 | 22 | W | 25.35 | - | 25.35 | 2019-10-20 22:00 | 10 | 20 | 22 | W | 26.09 | - | 26.09
2017-10-20 23:00 | 10 | 20 | 23 |  | 21.47 | - | 21.47 | 2018-10-20 23:00 | 10 | 20 | 23 | W | 24.32 | - | 24.32 | 2019-10-20 23:00 | 10 | 20 | 23 | W | 23.13 | - | 23.13
2017-10-21 | 10 | 21 | 0 | W | 20.19 | - | 20.19 | 2018-10-21 | 10 | 21 | 0 | W | 24.47 | - | 24.47 | 2019-10-21 | 10 | 21 | 0 |  | 24.25 | - | 24.25
2017-10-21 01:00 | 10 | 21 | 1 | W | 18.58 | - | 18.58 | 2018-10-21 01:00 | 10 | 21 | 1 | W | 24.12 | - | 24.12 | 2019-10-21 01:00 | 10 | 21 | 1 |  | 23.33 | - | 23.33
2017-10-21 02:00 | 10 | 21 | 2 | W | 18.05 | - | 18.05 | 2018-10-21 02:00 | 10 | 21 | 2 | W | 23.96 | - | 23.96 | 2019-10-21 02:00 | 10 | 21 | 2 |  | 22.64 | - | 22.64
2017-10-21 03:00 | 10 | 21 | 3 | W | 17.58 | - | 17.58 | 2018-10-21 03:00 | 10 | 21 | 3 | W | 23.69 | - | 23.69 | 2019-10-21 03:00 | 10 | 21 | 3 |  | 22.36 | - | 22.36
2017-10-21 04:00 | 10 | 21 | 4 | W | 18.17 | - | 18.17 | 2018-10-21 04:00 | 10 | 21 | 4 | W | 24 | - | 24 | 2019-10-21 04:00 | 10 | 21 | 4 |  | 23.71 | - | 23.71
2017-10-21 05:00 | 10 | 21 | 5 | W | 19.04 | - | 19.04 | 2018-10-21 05:00 | 10 | 21 | 5 | W | 25.62 | - | 25.62 | 2019-10-21 05:00 | 10 | 21 | 5 |  | 29.63 | - | 29.63
2017-10-21 06:00 | 10 | 21 | 6 | W | 20.93 | - | 20.93 | 2018-10-21 06:00 | 10 | 21 | 6 | W | 27.47 | - | 27.47 | 2019-10-21 06:00 | 10 | 21 | 6 |  | 41.01 | - | 41.01
2017-10-21 07:00 | 10 | 21 | 7 | W | 21.48 | - | 21.48 | 2018-10-21 07:00 | 10 | 21 | 7 | W | 30.14 | - | 30.14 | 2019-10-21 07:00 | 10 | 21 | 7 |  | 40.23 | - | 40.23
2017-10-21 08:00 | 10 | 21 | 8 | W | 23.02 | - | 23.02 | 2018-10-21 08:00 | 10 | 21 | 8 | W | 32.36 | - | 32.36 | 2019-10-21 08:00 | 10 | 21 | 8 |  | 35.11 | 35.11 | -
2017-10-21 09:00 | 10 | 21 | 9 | W | 25.48 | - | 25.48 | 2018-10-21 09:00 | 10 | 21 | 9 | W | 32.32 | - | 32.32 | 2019-10-21 09:00 | 10 | 21 | 9 |  | 35.11 | 35.11 | -
2017-10-21 10:00 | 10 | 21 | 10 | W | 26.46 | - | 26.46 | 2018-10-21 10:00 | 10 | 21 | 10 | W | 31.07 | - | 31.07 | 2019-10-21 10:00 | 10 | 21 | 10 |  | 35.3 | 35.3 | -
2017-10-21 11:00 | 10 | 21 | 11 | W | 27.36 | - | 27.36 | 2018-10-21 11:00 | 10 | 21 | 11 | W | 28.98 | - | 28.98 | 2019-10-21 11:00 | 10 | 21 | 11 |  | 34.74 | 34.74 | -
2017-10-21 12:00 | 10 | 21 | 12 | W | 27.78 | - | 27.78 | 2018-10-21 12:00 | 10 | 21 | 12 | W | 27.58 | - | 27.58 | 2019-10-21 12:00 | 10 | 21 | 12 |  | 34.66 | 34.66 | -
2017-10-21 13:00 | 10 | 21 | 13 | W | 28.58 | - | 28.58 | 2018-10-21 13:00 | 10 | 21 | 13 | W | 25.95 | - | 25.95 | 2019-10-21 13:00 | 10 | 21 | 13 |  | 35.92 | 35.92 | -
2017-10-21 14:00 | 10 | 21 | 14 | W | 28.67 | - | 28.67 | 2018-10-21 14:00 | 10 | 21 | 14 | W | 25.66 | - | 25.66 | 2019-10-21 14:00 | 10 | 21 | 14 |  | 36.35 | 36.35 | -
2017-10-21 15:00 | 10 | 21 | 15 | W | 29.57 | - | 29.57 | 2018-10-21 15:00 | 10 | 21 | 15 | W | 25.75 | - | 25.75 | 2019-10-21 15:00 | 10 | 21 | 15 |  | 35.73 | 35.73 | -
2017-10-21 16:00 | 10 | 21 | 16 | W | 30.32 | - | 30.32 | 2018-10-21 16:00 | 10 | 21 | 16 | W | 27.59 | - | 27.59 | 2019-10-21 16:00 | 10 | 21 | 16 |  | 35.73 | 35.73 | -
2017-10-21 17:00 | 10 | 21 | 17 | W | 27.79 | - | 27.79 | 2018-10-21 17:00 | 10 | 21 | 17 | W | 36.45 | - | 36.45 | 2019-10-21 17:00 | 10 | 21 | 17 |  | 37.78 | - | 37.78
2017-10-21 18:00 | 10 | 21 | 18 | W | 30.64 | - | 30.64 | 2018-10-21 18:00 | 10 | 21 | 18 | W | 44.66 | - | 44.66 | 2019-10-21 18:00 | 10 | 21 | 18 |  | 42.2 | - | 42.2
2017-10-21 19:00 | 10 | 21 | 19 | W | 30.13 | - | 30.13 | 2018-10-21 19:00 | 10 | 21 | 19 | W | 48.14 | - | 48.14 | 2019-10-21 19:00 | 10 | 21 | 19 |  | 48.32 | - | 48.32
2017-10-21 20:00 | 10 | 21 | 20 | W | 25.58 | - | 25.58 | 2018-10-21 20:00 | 10 | 21 | 20 | W | 42.12 | - | 42.12 | 2019-10-21 20:00 | 10 | 21 | 20 |  | 38.22 | - | 38.22
2017-10-21 21:00 | 10 | 21 | 21 | W | 23.69 | - | 23.69 | 2018-10-21 21:00 | 10 | 21 | 21 | W | 39.2 | - | 39.2 | 2019-10-21 21:00 | 10 | 21 | 21 |  | 34.33 | - | 34.33
2017-10-21 22:00 | 10 | 21 | 22 | W | 21.38 | - | 21.38 | 2018-10-21 22:00 | 10 | 21 | 22 | W | 28.08 | - | 28.08 | 2019-10-21 22:00 | 10 | 21 | 22 |  | 28.92 | - | 28.92
2017-10-21 23:00 | 10 | 21 | 23 | W | 19.7 | - | 19.7 | 2018-10-21 23:00 | 10 | 21 | 23 | W | 27.08 | - | 27.08 | 2019-10-21 23:00 | 10 | 21 | 23 |  | 24.6 | - | 24.6
2017-10-22 | 10 | 22 | 0 | W | 19.26 | - | 19.26 | 2018-10-22 | 10 | 22 | 0 |  | 29.87 | - | 29.87 | 2019-10-22 | 10 | 22 | 0 |  | 23.26 | - | 23.26
2017-10-22 01:00 | 10 | 22 | 1 | W | 18.09 | - | 18.09 | 2018-10-22 01:00 | 10 | 22 | 1 |  | 28.97 | - | 28.97 | 2019-10-22 01:00 | 10 | 22 | 1 |  | 22.17 | - | 22.17
2017-10-22 02:00 | 10 | 22 | 2 | W | 16.93 | - | 16.93 | 2018-10-22 02:00 | 10 | 22 | 2 |  | 28.95 | - | 28.95 | 2019-10-22 02:00 | 10 | 22 | 2 |  | 21.43 | - | 21.43
2017-10-22 03:00 | 10 | 22 | 3 | W | 16.32 | - | 16.32 | 2018-10-22 03:00 | 10 | 22 | 3 |  | 29.57 | - | 29.57 | 2019-10-22 03:00 | 10 | 22 | 3 |  | 21.14 | - | 21.14
2017-10-22 04:00 | 10 | 22 | 4 | W | 16.25 | - | 16.25 | 2018-10-22 04:00 | 10 | 22 | 4 |  | 31.13 | - | 31.13 | 2019-10-22 04:00 | 10 | 22 | 4 |  | 22.78 | - | 22.78
2017-10-22 05:00 | 10 | 22 | 5 | W | 17.5 | - | 17.5 | 2018-10-22 05:00 | 10 | 22 | 5 |  | 45.47 | - | 45.47 | 2019-10-22 05:00 | 10 | 22 | 5 |  | 28.15 | - | 28.15
2017-10-22 06:00 | 10 | 22 | 6 | W | 18.84 | - | 18.84 | 2018-10-22 06:00 | 10 | 22 | 6 |  | 56.65 | - | 56.65 | 2019-10-22 06:00 | 10 | 22 | 6 |  | 40.51 | - | 40.51
2017-10-22 07:00 | 10 | 22 | 7 | W | 19.63 | - | 19.63 | 2018-10-22 07:00 | 10 | 22 | 7 |  | 60.87 | - | 60.87 | 2019-10-22 07:00 | 10 | 22 | 7 |  | 39.44 | - | 39.44
2017-10-22 08:00 | 10 | 22 | 8 | W | 19.94 | - | 19.94 | 2018-10-22 08:00 | 10 | 22 | 8 |  | 55.85 | 55.85 | - | 2019-10-22 08:00 | 10 | 22 | 8 |  | 35.22 | 35.22 | -
2017-10-22 09:00 | 10 | 22 | 9 | W | 22.11 | - | 22.11 | 2018-10-22 09:00 | 10 | 22 | 9 |  | 50.54 | 50.54 | - | 2019-10-22 09:00 | 10 | 22 | 9 |  | 36.18 | 36.18 | -
2017-10-22 10:00 | 10 | 22 | 10 | W | 22.65 | - | 22.65 | 2018-10-22 10:00 | 10 | 22 | 10 |  | 45.7 | 45.7 | - | 2019-10-22 10:00 | 10 | 22 | 10 |  | 37.66 | 37.66 | -
2017-10-22 11:00 | 10 | 22 | 11 | W | 23.13 | - | 23.13 | 2018-10-22 11:00 | 10 | 22 | 11 |  | 41.44 | 41.44 | - | 2019-10-22 11:00 | 10 | 22 | 11 |  | 36.48 | 36.48 | -
2017-10-22 12:00 | 10 | 22 | 12 | W | 23.94 | - | 23.94 | 2018-10-22 12:00 | 10 | 22 | 12 |  | 38.93 | 38.93 | - | 2019-10-22 12:00 | 10 | 22 | 12 |  | 35.52 | 35.52 | -
2017-10-22 13:00 | 10 | 22 | 13 | W | 24.57 | - | 24.57 | 2018-10-22 13:00 | 10 | 22 | 13 |  | 36.52 | 36.52 | - | 2019-10-22 13:00 | 10 | 22 | 13 |  | 35.26 | 35.26 | -
2017-10-22 14:00 | 10 | 22 | 14 | W | 25.25 | - | 25.25 | 2018-10-22 14:00 | 10 | 22 | 14 |  | 34.32 | 34.32 | - | 2019-10-22 14:00 | 10 | 22 | 14 |  | 34.26 | 34.26 | -
2017-10-22 15:00 | 10 | 22 | 15 | W | 25.88 | - | 25.88 | 2018-10-22 15:00 | 10 | 22 | 15 |  | 32.72 | 32.72 | - | 2019-10-22 15:00 | 10 | 22 | 15 |  | 34.3 | 34.3 | -
2017-10-22 16:00 | 10 | 22 | 16 | W | 27.41 | - | 27.41 | 2018-10-22 16:00 | 10 | 22 | 16 |  | 33.25 | 33.25 | - | 2019-10-22 16:00 | 10 | 22 | 16 |  | 34.7 | 34.7 | -
2017-10-22 17:00 | 10 | 22 | 17 | W | 29.2 | - | 29.2 | 2018-10-22 17:00 | 10 | 22 | 17 |  | 36.15 | - | 36.15 | 2019-10-22 17:00 | 10 | 22 | 17 |  | 36.03 | - | 36.03
2017-10-22 18:00 | 10 | 22 | 18 | W | 33.5 | - | 33.5 | 2018-10-22 18:00 | 10 | 22 | 18 |  | 43.45 | - | 43.45 | 2019-10-22 18:00 | 10 | 22 | 18 |  | 41.62 | - | 41.62
2017-10-22 19:00 | 10 | 22 | 19 | W | 40.38 | - | 40.38 | 2018-10-22 19:00 | 10 | 22 | 19 |  | 46.18 | - | 46.18 | 2019-10-22 19:00 | 10 | 22 | 19 |  | 42.46 | - | 42.46
2017-10-22 20:00 | 10 | 22 | 20 | W | 29.38 | - | 29.38 | 2018-10-22 20:00 | 10 | 22 | 20 |  | 43.25 | - | 43.25 | 2019-10-22 20:00 | 10 | 22 | 20 |  | 35.85 | - | 35.85
2017-10-22 21:00 | 10 | 22 | 21 | W | 27.12 | - | 27.12 | 2018-10-22 21:00 | 10 | 22 | 21 |  | 36.09 | - | 36.09 | 2019-10-22 21:00 | 10 | 22 | 21 |  | 30.44 | - | 30.44
2017-10-22 22:00 | 10 | 22 | 22 | W | 22.83 | - | 22.83 | 2018-10-22 22:00 | 10 | 22 | 22 |  | 29.27 | - | 29.27 | 2019-10-22 22:00 | 10 | 22 | 22 |  | 27.06 | - | 27.06
2017-10-22 23:00 | 10 | 22 | 23 | W | 21.04 | - | 21.04 | 2018-10-22 23:00 | 10 | 22 | 23 |  | 29.1 | - | 29.1 | 2019-10-22 23:00 | 10 | 22 | 23 |  | 23.71 | - | 23.71
2017-10-23 | 10 | 23 | 0 |  | 20.23 | - | 20.23 | 2018-10-23 | 10 | 23 | 0 |  | 24.64 | - | 24.64 | 2019-10-23 | 10 | 23 | 0 |  | 22.86 | - | 22.86
2017-10-23 01:00 | 10 | 23 | 1 |  | 19.09 | - | 19.09 | 2018-10-23 01:00 | 10 | 23 | 1 |  | 24.13 | - | 24.13 | 2019-10-23 01:00 | 10 | 23 | 1 |  | 22.46 | - | 22.46
2017-10-23 02:00 | 10 | 23 | 2 |  | 18.35 | - | 18.35 | 2018-10-23 02:00 | 10 | 23 | 2 |  | 23.59 | - | 23.59 | 2019-10-23 02:00 | 10 | 23 | 2 |  | 21.81 | - | 21.81
2017-10-23 03:00 | 10 | 23 | 3 |  | 18.18 | - | 18.18 | 2018-10-23 03:00 | 10 | 23 | 3 |  | 23.66 | - | 23.66 | 2019-10-23 03:00 | 10 | 23 | 3 |  | 21.71 | - | 21.71
2017-10-23 04:00 | 10 | 23 | 4 |  | 18.94 | - | 18.94 | 2018-10-23 04:00 | 10 | 23 | 4 |  | 24.56 | - | 24.56 | 2019-10-23 04:00 | 10 | 23 | 4 |  | 22.9 | - | 22.9
2017-10-23 05:00 | 10 | 23 | 5 |  | 20.96 | - | 20.96 | 2018-10-23 05:00 | 10 | 23 | 5 |  | 27.88 | - | 27.88 | 2019-10-23 05:00 | 10 | 23 | 5 |  | 29.06 | - | 29.06
2017-10-23 06:00 | 10 | 23 | 6 |  | 30.7 | - | 30.7 | 2018-10-23 06:00 | 10 | 23 | 6 |  | 41.91 | - | 41.91 | 2019-10-23 06:00 | 10 | 23 | 6 |  | 40.45 | - | 40.45
2017-10-23 07:00 | 10 | 23 | 7 |  | 30.53 | - | 30.53 | 2018-10-23 07:00 | 10 | 23 | 7 |  | 44.1 | - | 44.1 | 2019-10-23 07:00 | 10 | 23 | 7 |  | 38.45 | - | 38.45
2017-10-23 08:00 | 10 | 23 | 8 |  | 29.33 | 29.33 | - | 2018-10-23 08:00 | 10 | 23 | 8 |  | 37.89 | 37.89 | - | 2019-10-23 08:00 | 10 | 23 | 8 |  | 31.58 | 31.58 | -
2017-10-23 09:00 | 10 | 23 | 9 |  | 31.52 | 31.52 | - | 2018-10-23 09:00 | 10 | 23 | 9 |  | 35.08 | 35.08 | - | 2019-10-23 09:00 | 10 | 23 | 9 |  | 29.95 | 29.95 | -
2017-10-23 10:00 | 10 | 23 | 10 |  | 33.17 | 33.17 | - | 2018-10-23 10:00 | 10 | 23 | 10 |  | 37.13 | 37.13 | - | 2019-10-23 10:00 | 10 | 23 | 10 |  | 31.8 | 31.8 | -
2017-10-23 11:00 | 10 | 23 | 11 |  | 32.5 | 32.5 | - | 2018-10-23 11:00 | 10 | 23 | 11 |  | 35.61 | 35.61 | - | 2019-10-23 11:00 | 10 | 23 | 11 |  | 29.49 | 29.49 | -
2017-10-23 12:00 | 10 | 23 | 12 |  | 32.37 | 32.37 | - | 2018-10-23 12:00 | 10 | 23 | 12 |  | 34.51 | 34.51 | - | 2019-10-23 12:00 | 10 | 23 | 12 |  | 29.88 | 29.88 | -
2017-10-23 13:00 | 10 | 23 | 13 |  | 33.35 | 33.35 | - | 2018-10-23 13:00 | 10 | 23 | 13 |  | 33.42 | 33.42 | - | 2019-10-23 13:00 | 10 | 23 | 13 |  | 28.65 | 28.65 | -
2017-10-23 14:00 | 10 | 23 | 14 |  | 33.33 | 33.33 | - | 2018-10-23 14:00 | 10 | 23 | 14 |  | 32.74 | 32.74 | - | 2019-10-23 14:00 | 10 | 23 | 14 |  | 26.88 | 26.88 | -
2017-10-23 15:00 | 10 | 23 | 15 |  | 32.95 | 32.95 | - | 2018-10-23 15:00 | 10 | 23 | 15 |  | 31.03 | 31.03 | - | 2019-10-23 15:00 | 10 | 23 | 15 |  | 26.02 | 26.02 | -
2017-10-23 16:00 | 10 | 23 | 16 |  | 32.66 | 32.66 | - | 2018-10-23 16:00 | 10 | 23 | 16 |  | 32.74 | 32.74 | - | 2019-10-23 16:00 | 10 | 23 | 16 |  | 26.79 | 26.79 | -
2017-10-23 17:00 | 10 | 23 | 17 |  | 32 | - | 32 | 2018-10-23 17:00 | 10 | 23 | 17 |  | 38.14 | - | 38.14 | 2019-10-23 17:00 | 10 | 23 | 17 |  | 27.02 | - | 27.02
2017-10-23 18:00 | 10 | 23 | 18 |  | 37.03 | - | 37.03 | 2018-10-23 18:00 | 10 | 23 | 18 |  | 40.54 | - | 40.54 | 2019-10-23 18:00 | 10 | 23 | 18 |  | 34.38 | - | 34.38
2017-10-23 19:00 | 10 | 23 | 19 |  | 43.21 | - | 43.21 | 2018-10-23 19:00 | 10 | 23 | 19 |  | 48.65 | - | 48.65 | 2019-10-23 19:00 | 10 | 23 | 19 |  | 37.47 | - | 37.47
2017-10-23 20:00 | 10 | 23 | 20 |  | 31.13 | - | 31.13 | 2018-10-23 20:00 | 10 | 23 | 20 |  | 44.93 | - | 44.93 | 2019-10-23 20:00 | 10 | 23 | 20 |  | 31.47 | - | 31.47
2017-10-23 21:00 | 10 | 23 | 21 |  | 28.5 | - | 28.5 | 2018-10-23 21:00 | 10 | 23 | 21 |  | 35.67 | - | 35.67 | 2019-10-23 21:00 | 10 | 23 | 21 |  | 27.75 | - | 27.75
2017-10-23 22:00 | 10 | 23 | 22 |  | 23.39 | - | 23.39 | 2018-10-23 22:00 | 10 | 23 | 22 |  | 28.72 | - | 28.72 | 2019-10-23 22:00 | 10 | 23 | 22 |  | 24.72 | - | 24.72
2017-10-23 23:00 | 10 | 23 | 23 |  | 21.31 | - | 21.31 | 2018-10-23 23:00 | 10 | 23 | 23 |  | 27.08 | - | 27.08 | 2019-10-23 23:00 | 10 | 23 | 23 |  | 23.42 | - | 23.42
2017-10-24 | 10 | 24 | 0 |  | 21.06 | - | 21.06 | 2018-10-24 | 10 | 24 | 0 |  | 26.94 | - | 26.94 | 2019-10-24 | 10 | 24 | 0 |  | 22.8 | - | 22.8
2017-10-24 01:00 | 10 | 24 | 1 |  | 20.05 | - | 20.05 | 2018-10-24 01:00 | 10 | 24 | 1 |  | 27.27 | - | 27.27 | 2019-10-24 01:00 | 10 | 24 | 1 |  | 22.65 | - | 22.65
2017-10-24 02:00 | 10 | 24 | 2 |  | 19.62 | - | 19.62 | 2018-10-24 02:00 | 10 | 24 | 2 |  | 27 | - | 27 | 2019-10-24 02:00 | 10 | 24 | 2 |  | 22.33 | - | 22.33
2017-10-24 03:00 | 10 | 24 | 3 |  | 19.19 | - | 19.19 | 2018-10-24 03:00 | 10 | 24 | 3 |  | 26.81 | - | 26.81 | 2019-10-24 03:00 | 10 | 24 | 3 |  | 22.53 | - | 22.53
2017-10-24 04:00 | 10 | 24 | 4 |  | 20.05 | - | 20.05 | 2018-10-24 04:00 | 10 | 24 | 4 |  | 27.41 | - | 27.41 | 2019-10-24 04:00 | 10 | 24 | 4 |  | 24.16 | - | 24.16
2017-10-24 05:00 | 10 | 24 | 5 |  | 22.3 | - | 22.3 | 2018-10-24 05:00 | 10 | 24 | 5 |  | 29.99 | - | 29.99 | 2019-10-24 05:00 | 10 | 24 | 5 |  | 32.62 | - | 32.62
2017-10-24 06:00 | 10 | 24 | 6 |  | 34.81 | - | 34.81 | 2018-10-24 06:00 | 10 | 24 | 6 |  | 49.14 | - | 49.14 | 2019-10-24 06:00 | 10 | 24 | 6 |  | 53.87 | - | 53.87
2017-10-24 07:00 | 10 | 24 | 7 |  | 34.42 | - | 34.42 | 2018-10-24 07:00 | 10 | 24 | 7 |  | 47.96 | - | 47.96 | 2019-10-24 07:00 | 10 | 24 | 7 |  | 47.78 | - | 47.78
2017-10-24 08:00 | 10 | 24 | 8 |  | 32.97 | 32.97 | - | 2018-10-24 08:00 | 10 | 24 | 8 |  | 39.89 | 39.89 | - | 2019-10-24 08:00 | 10 | 24 | 8 |  | 35.84 | 35.84 | -
2017-10-24 09:00 | 10 | 24 | 9 |  | 34.27 | 34.27 | - | 2018-10-24 09:00 | 10 | 24 | 9 |  | 42.02 | 42.02 | - | 2019-10-24 09:00 | 10 | 24 | 9 |  | 34.65 | 34.65 | -
2017-10-24 10:00 | 10 | 24 | 10 |  | 34.21 | 34.21 | - | 2018-10-24 10:00 | 10 | 24 | 10 |  | 44.39 | 44.39 | - | 2019-10-24 10:00 | 10 | 24 | 10 |  | 33.37 | 33.37 | -
2017-10-24 11:00 | 10 | 24 | 11 |  | 34.19 | 34.19 | - | 2018-10-24 11:00 | 10 | 24 | 11 |  | 37.09 | 37.09 | - | 2019-10-24 11:00 | 10 | 24 | 11 |  | 30.95 | 30.95 | -
2017-10-24 12:00 | 10 | 24 | 12 |  | 34.21 | 34.21 | - | 2018-10-24 12:00 | 10 | 24 | 12 |  | 35.65 | 35.65 | - | 2019-10-24 12:00 | 10 | 24 | 12 |  | 32.88 | 32.88 | -
2017-10-24 13:00 | 10 | 24 | 13 |  | 33.5 | 33.5 | - | 2018-10-24 13:00 | 10 | 24 | 13 |  | 33.12 | 33.12 | - | 2019-10-24 13:00 | 10 | 24 | 13 |  | 32.89 | 32.89 | -
2017-10-24 14:00 | 10 | 24 | 14 |  | 33.61 | 33.61 | - | 2018-10-24 14:00 | 10 | 24 | 14 |  | 31.34 | 31.34 | - | 2019-10-24 14:00 | 10 | 24 | 14 |  | 32.38 | 32.38 | -
2017-10-24 15:00 | 10 | 24 | 15 |  | 33.67 | 33.67 | - | 2018-10-24 15:00 | 10 | 24 | 15 |  | 29.64 | 29.64 | - | 2019-10-24 15:00 | 10 | 24 | 15 |  | 30.73 | 30.73 | -
2017-10-24 16:00 | 10 | 24 | 16 |  | 33.56 | 33.56 | - | 2018-10-24 16:00 | 10 | 24 | 16 |  | 30.85 | 30.85 | - | 2019-10-24 16:00 | 10 | 24 | 16 |  | 32.27 | 32.27 | -
2017-10-24 17:00 | 10 | 24 | 17 |  | 34.16 | - | 34.16 | 2018-10-24 17:00 | 10 | 24 | 17 |  | 35.73 | - | 35.73 | 2019-10-24 17:00 | 10 | 24 | 17 |  | 32.94 | - | 32.94
2017-10-24 18:00 | 10 | 24 | 18 |  | 44.37 | - | 44.37 | 2018-10-24 18:00 | 10 | 24 | 18 |  | 45.18 | - | 45.18 | 2019-10-24 18:00 | 10 | 24 | 18 |  | 39.09 | - | 39.09
2017-10-24 19:00 | 10 | 24 | 19 |  | 45.87 | - | 45.87 | 2018-10-24 19:00 | 10 | 24 | 19 |  | 48.15 | - | 48.15 | 2019-10-24 19:00 | 10 | 24 | 19 |  | 40.94 | - | 40.94
2017-10-24 20:00 | 10 | 24 | 20 |  | 33.66 | - | 33.66 | 2018-10-24 20:00 | 10 | 24 | 20 |  | 40.41 | - | 40.41 | 2019-10-24 20:00 | 10 | 24 | 20 |  | 35.22 | - | 35.22
2017-10-24 21:00 | 10 | 24 | 21 |  | 30.01 | - | 30.01 | 2018-10-24 21:00 | 10 | 24 | 21 |  | 38.91 | - | 38.91 | 2019-10-24 21:00 | 10 | 24 | 21 |  | 29.31 | - | 29.31
2017-10-24 22:00 | 10 | 24 | 22 |  | 25.19 | - | 25.19 | 2018-10-24 22:00 | 10 | 24 | 22 |  | 31.55 | - | 31.55 | 2019-10-24 22:00 | 10 | 24 | 22 |  | 27.82 | - | 27.82
2017-10-24 23:00 | 10 | 24 | 23 |  | 22.77 | - | 22.77 | 2018-10-24 23:00 | 10 | 24 | 23 |  | 29.99 | - | 29.99 | 2019-10-24 23:00 | 10 | 24 | 23 |  | 24.37 | - | 24.37
2017-10-25 | 10 | 25 | 0 |  | 22.22 | - | 22.22 | 2018-10-25 | 10 | 25 | 0 |  | 29.06 | - | 29.06 | 2019-10-25 | 10 | 25 | 0 |  | 26.65 | - | 26.65
2017-10-25 01:00 | 10 | 25 | 1 |  | 21.82 | - | 21.82 | 2018-10-25 01:00 | 10 | 25 | 1 |  | 28.14 | - | 28.14 | 2019-10-25 01:00 | 10 | 25 | 1 |  | 25.08 | - | 25.08
2017-10-25 02:00 | 10 | 25 | 2 |  | 21.09 | - | 21.09 | 2018-10-25 02:00 | 10 | 25 | 2 |  | 27.92 | - | 27.92 | 2019-10-25 02:00 | 10 | 25 | 2 |  | 24.75 | - | 24.75
2017-10-25 03:00 | 10 | 25 | 3 |  | 20.94 | - | 20.94 | 2018-10-25 03:00 | 10 | 25 | 3 |  | 28.17 | - | 28.17 | 2019-10-25 03:00 | 10 | 25 | 3 |  | 24.76 | - | 24.76
2017-10-25 04:00 | 10 | 25 | 4 |  | 21.89 | - | 21.89 | 2018-10-25 04:00 | 10 | 25 | 4 |  | 29.21 | - | 29.21 | 2019-10-25 04:00 | 10 | 25 | 4 |  | 26.39 | - | 26.39
2017-10-25 05:00 | 10 | 25 | 5 |  | 24.62 | - | 24.62 | 2018-10-25 05:00 | 10 | 25 | 5 |  | 33.98 | - | 33.98 | 2019-10-25 05:00 | 10 | 25 | 5 |  | 28.33 | - | 28.33
2017-10-25 06:00 | 10 | 25 | 6 |  | 36.68 | - | 36.68 | 2018-10-25 06:00 | 10 | 25 | 6 |  | 61.08 | - | 61.08 | 2019-10-25 06:00 | 10 | 25 | 6 |  | 42.93 | - | 42.93
2017-10-25 07:00 | 10 | 25 | 7 |  | 37.41 | - | 37.41 | 2018-10-25 07:00 | 10 | 25 | 7 |  | 66.94 | - | 66.94 | 2019-10-25 07:00 | 10 | 25 | 7 |  | 41.7 | - | 41.7
2017-10-25 08:00 | 10 | 25 | 8 |  | 33.71 | 33.71 | - | 2018-10-25 08:00 | 10 | 25 | 8 |  | 47.92 | 47.92 | - | 2019-10-25 08:00 | 10 | 25 | 8 |  | 35.59 | 35.59 | -
2017-10-25 09:00 | 10 | 25 | 9 |  | 34.7 | 34.7 | - | 2018-10-25 09:00 | 10 | 25 | 9 |  | 45.67 | 45.67 | - | 2019-10-25 09:00 | 10 | 25 | 9 |  | 34.17 | 34.17 | -
2017-10-25 10:00 | 10 | 25 | 10 |  | 36.23 | 36.23 | - | 2018-10-25 10:00 | 10 | 25 | 10 |  | 46.12 | 46.12 | - | 2019-10-25 10:00 | 10 | 25 | 10 |  | 33.84 | 33.84 | -
2017-10-25 11:00 | 10 | 25 | 11 |  | 34.24 | 34.24 | - | 2018-10-25 11:00 | 10 | 25 | 11 |  | 46.12 | 46.12 | - | 2019-10-25 11:00 | 10 | 25 | 11 |  | 31.43 | 31.43 | -
2017-10-25 12:00 | 10 | 25 | 12 |  | 31.77 | 31.77 | - | 2018-10-25 12:00 | 10 | 25 | 12 |  | 40.01 | 40.01 | - | 2019-10-25 12:00 | 10 | 25 | 12 |  | 31.39 | 31.39 | -
2017-10-25 13:00 | 10 | 25 | 13 |  | 31.29 | 31.29 | - | 2018-10-25 13:00 | 10 | 25 | 13 |  | 38.96 | 38.96 | - | 2019-10-25 13:00 | 10 | 25 | 13 |  | 31.79 | 31.79 | -
2017-10-25 14:00 | 10 | 25 | 14 |  | 30.6 | 30.6 | - | 2018-10-25 14:00 | 10 | 25 | 14 |  | 36.57 | 36.57 | - | 2019-10-25 14:00 | 10 | 25 | 14 |  | 30.94 | 30.94 | -
2017-10-25 15:00 | 10 | 25 | 15 |  | 30.47 | 30.47 | - | 2018-10-25 15:00 | 10 | 25 | 15 |  | 33.8 | 33.8 | - | 2019-10-25 15:00 | 10 | 25 | 15 |  | 28.49 | 28.49 | -
2017-10-25 16:00 | 10 | 25 | 16 |  | 30.62 | 30.62 | - | 2018-10-25 16:00 | 10 | 25 | 16 |  | 35.4 | 35.4 | - | 2019-10-25 16:00 | 10 | 25 | 16 |  | 30.49 | 30.49 | -
2017-10-25 17:00 | 10 | 25 | 17 |  | 32.28 | - | 32.28 | 2018-10-25 17:00 | 10 | 25 | 17 |  | 42.81 | - | 42.81 | 2019-10-25 17:00 | 10 | 25 | 17 |  | 30.31 | - | 30.31
2017-10-25 18:00 | 10 | 25 | 18 |  | 43.32 | - | 43.32 | 2018-10-25 18:00 | 10 | 25 | 18 |  | 50.37 | - | 50.37 | 2019-10-25 18:00 | 10 | 25 | 18 |  | 33.28 | - | 33.28
2017-10-25 19:00 | 10 | 25 | 19 |  | 46.45 | - | 46.45 | 2018-10-25 19:00 | 10 | 25 | 19 |  | 55.52 | - | 55.52 | 2019-10-25 19:00 | 10 | 25 | 19 |  | 34.27 | - | 34.27
2017-10-25 20:00 | 10 | 25 | 20 |  | 35.94 | - | 35.94 | 2018-10-25 20:00 | 10 | 25 | 20 |  | 45.35 | - | 45.35 | 2019-10-25 20:00 | 10 | 25 | 20 |  | 31.6 | - | 31.6
2017-10-25 21:00 | 10 | 25 | 21 |  | 33.05 | - | 33.05 | 2018-10-25 21:00 | 10 | 25 | 21 |  | 39.49 | - | 39.49 | 2019-10-25 21:00 | 10 | 25 | 21 |  | 27.03 | - | 27.03
2017-10-25 22:00 | 10 | 25 | 22 |  | 26.6 | - | 26.6 | 2018-10-25 22:00 | 10 | 25 | 22 |  | 31.53 | - | 31.53 | 2019-10-25 22:00 | 10 | 25 | 22 |  | 24.86 | - | 24.86
2017-10-25 23:00 | 10 | 25 | 23 |  | 24.61 | - | 24.61 | 2018-10-25 23:00 | 10 | 25 | 23 |  | 29.79 | - | 29.79 | 2019-10-25 23:00 | 10 | 25 | 23 |  | 23.79 | - | 23.79
2017-10-26 | 10 | 26 | 0 |  | 23.32 | - | 23.32 | 2018-10-26 | 10 | 26 | 0 |  | 29.2 | - | 29.2 | 2019-10-26 | 10 | 26 | 0 | W | 23.8 | - | 23.8
2017-10-26 01:00 | 10 | 26 | 1 |  | 22.83 | - | 22.83 | 2018-10-26 01:00 | 10 | 26 | 1 |  | 28.17 | - | 28.17 | 2019-10-26 01:00 | 10 | 26 | 1 | W | 23.15 | - | 23.15
2017-10-26 02:00 | 10 | 26 | 2 |  | 22.36 | - | 22.36 | 2018-10-26 02:00 | 10 | 26 | 2 |  | 27.6 | - | 27.6 | 2019-10-26 02:00 | 10 | 26 | 2 | W | 22.37 | - | 22.37
2017-10-26 03:00 | 10 | 26 | 3 |  | 22.41 | - | 22.41 | 2018-10-26 03:00 | 10 | 26 | 3 |  | 27.77 | - | 27.77 | 2019-10-26 03:00 | 10 | 26 | 3 | W | 22.32 | - | 22.32
2017-10-26 04:00 | 10 | 26 | 4 |  | 23.13 | - | 23.13 | 2018-10-26 04:00 | 10 | 26 | 4 |  | 28.22 | - | 28.22 | 2019-10-26 04:00 | 10 | 26 | 4 | W | 22.52 | - | 22.52
2017-10-26 05:00 | 10 | 26 | 5 |  | 26.9 | - | 26.9 | 2018-10-26 05:00 | 10 | 26 | 5 |  | 30.46 | - | 30.46 | 2019-10-26 05:00 | 10 | 26 | 5 | W | 23.14 | - | 23.14
2017-10-26 06:00 | 10 | 26 | 6 |  | 41.78 | - | 41.78 | 2018-10-26 06:00 | 10 | 26 | 6 |  | 48.36 | - | 48.36 | 2019-10-26 06:00 | 10 | 26 | 6 | W | 24.63 | - | 24.63
2017-10-26 07:00 | 10 | 26 | 7 |  | 41.99 | - | 41.99 | 2018-10-26 07:00 | 10 | 26 | 7 |  | 49.84 | - | 49.84 | 2019-10-26 07:00 | 10 | 26 | 7 | W | 26.4 | - | 26.4
2017-10-26 08:00 | 10 | 26 | 8 |  | 38.66 | 38.66 | - | 2018-10-26 08:00 | 10 | 26 | 8 |  | 45 | 45 | - | 2019-10-26 08:00 | 10 | 26 | 8 | W | 28.64 | - | 28.64
2017-10-26 09:00 | 10 | 26 | 9 |  | 37.21 | 37.21 | - | 2018-10-26 09:00 | 10 | 26 | 9 |  | 45.71 | 45.71 | - | 2019-10-26 09:00 | 10 | 26 | 9 | W | 32.42 | - | 32.42
2017-10-26 10:00 | 10 | 26 | 10 |  | 37.54 | 37.54 | - | 2018-10-26 10:00 | 10 | 26 | 10 |  | 46.69 | 46.69 | - | 2019-10-26 10:00 | 10 | 26 | 10 | W | 30.32 | - | 30.32
2017-10-26 11:00 | 10 | 26 | 11 |  | 32.53 | 32.53 | - | 2018-10-26 11:00 | 10 | 26 | 11 |  | 46.89 | 46.89 | - | 2019-10-26 11:00 | 10 | 26 | 11 | W | 27.49 | - | 27.49
2017-10-26 12:00 | 10 | 26 | 12 |  | 29.28 | 29.28 | - | 2018-10-26 12:00 | 10 | 26 | 12 |  | 43.17 | 43.17 | - | 2019-10-26 12:00 | 10 | 26 | 12 | W | 28.28 | - | 28.28
2017-10-26 13:00 | 10 | 26 | 13 |  | 28.26 | 28.26 | - | 2018-10-26 13:00 | 10 | 26 | 13 |  | 40.15 | 40.15 | - | 2019-10-26 13:00 | 10 | 26 | 13 | W | 25.36 | - | 25.36
2017-10-26 14:00 | 10 | 26 | 14 |  | 27.1 | 27.1 | - | 2018-10-26 14:00 | 10 | 26 | 14 |  | 36.72 | 36.72 | - | 2019-10-26 14:00 | 10 | 26 | 14 | W | 24.77 | - | 24.77
2017-10-26 15:00 | 10 | 26 | 15 |  | 26.91 | 26.91 | - | 2018-10-26 15:00 | 10 | 26 | 15 |  | 35.58 | 35.58 | - | 2019-10-26 15:00 | 10 | 26 | 15 | W | 23.3 | - | 23.3
2017-10-26 16:00 | 10 | 26 | 16 |  | 27.35 | 27.35 | - | 2018-10-26 16:00 | 10 | 26 | 16 |  | 36.73 | 36.73 | - | 2019-10-26 16:00 | 10 | 26 | 16 | W | 23.34 | - | 23.34
2017-10-26 17:00 | 10 | 26 | 17 |  | 28.8 | - | 28.8 | 2018-10-26 17:00 | 10 | 26 | 17 |  | 38.95 | - | 38.95 | 2019-10-26 17:00 | 10 | 26 | 17 | W | 24.88 | - | 24.88
2017-10-26 18:00 | 10 | 26 | 18 |  | 38.52 | - | 38.52 | 2018-10-26 18:00 | 10 | 26 | 18 |  | 44.65 | - | 44.65 | 2019-10-26 18:00 | 10 | 26 | 18 | W | 30.18 | - | 30.18
2017-10-26 19:00 | 10 | 26 | 19 |  | 39.39 | - | 39.39 | 2018-10-26 19:00 | 10 | 26 | 19 |  | 45.52 | - | 45.52 | 2019-10-26 19:00 | 10 | 26 | 19 | W | 30 | - | 30
2017-10-26 20:00 | 10 | 26 | 20 |  | 33.66 | - | 33.66 | 2018-10-26 20:00 | 10 | 26 | 20 |  | 38.41 | - | 38.41 | 2019-10-26 20:00 | 10 | 26 | 20 | W | 26.94 | - | 26.94
2017-10-26 21:00 | 10 | 26 | 21 |  | 28.89 | - | 28.89 | 2018-10-26 21:00 | 10 | 26 | 21 |  | 32.49 | - | 32.49 | 2019-10-26 21:00 | 10 | 26 | 21 | W | 23.14 | - | 23.14
2017-10-26 22:00 | 10 | 26 | 22 |  | 24.05 | - | 24.05 | 2018-10-26 22:00 | 10 | 26 | 22 |  | 28.85 | - | 28.85 | 2019-10-26 22:00 | 10 | 26 | 22 | W | 21.86 | - | 21.86
2017-10-26 23:00 | 10 | 26 | 23 |  | 23.34 | - | 23.34 | 2018-10-26 23:00 | 10 | 26 | 23 |  | 28.82 | - | 28.82 | 2019-10-26 23:00 | 10 | 26 | 23 | W | 20.5 | - | 20.5
2017-10-27 | 10 | 27 | 0 |  | 23.66 | - | 23.66 | 2018-10-27 | 10 | 27 | 0 | W | 29.54 | - | 29.54 | 2019-10-27 | 10 | 27 | 0 | W | 18.58 | - | 18.58
2017-10-27 01:00 | 10 | 27 | 1 |  | 23.3 | - | 23.3 | 2018-10-27 01:00 | 10 | 27 | 1 | W | 28.48 | - | 28.48 | 2019-10-27 01:00 | 10 | 27 | 1 | W | 18.17 | - | 18.17
2017-10-27 02:00 | 10 | 27 | 2 |  | 23.18 | - | 23.18 | 2018-10-27 02:00 | 10 | 27 | 2 | W | 26.76 | - | 26.76 | 2019-10-27 02:00 | 10 | 27 | 2 | W | 16.22 | - | 16.22
2017-10-27 03:00 | 10 | 27 | 3 |  | 23.37 | - | 23.37 | 2018-10-27 03:00 | 10 | 27 | 3 | W | 26.27 | - | 26.27 | 2019-10-27 03:00 | 10 | 27 | 3 | W | 15.58 | - | 15.58
2017-10-27 04:00 | 10 | 27 | 4 |  | 23.96 | - | 23.96 | 2018-10-27 04:00 | 10 | 27 | 4 | W | 26.74 | - | 26.74 | 2019-10-27 04:00 | 10 | 27 | 4 | W | 15.59 | - | 15.59
2017-10-27 05:00 | 10 | 27 | 5 |  | 28.1 | - | 28.1 | 2018-10-27 05:00 | 10 | 27 | 5 | W | 28.61 | - | 28.61 | 2019-10-27 05:00 | 10 | 27 | 5 | W | 17.78 | - | 17.78
2017-10-27 06:00 | 10 | 27 | 6 |  | 40.9 | - | 40.9 | 2018-10-27 06:00 | 10 | 27 | 6 | W | 31.6 | - | 31.6 | 2019-10-27 06:00 | 10 | 27 | 6 | W | 18.69 | - | 18.69
2017-10-27 07:00 | 10 | 27 | 7 |  | 41.88 | - | 41.88 | 2018-10-27 07:00 | 10 | 27 | 7 | W | 34.13 | - | 34.13 | 2019-10-27 07:00 | 10 | 27 | 7 | W | 19.28 | - | 19.28
2017-10-27 08:00 | 10 | 27 | 8 |  | 37.88 | 37.88 | - | 2018-10-27 08:00 | 10 | 27 | 8 | W | 38.2 | - | 38.2 | 2019-10-27 08:00 | 10 | 27 | 8 | W | 21.51 | - | 21.51
2017-10-27 09:00 | 10 | 27 | 9 |  | 34.86 | 34.86 | - | 2018-10-27 09:00 | 10 | 27 | 9 | W | 43.63 | - | 43.63 | 2019-10-27 09:00 | 10 | 27 | 9 | W | 22.99 | - | 22.99
2017-10-27 10:00 | 10 | 27 | 10 |  | 34.66 | 34.66 | - | 2018-10-27 10:00 | 10 | 27 | 10 | W | 45.89 | - | 45.89 | 2019-10-27 10:00 | 10 | 27 | 10 | W | 23.5 | - | 23.5
2017-10-27 11:00 | 10 | 27 | 11 |  | 31.73 | 31.73 | - | 2018-10-27 11:00 | 10 | 27 | 11 | W | 44.24 | - | 44.24 | 2019-10-27 11:00 | 10 | 27 | 11 | W | 23.34 | - | 23.34
2017-10-27 12:00 | 10 | 27 | 12 |  | 29.82 | 29.82 | - | 2018-10-27 12:00 | 10 | 27 | 12 | W | 41.39 | - | 41.39 | 2019-10-27 12:00 | 10 | 27 | 12 | W | 24.12 | - | 24.12
2017-10-27 13:00 | 10 | 27 | 13 |  | 28.79 | 28.79 | - | 2018-10-27 13:00 | 10 | 27 | 13 | W | 36.69 | - | 36.69 | 2019-10-27 13:00 | 10 | 27 | 13 | W | 23.62 | - | 23.62
2017-10-27 14:00 | 10 | 27 | 14 |  | 27.85 | 27.85 | - | 2018-10-27 14:00 | 10 | 27 | 14 | W | 35.2 | - | 35.2 | 2019-10-27 14:00 | 10 | 27 | 14 | W | 23.64 | - | 23.64
2017-10-27 15:00 | 10 | 27 | 15 |  | 26.57 | 26.57 | - | 2018-10-27 15:00 | 10 | 27 | 15 | W | 34.02 | - | 34.02 | 2019-10-27 15:00 | 10 | 27 | 15 | W | 23.94 | - | 23.94
2017-10-27 16:00 | 10 | 27 | 16 |  | 27.01 | 27.01 | - | 2018-10-27 16:00 | 10 | 27 | 16 | W | 35.86 | - | 35.86 | 2019-10-27 16:00 | 10 | 27 | 16 | W | 25.15 | - | 25.15
2017-10-27 17:00 | 10 | 27 | 17 |  | 28.18 | - | 28.18 | 2018-10-27 17:00 | 10 | 27 | 17 | W | 37.48 | - | 37.48 | 2019-10-27 17:00 | 10 | 27 | 17 | W | 28.9 | - | 28.9
2017-10-27 18:00 | 10 | 27 | 18 |  | 34.53 | - | 34.53 | 2018-10-27 18:00 | 10 | 27 | 18 | W | 47.04 | - | 47.04 | 2019-10-27 18:00 | 10 | 27 | 18 | W | 33.07 | - | 33.07
2017-10-27 19:00 | 10 | 27 | 19 |  | 34.96 | - | 34.96 | 2018-10-27 19:00 | 10 | 27 | 19 | W | 47.29 | - | 47.29 | 2019-10-27 19:00 | 10 | 27 | 19 | W | 33.09 | - | 33.09
2017-10-27 20:00 | 10 | 27 | 20 |  | 30.96 | - | 30.96 | 2018-10-27 20:00 | 10 | 27 | 20 | W | 39.63 | - | 39.63 | 2019-10-27 20:00 | 10 | 27 | 20 | W | 29.75 | - | 29.75
2017-10-27 21:00 | 10 | 27 | 21 |  | 26.82 | - | 26.82 | 2018-10-27 21:00 | 10 | 27 | 21 | W | 36.29 | - | 36.29 | 2019-10-27 21:00 | 10 | 27 | 21 | W | 25.96 | - | 25.96
2017-10-27 22:00 | 10 | 27 | 22 |  | 23.63 | - | 23.63 | 2018-10-27 22:00 | 10 | 27 | 22 | W | 32.75 | - | 32.75 | 2019-10-27 22:00 | 10 | 27 | 22 | W | 23.17 | - | 23.17
2017-10-27 23:00 | 10 | 27 | 23 |  | 22.74 | - | 22.74 | 2018-10-27 23:00 | 10 | 27 | 23 | W | 31.14 | - | 31.14 | 2019-10-27 23:00 | 10 | 27 | 23 | W | 21.73 | - | 21.73
2017-10-28 | 10 | 28 | 0 | W | 22.66 | - | 22.66 | 2018-10-28 | 10 | 28 | 0 | W | 27.8 | - | 27.8 | 2019-10-28 | 10 | 28 | 0 |  | 19.04 | - | 19.04
2017-10-28 01:00 | 10 | 28 | 1 | W | 22.51 | - | 22.51 | 2018-10-28 01:00 | 10 | 28 | 1 | W | 25.91 | - | 25.91 | 2019-10-28 01:00 | 10 | 28 | 1 |  | 19.06 | - | 19.06
2017-10-28 02:00 | 10 | 28 | 2 | W | 21.82 | - | 21.82 | 2018-10-28 02:00 | 10 | 28 | 2 | W | 25.52 | - | 25.52 | 2019-10-28 02:00 | 10 | 28 | 2 |  | 18.63 | - | 18.63
2017-10-28 03:00 | 10 | 28 | 3 | W | 21.25 | - | 21.25 | 2018-10-28 03:00 | 10 | 28 | 3 | W | 25.09 | - | 25.09 | 2019-10-28 03:00 | 10 | 28 | 3 |  | 18.74 | - | 18.74
2017-10-28 04:00 | 10 | 28 | 4 | W | 21.54 | - | 21.54 | 2018-10-28 04:00 | 10 | 28 | 4 | W | 25.5 | - | 25.5 | 2019-10-28 04:00 | 10 | 28 | 4 |  | 19.64 | - | 19.64
2017-10-28 05:00 | 10 | 28 | 5 | W | 22.51 | - | 22.51 | 2018-10-28 05:00 | 10 | 28 | 5 | W | 25.4 | - | 25.4 | 2019-10-28 05:00 | 10 | 28 | 5 |  | 23.05 | - | 23.05
2017-10-28 06:00 | 10 | 28 | 6 | W | 25 | - | 25 | 2018-10-28 06:00 | 10 | 28 | 6 | W | 25.74 | - | 25.74 | 2019-10-28 06:00 | 10 | 28 | 6 |  | 31.93 | - | 31.93
2017-10-28 07:00 | 10 | 28 | 7 | W | 25.93 | - | 25.93 | 2018-10-28 07:00 | 10 | 28 | 7 | W | 27.68 | - | 27.68 | 2019-10-28 07:00 | 10 | 28 | 7 |  | 34.62 | - | 34.62
2017-10-28 08:00 | 10 | 28 | 8 | W | 27.85 | - | 27.85 | 2018-10-28 08:00 | 10 | 28 | 8 | W | 29.32 | - | 29.32 | 2019-10-28 08:00 | 10 | 28 | 8 |  | 30.02 | 30.02 | -
2017-10-28 09:00 | 10 | 28 | 9 | W | 31.2 | - | 31.2 | 2018-10-28 09:00 | 10 | 28 | 9 | W | 29.27 | - | 29.27 | 2019-10-28 09:00 | 10 | 28 | 9 |  | 29.14 | 29.14 | -
2017-10-28 10:00 | 10 | 28 | 10 | W | 31.36 | - | 31.36 | 2018-10-28 10:00 | 10 | 28 | 10 | W | 28.84 | - | 28.84 | 2019-10-28 10:00 | 10 | 28 | 10 |  | 29.02 | 29.02 | -
2017-10-28 11:00 | 10 | 28 | 11 | W | 28.9 | - | 28.9 | 2018-10-28 11:00 | 10 | 28 | 11 | W | 28.27 | - | 28.27 | 2019-10-28 11:00 | 10 | 28 | 11 |  | 28.32 | 28.32 | -
2017-10-28 12:00 | 10 | 28 | 12 | W | 27.74 | - | 27.74 | 2018-10-28 12:00 | 10 | 28 | 12 | W | 26.08 | - | 26.08 | 2019-10-28 12:00 | 10 | 28 | 12 |  | 29.18 | 29.18 | -
2017-10-28 13:00 | 10 | 28 | 13 | W | 26.87 | - | 26.87 | 2018-10-28 13:00 | 10 | 28 | 13 | W | 25.99 | - | 25.99 | 2019-10-28 13:00 | 10 | 28 | 13 |  | 28.61 | 28.61 | -
2017-10-28 14:00 | 10 | 28 | 14 | W | 25.7 | - | 25.7 | 2018-10-28 14:00 | 10 | 28 | 14 | W | 25.46 | - | 25.46 | 2019-10-28 14:00 | 10 | 28 | 14 |  | 27.96 | 27.96 | -
2017-10-28 15:00 | 10 | 28 | 15 | W | 25.46 | - | 25.46 | 2018-10-28 15:00 | 10 | 28 | 15 | W | 25.59 | - | 25.59 | 2019-10-28 15:00 | 10 | 28 | 15 |  | 26.37 | 26.37 | -
2017-10-28 16:00 | 10 | 28 | 16 | W | 26.71 | - | 26.71 | 2018-10-28 16:00 | 10 | 28 | 16 | W | 26.25 | - | 26.25 | 2019-10-28 16:00 | 10 | 28 | 16 |  | 27.24 | 27.24 | -
2017-10-28 17:00 | 10 | 28 | 17 | W | 28.63 | - | 28.63 | 2018-10-28 17:00 | 10 | 28 | 17 | W | 31.21 | - | 31.21 | 2019-10-28 17:00 | 10 | 28 | 17 |  | 29.38 | - | 29.38
2017-10-28 18:00 | 10 | 28 | 18 | W | 37.99 | - | 37.99 | 2018-10-28 18:00 | 10 | 28 | 18 | W | 43.09 | - | 43.09 | 2019-10-28 18:00 | 10 | 28 | 18 |  | 34.05 | - | 34.05
2017-10-28 19:00 | 10 | 28 | 19 | W | 38.86 | - | 38.86 | 2018-10-28 19:00 | 10 | 28 | 19 | W | 44.53 | - | 44.53 | 2019-10-28 19:00 | 10 | 28 | 19 |  | 35.65 | - | 35.65
2017-10-28 20:00 | 10 | 28 | 20 | W | 39.43 | - | 39.43 | 2018-10-28 20:00 | 10 | 28 | 20 | W | 35.31 | - | 35.31 | 2019-10-28 20:00 | 10 | 28 | 20 |  | 31.12 | - | 31.12
2017-10-28 21:00 | 10 | 28 | 21 | W | 30.07 | - | 30.07 | 2018-10-28 21:00 | 10 | 28 | 21 | W | 31.1 | - | 31.1 | 2019-10-28 21:00 | 10 | 28 | 21 |  | 27.13 | - | 27.13
2017-10-28 22:00 | 10 | 28 | 22 | W | 25.1 | - | 25.1 | 2018-10-28 22:00 | 10 | 28 | 22 | W | 26.57 | - | 26.57 | 2019-10-28 22:00 | 10 | 28 | 22 |  | 23.69 | - | 23.69
2017-10-28 23:00 | 10 | 28 | 23 | W | 23.62 | - | 23.62 | 2018-10-28 23:00 | 10 | 28 | 23 | W | 25.65 | - | 25.65 | 2019-10-28 23:00 | 10 | 28 | 23 |  | 21.79 | - | 21.79
2017-10-29 | 10 | 29 | 0 | W | 22.72 | - | 22.72 | 2018-10-29 | 10 | 29 | 0 |  | 24.57 | - | 24.57 | 2019-10-29 | 10 | 29 | 0 |  | 19.82 | - | 19.82
2017-10-29 01:00 | 10 | 29 | 1 | W | 23.04 | - | 23.04 | 2018-10-29 01:00 | 10 | 29 | 1 |  | 24.31 | - | 24.31 | 2019-10-29 01:00 | 10 | 29 | 1 |  | 19.51 | - | 19.51
2017-10-29 02:00 | 10 | 29 | 2 | W | 22.34 | - | 22.34 | 2018-10-29 02:00 | 10 | 29 | 2 |  | 23.87 | - | 23.87 | 2019-10-29 02:00 | 10 | 29 | 2 |  | 18.92 | - | 18.92
2017-10-29 03:00 | 10 | 29 | 3 | W | 22.02 | - | 22.02 | 2018-10-29 03:00 | 10 | 29 | 3 |  | 24.38 | - | 24.38 | 2019-10-29 03:00 | 10 | 29 | 3 |  | 18.61 | - | 18.61
2017-10-29 04:00 | 10 | 29 | 4 | W | 22.37 | - | 22.37 | 2018-10-29 04:00 | 10 | 29 | 4 |  | 25.34 | - | 25.34 | 2019-10-29 04:00 | 10 | 29 | 4 |  | 19.63 | - | 19.63
2017-10-29 05:00 | 10 | 29 | 5 | W | 22.74 | - | 22.74 | 2018-10-29 05:00 | 10 | 29 | 5 |  | 30.06 | - | 30.06 | 2019-10-29 05:00 | 10 | 29 | 5 |  | 22.37 | - | 22.37
2017-10-29 06:00 | 10 | 29 | 6 | W | 23.55 | - | 23.55 | 2018-10-29 06:00 | 10 | 29 | 6 |  | 46.42 | - | 46.42 | 2019-10-29 06:00 | 10 | 29 | 6 |  | 29.77 | - | 29.77
2017-10-29 07:00 | 10 | 29 | 7 | W | 23.89 | - | 23.89 | 2018-10-29 07:00 | 10 | 29 | 7 |  | 45.94 | - | 45.94 | 2019-10-29 07:00 | 10 | 29 | 7 |  | 31.13 | - | 31.13
2017-10-29 08:00 | 10 | 29 | 8 | W | 25.58 | - | 25.58 | 2018-10-29 08:00 | 10 | 29 | 8 |  | 41.72 | 41.72 | - | 2019-10-29 08:00 | 10 | 29 | 8 |  | 28.37 | 28.37 | -
2017-10-29 09:00 | 10 | 29 | 9 | W | 28.45 | - | 28.45 | 2018-10-29 09:00 | 10 | 29 | 9 |  | 41.23 | 41.23 | - | 2019-10-29 09:00 | 10 | 29 | 9 |  | 28.07 | 28.07 | -
2017-10-29 10:00 | 10 | 29 | 10 | W | 32.04 | - | 32.04 | 2018-10-29 10:00 | 10 | 29 | 10 |  | 42.16 | 42.16 | - | 2019-10-29 10:00 | 10 | 29 | 10 |  | 28.49 | 28.49 | -
2017-10-29 11:00 | 10 | 29 | 11 | W | 29.81 | - | 29.81 | 2018-10-29 11:00 | 10 | 29 | 11 |  | 38.66 | 38.66 | - | 2019-10-29 11:00 | 10 | 29 | 11 |  | 28.99 | 28.99 | -
2017-10-29 12:00 | 10 | 29 | 12 | W | 27.87 | - | 27.87 | 2018-10-29 12:00 | 10 | 29 | 12 |  | 38.32 | 38.32 | - | 2019-10-29 12:00 | 10 | 29 | 12 |  | 29.21 | 29.21 | -
2017-10-29 13:00 | 10 | 29 | 13 | W | 26.9 | - | 26.9 | 2018-10-29 13:00 | 10 | 29 | 13 |  | 36.36 | 36.36 | - | 2019-10-29 13:00 | 10 | 29 | 13 |  | 28.64 | 28.64 | -
2017-10-29 14:00 | 10 | 29 | 14 | W | 25.58 | - | 25.58 | 2018-10-29 14:00 | 10 | 29 | 14 |  | 35.05 | 35.05 | - | 2019-10-29 14:00 | 10 | 29 | 14 |  | 28.1 | 28.1 | -
2017-10-29 15:00 | 10 | 29 | 15 | W | 25.04 | - | 25.04 | 2018-10-29 15:00 | 10 | 29 | 15 |  | 33.77 | 33.77 | - | 2019-10-29 15:00 | 10 | 29 | 15 |  | 27.27 | 27.27 | -
2017-10-29 16:00 | 10 | 29 | 16 | W | 25.88 | - | 25.88 | 2018-10-29 16:00 | 10 | 29 | 16 |  | 34.82 | 34.82 | - | 2019-10-29 16:00 | 10 | 29 | 16 |  | 27.87 | 27.87 | -
2017-10-29 17:00 | 10 | 29 | 17 | W | 30.69 | - | 30.69 | 2018-10-29 17:00 | 10 | 29 | 17 |  | 37.6 | - | 37.6 | 2019-10-29 17:00 | 10 | 29 | 17 |  | 30.44 | - | 30.44
2017-10-29 18:00 | 10 | 29 | 18 | W | 39.14 | - | 39.14 | 2018-10-29 18:00 | 10 | 29 | 18 |  | 50.15 | - | 50.15 | 2019-10-29 18:00 | 10 | 29 | 18 |  | 35.79 | - | 35.79
2017-10-29 19:00 | 10 | 29 | 19 | W | 39.45 | - | 39.45 | 2018-10-29 19:00 | 10 | 29 | 19 |  | 52.07 | - | 52.07 | 2019-10-29 19:00 | 10 | 29 | 19 |  | 35.52 | - | 35.52
2017-10-29 20:00 | 10 | 29 | 20 | W | 38.66 | - | 38.66 | 2018-10-29 20:00 | 10 | 29 | 20 |  | 41.61 | - | 41.61 | 2019-10-29 20:00 | 10 | 29 | 20 |  | 30.83 | - | 30.83
2017-10-29 21:00 | 10 | 29 | 21 | W | 30.6 | - | 30.6 | 2018-10-29 21:00 | 10 | 29 | 21 |  | 36.84 | - | 36.84 | 2019-10-29 21:00 | 10 | 29 | 21 |  | 27.82 | - | 27.82
2017-10-29 22:00 | 10 | 29 | 22 | W | 24.06 | - | 24.06 | 2018-10-29 22:00 | 10 | 29 | 22 |  | 29.27 | - | 29.27 | 2019-10-29 22:00 | 10 | 29 | 22 |  | 23.95 | - | 23.95
2017-10-29 23:00 | 10 | 29 | 23 | W | 23.46 | - | 23.46 | 2018-10-29 23:00 | 10 | 29 | 23 |  | 29.42 | - | 29.42 | 2019-10-29 23:00 | 10 | 29 | 23 |  | 22.47 | - | 22.47
2017-10-30 | 10 | 30 | 0 |  | 22.77 | - | 22.77 | 2018-10-30 | 10 | 30 | 0 |  | 26.57 | - | 26.57 | 2019-10-30 | 10 | 30 | 0 |  | 22.46 | - | 22.46
2017-10-30 01:00 | 10 | 30 | 1 |  | 22.68 | - | 22.68 | 2018-10-30 01:00 | 10 | 30 | 1 |  | 25.83 | - | 25.83 | 2019-10-30 01:00 | 10 | 30 | 1 |  | 21.91 | - | 21.91
2017-10-30 02:00 | 10 | 30 | 2 |  | 22.26 | - | 22.26 | 2018-10-30 02:00 | 10 | 30 | 2 |  | 25.06 | - | 25.06 | 2019-10-30 02:00 | 10 | 30 | 2 |  | 21.13 | - | 21.13
2017-10-30 03:00 | 10 | 30 | 3 |  | 22.32 | - | 22.32 | 2018-10-30 03:00 | 10 | 30 | 3 |  | 25.17 | - | 25.17 | 2019-10-30 03:00 | 10 | 30 | 3 |  | 20.62 | - | 20.62
2017-10-30 04:00 | 10 | 30 | 4 |  | 23.28 | - | 23.28 | 2018-10-30 04:00 | 10 | 30 | 4 |  | 27.18 | - | 27.18 | 2019-10-30 04:00 | 10 | 30 | 4 |  | 21.54 | - | 21.54
2017-10-30 05:00 | 10 | 30 | 5 |  | 28.31 | - | 28.31 | 2018-10-30 05:00 | 10 | 30 | 5 |  | 31.62 | - | 31.62 | 2019-10-30 05:00 | 10 | 30 | 5 |  | 23.16 | - | 23.16
2017-10-30 06:00 | 10 | 30 | 6 |  | 40.99 | - | 40.99 | 2018-10-30 06:00 | 10 | 30 | 6 |  | 50.51 | - | 50.51 | 2019-10-30 06:00 | 10 | 30 | 6 |  | 31.5 | - | 31.5
2017-10-30 07:00 | 10 | 30 | 7 |  | 45.98 | - | 45.98 | 2018-10-30 07:00 | 10 | 30 | 7 |  | 49.35 | - | 49.35 | 2019-10-30 07:00 | 10 | 30 | 7 |  | 35.3 | - | 35.3
2017-10-30 08:00 | 10 | 30 | 8 |  | 43.29 | 43.29 | - | 2018-10-30 08:00 | 10 | 30 | 8 |  | 41.94 | 41.94 | - | 2019-10-30 08:00 | 10 | 30 | 8 |  | 32.66 | 32.66 | -
2017-10-30 09:00 | 10 | 30 | 9 |  | 40 | 40 | - | 2018-10-30 09:00 | 10 | 30 | 9 |  | 37.02 | 37.02 | - | 2019-10-30 09:00 | 10 | 30 | 9 |  | 32.78 | 32.78 | -
2017-10-30 10:00 | 10 | 30 | 10 |  | 38.49 | 38.49 | - | 2018-10-30 10:00 | 10 | 30 | 10 |  | 36.12 | 36.12 | - | 2019-10-30 10:00 | 10 | 30 | 10 |  | 32.69 | 32.69 | -
2017-10-30 11:00 | 10 | 30 | 11 |  | 32.14 | 32.14 | - | 2018-10-30 11:00 | 10 | 30 | 11 |  | 34.68 | 34.68 | - | 2019-10-30 11:00 | 10 | 30 | 11 |  | 32.93 | 32.93 | -
2017-10-30 12:00 | 10 | 30 | 12 |  | 30.11 | 30.11 | - | 2018-10-30 12:00 | 10 | 30 | 12 |  | 34.97 | 34.97 | - | 2019-10-30 12:00 | 10 | 30 | 12 |  | 34.19 | 34.19 | -
2017-10-30 13:00 | 10 | 30 | 13 |  | 27.8 | 27.8 | - | 2018-10-30 13:00 | 10 | 30 | 13 |  | 33.49 | 33.49 | - | 2019-10-30 13:00 | 10 | 30 | 13 |  | 33.65 | 33.65 | -
2017-10-30 14:00 | 10 | 30 | 14 |  | 26.95 | 26.95 | - | 2018-10-30 14:00 | 10 | 30 | 14 |  | 32.53 | 32.53 | - | 2019-10-30 14:00 | 10 | 30 | 14 |  | 33.64 | 33.64 | -
2017-10-30 15:00 | 10 | 30 | 15 |  | 26.37 | 26.37 | - | 2018-10-30 15:00 | 10 | 30 | 15 |  | 31.76 | 31.76 | - | 2019-10-30 15:00 | 10 | 30 | 15 |  | 30.62 | 30.62 | -
2017-10-30 16:00 | 10 | 30 | 16 |  | 27.22 | 27.22 | - | 2018-10-30 16:00 | 10 | 30 | 16 |  | 32.97 | 32.97 | - | 2019-10-30 16:00 | 10 | 30 | 16 |  | 31.17 | 31.17 | -
2017-10-30 17:00 | 10 | 30 | 17 |  | 29.33 | - | 29.33 | 2018-10-30 17:00 | 10 | 30 | 17 |  | 36.13 | - | 36.13 | 2019-10-30 17:00 | 10 | 30 | 17 |  | 32.95 | - | 32.95
2017-10-30 18:00 | 10 | 30 | 18 |  | 40.75 | - | 40.75 | 2018-10-30 18:00 | 10 | 30 | 18 |  | 43.28 | - | 43.28 | 2019-10-30 18:00 | 10 | 30 | 18 |  | 35.43 | - | 35.43
2017-10-30 19:00 | 10 | 30 | 19 |  | 42.18 | - | 42.18 | 2018-10-30 19:00 | 10 | 30 | 19 |  | 43.23 | - | 43.23 | 2019-10-30 19:00 | 10 | 30 | 19 |  | 33.58 | - | 33.58
2017-10-30 20:00 | 10 | 30 | 20 |  | 37.87 | - | 37.87 | 2018-10-30 20:00 | 10 | 30 | 20 |  | 37.11 | - | 37.11 | 2019-10-30 20:00 | 10 | 30 | 20 |  | 32.79 | - | 32.79
2017-10-30 21:00 | 10 | 30 | 21 |  | 29.66 | - | 29.66 | 2018-10-30 21:00 | 10 | 30 | 21 |  | 31.99 | - | 31.99 | 2019-10-30 21:00 | 10 | 30 | 21 |  | 27.7 | - | 27.7
2017-10-30 22:00 | 10 | 30 | 22 |  | 24.83 | - | 24.83 | 2018-10-30 22:00 | 10 | 30 | 22 |  | 25.95 | - | 25.95 | 2019-10-30 22:00 | 10 | 30 | 22 |  | 24.05 | - | 24.05
2017-10-30 23:00 | 10 | 30 | 23 |  | 23.31 | - | 23.31 | 2018-10-30 23:00 | 10 | 30 | 23 |  | 25.44 | - | 25.44 | 2019-10-30 23:00 | 10 | 30 | 23 |  | 22.74 | - | 22.74
2017-10-31 | 10 | 31 | 0 |  | 23.3 | - | 23.3 | 2018-10-31 | 10 | 31 | 0 |  | 24.52 | - | 24.52 | 2019-10-31 | 10 | 31 | 0 |  | 21.34 | - | 21.34
2017-10-31 01:00 | 10 | 31 | 1 |  | 22.96 | - | 22.96 | 2018-10-31 01:00 | 10 | 31 | 1 |  | 24.02 | - | 24.02 | 2019-10-31 01:00 | 10 | 31 | 1 |  | 20.78 | - | 20.78
2017-10-31 02:00 | 10 | 31 | 2 |  | 22.73 | - | 22.73 | 2018-10-31 02:00 | 10 | 31 | 2 |  | 23.56 | - | 23.56 | 2019-10-31 02:00 | 10 | 31 | 2 |  | 19.76 | - | 19.76
2017-10-31 03:00 | 10 | 31 | 3 |  | 22.64 | - | 22.64 | 2018-10-31 03:00 | 10 | 31 | 3 |  | 23.71 | - | 23.71 | 2019-10-31 03:00 | 10 | 31 | 3 |  | 19.52 | - | 19.52
2017-10-31 04:00 | 10 | 31 | 4 |  | 23.42 | - | 23.42 | 2018-10-31 04:00 | 10 | 31 | 4 |  | 24.38 | - | 24.38 | 2019-10-31 04:00 | 10 | 31 | 4 |  | 20.66 | - | 20.66
2017-10-31 05:00 | 10 | 31 | 5 |  | 27.24 | - | 27.24 | 2018-10-31 05:00 | 10 | 31 | 5 |  | 27.37 | - | 27.37 | 2019-10-31 05:00 | 10 | 31 | 5 |  | 22.47 | - | 22.47
2017-10-31 06:00 | 10 | 31 | 6 |  | 41.28 | - | 41.28 | 2018-10-31 06:00 | 10 | 31 | 6 |  | 41.52 | - | 41.52 | 2019-10-31 06:00 | 10 | 31 | 6 |  | 27.83 | - | 27.83
2017-10-31 07:00 | 10 | 31 | 7 |  | 48.05 | - | 48.05 | 2018-10-31 07:00 | 10 | 31 | 7 |  | 41.89 | - | 41.89 | 2019-10-31 07:00 | 10 | 31 | 7 |  | 31.16 | - | 31.16
2017-10-31 08:00 | 10 | 31 | 8 |  | 39.76 | 39.76 | - | 2018-10-31 08:00 | 10 | 31 | 8 |  | 38.5 | 38.5 | - | 2019-10-31 08:00 | 10 | 31 | 8 |  | 28.69 | 28.69 | -
2017-10-31 09:00 | 10 | 31 | 9 |  | 40.88 | 40.88 | - | 2018-10-31 09:00 | 10 | 31 | 9 |  | 36.27 | 36.27 | - | 2019-10-31 09:00 | 10 | 31 | 9 |  | 29.16 | 29.16 | -
2017-10-31 10:00 | 10 | 31 | 10 |  | 38.63 | 38.63 | - | 2018-10-31 10:00 | 10 | 31 | 10 |  | 36.27 | 36.27 | - | 2019-10-31 10:00 | 10 | 31 | 10 |  | 31.89 | 31.89 | -
2017-10-31 11:00 | 10 | 31 | 11 |  | 33.83 | 33.83 | - | 2018-10-31 11:00 | 10 | 31 | 11 |  | 35.4 | 35.4 | - | 2019-10-31 11:00 | 10 | 31 | 11 |  | 32.13 | 32.13 | -
2017-10-31 12:00 | 10 | 31 | 12 |  | 31.45 | 31.45 | - | 2018-10-31 12:00 | 10 | 31 | 12 |  | 35.33 | 35.33 | - | 2019-10-31 12:00 | 10 | 31 | 12 |  | 32.08 | 32.08 | -
2017-10-31 13:00 | 10 | 31 | 13 |  | 30.52 | 30.52 | - | 2018-10-31 13:00 | 10 | 31 | 13 |  | 33.73 | 33.73 | - | 2019-10-31 13:00 | 10 | 31 | 13 |  | 31.26 | 31.26 | -
2017-10-31 14:00 | 10 | 31 | 14 |  | 29.25 | 29.25 | - | 2018-10-31 14:00 | 10 | 31 | 14 |  | 32.98 | 32.98 | - | 2019-10-31 14:00 | 10 | 31 | 14 |  | 30.19 | 30.19 | -
2017-10-31 15:00 | 10 | 31 | 15 |  | 28.07 | 28.07 | - | 2018-10-31 15:00 | 10 | 31 | 15 |  | 32.25 | 32.25 | - | 2019-10-31 15:00 | 10 | 31 | 15 |  | 29.17 | 29.17 | -
2017-10-31 16:00 | 10 | 31 | 16 |  | 29.25 | 29.25 | - | 2018-10-31 16:00 | 10 | 31 | 16 |  | 32.08 | 32.08 | - | 2019-10-31 16:00 | 10 | 31 | 16 |  | 30.13 | 30.13 | -
2017-10-31 17:00 | 10 | 31 | 17 |  | 30.65 | - | 30.65 | 2018-10-31 17:00 | 10 | 31 | 17 |  | 32.81 | - | 32.81 | 2019-10-31 17:00 | 10 | 31 | 17 |  | 30.06 | - | 30.06
2017-10-31 18:00 | 10 | 31 | 18 |  | 38.18 | - | 38.18 | 2018-10-31 18:00 | 10 | 31 | 18 |  | 36.7 | - | 36.7 | 2019-10-31 18:00 | 10 | 31 | 18 |  | 35.16 | - | 35.16
2017-10-31 19:00 | 10 | 31 | 19 |  | 40.15 | - | 40.15 | 2018-10-31 19:00 | 10 | 31 | 19 |  | 37.15 | - | 37.15 | 2019-10-31 19:00 | 10 | 31 | 19 |  | 37.12 | - | 37.12
2017-10-31 20:00 | 10 | 31 | 20 |  | 39.04 | - | 39.04 | 2018-10-31 20:00 | 10 | 31 | 20 |  | 35.77 | - | 35.77 | 2019-10-31 20:00 | 10 | 31 | 20 |  | 37.02 | - | 37.02
2017-10-31 21:00 | 10 | 31 | 21 |  | 34.73 | - | 34.73 | 2018-10-31 21:00 | 10 | 31 | 21 |  | 31.18 | - | 31.18 | 2019-10-31 21:00 | 10 | 31 | 21 |  | 32.84 | - | 32.84
2017-10-31 22:00 | 10 | 31 | 22 |  | 27.17 | - | 27.17 | 2018-10-31 22:00 | 10 | 31 | 22 |  | 25.51 | - | 25.51 | 2019-10-31 22:00 | 10 | 31 | 22 |  | 25.15 | - | 25.15
2017-10-31 23:00 | 10 | 31 | 23 |  | 25.35 | - | 25.35 | 2018-10-31 23:00 | 10 | 31 | 23 |  | 24.94 | - | 24.94 | 2019-10-31 23:00 | 10 | 31 | 23 |  | 23.07 | - | 23.07
2017-11-01 | 11 | 1 | 0 |  | 24.25 | - | 24.25 | 2018-11-01 | 11 | 1 | 0 |  | 24.27 | - | 24.27 | 2019-11-01 | 11 | 1 | 0 |  | 22.99 | - | 22.99
2017-11-01 01:00 | 11 | 1 | 1 |  | 23.66 | - | 23.66 | 2018-11-01 01:00 | 11 | 1 | 1 |  | 24.38 | - | 24.38 | 2019-11-01 01:00 | 11 | 1 | 1 |  | 23.08 | - | 23.08
2017-11-01 02:00 | 11 | 1 | 2 |  | 23.1 | - | 23.1 | 2018-11-01 02:00 | 11 | 1 | 2 |  | 24.3 | - | 24.3 | 2019-11-01 02:00 | 11 | 1 | 2 |  | 22.95 | - | 22.95
2017-11-01 03:00 | 11 | 1 | 3 |  | 23.06 | - | 23.06 | 2018-11-01 03:00 | 11 | 1 | 3 |  | 24.23 | - | 24.23 | 2019-11-01 03:00 | 11 | 1 | 3 |  | 23.08 | - | 23.08
2017-11-01 04:00 | 11 | 1 | 4 |  | 23.89 | - | 23.89 | 2018-11-01 04:00 | 11 | 1 | 4 |  | 25.08 | - | 25.08 | 2019-11-01 04:00 | 11 | 1 | 4 |  | 23.93 | - | 23.93
2017-11-01 05:00 | 11 | 1 | 5 |  | 29.47 | - | 29.47 | 2018-11-01 05:00 | 11 | 1 | 5 |  | 27.81 | - | 27.81 | 2019-11-01 05:00 | 11 | 1 | 5 |  | 27.96 | - | 27.96
2017-11-01 06:00 | 11 | 1 | 6 |  | 44.88 | - | 44.88 | 2018-11-01 06:00 | 11 | 1 | 6 |  | 39.55 | - | 39.55 | 2019-11-01 06:00 | 11 | 1 | 6 |  | 36.85 | - | 36.85
2017-11-01 07:00 | 11 | 1 | 7 |  | 51.02 | - | 51.02 | 2018-11-01 07:00 | 11 | 1 | 7 |  | 44.24 | - | 44.24 | 2019-11-01 07:00 | 11 | 1 | 7 |  | 45.97 | - | 45.97
2017-11-01 08:00 | 11 | 1 | 8 |  | 44.72 | 44.72 | - | 2018-11-01 08:00 | 11 | 1 | 8 |  | 42.71 | 42.71 | - | 2019-11-01 08:00 | 11 | 1 | 8 |  | 37.84 | 37.84 | -
2017-11-01 09:00 | 11 | 1 | 9 |  | 42.03 | 42.03 | - | 2018-11-01 09:00 | 11 | 1 | 9 |  | 41.15 | 41.15 | - | 2019-11-01 09:00 | 11 | 1 | 9 |  | 34.76 | 34.76 | -
2017-11-01 10:00 | 11 | 1 | 10 |  | 40.98 | 40.98 | - | 2018-11-01 10:00 | 11 | 1 | 10 |  | 40.57 | 40.57 | - | 2019-11-01 10:00 | 11 | 1 | 10 |  | 33.87 | 33.87 | -
2017-11-01 11:00 | 11 | 1 | 11 |  | 35.8 | 35.8 | - | 2018-11-01 11:00 | 11 | 1 | 11 |  | 40.24 | 40.24 | - | 2019-11-01 11:00 | 11 | 1 | 11 |  | 32.36 | 32.36 | -
2017-11-01 12:00 | 11 | 1 | 12 |  | 33.47 | 33.47 | - | 2018-11-01 12:00 | 11 | 1 | 12 |  | 39.08 | 39.08 | - | 2019-11-01 12:00 | 11 | 1 | 12 |  | 30.2 | 30.2 | -
2017-11-01 13:00 | 11 | 1 | 13 |  | 31.13 | 31.13 | - | 2018-11-01 13:00 | 11 | 1 | 13 |  | 38.37 | 38.37 | - | 2019-11-01 13:00 | 11 | 1 | 13 |  | 29.28 | 29.28 | -
2017-11-01 14:00 | 11 | 1 | 14 |  | 31.24 | 31.24 | - | 2018-11-01 14:00 | 11 | 1 | 14 |  | 36.79 | 36.79 | - | 2019-11-01 14:00 | 11 | 1 | 14 |  | 27.22 | 27.22 | -
2017-11-01 15:00 | 11 | 1 | 15 |  | 29.82 | 29.82 | - | 2018-11-01 15:00 | 11 | 1 | 15 |  | 36.09 | 36.09 | - | 2019-11-01 15:00 | 11 | 1 | 15 |  | 25.87 | 25.87 | -
2017-11-01 16:00 | 11 | 1 | 16 |  | 30.47 | 30.47 | - | 2018-11-01 16:00 | 11 | 1 | 16 |  | 37.07 | 37.07 | - | 2019-11-01 16:00 | 11 | 1 | 16 |  | 26.96 | 26.96 | -
2017-11-01 17:00 | 11 | 1 | 17 |  | 32.5 | - | 32.5 | 2018-11-01 17:00 | 11 | 1 | 17 |  | 40.98 | - | 40.98 | 2019-11-01 17:00 | 11 | 1 | 17 |  | 30.37 | - | 30.37
2017-11-01 18:00 | 11 | 1 | 18 |  | 41.02 | - | 41.02 | 2018-11-01 18:00 | 11 | 1 | 18 |  | 46.4 | - | 46.4 | 2019-11-01 18:00 | 11 | 1 | 18 |  | 34.88 | - | 34.88
2017-11-01 19:00 | 11 | 1 | 19 |  | 39.74 | - | 39.74 | 2018-11-01 19:00 | 11 | 1 | 19 |  | 44.29 | - | 44.29 | 2019-11-01 19:00 | 11 | 1 | 19 |  | 34.93 | - | 34.93
2017-11-01 20:00 | 11 | 1 | 20 |  | 34.3 | - | 34.3 | 2018-11-01 20:00 | 11 | 1 | 20 |  | 39.93 | - | 39.93 | 2019-11-01 20:00 | 11 | 1 | 20 |  | 34.45 | - | 34.45
2017-11-01 21:00 | 11 | 1 | 21 |  | 28.74 | - | 28.74 | 2018-11-01 21:00 | 11 | 1 | 21 |  | 34.64 | - | 34.64 | 2019-11-01 21:00 | 11 | 1 | 21 |  | 30.86 | - | 30.86
2017-11-01 22:00 | 11 | 1 | 22 |  | 24.44 | - | 24.44 | 2018-11-01 22:00 | 11 | 1 | 22 |  | 28.3 | - | 28.3 | 2019-11-01 22:00 | 11 | 1 | 22 |  | 27.7 | - | 27.7
2017-11-01 23:00 | 11 | 1 | 23 |  | 22.29 | - | 22.29 | 2018-11-01 23:00 | 11 | 1 | 23 |  | 25.71 | - | 25.71 | 2019-11-01 23:00 | 11 | 1 | 23 |  | 25.92 | - | 25.92
2017-11-02 | 11 | 2 | 0 |  | 19.77 | - | 19.77 | 2018-11-02 | 11 | 2 | 0 |  | 23.39 | - | 23.39 | 2019-11-02 | 11 | 2 | 0 | W | 28.8 | - | 28.8
2017-11-02 01:00 | 11 | 2 | 1 |  | 19.46 | - | 19.46 | 2018-11-02 01:00 | 11 | 2 | 1 |  | 22.85 | - | 22.85 | 2019-11-02 01:00 | 11 | 2 | 1 | W | 26.9 | - | 26.9
2017-11-02 02:00 | 11 | 2 | 2 |  | 18.91 | - | 18.91 | 2018-11-02 02:00 | 11 | 2 | 2 |  | 22.05 | - | 22.05 | 2019-11-02 02:00 | 11 | 2 | 2 | W | 26.05 | - | 26.05
2017-11-02 03:00 | 11 | 2 | 3 |  | 18.93 | - | 18.93 | 2018-11-02 03:00 | 11 | 2 | 3 |  | 22.08 | - | 22.08 | 2019-11-02 03:00 | 11 | 2 | 3 | W | 25.95 | - | 25.95
2017-11-02 04:00 | 11 | 2 | 4 |  | 19.49 | - | 19.49 | 2018-11-02 04:00 | 11 | 2 | 4 |  | 23.2 | - | 23.2 | 2019-11-02 04:00 | 11 | 2 | 4 | W | 26.75 | - | 26.75
2017-11-02 05:00 | 11 | 2 | 5 |  | 21.84 | - | 21.84 | 2018-11-02 05:00 | 11 | 2 | 5 |  | 25.58 | - | 25.58 | 2019-11-02 05:00 | 11 | 2 | 5 | W | 28.37 | - | 28.37
2017-11-02 06:00 | 11 | 2 | 6 |  | 27.85 | - | 27.85 | 2018-11-02 06:00 | 11 | 2 | 6 |  | 35.9 | - | 35.9 | 2019-11-02 06:00 | 11 | 2 | 6 | W | 34.72 | - | 34.72
2017-11-02 07:00 | 11 | 2 | 7 |  | 33.61 | - | 33.61 | 2018-11-02 07:00 | 11 | 2 | 7 |  | 40.96 | - | 40.96 | 2019-11-02 07:00 | 11 | 2 | 7 | W | 39.09 | - | 39.09
2017-11-02 08:00 | 11 | 2 | 8 |  | 32.74 | 32.74 | - | 2018-11-02 08:00 | 11 | 2 | 8 |  | 40.84 | 40.84 | - | 2019-11-02 08:00 | 11 | 2 | 8 | W | 39.97 | - | 39.97
2017-11-02 09:00 | 11 | 2 | 9 |  | 32.61 | 32.61 | - | 2018-11-02 09:00 | 11 | 2 | 9 |  | 40.79 | 40.79 | - | 2019-11-02 09:00 | 11 | 2 | 9 | W | 36.66 | - | 36.66
2017-11-02 10:00 | 11 | 2 | 10 |  | 32.51 | 32.51 | - | 2018-11-02 10:00 | 11 | 2 | 10 |  | 43.78 | 43.78 | - | 2019-11-02 10:00 | 11 | 2 | 10 | W | 34.27 | - | 34.27
2017-11-02 11:00 | 11 | 2 | 11 |  | 31.97 | 31.97 | - | 2018-11-02 11:00 | 11 | 2 | 11 |  | 43.54 | 43.54 | - | 2019-11-02 11:00 | 11 | 2 | 11 | W | 29.07 | - | 29.07
2017-11-02 12:00 | 11 | 2 | 12 |  | 30.76 | 30.76 | - | 2018-11-02 12:00 | 11 | 2 | 12 |  | 40.41 | 40.41 | - | 2019-11-02 12:00 | 11 | 2 | 12 | W | 26.38 | - | 26.38
2017-11-02 13:00 | 11 | 2 | 13 |  | 30.85 | 30.85 | - | 2018-11-02 13:00 | 11 | 2 | 13 |  | 39.99 | 39.99 | - | 2019-11-02 13:00 | 11 | 2 | 13 | W | 25.87 | - | 25.87
2017-11-02 14:00 | 11 | 2 | 14 |  | 30.37 | 30.37 | - | 2018-11-02 14:00 | 11 | 2 | 14 |  | 38.08 | 38.08 | - | 2019-11-02 14:00 | 11 | 2 | 14 | W | 24.89 | - | 24.89
2017-11-02 15:00 | 11 | 2 | 15 |  | 29.35 | 29.35 | - | 2018-11-02 15:00 | 11 | 2 | 15 |  | 37.58 | 37.58 | - | 2019-11-02 15:00 | 11 | 2 | 15 | W | 24.54 | - | 24.54
2017-11-02 16:00 | 11 | 2 | 16 |  | 29.88 | 29.88 | - | 2018-11-02 16:00 | 11 | 2 | 16 |  | 36.75 | 36.75 | - | 2019-11-02 16:00 | 11 | 2 | 16 | W | 25.22 | - | 25.22
2017-11-02 17:00 | 11 | 2 | 17 |  | 31.54 | - | 31.54 | 2018-11-02 17:00 | 11 | 2 | 17 |  | 38.6 | - | 38.6 | 2019-11-02 17:00 | 11 | 2 | 17 | W | 26.49 | - | 26.49
2017-11-02 18:00 | 11 | 2 | 18 |  | 36.7 | - | 36.7 | 2018-11-02 18:00 | 11 | 2 | 18 |  | 41.92 | - | 41.92 | 2019-11-02 18:00 | 11 | 2 | 18 | W | 33.85 | - | 33.85
2017-11-02 19:00 | 11 | 2 | 19 |  | 33.45 | - | 33.45 | 2018-11-02 19:00 | 11 | 2 | 19 |  | 40.54 | - | 40.54 | 2019-11-02 19:00 | 11 | 2 | 19 | W | 35.6 | - | 35.6
2017-11-02 20:00 | 11 | 2 | 20 |  | 31.17 | - | 31.17 | 2018-11-02 20:00 | 11 | 2 | 20 |  | 36.13 | - | 36.13 | 2019-11-02 20:00 | 11 | 2 | 20 | W | 33.38 | - | 33.38
2017-11-02 21:00 | 11 | 2 | 21 |  | 25.39 | - | 25.39 | 2018-11-02 21:00 | 11 | 2 | 21 |  | 32.58 | - | 32.58 | 2019-11-02 21:00 | 11 | 2 | 21 | W | 31.27 | - | 31.27
2017-11-02 22:00 | 11 | 2 | 22 |  | 22.8 | - | 22.8 | 2018-11-02 22:00 | 11 | 2 | 22 |  | 30.19 | - | 30.19 | 2019-11-02 22:00 | 11 | 2 | 22 | W | 26.17 | - | 26.17
2017-11-02 23:00 | 11 | 2 | 23 |  | 20.63 | - | 20.63 | 2018-11-02 23:00 | 11 | 2 | 23 |  | 26.75 | - | 26.75 | 2019-11-02 23:00 | 11 | 2 | 23 | W | 25.81 | - | 25.81
2017-11-03 | 11 | 3 | 0 |  | 19.91 | - | 19.91 | 2018-11-03 | 11 | 3 | 0 | W | 25.57 | - | 25.57 | 2019-11-03 | 11 | 3 | 0 | W | 25.15 | - | 25.15
2017-11-03 01:00 | 11 | 3 | 1 |  | 19.9 | - | 19.9 | 2018-11-03 01:00 | 11 | 3 | 1 | W | 25.15 | - | 25.15 | 2019-11-03 01:00 | 11 | 3 | 1 | W | 24 | - | 24
2017-11-03 02:00 | 11 | 3 | 2 |  | 19.3 | - | 19.3 | 2018-11-03 02:00 | 11 | 3 | 2 | W | 25.07 | - | 25.07 | 2019-11-03 01:00 | 11 | 3 | 1 | W | 24 | - | 24
2017-11-03 03:00 | 11 | 3 | 3 |  | 19.13 | - | 19.13 | 2018-11-03 03:00 | 11 | 3 | 3 | W | 24.49 | - | 24.49 | 2019-11-03 02:00 | 11 | 3 | 2 | W | 24.19 | - | 24.19
2017-11-03 04:00 | 11 | 3 | 4 |  | 19.32 | - | 19.32 | 2018-11-03 04:00 | 11 | 3 | 4 | W | 24.19 | - | 24.19 | 2019-11-03 03:00 | 11 | 3 | 3 | W | 23.98 | - | 23.98
2017-11-03 05:00 | 11 | 3 | 5 |  | 21.61 | - | 21.61 | 2018-11-03 05:00 | 11 | 3 | 5 | W | 24.57 | - | 24.57 | 2019-11-03 04:00 | 11 | 3 | 4 | W | 24.42 | - | 24.42
2017-11-03 06:00 | 11 | 3 | 6 |  | 28.98 | - | 28.98 | 2018-11-03 06:00 | 11 | 3 | 6 | W | 26.58 | - | 26.58 | 2019-11-03 05:00 | 11 | 3 | 5 | W | 24.68 | - | 24.68
2017-11-03 07:00 | 11 | 3 | 7 |  | 32.41 | - | 32.41 | 2018-11-03 07:00 | 11 | 3 | 7 | W | 33.31 | - | 33.31 | 2019-11-03 06:00 | 11 | 3 | 6 | W | 26.76 | - | 26.76
2017-11-03 08:00 | 11 | 3 | 8 |  | 32.1 | 32.1 | - | 2018-11-03 08:00 | 11 | 3 | 8 | W | 35.25 | - | 35.25 | 2019-11-03 07:00 | 11 | 3 | 7 | W | 30.82 | - | 30.82
2017-11-03 09:00 | 11 | 3 | 9 |  | 35 | 35 | - | 2018-11-03 09:00 | 11 | 3 | 9 | W | 36.57 | - | 36.57 | 2019-11-03 08:00 | 11 | 3 | 8 | W | 32.19 | - | 32.19
2017-11-03 10:00 | 11 | 3 | 10 |  | 34.95 | 34.95 | - | 2018-11-03 10:00 | 11 | 3 | 10 | W | 35.54 | - | 35.54 | 2019-11-03 09:00 | 11 | 3 | 9 | W | 28.04 | - | 28.04
2017-11-03 11:00 | 11 | 3 | 11 |  | 34.93 | 34.93 | - | 2018-11-03 11:00 | 11 | 3 | 11 | W | 33 | - | 33 | 2019-11-03 10:00 | 11 | 3 | 10 | W | 25.22 | - | 25.22
2017-11-03 12:00 | 11 | 3 | 12 |  | 34.68 | 34.68 | - | 2018-11-03 12:00 | 11 | 3 | 12 | W | 28.32 | - | 28.32 | 2019-11-03 11:00 | 11 | 3 | 11 | W | 24.29 | - | 24.29
2017-11-03 13:00 | 11 | 3 | 13 |  | 33.7 | 33.7 | - | 2018-11-03 13:00 | 11 | 3 | 13 | W | 26.82 | - | 26.82 | 2019-11-03 12:00 | 11 | 3 | 12 | W | 24.18 | - | 24.18
2017-11-03 14:00 | 11 | 3 | 14 |  | 33.48 | 33.48 | - | 2018-11-03 14:00 | 11 | 3 | 14 | W | 26.02 | - | 26.02 | 2019-11-03 13:00 | 11 | 3 | 13 | W | 23.89 | - | 23.89
2017-11-03 15:00 | 11 | 3 | 15 |  | 31.96 | 31.96 | - | 2018-11-03 15:00 | 11 | 3 | 15 | W | 25.43 | - | 25.43 | 2019-11-03 14:00 | 11 | 3 | 14 | W | 23.47 | - | 23.47
2017-11-03 16:00 | 11 | 3 | 16 |  | 31.33 | 31.33 | - | 2018-11-03 16:00 | 11 | 3 | 16 | W | 26.08 | - | 26.08 | 2019-11-03 15:00 | 11 | 3 | 15 | W | 23.91 | - | 23.91
2017-11-03 17:00 | 11 | 3 | 17 |  | 31.75 | - | 31.75 | 2018-11-03 17:00 | 11 | 3 | 17 | W | 27.41 | - | 27.41 | 2019-11-03 16:00 | 11 | 3 | 16 | W | 26.47 | - | 26.47
2017-11-03 18:00 | 11 | 3 | 18 |  | 35.04 | - | 35.04 | 2018-11-03 18:00 | 11 | 3 | 18 | W | 37.48 | - | 37.48 | 2019-11-03 17:00 | 11 | 3 | 17 | W | 41.79 | - | 41.79
2017-11-03 19:00 | 11 | 3 | 19 |  | 33.26 | - | 33.26 | 2018-11-03 19:00 | 11 | 3 | 19 | W | 34.75 | - | 34.75 | 2019-11-03 18:00 | 11 | 3 | 18 | W | 36.14 | - | 36.14
2017-11-03 20:00 | 11 | 3 | 20 |  | 30.77 | - | 30.77 | 2018-11-03 20:00 | 11 | 3 | 20 | W | 30.25 | - | 30.25 | 2019-11-03 19:00 | 11 | 3 | 19 | W | 34.87 | - | 34.87
2017-11-03 21:00 | 11 | 3 | 21 |  | 25.47 | - | 25.47 | 2018-11-03 21:00 | 11 | 3 | 21 | W | 27.04 | - | 27.04 | 2019-11-03 20:00 | 11 | 3 | 20 | W | 33.08 | - | 33.08
2017-11-03 22:00 | 11 | 3 | 22 |  | 22.83 | - | 22.83 | 2018-11-03 22:00 | 11 | 3 | 22 | W | 25.47 | - | 25.47 | 2019-11-03 21:00 | 11 | 3 | 21 | W | 28.79 | - | 28.79
2017-11-03 23:00 | 11 | 3 | 23 |  | 20.06 | - | 20.06 | 2018-11-03 23:00 | 11 | 3 | 23 | W | 25.08 | - | 25.08 | 2019-11-03 22:00 | 11 | 3 | 22 | W | 25.02 | - | 25.02
2017-11-04 | 11 | 4 | 0 | W | 21.43 | - | 21.43 | 2018-11-04 | 11 | 4 | 0 | W | 23.86 | - | 23.86 | 2019-11-03 23:00 | 11 | 3 | 23 | W | 24.19 | - | 24.19
2017-11-04 01:00 | 11 | 4 | 1 | W | 20.55 | - | 20.55 | 2018-11-04 01:00 | 11 | 4 | 1 | W | 21.35 | - | 21.35 | 2019-11-04 | 11 | 4 | 0 |  | 24.1 | - | 24.1
2017-11-04 02:00 | 11 | 4 | 2 | W | 20.49 | - | 20.49 | 2018-11-04 01:00 | 11 | 4 | 1 | W | 21.35 | - | 21.35 | 2019-11-04 01:00 | 11 | 4 | 1 |  | 23.73 | - | 23.73
2017-11-04 03:00 | 11 | 4 | 3 | W | 19.97 | - | 19.97 | 2018-11-04 02:00 | 11 | 4 | 2 | W | 22.14 | - | 22.14 | 2019-11-04 02:00 | 11 | 4 | 2 |  | 23.5 | - | 23.5
2017-11-04 04:00 | 11 | 4 | 4 | W | 20.39 | - | 20.39 | 2018-11-04 03:00 | 11 | 4 | 3 | W | 21.95 | - | 21.95 | 2019-11-04 03:00 | 11 | 4 | 3 |  | 23.56 | - | 23.56
2017-11-04 05:00 | 11 | 4 | 5 | W | 20.56 | - | 20.56 | 2018-11-04 04:00 | 11 | 4 | 4 | W | 22.14 | - | 22.14 | 2019-11-04 04:00 | 11 | 4 | 4 |  | 25.41 | - | 25.41
2017-11-04 06:00 | 11 | 4 | 6 | W | 22.13 | - | 22.13 | 2018-11-04 05:00 | 11 | 4 | 5 | W | 22.3 | - | 22.3 | 2019-11-04 05:00 | 11 | 4 | 5 |  | 37.04 | - | 37.04
2017-11-04 07:00 | 11 | 4 | 7 | W | 23.17 | - | 23.17 | 2018-11-04 06:00 | 11 | 4 | 6 | W | 23.75 | - | 23.75 | 2019-11-04 06:00 | 11 | 4 | 6 |  | 52.36 | - | 52.36
2017-11-04 08:00 | 11 | 4 | 8 | W | 24.58 | - | 24.58 | 2018-11-04 07:00 | 11 | 4 | 7 | W | 25.47 | - | 25.47 | 2019-11-04 07:00 | 11 | 4 | 7 |  | 48.94 | - | 48.94
2017-11-04 09:00 | 11 | 4 | 9 | W | 27.13 | - | 27.13 | 2018-11-04 08:00 | 11 | 4 | 8 | W | 25.42 | - | 25.42 | 2019-11-04 08:00 | 11 | 4 | 8 |  | 39.48 | 39.48 | -
2017-11-04 10:00 | 11 | 4 | 10 | W | 28.59 | - | 28.59 | 2018-11-04 09:00 | 11 | 4 | 9 | W | 24.43 | - | 24.43 | 2019-11-04 09:00 | 11 | 4 | 9 |  | 36.28 | 36.28 | -
2017-11-04 11:00 | 11 | 4 | 11 | W | 26.37 | - | 26.37 | 2018-11-04 10:00 | 11 | 4 | 10 | W | 23.24 | - | 23.24 | 2019-11-04 10:00 | 11 | 4 | 10 |  | 35.72 | 35.72 | -
2017-11-04 12:00 | 11 | 4 | 12 | W | 25.52 | - | 25.52 | 2018-11-04 11:00 | 11 | 4 | 11 | W | 22.49 | - | 22.49 | 2019-11-04 11:00 | 11 | 4 | 11 |  | 34.23 | 34.23 | -
2017-11-04 13:00 | 11 | 4 | 13 | W | 24.53 | - | 24.53 | 2018-11-04 12:00 | 11 | 4 | 12 | W | 22.25 | - | 22.25 | 2019-11-04 12:00 | 11 | 4 | 12 |  | 31.83 | 31.83 | -
2017-11-04 14:00 | 11 | 4 | 14 | W | 23.85 | - | 23.85 | 2018-11-04 13:00 | 11 | 4 | 13 | W | 22.41 | - | 22.41 | 2019-11-04 13:00 | 11 | 4 | 13 |  | 33.6 | 33.6 | -
2017-11-04 15:00 | 11 | 4 | 15 | W | 23.62 | - | 23.62 | 2018-11-04 14:00 | 11 | 4 | 14 | W | 22.27 | - | 22.27 | 2019-11-04 14:00 | 11 | 4 | 14 |  | 28.07 | 28.07 | -
2017-11-04 16:00 | 11 | 4 | 16 | W | 24.36 | - | 24.36 | 2018-11-04 15:00 | 11 | 4 | 15 | W | 22.25 | - | 22.25 | 2019-11-04 15:00 | 11 | 4 | 15 |  | 28.26 | 28.26 | -
2017-11-04 17:00 | 11 | 4 | 17 | W | 26.17 | - | 26.17 | 2018-11-04 16:00 | 11 | 4 | 16 | W | 24.68 | - | 24.68 | 2019-11-04 16:00 | 11 | 4 | 16 |  | 34.9 | 34.9 | -
2017-11-04 18:00 | 11 | 4 | 18 | W | 31.3 | - | 31.3 | 2018-11-04 17:00 | 11 | 4 | 17 | W | 36.06 | - | 36.06 | 2019-11-04 17:00 | 11 | 4 | 17 |  | 51.69 | - | 51.69
2017-11-04 19:00 | 11 | 4 | 19 | W | 29.28 | - | 29.28 | 2018-11-04 18:00 | 11 | 4 | 18 | W | 32.95 | - | 32.95 | 2019-11-04 18:00 | 11 | 4 | 18 |  | 42.83 | - | 42.83
2017-11-04 20:00 | 11 | 4 | 20 | W | 26.06 | - | 26.06 | 2018-11-04 19:00 | 11 | 4 | 19 | W | 28.66 | - | 28.66 | 2019-11-04 19:00 | 11 | 4 | 19 |  | 40.06 | - | 40.06
2017-11-04 21:00 | 11 | 4 | 21 | W | 24.18 | - | 24.18 | 2018-11-04 20:00 | 11 | 4 | 20 | W | 26.63 | - | 26.63 | 2019-11-04 20:00 | 11 | 4 | 20 |  | 35.47 | - | 35.47
2017-11-04 22:00 | 11 | 4 | 22 | W | 22.71 | - | 22.71 | 2018-11-04 21:00 | 11 | 4 | 21 | W | 24.68 | - | 24.68 | 2019-11-04 21:00 | 11 | 4 | 21 |  | 33.53 | - | 33.53
2017-11-04 23:00 | 11 | 4 | 23 | W | 20.9 | - | 20.9 | 2018-11-04 22:00 | 11 | 4 | 22 | W | 23.28 | - | 23.28 | 2019-11-04 22:00 | 11 | 4 | 22 |  | 28.19 | - | 28.19
2017-11-05 | 11 | 5 | 0 | W | 19.76 | - | 19.76 | 2018-11-04 23:00 | 11 | 4 | 23 | W | 23.34 | - | 23.34 | 2019-11-04 23:00 | 11 | 4 | 23 |  | 24.56 | - | 24.56
2017-11-05 01:00 | 11 | 5 | 1 | W | 18.62 | - | 18.62 | 2018-11-05 | 11 | 5 | 0 |  | 21.8 | - | 21.8 | 2019-11-05 | 11 | 5 | 0 |  | 24.35 | - | 24.35
2017-11-05 01:00 | 11 | 5 | 1 | W | 18.62 | - | 18.62 | 2018-11-05 01:00 | 11 | 5 | 1 |  | 22.02 | - | 22.02 | 2019-11-05 01:00 | 11 | 5 | 1 |  | 23.94 | - | 23.94
2017-11-05 02:00 | 11 | 5 | 2 | W | 18.95 | - | 18.95 | 2018-11-05 02:00 | 11 | 5 | 2 |  | 22.02 | - | 22.02 | 2019-11-05 02:00 | 11 | 5 | 2 |  | 23.41 | - | 23.41
2017-11-05 03:00 | 11 | 5 | 3 | W | 18.5 | - | 18.5 | 2018-11-05 03:00 | 11 | 5 | 3 |  | 21.94 | - | 21.94 | 2019-11-05 03:00 | 11 | 5 | 3 |  | 23.72 | - | 23.72
2017-11-05 04:00 | 11 | 5 | 4 | W | 18.72 | - | 18.72 | 2018-11-05 04:00 | 11 | 5 | 4 |  | 23.14 | - | 23.14 | 2019-11-05 04:00 | 11 | 5 | 4 |  | 24.69 | - | 24.69
2017-11-05 05:00 | 11 | 5 | 5 | W | 18.64 | - | 18.64 | 2018-11-05 05:00 | 11 | 5 | 5 |  | 27.14 | - | 27.14 | 2019-11-05 05:00 | 11 | 5 | 5 |  | 26.97 | - | 26.97
2017-11-05 06:00 | 11 | 5 | 6 | W | 18.4 | - | 18.4 | 2018-11-05 06:00 | 11 | 5 | 6 |  | 41.79 | - | 41.79 | 2019-11-05 06:00 | 11 | 5 | 6 |  | 40.27 | - | 40.27
2017-11-05 07:00 | 11 | 5 | 7 | W | 18.56 | - | 18.56 | 2018-11-05 07:00 | 11 | 5 | 7 |  | 39.26 | - | 39.26 | 2019-11-05 07:00 | 11 | 5 | 7 |  | 40.15 | - | 40.15
2017-11-05 08:00 | 11 | 5 | 8 | W | 19.65 | - | 19.65 | 2018-11-05 08:00 | 11 | 5 | 8 |  | 40.26 | 40.26 | - | 2019-11-05 08:00 | 11 | 5 | 8 |  | 36.07 | 36.07 | -
2017-11-05 09:00 | 11 | 5 | 9 | W | 21.05 | - | 21.05 | 2018-11-05 09:00 | 11 | 5 | 9 |  | 39.91 | 39.91 | - | 2019-11-05 09:00 | 11 | 5 | 9 |  | 36.02 | 36.02 | -
2017-11-05 10:00 | 11 | 5 | 10 | W | 22.11 | - | 22.11 | 2018-11-05 10:00 | 11 | 5 | 10 |  | 41.44 | 41.44 | - | 2019-11-05 10:00 | 11 | 5 | 10 |  | 35.93 | 35.93 | -
2017-11-05 11:00 | 11 | 5 | 11 | W | 22.44 | - | 22.44 | 2018-11-05 11:00 | 11 | 5 | 11 |  | 39.99 | 39.99 | - | 2019-11-05 11:00 | 11 | 5 | 11 |  | 34.57 | 34.57 | -
2017-11-05 12:00 | 11 | 5 | 12 | W | 22.85 | - | 22.85 | 2018-11-05 12:00 | 11 | 5 | 12 |  | 40.33 | 40.33 | - | 2019-11-05 12:00 | 11 | 5 | 12 |  | 32.67 | 32.67 | -
2017-11-05 13:00 | 11 | 5 | 13 | W | 22.91 | - | 22.91 | 2018-11-05 13:00 | 11 | 5 | 13 |  | 38.61 | 38.61 | - | 2019-11-05 13:00 | 11 | 5 | 13 |  | 33.42 | 33.42 | -
2017-11-05 14:00 | 11 | 5 | 14 | W | 22.82 | - | 22.82 | 2018-11-05 14:00 | 11 | 5 | 14 |  | 35.73 | 35.73 | - | 2019-11-05 14:00 | 11 | 5 | 14 |  | 29.22 | 29.22 | -
2017-11-05 15:00 | 11 | 5 | 15 | W | 22.78 | - | 22.78 | 2018-11-05 15:00 | 11 | 5 | 15 |  | 35.6 | 35.6 | - | 2019-11-05 15:00 | 11 | 5 | 15 |  | 29.16 | 29.16 | -
2017-11-05 16:00 | 11 | 5 | 16 | W | 23.99 | - | 23.99 | 2018-11-05 16:00 | 11 | 5 | 16 |  | 40.97 | 40.97 | - | 2019-11-05 16:00 | 11 | 5 | 16 |  | 35.44 | 35.44 | -
2017-11-05 17:00 | 11 | 5 | 17 | W | 34.3 | - | 34.3 | 2018-11-05 17:00 | 11 | 5 | 17 |  | 57.68 | - | 57.68 | 2019-11-05 17:00 | 11 | 5 | 17 |  | 46.78 | - | 46.78
2017-11-05 18:00 | 11 | 5 | 18 | W | 26.82 | - | 26.82 | 2018-11-05 18:00 | 11 | 5 | 18 |  | 54.24 | - | 54.24 | 2019-11-05 18:00 | 11 | 5 | 18 |  | 43.39 | - | 43.39
2017-11-05 19:00 | 11 | 5 | 19 | W | 26 | - | 26 | 2018-11-05 19:00 | 11 | 5 | 19 |  | 38.12 | - | 38.12 | 2019-11-05 19:00 | 11 | 5 | 19 |  | 41.78 | - | 41.78
2017-11-05 20:00 | 11 | 5 | 20 | W | 25.12 | - | 25.12 | 2018-11-05 20:00 | 11 | 5 | 20 |  | 35.41 | - | 35.41 | 2019-11-05 20:00 | 11 | 5 | 20 |  | 40.16 | - | 40.16
2017-11-05 21:00 | 11 | 5 | 21 | W | 23.65 | - | 23.65 | 2018-11-05 21:00 | 11 | 5 | 21 |  | 28.77 | - | 28.77 | 2019-11-05 21:00 | 11 | 5 | 21 |  | 39.3 | - | 39.3
2017-11-05 22:00 | 11 | 5 | 22 | W | 22.01 | - | 22.01 | 2018-11-05 22:00 | 11 | 5 | 22 |  | 25.83 | - | 25.83 | 2019-11-05 22:00 | 11 | 5 | 22 |  | 31.87 | - | 31.87
2017-11-05 23:00 | 11 | 5 | 23 | W | 21.12 | - | 21.12 | 2018-11-05 23:00 | 11 | 5 | 23 |  | 24.49 | - | 24.49 | 2019-11-05 23:00 | 11 | 5 | 23 |  | 27.85 | - | 27.85
2017-11-06 | 11 | 6 | 0 |  | 19.35 | - | 19.35 | 2018-11-06 | 11 | 6 | 0 |  | 25.69 | - | 25.69 | 2019-11-06 | 11 | 6 | 0 |  | 27.19 | - | 27.19
2017-11-06 01:00 | 11 | 6 | 1 |  | 19.24 | - | 19.24 | 2018-11-06 01:00 | 11 | 6 | 1 |  | 24.58 | - | 24.58 | 2019-11-06 01:00 | 11 | 6 | 1 |  | 26.94 | - | 26.94
2017-11-06 02:00 | 11 | 6 | 2 |  | 18.56 | - | 18.56 | 2018-11-06 02:00 | 11 | 6 | 2 |  | 23.24 | - | 23.24 | 2019-11-06 02:00 | 11 | 6 | 2 |  | 26.31 | - | 26.31
2017-11-06 03:00 | 11 | 6 | 3 |  | 18.53 | - | 18.53 | 2018-11-06 03:00 | 11 | 6 | 3 |  | 22.78 | - | 22.78 | 2019-11-06 03:00 | 11 | 6 | 3 |  | 26.87 | - | 26.87
2017-11-06 04:00 | 11 | 6 | 4 |  | 19.37 | - | 19.37 | 2018-11-06 04:00 | 11 | 6 | 4 |  | 24.03 | - | 24.03 | 2019-11-06 04:00 | 11 | 6 | 4 |  | 29.56 | - | 29.56
2017-11-06 05:00 | 11 | 6 | 5 |  | 22.26 | - | 22.26 | 2018-11-06 05:00 | 11 | 6 | 5 |  | 26.5 | - | 26.5 | 2019-11-06 05:00 | 11 | 6 | 5 |  | 32.6 | - | 32.6
2017-11-06 06:00 | 11 | 6 | 6 |  | 27.43 | - | 27.43 | 2018-11-06 06:00 | 11 | 6 | 6 |  | 35.23 | - | 35.23 | 2019-11-06 06:00 | 11 | 6 | 6 |  | 45.48 | - | 45.48
2017-11-06 07:00 | 11 | 6 | 7 |  | 29.13 | - | 29.13 | 2018-11-06 07:00 | 11 | 6 | 7 |  | 32.86 | - | 32.86 | 2019-11-06 07:00 | 11 | 6 | 7 |  | 45.73 | - | 45.73
2017-11-06 08:00 | 11 | 6 | 8 |  | 30.36 | 30.36 | - | 2018-11-06 08:00 | 11 | 6 | 8 |  | 32.39 | 32.39 | - | 2019-11-06 08:00 | 11 | 6 | 8 |  | 38.93 | 38.93 | -
2017-11-06 09:00 | 11 | 6 | 9 |  | 32.55 | 32.55 | - | 2018-11-06 09:00 | 11 | 6 | 9 |  | 33.99 | 33.99 | - | 2019-11-06 09:00 | 11 | 6 | 9 |  | 35.68 | 35.68 | -
2017-11-06 10:00 | 11 | 6 | 10 |  | 32.55 | 32.55 | - | 2018-11-06 10:00 | 11 | 6 | 10 |  | 35.13 | 35.13 | - | 2019-11-06 10:00 | 11 | 6 | 10 |  | 33.32 | 33.32 | -
2017-11-06 11:00 | 11 | 6 | 11 |  | 33.36 | 33.36 | - | 2018-11-06 11:00 | 11 | 6 | 11 |  | 34.39 | 34.39 | - | 2019-11-06 11:00 | 11 | 6 | 11 |  | 31.71 | 31.71 | -
2017-11-06 12:00 | 11 | 6 | 12 |  | 32.29 | 32.29 | - | 2018-11-06 12:00 | 11 | 6 | 12 |  | 34.07 | 34.07 | - | 2019-11-06 12:00 | 11 | 6 | 12 |  | 29.78 | 29.78 | -
2017-11-06 13:00 | 11 | 6 | 13 |  | 32.41 | 32.41 | - | 2018-11-06 13:00 | 11 | 6 | 13 |  | 34.34 | 34.34 | - | 2019-11-06 13:00 | 11 | 6 | 13 |  | 29.89 | 29.89 | -
2017-11-06 14:00 | 11 | 6 | 14 |  | 31.51 | 31.51 | - | 2018-11-06 14:00 | 11 | 6 | 14 |  | 31.69 | 31.69 | - | 2019-11-06 14:00 | 11 | 6 | 14 |  | 27.95 | 27.95 | -
2017-11-06 15:00 | 11 | 6 | 15 |  | 31.04 | 31.04 | - | 2018-11-06 15:00 | 11 | 6 | 15 |  | 31.32 | 31.32 | - | 2019-11-06 15:00 | 11 | 6 | 15 |  | 28.3 | 28.3 | -
2017-11-06 16:00 | 11 | 6 | 16 |  | 31.43 | 31.43 | - | 2018-11-06 16:00 | 11 | 6 | 16 |  | 33.44 | 33.44 | - | 2019-11-06 16:00 | 11 | 6 | 16 |  | 31.32 | 31.32 | -
2017-11-06 17:00 | 11 | 6 | 17 |  | 44.5 | - | 44.5 | 2018-11-06 17:00 | 11 | 6 | 17 |  | 44.29 | - | 44.29 | 2019-11-06 17:00 | 11 | 6 | 17 |  | 43.99 | - | 43.99
2017-11-06 18:00 | 11 | 6 | 18 |  | 39.9 | - | 39.9 | 2018-11-06 18:00 | 11 | 6 | 18 |  | 46.02 | - | 46.02 | 2019-11-06 18:00 | 11 | 6 | 18 |  | 40.49 | - | 40.49
2017-11-06 19:00 | 11 | 6 | 19 |  | 33.74 | - | 33.74 | 2018-11-06 19:00 | 11 | 6 | 19 |  | 39.34 | - | 39.34 | 2019-11-06 19:00 | 11 | 6 | 19 |  | 38.63 | - | 38.63
2017-11-06 20:00 | 11 | 6 | 20 |  | 32.7 | - | 32.7 | 2018-11-06 20:00 | 11 | 6 | 20 |  | 34.92 | - | 34.92 | 2019-11-06 20:00 | 11 | 6 | 20 |  | 36.66 | - | 36.66
2017-11-06 21:00 | 11 | 6 | 21 |  | 26.02 | - | 26.02 | 2018-11-06 21:00 | 11 | 6 | 21 |  | 30.79 | - | 30.79 | 2019-11-06 21:00 | 11 | 6 | 21 |  | 33.73 | - | 33.73
2017-11-06 22:00 | 11 | 6 | 22 |  | 23.35 | - | 23.35 | 2018-11-06 22:00 | 11 | 6 | 22 |  | 26.59 | - | 26.59 | 2019-11-06 22:00 | 11 | 6 | 22 |  | 29.41 | - | 29.41
2017-11-06 23:00 | 11 | 6 | 23 |  | 21.94 | - | 21.94 | 2018-11-06 23:00 | 11 | 6 | 23 |  | 24.73 | - | 24.73 | 2019-11-06 23:00 | 11 | 6 | 23 |  | 26.87 | - | 26.87
2017-11-07 | 11 | 7 | 0 |  | 22.07 | - | 22.07 | 2018-11-07 | 11 | 7 | 0 |  | 24.77 | - | 24.77 | 2019-11-07 | 11 | 7 | 0 |  | 25.86 | - | 25.86
2017-11-07 01:00 | 11 | 7 | 1 |  | 21.49 | - | 21.49 | 2018-11-07 01:00 | 11 | 7 | 1 |  | 24.44 | - | 24.44 | 2019-11-07 01:00 | 11 | 7 | 1 |  | 25.29 | - | 25.29
2017-11-07 02:00 | 11 | 7 | 2 |  | 20.78 | - | 20.78 | 2018-11-07 02:00 | 11 | 7 | 2 |  | 23.99 | - | 23.99 | 2019-11-07 02:00 | 11 | 7 | 2 |  | 24.57 | - | 24.57
2017-11-07 03:00 | 11 | 7 | 3 |  | 20.73 | - | 20.73 | 2018-11-07 03:00 | 11 | 7 | 3 |  | 23.99 | - | 23.99 | 2019-11-07 03:00 | 11 | 7 | 3 |  | 25.33 | - | 25.33
2017-11-07 04:00 | 11 | 7 | 4 |  | 21.78 | - | 21.78 | 2018-11-07 04:00 | 11 | 7 | 4 |  | 25.76 | - | 25.76 | 2019-11-07 04:00 | 11 | 7 | 4 |  | 27.68 | - | 27.68
2017-11-07 05:00 | 11 | 7 | 5 |  | 24.69 | - | 24.69 | 2018-11-07 05:00 | 11 | 7 | 5 |  | 29.59 | - | 29.59 | 2019-11-07 05:00 | 11 | 7 | 5 |  | 31.18 | - | 31.18
2017-11-07 06:00 | 11 | 7 | 6 |  | 32.21 | - | 32.21 | 2018-11-07 06:00 | 11 | 7 | 6 |  | 44.24 | - | 44.24 | 2019-11-07 06:00 | 11 | 7 | 6 |  | 40.57 | - | 40.57
2017-11-07 07:00 | 11 | 7 | 7 |  | 33.89 | - | 33.89 | 2018-11-07 07:00 | 11 | 7 | 7 |  | 42.97 | - | 42.97 | 2019-11-07 07:00 | 11 | 7 | 7 |  | 41.49 | - | 41.49
2017-11-07 08:00 | 11 | 7 | 8 |  | 34.08 | 34.08 | - | 2018-11-07 08:00 | 11 | 7 | 8 |  | 38.29 | 38.29 | - | 2019-11-07 08:00 | 11 | 7 | 8 |  | 37.22 | 37.22 | -
2017-11-07 09:00 | 11 | 7 | 9 |  | 36.06 | 36.06 | - | 2018-11-07 09:00 | 11 | 7 | 9 |  | 37.39 | 37.39 | - | 2019-11-07 09:00 | 11 | 7 | 9 |  | 37.21 | 37.21 | -
2017-11-07 10:00 | 11 | 7 | 10 |  | 36.56 | 36.56 | - | 2018-11-07 10:00 | 11 | 7 | 10 |  | 38.5 | 38.5 | - | 2019-11-07 10:00 | 11 | 7 | 10 |  | 38.21 | 38.21 | -
2017-11-07 11:00 | 11 | 7 | 11 |  | 35.53 | 35.53 | - | 2018-11-07 11:00 | 11 | 7 | 11 |  | 37.69 | 37.69 | - | 2019-11-07 11:00 | 11 | 7 | 11 |  | 37.15 | 37.15 | -
2017-11-07 12:00 | 11 | 7 | 12 |  | 35.04 | 35.04 | - | 2018-11-07 12:00 | 11 | 7 | 12 |  | 37.54 | 37.54 | - | 2019-11-07 12:00 | 11 | 7 | 12 |  | 36.75 | 36.75 | -
2017-11-07 13:00 | 11 | 7 | 13 |  | 34.41 | 34.41 | - | 2018-11-07 13:00 | 11 | 7 | 13 |  | 36.76 | 36.76 | - | 2019-11-07 13:00 | 11 | 7 | 13 |  | 37.55 | 37.55 | -
2017-11-07 14:00 | 11 | 7 | 14 |  | 33.81 | 33.81 | - | 2018-11-07 14:00 | 11 | 7 | 14 |  | 33.99 | 33.99 | - | 2019-11-07 14:00 | 11 | 7 | 14 |  | 33.56 | 33.56 | -
2017-11-07 15:00 | 11 | 7 | 15 |  | 34.01 | 34.01 | - | 2018-11-07 15:00 | 11 | 7 | 15 |  | 34.07 | 34.07 | - | 2019-11-07 15:00 | 11 | 7 | 15 |  | 33.36 | 33.36 | -
2017-11-07 16:00 | 11 | 7 | 16 |  | 36 | 36 | - | 2018-11-07 16:00 | 11 | 7 | 16 |  | 39.07 | 39.07 | - | 2019-11-07 16:00 | 11 | 7 | 16 |  | 36.56 | 36.56 | -
2017-11-07 17:00 | 11 | 7 | 17 |  | 52.05 | - | 52.05 | 2018-11-07 17:00 | 11 | 7 | 17 |  | 55.77 | - | 55.77 | 2019-11-07 17:00 | 11 | 7 | 17 |  | 47.95 | - | 47.95
2017-11-07 18:00 | 11 | 7 | 18 |  | 45.05 | - | 45.05 | 2018-11-07 18:00 | 11 | 7 | 18 |  | 54.28 | - | 54.28 | 2019-11-07 18:00 | 11 | 7 | 18 |  | 45.41 | - | 45.41
2017-11-07 19:00 | 11 | 7 | 19 |  | 38.43 | - | 38.43 | 2018-11-07 19:00 | 11 | 7 | 19 |  | 45.91 | - | 45.91 | 2019-11-07 19:00 | 11 | 7 | 19 |  | 44.87 | - | 44.87
2017-11-07 20:00 | 11 | 7 | 20 |  | 36.89 | - | 36.89 | 2018-11-07 20:00 | 11 | 7 | 20 |  | 45.72 | - | 45.72 | 2019-11-07 20:00 | 11 | 7 | 20 |  | 43.05 | - | 43.05
2017-11-07 21:00 | 11 | 7 | 21 |  | 32.22 | - | 32.22 | 2018-11-07 21:00 | 11 | 7 | 21 |  | 39.06 | - | 39.06 | 2019-11-07 21:00 | 11 | 7 | 21 |  | 39.86 | - | 39.86
2017-11-07 22:00 | 11 | 7 | 22 |  | 26.56 | - | 26.56 | 2018-11-07 22:00 | 11 | 7 | 22 |  | 32.61 | - | 32.61 | 2019-11-07 22:00 | 11 | 7 | 22 |  | 34.35 | - | 34.35
2017-11-07 23:00 | 11 | 7 | 23 |  | 23.56 | - | 23.56 | 2018-11-07 23:00 | 11 | 7 | 23 |  | 28.1 | - | 28.1 | 2019-11-07 23:00 | 11 | 7 | 23 |  | 29.4 | - | 29.4
2017-11-08 | 11 | 8 | 0 |  | 26.91 | - | 26.91 | 2018-11-08 | 11 | 8 | 0 |  | 28.7 | - | 28.7 | 2019-11-08 | 11 | 8 | 0 |  | 27.72 | - | 27.72
2017-11-08 01:00 | 11 | 8 | 1 |  | 25.1 | - | 25.1 | 2018-11-08 01:00 | 11 | 8 | 1 |  | 27.76 | - | 27.76 | 2019-11-08 01:00 | 11 | 8 | 1 |  | 27.08 | - | 27.08
2017-11-08 02:00 | 11 | 8 | 2 |  | 24.59 | - | 24.59 | 2018-11-08 02:00 | 11 | 8 | 2 |  | 26.3 | - | 26.3 | 2019-11-08 02:00 | 11 | 8 | 2 |  | 26.29 | - | 26.29
2017-11-08 03:00 | 11 | 8 | 3 |  | 24.81 | - | 24.81 | 2018-11-08 03:00 | 11 | 8 | 3 |  | 27.49 | - | 27.49 | 2019-11-08 03:00 | 11 | 8 | 3 |  | 27.57 | - | 27.57
2017-11-08 04:00 | 11 | 8 | 4 |  | 26.41 | - | 26.41 | 2018-11-08 04:00 | 11 | 8 | 4 |  | 32.26 | - | 32.26 | 2019-11-08 04:00 | 11 | 8 | 4 |  | 30.12 | - | 30.12
2017-11-08 05:00 | 11 | 8 | 5 |  | 32.98 | - | 32.98 | 2018-11-08 05:00 | 11 | 8 | 5 |  | 37.39 | - | 37.39 | 2019-11-08 05:00 | 11 | 8 | 5 |  | 38.25 | - | 38.25
2017-11-08 06:00 | 11 | 8 | 6 |  | 46.11 | - | 46.11 | 2018-11-08 06:00 | 11 | 8 | 6 |  | 53.27 | - | 53.27 | 2019-11-08 06:00 | 11 | 8 | 6 |  | 47.53 | - | 47.53
2017-11-08 07:00 | 11 | 8 | 7 |  | 46.83 | - | 46.83 | 2018-11-08 07:00 | 11 | 8 | 7 |  | 50.76 | - | 50.76 | 2019-11-08 07:00 | 11 | 8 | 7 |  | 49.57 | - | 49.57
2017-11-08 08:00 | 11 | 8 | 8 |  | 45.97 | 45.97 | - | 2018-11-08 08:00 | 11 | 8 | 8 |  | 48.11 | 48.11 | - | 2019-11-08 08:00 | 11 | 8 | 8 |  | 42.86 | 42.86 | -
2017-11-08 09:00 | 11 | 8 | 9 |  | 43.88 | 43.88 | - | 2018-11-08 09:00 | 11 | 8 | 9 |  | 47.21 | 47.21 | - | 2019-11-08 09:00 | 11 | 8 | 9 |  | 41.52 | 41.52 | -
2017-11-08 10:00 | 11 | 8 | 10 |  | 43.16 | 43.16 | - | 2018-11-08 10:00 | 11 | 8 | 10 |  | 47.84 | 47.84 | - | 2019-11-08 10:00 | 11 | 8 | 10 |  | 41.41 | 41.41 | -
2017-11-08 11:00 | 11 | 8 | 11 |  | 41.93 | 41.93 | - | 2018-11-08 11:00 | 11 | 8 | 11 |  | 43.19 | 43.19 | - | 2019-11-08 11:00 | 11 | 8 | 11 |  | 40.56 | 40.56 | -
2017-11-08 12:00 | 11 | 8 | 12 |  | 38.69 | 38.69 | - | 2018-11-08 12:00 | 11 | 8 | 12 |  | 41.02 | 41.02 | - | 2019-11-08 12:00 | 11 | 8 | 12 |  | 36.91 | 36.91 | -
2017-11-08 13:00 | 11 | 8 | 13 |  | 35.58 | 35.58 | - | 2018-11-08 13:00 | 11 | 8 | 13 |  | 38.67 | 38.67 | - | 2019-11-08 13:00 | 11 | 8 | 13 |  | 36.14 | 36.14 | -
2017-11-08 14:00 | 11 | 8 | 14 |  | 34.54 | 34.54 | - | 2018-11-08 14:00 | 11 | 8 | 14 |  | 36.7 | 36.7 | - | 2019-11-08 14:00 | 11 | 8 | 14 |  | 34.04 | 34.04 | -
2017-11-08 15:00 | 11 | 8 | 15 |  | 34.21 | 34.21 | - | 2018-11-08 15:00 | 11 | 8 | 15 |  | 36.25 | 36.25 | - | 2019-11-08 15:00 | 11 | 8 | 15 |  | 34.47 | 34.47 | -
2017-11-08 16:00 | 11 | 8 | 16 |  | 37.22 | 37.22 | - | 2018-11-08 16:00 | 11 | 8 | 16 |  | 39.38 | 39.38 | - | 2019-11-08 16:00 | 11 | 8 | 16 |  | 39.1 | 39.1 | -
2017-11-08 17:00 | 11 | 8 | 17 |  | 52.58 | - | 52.58 | 2018-11-08 17:00 | 11 | 8 | 17 |  | 51.17 | - | 51.17 | 2019-11-08 17:00 | 11 | 8 | 17 |  | 51.69 | - | 51.69
2017-11-08 18:00 | 11 | 8 | 18 |  | 49.45 | - | 49.45 | 2018-11-08 18:00 | 11 | 8 | 18 |  | 57.37 | - | 57.37 | 2019-11-08 18:00 | 11 | 8 | 18 |  | 46.89 | - | 46.89
2017-11-08 19:00 | 11 | 8 | 19 |  | 43.75 | - | 43.75 | 2018-11-08 19:00 | 11 | 8 | 19 |  | 49.24 | - | 49.24 | 2019-11-08 19:00 | 11 | 8 | 19 |  | 43.38 | - | 43.38
2017-11-08 20:00 | 11 | 8 | 20 |  | 43.91 | - | 43.91 | 2018-11-08 20:00 | 11 | 8 | 20 |  | 44.29 | - | 44.29 | 2019-11-08 20:00 | 11 | 8 | 20 |  | 42.94 | - | 42.94
2017-11-08 21:00 | 11 | 8 | 21 |  | 39.23 | - | 39.23 | 2018-11-08 21:00 | 11 | 8 | 21 |  | 38.71 | - | 38.71 | 2019-11-08 21:00 | 11 | 8 | 21 |  | 41.08 | - | 41.08
2017-11-08 22:00 | 11 | 8 | 22 |  | 33.43 | - | 33.43 | 2018-11-08 22:00 | 11 | 8 | 22 |  | 33.57 | - | 33.57 | 2019-11-08 22:00 | 11 | 8 | 22 |  | 36.63 | - | 36.63
2017-11-08 23:00 | 11 | 8 | 23 |  | 30.34 | - | 30.34 | 2018-11-08 23:00 | 11 | 8 | 23 |  | 33.05 | - | 33.05 | 2019-11-08 23:00 | 11 | 8 | 23 |  | 31.68 | - | 31.68
2017-11-09 | 11 | 9 | 0 |  | 27.06 | - | 27.06 | 2018-11-09 | 11 | 9 | 0 |  | 27.8 | - | 27.8 | 2019-11-09 | 11 | 9 | 0 | W | 37.14 | - | 37.14
2017-11-09 01:00 | 11 | 9 | 1 |  | 25.49 | - | 25.49 | 2018-11-09 01:00 | 11 | 9 | 1 |  | 26.43 | - | 26.43 | 2019-11-09 01:00 | 11 | 9 | 1 | W | 38.02 | - | 38.02
2017-11-09 02:00 | 11 | 9 | 2 |  | 24.52 | - | 24.52 | 2018-11-09 02:00 | 11 | 9 | 2 |  | 25.47 | - | 25.47 | 2019-11-09 02:00 | 11 | 9 | 2 | W | 34.24 | - | 34.24
2017-11-09 03:00 | 11 | 9 | 3 |  | 24.57 | - | 24.57 | 2018-11-09 03:00 | 11 | 9 | 3 |  | 25.55 | - | 25.55 | 2019-11-09 03:00 | 11 | 9 | 3 | W | 34.4 | - | 34.4
2017-11-09 04:00 | 11 | 9 | 4 |  | 26.02 | - | 26.02 | 2018-11-09 04:00 | 11 | 9 | 4 |  | 27.08 | - | 27.08 | 2019-11-09 04:00 | 11 | 9 | 4 | W | 36.24 | - | 36.24
2017-11-09 05:00 | 11 | 9 | 5 |  | 36.68 | - | 36.68 | 2018-11-09 05:00 | 11 | 9 | 5 |  | 31.91 | - | 31.91 | 2019-11-09 05:00 | 11 | 9 | 5 | W | 38.3 | - | 38.3
2017-11-09 06:00 | 11 | 9 | 6 |  | 49.68 | - | 49.68 | 2018-11-09 06:00 | 11 | 9 | 6 |  | 49.62 | - | 49.62 | 2019-11-09 06:00 | 11 | 9 | 6 | W | 41.48 | - | 41.48
2017-11-09 07:00 | 11 | 9 | 7 |  | 51.94 | - | 51.94 | 2018-11-09 07:00 | 11 | 9 | 7 |  | 48.2 | - | 48.2 | 2019-11-09 07:00 | 11 | 9 | 7 | W | 43.76 | - | 43.76
2017-11-09 08:00 | 11 | 9 | 8 |  | 53.85 | 53.85 | - | 2018-11-09 08:00 | 11 | 9 | 8 |  | 46.83 | 46.83 | - | 2019-11-09 08:00 | 11 | 9 | 8 | W | 38.91 | - | 38.91
2017-11-09 09:00 | 11 | 9 | 9 |  | 50.29 | 50.29 | - | 2018-11-09 09:00 | 11 | 9 | 9 |  | 45.61 | 45.61 | - | 2019-11-09 09:00 | 11 | 9 | 9 | W | 36.48 | - | 36.48
2017-11-09 10:00 | 11 | 9 | 10 |  | 47.33 | 47.33 | - | 2018-11-09 10:00 | 11 | 9 | 10 |  | 47.57 | 47.57 | - | 2019-11-09 10:00 | 11 | 9 | 10 | W | 31.64 | - | 31.64
2017-11-09 11:00 | 11 | 9 | 11 |  | 41.72 | 41.72 | - | 2018-11-09 11:00 | 11 | 9 | 11 |  | 45.97 | 45.97 | - | 2019-11-09 11:00 | 11 | 9 | 11 | W | 28.08 | - | 28.08
2017-11-09 12:00 | 11 | 9 | 12 |  | 38.54 | 38.54 | - | 2018-11-09 12:00 | 11 | 9 | 12 |  | 43.16 | 43.16 | - | 2019-11-09 12:00 | 11 | 9 | 12 | W | 26.85 | - | 26.85
2017-11-09 13:00 | 11 | 9 | 13 |  | 36.77 | 36.77 | - | 2018-11-09 13:00 | 11 | 9 | 13 |  | 40.59 | 40.59 | - | 2019-11-09 13:00 | 11 | 9 | 13 | W | 26.7 | - | 26.7
2017-11-09 14:00 | 11 | 9 | 14 |  | 34.3 | 34.3 | - | 2018-11-09 14:00 | 11 | 9 | 14 |  | 38.51 | 38.51 | - | 2019-11-09 14:00 | 11 | 9 | 14 | W | 25.71 | - | 25.71
2017-11-09 15:00 | 11 | 9 | 15 |  | 32.97 | 32.97 | - | 2018-11-09 15:00 | 11 | 9 | 15 |  | 38.73 | 38.73 | - | 2019-11-09 15:00 | 11 | 9 | 15 | W | 25.59 | - | 25.59
2017-11-09 16:00 | 11 | 9 | 16 |  | 36.05 | 36.05 | - | 2018-11-09 16:00 | 11 | 9 | 16 |  | 42.54 | 42.54 | - | 2019-11-09 16:00 | 11 | 9 | 16 | W | 27.89 | - | 27.89
2017-11-09 17:00 | 11 | 9 | 17 |  | 49.54 | - | 49.54 | 2018-11-09 17:00 | 11 | 9 | 17 |  | 54.73 | - | 54.73 | 2019-11-09 17:00 | 11 | 9 | 17 | W | 36.28 | - | 36.28
2017-11-09 18:00 | 11 | 9 | 18 |  | 50.22 | - | 50.22 | 2018-11-09 18:00 | 11 | 9 | 18 |  | 50.78 | - | 50.78 | 2019-11-09 18:00 | 11 | 9 | 18 | W | 35.13 | - | 35.13
2017-11-09 19:00 | 11 | 9 | 19 |  | 47.71 | - | 47.71 | 2018-11-09 19:00 | 11 | 9 | 19 |  | 40 | - | 40 | 2019-11-09 19:00 | 11 | 9 | 19 | W | 32.32 | - | 32.32
2017-11-09 20:00 | 11 | 9 | 20 |  | 48.08 | - | 48.08 | 2018-11-09 20:00 | 11 | 9 | 20 |  | 36.29 | - | 36.29 | 2019-11-09 20:00 | 11 | 9 | 20 | W | 31.4 | - | 31.4
2017-11-09 21:00 | 11 | 9 | 21 |  | 42.51 | - | 42.51 | 2018-11-09 21:00 | 11 | 9 | 21 |  | 32.31 | - | 32.31 | 2019-11-09 21:00 | 11 | 9 | 21 | W | 28.62 | - | 28.62
2017-11-09 22:00 | 11 | 9 | 22 |  | 35.96 | - | 35.96 | 2018-11-09 22:00 | 11 | 9 | 22 |  | 29.07 | - | 29.07 | 2019-11-09 22:00 | 11 | 9 | 22 | W | 26.15 | - | 26.15
2017-11-09 23:00 | 11 | 9 | 23 |  | 28.27 | - | 28.27 | 2018-11-09 23:00 | 11 | 9 | 23 |  | 26.94 | - | 26.94 | 2019-11-09 23:00 | 11 | 9 | 23 | W | 25.97 | - | 25.97
2017-11-10 | 11 | 10 | 0 |  | 25.29 | - | 25.29 | 2018-11-10 | 11 | 10 | 0 | W | 26.94 | - | 26.94 | 2019-11-10 | 11 | 10 | 0 | W | 26.34 | - | 26.34
2017-11-10 01:00 | 11 | 10 | 1 |  | 24.43 | - | 24.43 | 2018-11-10 01:00 | 11 | 10 | 1 | W | 25.78 | - | 25.78 | 2019-11-10 01:00 | 11 | 10 | 1 | W | 25.44 | - | 25.44
2017-11-10 02:00 | 11 | 10 | 2 |  | 24.35 | - | 24.35 | 2018-11-10 02:00 | 11 | 10 | 2 | W | 24.95 | - | 24.95 | 2019-11-10 02:00 | 11 | 10 | 2 | W | 24.86 | - | 24.86
2017-11-10 03:00 | 11 | 10 | 3 |  | 24.65 | - | 24.65 | 2018-11-10 03:00 | 11 | 10 | 3 | W | 24.73 | - | 24.73 | 2019-11-10 03:00 | 11 | 10 | 3 | W | 24.9 | - | 24.9
2017-11-10 04:00 | 11 | 10 | 4 |  | 27.17 | - | 27.17 | 2018-11-10 04:00 | 11 | 10 | 4 | W | 25.48 | - | 25.48 | 2019-11-10 04:00 | 11 | 10 | 4 | W | 25.61 | - | 25.61
2017-11-10 05:00 | 11 | 10 | 5 |  | 35.51 | - | 35.51 | 2018-11-10 05:00 | 11 | 10 | 5 | W | 26.76 | - | 26.76 | 2019-11-10 05:00 | 11 | 10 | 5 | W | 26.89 | - | 26.89
2017-11-10 06:00 | 11 | 10 | 6 |  | 51.89 | - | 51.89 | 2018-11-10 06:00 | 11 | 10 | 6 | W | 30.08 | - | 30.08 | 2019-11-10 06:00 | 11 | 10 | 6 | W | 27.93 | - | 27.93
2017-11-10 07:00 | 11 | 10 | 7 |  | 52.58 | - | 52.58 | 2018-11-10 07:00 | 11 | 10 | 7 | W | 34.06 | - | 34.06 | 2019-11-10 07:00 | 11 | 10 | 7 | W | 28.22 | - | 28.22
2017-11-10 08:00 | 11 | 10 | 8 |  | 53.78 | 53.78 | - | 2018-11-10 08:00 | 11 | 10 | 8 | W | 37.43 | - | 37.43 | 2019-11-10 08:00 | 11 | 10 | 8 | W | 26.15 | - | 26.15
2017-11-10 09:00 | 11 | 10 | 9 |  | 50.07 | 50.07 | - | 2018-11-10 09:00 | 11 | 10 | 9 | W | 38.55 | - | 38.55 | 2019-11-10 09:00 | 11 | 10 | 9 | W | 25.8 | - | 25.8
2017-11-10 10:00 | 11 | 10 | 10 |  | 49.96 | 49.96 | - | 2018-11-10 10:00 | 11 | 10 | 10 | W | 39.11 | - | 39.11 | 2019-11-10 10:00 | 11 | 10 | 10 | W | 24.64 | - | 24.64
2017-11-10 11:00 | 11 | 10 | 11 |  | 45.32 | 45.32 | - | 2018-11-10 11:00 | 11 | 10 | 11 | W | 36.14 | - | 36.14 | 2019-11-10 11:00 | 11 | 10 | 11 | W | 23.89 | - | 23.89
2017-11-10 12:00 | 11 | 10 | 12 |  | 43.37 | 43.37 | - | 2018-11-10 12:00 | 11 | 10 | 12 | W | 35.06 | - | 35.06 | 2019-11-10 12:00 | 11 | 10 | 12 | W | 23.55 | - | 23.55
2017-11-10 13:00 | 11 | 10 | 13 |  | 40.9 | 40.9 | - | 2018-11-10 13:00 | 11 | 10 | 13 | W | 34.5 | - | 34.5 | 2019-11-10 13:00 | 11 | 10 | 13 | W | 23.26 | - | 23.26
2017-11-10 14:00 | 11 | 10 | 14 |  | 39.54 | 39.54 | - | 2018-11-10 14:00 | 11 | 10 | 14 | W | 33.1 | - | 33.1 | 2019-11-10 14:00 | 11 | 10 | 14 | W | 22.8 | - | 22.8
2017-11-10 15:00 | 11 | 10 | 15 |  | 38.77 | 38.77 | - | 2018-11-10 15:00 | 11 | 10 | 15 | W | 33.25 | - | 33.25 | 2019-11-10 15:00 | 11 | 10 | 15 | W | 22.87 | - | 22.87
2017-11-10 16:00 | 11 | 10 | 16 |  | 44.46 | 44.46 | - | 2018-11-10 16:00 | 11 | 10 | 16 | W | 36.63 | - | 36.63 | 2019-11-10 16:00 | 11 | 10 | 16 | W | 24.12 | - | 24.12
2017-11-10 17:00 | 11 | 10 | 17 |  | 56.73 | - | 56.73 | 2018-11-10 17:00 | 11 | 10 | 17 | W | 54.49 | - | 54.49 | 2019-11-10 17:00 | 11 | 10 | 17 | W | 31.99 | - | 31.99
2017-11-10 18:00 | 11 | 10 | 18 |  | 56.47 | - | 56.47 | 2018-11-10 18:00 | 11 | 10 | 18 | W | 50.9 | - | 50.9 | 2019-11-10 18:00 | 11 | 10 | 18 | W | 29.42 | - | 29.42
2017-11-10 19:00 | 11 | 10 | 19 |  | 57.7 | - | 57.7 | 2018-11-10 19:00 | 11 | 10 | 19 | W | 48.17 | - | 48.17 | 2019-11-10 19:00 | 11 | 10 | 19 | W | 27.75 | - | 27.75
2017-11-10 20:00 | 11 | 10 | 20 |  | 57.17 | - | 57.17 | 2018-11-10 20:00 | 11 | 10 | 20 | W | 48.09 | - | 48.09 | 2019-11-10 20:00 | 11 | 10 | 20 | W | 27.04 | - | 27.04
2017-11-10 21:00 | 11 | 10 | 21 |  | 52.16 | - | 52.16 | 2018-11-10 21:00 | 11 | 10 | 21 | W | 46.43 | - | 46.43 | 2019-11-10 21:00 | 11 | 10 | 21 | W | 25.09 | - | 25.09
2017-11-10 22:00 | 11 | 10 | 22 |  | 42.34 | - | 42.34 | 2018-11-10 22:00 | 11 | 10 | 22 | W | 41.29 | - | 41.29 | 2019-11-10 22:00 | 11 | 10 | 22 | W | 23.63 | - | 23.63
2017-11-10 23:00 | 11 | 10 | 23 |  | 35.54 | - | 35.54 | 2018-11-10 23:00 | 11 | 10 | 23 | W | 40.49 | - | 40.49 | 2019-11-10 23:00 | 11 | 10 | 23 | W | 22.88 | - | 22.88
2017-11-11 | 11 | 11 | 0 | W | 37.49 | - | 37.49 | 2018-11-11 | 11 | 11 | 0 | W | 37.55 | - | 37.55 | 2019-11-11 | 11 | 11 | 0 |  | 22.53 | - | 22.53
2017-11-11 01:00 | 11 | 11 | 1 | W | 34.61 | - | 34.61 | 2018-11-11 01:00 | 11 | 11 | 1 | W | 35.76 | - | 35.76 | 2019-11-11 01:00 | 11 | 11 | 1 |  | 22.64 | - | 22.64
2017-11-11 02:00 | 11 | 11 | 2 | W | 34.01 | - | 34.01 | 2018-11-11 02:00 | 11 | 11 | 2 | W | 34.86 | - | 34.86 | 2019-11-11 02:00 | 11 | 11 | 2 |  | 22.38 | - | 22.38
2017-11-11 03:00 | 11 | 11 | 3 | W | 34.35 | - | 34.35 | 2018-11-11 03:00 | 11 | 11 | 3 | W | 35.77 | - | 35.77 | 2019-11-11 03:00 | 11 | 11 | 3 |  | 22.52 | - | 22.52
2017-11-11 04:00 | 11 | 11 | 4 | W | 35.87 | - | 35.87 | 2018-11-11 04:00 | 11 | 11 | 4 | W | 37.73 | - | 37.73 | 2019-11-11 04:00 | 11 | 11 | 4 |  | 23.75 | - | 23.75
2017-11-11 05:00 | 11 | 11 | 5 | W | 39.9 | - | 39.9 | 2018-11-11 05:00 | 11 | 11 | 5 | W | 45.8 | - | 45.8 | 2019-11-11 05:00 | 11 | 11 | 5 |  | 25.54 | - | 25.54
2017-11-11 06:00 | 11 | 11 | 6 | W | 48.83 | - | 48.83 | 2018-11-11 06:00 | 11 | 11 | 6 | W | 49.43 | - | 49.43 | 2019-11-11 06:00 | 11 | 11 | 6 |  | 33.41 | - | 33.41
2017-11-11 07:00 | 11 | 11 | 7 | W | 48.81 | - | 48.81 | 2018-11-11 07:00 | 11 | 11 | 7 | W | 49.95 | - | 49.95 | 2019-11-11 07:00 | 11 | 11 | 7 |  | 32.91 | - | 32.91
2017-11-11 08:00 | 11 | 11 | 8 | W | 50.21 | - | 50.21 | 2018-11-11 08:00 | 11 | 11 | 8 | W | 46.71 | - | 46.71 | 2019-11-11 08:00 | 11 | 11 | 8 |  | 31.64 | 31.64 | -
2017-11-11 09:00 | 11 | 11 | 9 | W | 47.02 | - | 47.02 | 2018-11-11 09:00 | 11 | 11 | 9 | W | 42.23 | - | 42.23 | 2019-11-11 09:00 | 11 | 11 | 9 |  | 30.65 | 30.65 | -
2017-11-11 10:00 | 11 | 11 | 10 | W | 41.76 | - | 41.76 | 2018-11-11 10:00 | 11 | 11 | 10 | W | 34.9 | - | 34.9 | 2019-11-11 10:00 | 11 | 11 | 10 |  | 30.33 | 30.33 | -
2017-11-11 11:00 | 11 | 11 | 11 | W | 38 | - | 38 | 2018-11-11 11:00 | 11 | 11 | 11 | W | 32.84 | - | 32.84 | 2019-11-11 11:00 | 11 | 11 | 11 |  | 28.43 | 28.43 | -
2017-11-11 12:00 | 11 | 11 | 12 | W | 35.62 | - | 35.62 | 2018-11-11 12:00 | 11 | 11 | 12 | W | 32.33 | - | 32.33 | 2019-11-11 12:00 | 11 | 11 | 12 |  | 28.58 | 28.58 | -
2017-11-11 13:00 | 11 | 11 | 13 | W | 33.11 | - | 33.11 | 2018-11-11 13:00 | 11 | 11 | 13 | W | 31.39 | - | 31.39 | 2019-11-11 13:00 | 11 | 11 | 13 |  | 28.48 | 28.48 | -
2017-11-11 14:00 | 11 | 11 | 14 | W | 30.94 | - | 30.94 | 2018-11-11 14:00 | 11 | 11 | 14 | W | 30.11 | - | 30.11 | 2019-11-11 14:00 | 11 | 11 | 14 |  | 26.89 | 26.89 | -
2017-11-11 15:00 | 11 | 11 | 15 | W | 30.81 | - | 30.81 | 2018-11-11 15:00 | 11 | 11 | 15 | W | 30.57 | - | 30.57 | 2019-11-11 15:00 | 11 | 11 | 15 |  | 26.79 | 26.79 | -
2017-11-11 16:00 | 11 | 11 | 16 | W | 33.64 | - | 33.64 | 2018-11-11 16:00 | 11 | 11 | 16 | W | 33.39 | - | 33.39 | 2019-11-11 16:00 | 11 | 11 | 16 |  | 30.39 | 30.39 | -
2017-11-11 17:00 | 11 | 11 | 17 | W | 44.48 | - | 44.48 | 2018-11-11 17:00 | 11 | 11 | 17 | W | 48.9 | - | 48.9 | 2019-11-11 17:00 | 11 | 11 | 17 |  | 37.83 | - | 37.83
2017-11-11 18:00 | 11 | 11 | 18 | W | 47.28 | - | 47.28 | 2018-11-11 18:00 | 11 | 11 | 18 | W | 46.6 | - | 46.6 | 2019-11-11 18:00 | 11 | 11 | 18 |  | 36.62 | - | 36.62
2017-11-11 19:00 | 11 | 11 | 19 | W | 45.34 | - | 45.34 | 2018-11-11 19:00 | 11 | 11 | 19 | W | 46.93 | - | 46.93 | 2019-11-11 19:00 | 11 | 11 | 19 |  | 33.72 | - | 33.72
2017-11-11 20:00 | 11 | 11 | 20 | W | 44.59 | - | 44.59 | 2018-11-11 20:00 | 11 | 11 | 20 | W | 48.04 | - | 48.04 | 2019-11-11 20:00 | 11 | 11 | 20 |  | 32.43 | - | 32.43
2017-11-11 21:00 | 11 | 11 | 21 | W | 39.67 | - | 39.67 | 2018-11-11 21:00 | 11 | 11 | 21 | W | 39.91 | - | 39.91 | 2019-11-11 21:00 | 11 | 11 | 21 |  | 28.59 | - | 28.59
2017-11-11 22:00 | 11 | 11 | 22 | W | 35.17 | - | 35.17 | 2018-11-11 22:00 | 11 | 11 | 22 | W | 35.36 | - | 35.36 | 2019-11-11 22:00 | 11 | 11 | 22 |  | 25.18 | - | 25.18
2017-11-11 23:00 | 11 | 11 | 23 | W | 30.2 | - | 30.2 | 2018-11-11 23:00 | 11 | 11 | 23 | W | 34.7 | - | 34.7 | 2019-11-11 23:00 | 11 | 11 | 23 |  | 24.05 | - | 24.05
2017-11-12 | 11 | 12 | 0 | W | 30.41 | - | 30.41 | 2018-11-12 | 11 | 12 | 0 |  | 30.1 | - | 30.1 | 2019-11-12 | 11 | 12 | 0 |  | 22.83 | - | 22.83
2017-11-12 01:00 | 11 | 12 | 1 | W | 29.26 | - | 29.26 | 2018-11-12 01:00 | 11 | 12 | 1 |  | 29.64 | - | 29.64 | 2019-11-12 01:00 | 11 | 12 | 1 |  | 22.96 | - | 22.96
2017-11-12 02:00 | 11 | 12 | 2 | W | 28.43 | - | 28.43 | 2018-11-12 02:00 | 11 | 12 | 2 |  | 29.15 | - | 29.15 | 2019-11-12 02:00 | 11 | 12 | 2 |  | 22.75 | - | 22.75
2017-11-12 03:00 | 11 | 12 | 3 | W | 28.01 | - | 28.01 | 2018-11-12 03:00 | 11 | 12 | 3 |  | 29.72 | - | 29.72 | 2019-11-12 03:00 | 11 | 12 | 3 |  | 23.24 | - | 23.24
2017-11-12 04:00 | 11 | 12 | 4 | W | 28.44 | - | 28.44 | 2018-11-12 04:00 | 11 | 12 | 4 |  | 30.49 | - | 30.49 | 2019-11-12 04:00 | 11 | 12 | 4 |  | 24.36 | - | 24.36
2017-11-12 05:00 | 11 | 12 | 5 | W | 30.05 | - | 30.05 | 2018-11-12 05:00 | 11 | 12 | 5 |  | 33.2 | - | 33.2 | 2019-11-12 05:00 | 11 | 12 | 5 |  | 27.86 | - | 27.86
2017-11-12 06:00 | 11 | 12 | 6 | W | 31.48 | - | 31.48 | 2018-11-12 06:00 | 11 | 12 | 6 |  | 45.36 | - | 45.36 | 2019-11-12 06:00 | 11 | 12 | 6 |  | 35.7 | - | 35.7
2017-11-12 07:00 | 11 | 12 | 7 | W | 31.42 | - | 31.42 | 2018-11-12 07:00 | 11 | 12 | 7 |  | 51.63 | - | 51.63 | 2019-11-12 07:00 | 11 | 12 | 7 |  | 40.19 | - | 40.19
2017-11-12 08:00 | 11 | 12 | 8 | W | 32.84 | - | 32.84 | 2018-11-12 08:00 | 11 | 12 | 8 |  | 49.74 | 49.74 | - | 2019-11-12 08:00 | 11 | 12 | 8 |  | 36.94 | 36.94 | -
2017-11-12 09:00 | 11 | 12 | 9 | W | 34.67 | - | 34.67 | 2018-11-12 09:00 | 11 | 12 | 9 |  | 47.93 | 47.93 | - | 2019-11-12 09:00 | 11 | 12 | 9 |  | 37.69 | 37.69 | -
2017-11-12 10:00 | 11 | 12 | 10 | W | 32.85 | - | 32.85 | 2018-11-12 10:00 | 11 | 12 | 10 |  | 47.98 | 47.98 | - | 2019-11-12 10:00 | 11 | 12 | 10 |  | 40.38 | 40.38 | -
2017-11-12 11:00 | 11 | 12 | 11 | W | 31.24 | - | 31.24 | 2018-11-12 11:00 | 11 | 12 | 11 |  | 44.62 | 44.62 | - | 2019-11-12 11:00 | 11 | 12 | 11 |  | 38.79 | 38.79 | -
2017-11-12 12:00 | 11 | 12 | 12 | W | 30.71 | - | 30.71 | 2018-11-12 12:00 | 11 | 12 | 12 |  | 42.36 | 42.36 | - | 2019-11-12 12:00 | 11 | 12 | 12 |  | 38.56 | 38.56 | -
2017-11-12 13:00 | 11 | 12 | 13 | W | 29.57 | - | 29.57 | 2018-11-12 13:00 | 11 | 12 | 13 |  | 41.34 | 41.34 | - | 2019-11-12 13:00 | 11 | 12 | 13 |  | 38.75 | 38.75 | -
2017-11-12 14:00 | 11 | 12 | 14 | W | 28.75 | - | 28.75 | 2018-11-12 14:00 | 11 | 12 | 14 |  | 38.98 | 38.98 | - | 2019-11-12 14:00 | 11 | 12 | 14 |  | 36.21 | 36.21 | -
2017-11-12 15:00 | 11 | 12 | 15 | W | 28.78 | - | 28.78 | 2018-11-12 15:00 | 11 | 12 | 15 |  | 38.66 | 38.66 | - | 2019-11-12 15:00 | 11 | 12 | 15 |  | 38.51 | 38.51 | -
2017-11-12 16:00 | 11 | 12 | 16 | W | 31.51 | - | 31.51 | 2018-11-12 16:00 | 11 | 12 | 16 |  | 43.45 | 43.45 | - | 2019-11-12 16:00 | 11 | 12 | 16 |  | 41.46 | 41.46 | -
2017-11-12 17:00 | 11 | 12 | 17 | W | 46.09 | - | 46.09 | 2018-11-12 17:00 | 11 | 12 | 17 |  | 53.86 | - | 53.86 | 2019-11-12 17:00 | 11 | 12 | 17 |  | 55.32 | - | 55.32
2017-11-12 18:00 | 11 | 12 | 18 | W | 44.77 | - | 44.77 | 2018-11-12 18:00 | 11 | 12 | 18 |  | 44.65 | - | 44.65 | 2019-11-12 18:00 | 11 | 12 | 18 |  | 60.02 | - | 60.02
2017-11-12 19:00 | 11 | 12 | 19 | W | 41.44 | - | 41.44 | 2018-11-12 19:00 | 11 | 12 | 19 |  | 43.67 | - | 43.67 | 2019-11-12 19:00 | 11 | 12 | 19 |  | 55.71 | - | 55.71
2017-11-12 20:00 | 11 | 12 | 20 | W | 37.53 | - | 37.53 | 2018-11-12 20:00 | 11 | 12 | 20 |  | 43.29 | - | 43.29 | 2019-11-12 20:00 | 11 | 12 | 20 |  | 54.83 | - | 54.83
2017-11-12 21:00 | 11 | 12 | 21 | W | 34.04 | - | 34.04 | 2018-11-12 21:00 | 11 | 12 | 21 |  | 35.21 | - | 35.21 | 2019-11-12 21:00 | 11 | 12 | 21 |  | 48.87 | - | 48.87
2017-11-12 22:00 | 11 | 12 | 22 | W | 30.8 | - | 30.8 | 2018-11-12 22:00 | 11 | 12 | 22 |  | 31.17 | - | 31.17 | 2019-11-12 22:00 | 11 | 12 | 22 |  | 43.24 | - | 43.24
2017-11-12 23:00 | 11 | 12 | 23 | W | 26.03 | - | 26.03 | 2018-11-12 23:00 | 11 | 12 | 23 |  | 28.78 | - | 28.78 | 2019-11-12 23:00 | 11 | 12 | 23 |  | 39.83 | - | 39.83
2017-11-13 | 11 | 13 | 0 |  | 26.58 | - | 26.58 | 2018-11-13 | 11 | 13 | 0 |  | 28.31 | - | 28.31 | 2019-11-13 | 11 | 13 | 0 |  | 43.5 | - | 43.5
2017-11-13 01:00 | 11 | 13 | 1 |  | 25.28 | - | 25.28 | 2018-11-13 01:00 | 11 | 13 | 1 |  | 27.84 | - | 27.84 | 2019-11-13 01:00 | 11 | 13 | 1 |  | 42.82 | - | 42.82
2017-11-13 02:00 | 11 | 13 | 2 |  | 24.68 | - | 24.68 | 2018-11-13 02:00 | 11 | 13 | 2 |  | 27.33 | - | 27.33 | 2019-11-13 02:00 | 11 | 13 | 2 |  | 42.48 | - | 42.48
2017-11-13 03:00 | 11 | 13 | 3 |  | 24.75 | - | 24.75 | 2018-11-13 03:00 | 11 | 13 | 3 |  | 27.48 | - | 27.48 | 2019-11-13 03:00 | 11 | 13 | 3 |  | 45.33 | - | 45.33
2017-11-13 04:00 | 11 | 13 | 4 |  | 26.38 | - | 26.38 | 2018-11-13 04:00 | 11 | 13 | 4 |  | 28.22 | - | 28.22 | 2019-11-13 04:00 | 11 | 13 | 4 |  | 50.28 | - | 50.28
2017-11-13 05:00 | 11 | 13 | 5 |  | 30.09 | - | 30.09 | 2018-11-13 05:00 | 11 | 13 | 5 |  | 32.11 | - | 32.11 | 2019-11-13 05:00 | 11 | 13 | 5 |  | 62.18 | - | 62.18
2017-11-13 06:00 | 11 | 13 | 6 |  | 40.01 | - | 40.01 | 2018-11-13 06:00 | 11 | 13 | 6 |  | 44.47 | - | 44.47 | 2019-11-13 06:00 | 11 | 13 | 6 |  | 104.89 | - | 104.89
2017-11-13 07:00 | 11 | 13 | 7 |  | 42.99 | - | 42.99 | 2018-11-13 07:00 | 11 | 13 | 7 |  | 48.34 | - | 48.34 | 2019-11-13 07:00 | 11 | 13 | 7 |  | 94.24 | - | 94.24
2017-11-13 08:00 | 11 | 13 | 8 |  | 43.07 | 43.07 | - | 2018-11-13 08:00 | 11 | 13 | 8 |  | 45.63 | 45.63 | - | 2019-11-13 08:00 | 11 | 13 | 8 |  | 60.25 | 60.25 | -
2017-11-13 09:00 | 11 | 13 | 9 |  | 43.28 | 43.28 | - | 2018-11-13 09:00 | 11 | 13 | 9 |  | 45.02 | 45.02 | - | 2019-11-13 09:00 | 11 | 13 | 9 |  | 48.78 | 48.78 | -
2017-11-13 10:00 | 11 | 13 | 10 |  | 43.95 | 43.95 | - | 2018-11-13 10:00 | 11 | 13 | 10 |  | 43.69 | 43.69 | - | 2019-11-13 10:00 | 11 | 13 | 10 |  | 47.89 | 47.89 | -
2017-11-13 11:00 | 11 | 13 | 11 |  | 42.58 | 42.58 | - | 2018-11-13 11:00 | 11 | 13 | 11 |  | 42.41 | 42.41 | - | 2019-11-13 11:00 | 11 | 13 | 11 |  | 41.89 | 41.89 | -
2017-11-13 12:00 | 11 | 13 | 12 |  | 39.64 | 39.64 | - | 2018-11-13 12:00 | 11 | 13 | 12 |  | 41.07 | 41.07 | - | 2019-11-13 12:00 | 11 | 13 | 12 |  | 39.61 | 39.61 | -
2017-11-13 13:00 | 11 | 13 | 13 |  | 36.24 | 36.24 | - | 2018-11-13 13:00 | 11 | 13 | 13 |  | 39.21 | 39.21 | - | 2019-11-13 13:00 | 11 | 13 | 13 |  | 39.61 | 39.61 | -
2017-11-13 14:00 | 11 | 13 | 14 |  | 35.12 | 35.12 | - | 2018-11-13 14:00 | 11 | 13 | 14 |  | 37.91 | 37.91 | - | 2019-11-13 14:00 | 11 | 13 | 14 |  | 36.34 | 36.34 | -
2017-11-13 15:00 | 11 | 13 | 15 |  | 34.01 | 34.01 | - | 2018-11-13 15:00 | 11 | 13 | 15 |  | 38.16 | 38.16 | - | 2019-11-13 15:00 | 11 | 13 | 15 |  | 38.06 | 38.06 | -
2017-11-13 16:00 | 11 | 13 | 16 |  | 37.38 | 37.38 | - | 2018-11-13 16:00 | 11 | 13 | 16 |  | 44 | 44 | - | 2019-11-13 16:00 | 11 | 13 | 16 |  | 43.3 | 43.3 | -
2017-11-13 17:00 | 11 | 13 | 17 |  | 49.52 | - | 49.52 | 2018-11-13 17:00 | 11 | 13 | 17 |  | 59.61 | - | 59.61 | 2019-11-13 17:00 | 11 | 13 | 17 |  | 57.04 | - | 57.04
2017-11-13 18:00 | 11 | 13 | 18 |  | 43.35 | - | 43.35 | 2018-11-13 18:00 | 11 | 13 | 18 |  | 55.62 | - | 55.62 | 2019-11-13 18:00 | 11 | 13 | 18 |  | 54.97 | - | 54.97
2017-11-13 19:00 | 11 | 13 | 19 |  | 39.9 | - | 39.9 | 2018-11-13 19:00 | 11 | 13 | 19 |  | 51.49 | - | 51.49 | 2019-11-13 19:00 | 11 | 13 | 19 |  | 53.76 | - | 53.76
2017-11-13 20:00 | 11 | 13 | 20 |  | 40.81 | - | 40.81 | 2018-11-13 20:00 | 11 | 13 | 20 |  | 46.28 | - | 46.28 | 2019-11-13 20:00 | 11 | 13 | 20 |  | 49.78 | - | 49.78
2017-11-13 21:00 | 11 | 13 | 21 |  | 36.71 | - | 36.71 | 2018-11-13 21:00 | 11 | 13 | 21 |  | 43.65 | - | 43.65 | 2019-11-13 21:00 | 11 | 13 | 21 |  | 45.19 | - | 45.19
2017-11-13 22:00 | 11 | 13 | 22 |  | 29.3 | - | 29.3 | 2018-11-13 22:00 | 11 | 13 | 22 |  | 36.74 | - | 36.74 | 2019-11-13 22:00 | 11 | 13 | 22 |  | 39.7 | - | 39.7
2017-11-13 23:00 | 11 | 13 | 23 |  | 25.84 | - | 25.84 | 2018-11-13 23:00 | 11 | 13 | 23 |  | 33.29 | - | 33.29 | 2019-11-13 23:00 | 11 | 13 | 23 |  | 36.99 | - | 36.99
2017-11-14 | 11 | 14 | 0 |  | 25.36 | - | 25.36 | 2018-11-14 | 11 | 14 | 0 |  | 33.44 | - | 33.44 | 2019-11-14 | 11 | 14 | 0 |  | 37.86 | - | 37.86
2017-11-14 01:00 | 11 | 14 | 1 |  | 24.51 | - | 24.51 | 2018-11-14 01:00 | 11 | 14 | 1 |  | 32.06 | - | 32.06 | 2019-11-14 01:00 | 11 | 14 | 1 |  | 37.75 | - | 37.75
2017-11-14 02:00 | 11 | 14 | 2 |  | 24.24 | - | 24.24 | 2018-11-14 02:00 | 11 | 14 | 2 |  | 31.89 | - | 31.89 | 2019-11-14 02:00 | 11 | 14 | 2 |  | 36.76 | - | 36.76
2017-11-14 03:00 | 11 | 14 | 3 |  | 24.35 | - | 24.35 | 2018-11-14 03:00 | 11 | 14 | 3 |  | 32.78 | - | 32.78 | 2019-11-14 03:00 | 11 | 14 | 3 |  | 37.64 | - | 37.64
2017-11-14 04:00 | 11 | 14 | 4 |  | 25.75 | - | 25.75 | 2018-11-14 04:00 | 11 | 14 | 4 |  | 34.18 | - | 34.18 | 2019-11-14 04:00 | 11 | 14 | 4 |  | 39.28 | - | 39.28
2017-11-14 05:00 | 11 | 14 | 5 |  | 30.22 | - | 30.22 | 2018-11-14 05:00 | 11 | 14 | 5 |  | 40.45 | - | 40.45 | 2019-11-14 05:00 | 11 | 14 | 5 |  | 47.11 | - | 47.11
2017-11-14 06:00 | 11 | 14 | 6 |  | 39.67 | - | 39.67 | 2018-11-14 06:00 | 11 | 14 | 6 |  | 52.44 | - | 52.44 | 2019-11-14 06:00 | 11 | 14 | 6 |  | 103.21 | - | 103.21
2017-11-14 07:00 | 11 | 14 | 7 |  | 41.75 | - | 41.75 | 2018-11-14 07:00 | 11 | 14 | 7 |  | 62.76 | - | 62.76 | 2019-11-14 07:00 | 11 | 14 | 7 |  | 87.23 | - | 87.23
2017-11-14 08:00 | 11 | 14 | 8 |  | 40.94 | 40.94 | - | 2018-11-14 08:00 | 11 | 14 | 8 |  | 55.51 | 55.51 | - | 2019-11-14 08:00 | 11 | 14 | 8 |  | 56.7 | 56.7 | -
2017-11-14 09:00 | 11 | 14 | 9 |  | 40.51 | 40.51 | - | 2018-11-14 09:00 | 11 | 14 | 9 |  | 52.82 | 52.82 | - | 2019-11-14 09:00 | 11 | 14 | 9 |  | 44.81 | 44.81 | -
2017-11-14 10:00 | 11 | 14 | 10 |  | 39.49 | 39.49 | - | 2018-11-14 10:00 | 11 | 14 | 10 |  | 50.54 | 50.54 | - | 2019-11-14 10:00 | 11 | 14 | 10 |  | 38.67 | 38.67 | -
2017-11-14 11:00 | 11 | 14 | 11 |  | 36.24 | 36.24 | - | 2018-11-14 11:00 | 11 | 14 | 11 |  | 47.85 | 47.85 | - | 2019-11-14 11:00 | 11 | 14 | 11 |  | 34.69 | 34.69 | -
2017-11-14 12:00 | 11 | 14 | 12 |  | 34.45 | 34.45 | - | 2018-11-14 12:00 | 11 | 14 | 12 |  | 44.76 | 44.76 | - | 2019-11-14 12:00 | 11 | 14 | 12 |  | 31.12 | 31.12 | -
2017-11-14 13:00 | 11 | 14 | 13 |  | 32.85 | 32.85 | - | 2018-11-14 13:00 | 11 | 14 | 13 |  | 43.99 | 43.99 | - | 2019-11-14 13:00 | 11 | 14 | 13 |  | 30.35 | 30.35 | -
2017-11-14 14:00 | 11 | 14 | 14 |  | 30.96 | 30.96 | - | 2018-11-14 14:00 | 11 | 14 | 14 |  | 40.41 | 40.41 | - | 2019-11-14 14:00 | 11 | 14 | 14 |  | 29.76 | 29.76 | -
2017-11-14 15:00 | 11 | 14 | 15 |  | 30.74 | 30.74 | - | 2018-11-14 15:00 | 11 | 14 | 15 |  | 41.18 | 41.18 | - | 2019-11-14 15:00 | 11 | 14 | 15 |  | 29.64 | 29.64 | -
2017-11-14 16:00 | 11 | 14 | 16 |  | 33.05 | 33.05 | - | 2018-11-14 16:00 | 11 | 14 | 16 |  | 47.55 | 47.55 | - | 2019-11-14 16:00 | 11 | 14 | 16 |  | 33.88 | 33.88 | -
2017-11-14 17:00 | 11 | 14 | 17 |  | 46.17 | - | 46.17 | 2018-11-14 17:00 | 11 | 14 | 17 |  | 62.25 | - | 62.25 | 2019-11-14 17:00 | 11 | 14 | 17 |  | 44.9 | - | 44.9
2017-11-14 18:00 | 11 | 14 | 18 |  | 40.96 | - | 40.96 | 2018-11-14 18:00 | 11 | 14 | 18 |  | 57.47 | - | 57.47 | 2019-11-14 18:00 | 11 | 14 | 18 |  | 40.53 | - | 40.53
2017-11-14 19:00 | 11 | 14 | 19 |  | 39.72 | - | 39.72 | 2018-11-14 19:00 | 11 | 14 | 19 |  | 55.72 | - | 55.72 | 2019-11-14 19:00 | 11 | 14 | 19 |  | 40.75 | - | 40.75
2017-11-14 20:00 | 11 | 14 | 20 |  | 38.8 | - | 38.8 | 2018-11-14 20:00 | 11 | 14 | 20 |  | 52.6 | - | 52.6 | 2019-11-14 20:00 | 11 | 14 | 20 |  | 38.34 | - | 38.34
2017-11-14 21:00 | 11 | 14 | 21 |  | 33.65 | - | 33.65 | 2018-11-14 21:00 | 11 | 14 | 21 |  | 50.79 | - | 50.79 | 2019-11-14 21:00 | 11 | 14 | 21 |  | 33.13 | - | 33.13
2017-11-14 22:00 | 11 | 14 | 22 |  | 27.16 | - | 27.16 | 2018-11-14 22:00 | 11 | 14 | 22 |  | 39.68 | - | 39.68 | 2019-11-14 22:00 | 11 | 14 | 22 |  | 29.32 | - | 29.32
2017-11-14 23:00 | 11 | 14 | 23 |  | 24.6 | - | 24.6 | 2018-11-14 23:00 | 11 | 14 | 23 |  | 36.27 | - | 36.27 | 2019-11-14 23:00 | 11 | 14 | 23 |  | 28.03 | - | 28.03
2017-11-15 | 11 | 15 | 0 |  | 24.7 | - | 24.7 | 2018-11-15 | 11 | 15 | 0 |  | 34.58 | - | 34.58 | 2019-11-15 | 11 | 15 | 0 |  | 27.78 | - | 27.78
2017-11-15 01:00 | 11 | 15 | 1 |  | 23.87 | - | 23.87 | 2018-11-15 01:00 | 11 | 15 | 1 |  | 32.23 | - | 32.23 | 2019-11-15 01:00 | 11 | 15 | 1 |  | 27.55 | - | 27.55
2017-11-15 02:00 | 11 | 15 | 2 |  | 23.51 | - | 23.51 | 2018-11-15 02:00 | 11 | 15 | 2 |  | 31.17 | - | 31.17 | 2019-11-15 02:00 | 11 | 15 | 2 |  | 27.64 | - | 27.64
2017-11-15 03:00 | 11 | 15 | 3 |  | 23.68 | - | 23.68 | 2018-11-15 03:00 | 11 | 15 | 3 |  | 31.24 | - | 31.24 | 2019-11-15 03:00 | 11 | 15 | 3 |  | 27.67 | - | 27.67
2017-11-15 04:00 | 11 | 15 | 4 |  | 24.81 | - | 24.81 | 2018-11-15 04:00 | 11 | 15 | 4 |  | 33.23 | - | 33.23 | 2019-11-15 04:00 | 11 | 15 | 4 |  | 28.7 | - | 28.7
2017-11-15 05:00 | 11 | 15 | 5 |  | 27.67 | - | 27.67 | 2018-11-15 05:00 | 11 | 15 | 5 |  | 39.33 | - | 39.33 | 2019-11-15 05:00 | 11 | 15 | 5 |  | 32.46 | - | 32.46
2017-11-15 06:00 | 11 | 15 | 6 |  | 39.47 | - | 39.47 | 2018-11-15 06:00 | 11 | 15 | 6 |  | 52.8 | - | 52.8 | 2019-11-15 06:00 | 11 | 15 | 6 |  | 49.79 | - | 49.79
2017-11-15 07:00 | 11 | 15 | 7 |  | 38.6 | - | 38.6 | 2018-11-15 07:00 | 11 | 15 | 7 |  | 55.26 | - | 55.26 | 2019-11-15 07:00 | 11 | 15 | 7 |  | 52.42 | - | 52.42
2017-11-15 08:00 | 11 | 15 | 8 |  | 35.42 | 35.42 | - | 2018-11-15 08:00 | 11 | 15 | 8 |  | 56.16 | 56.16 | - | 2019-11-15 08:00 | 11 | 15 | 8 |  | 39.85 | 39.85 | -
2017-11-15 09:00 | 11 | 15 | 9 |  | 36.64 | 36.64 | - | 2018-11-15 09:00 | 11 | 15 | 9 |  | 54.91 | 54.91 | - | 2019-11-15 09:00 | 11 | 15 | 9 |  | 35.32 | 35.32 | -
2017-11-15 10:00 | 11 | 15 | 10 |  | 35.29 | 35.29 | - | 2018-11-15 10:00 | 11 | 15 | 10 |  | 59.49 | 59.49 | - | 2019-11-15 10:00 | 11 | 15 | 10 |  | 33.99 | 33.99 | -
2017-11-15 11:00 | 11 | 15 | 11 |  | 32.82 | 32.82 | - | 2018-11-15 11:00 | 11 | 15 | 11 |  | 60.54 | 60.54 | - | 2019-11-15 11:00 | 11 | 15 | 11 |  | 31.9 | 31.9 | -
2017-11-15 12:00 | 11 | 15 | 12 |  | 30.38 | 30.38 | - | 2018-11-15 12:00 | 11 | 15 | 12 |  | 57.14 | 57.14 | - | 2019-11-15 12:00 | 11 | 15 | 12 |  | 29.41 | 29.41 | -
2017-11-15 13:00 | 11 | 15 | 13 |  | 29.16 | 29.16 | - | 2018-11-15 13:00 | 11 | 15 | 13 |  | 56.15 | 56.15 | - | 2019-11-15 13:00 | 11 | 15 | 13 |  | 28.76 | 28.76 | -
2017-11-15 14:00 | 11 | 15 | 14 |  | 27.39 | 27.39 | - | 2018-11-15 14:00 | 11 | 15 | 14 |  | 54.18 | 54.18 | - | 2019-11-15 14:00 | 11 | 15 | 14 |  | 28.09 | 28.09 | -
2017-11-15 15:00 | 11 | 15 | 15 |  | 27.15 | 27.15 | - | 2018-11-15 15:00 | 11 | 15 | 15 |  | 52.82 | 52.82 | - | 2019-11-15 15:00 | 11 | 15 | 15 |  | 27.91 | 27.91 | -
2017-11-15 16:00 | 11 | 15 | 16 |  | 30.61 | 30.61 | - | 2018-11-15 16:00 | 11 | 15 | 16 |  | 56.99 | 56.99 | - | 2019-11-15 16:00 | 11 | 15 | 16 |  | 30.62 | 30.62 | -
2017-11-15 17:00 | 11 | 15 | 17 |  | 39.69 | - | 39.69 | 2018-11-15 17:00 | 11 | 15 | 17 |  | 73.02 | - | 73.02 | 2019-11-15 17:00 | 11 | 15 | 17 |  | 38.99 | - | 38.99
2017-11-15 18:00 | 11 | 15 | 18 |  | 36.54 | - | 36.54 | 2018-11-15 18:00 | 11 | 15 | 18 |  | 61.14 | - | 61.14 | 2019-11-15 18:00 | 11 | 15 | 18 |  | 35.02 | - | 35.02
2017-11-15 19:00 | 11 | 15 | 19 |  | 35.22 | - | 35.22 | 2018-11-15 19:00 | 11 | 15 | 19 |  | 54.23 | - | 54.23 | 2019-11-15 19:00 | 11 | 15 | 19 |  | 33.61 | - | 33.61
2017-11-15 20:00 | 11 | 15 | 20 |  | 33.67 | - | 33.67 | 2018-11-15 20:00 | 11 | 15 | 20 |  | 50.89 | - | 50.89 | 2019-11-15 20:00 | 11 | 15 | 20 |  | 31.45 | - | 31.45
2017-11-15 21:00 | 11 | 15 | 21 |  | 28.7 | - | 28.7 | 2018-11-15 21:00 | 11 | 15 | 21 |  | 46.59 | - | 46.59 | 2019-11-15 21:00 | 11 | 15 | 21 |  | 30.5 | - | 30.5
2017-11-15 22:00 | 11 | 15 | 22 |  | 25.72 | - | 25.72 | 2018-11-15 22:00 | 11 | 15 | 22 |  | 37.86 | - | 37.86 | 2019-11-15 22:00 | 11 | 15 | 22 |  | 27.91 | - | 27.91
2017-11-15 23:00 | 11 | 15 | 23 |  | 23.64 | - | 23.64 | 2018-11-15 23:00 | 11 | 15 | 23 |  | 35.51 | - | 35.51 | 2019-11-15 23:00 | 11 | 15 | 23 |  | 27.29 | - | 27.29
2017-11-16 | 11 | 16 | 0 |  | 23.21 | - | 23.21 | 2018-11-16 | 11 | 16 | 0 |  | 35.07 | - | 35.07 | 2019-11-16 | 11 | 16 | 0 | W | 26.1 | - | 26.1
2017-11-16 01:00 | 11 | 16 | 1 |  | 22.61 | - | 22.61 | 2018-11-16 01:00 | 11 | 16 | 1 |  | 34.54 | - | 34.54 | 2019-11-16 01:00 | 11 | 16 | 1 | W | 25.56 | - | 25.56
2017-11-16 02:00 | 11 | 16 | 2 |  | 22.1 | - | 22.1 | 2018-11-16 02:00 | 11 | 16 | 2 |  | 33.54 | - | 33.54 | 2019-11-16 02:00 | 11 | 16 | 2 | W | 25.73 | - | 25.73
2017-11-16 03:00 | 11 | 16 | 3 |  | 22.36 | - | 22.36 | 2018-11-16 03:00 | 11 | 16 | 3 |  | 33.99 | - | 33.99 | 2019-11-16 03:00 | 11 | 16 | 3 | W | 25.64 | - | 25.64
2017-11-16 04:00 | 11 | 16 | 4 |  | 23.3 | - | 23.3 | 2018-11-16 04:00 | 11 | 16 | 4 |  | 35.58 | - | 35.58 | 2019-11-16 04:00 | 11 | 16 | 4 | W | 26.05 | - | 26.05
2017-11-16 05:00 | 11 | 16 | 5 |  | 25.48 | - | 25.48 | 2018-11-16 05:00 | 11 | 16 | 5 |  | 40.01 | - | 40.01 | 2019-11-16 05:00 | 11 | 16 | 5 | W | 27.19 | - | 27.19
2017-11-16 06:00 | 11 | 16 | 6 |  | 36.08 | - | 36.08 | 2018-11-16 06:00 | 11 | 16 | 6 |  | 56.65 | - | 56.65 | 2019-11-16 06:00 | 11 | 16 | 6 | W | 30.76 | - | 30.76
2017-11-16 07:00 | 11 | 16 | 7 |  | 35.88 | - | 35.88 | 2018-11-16 07:00 | 11 | 16 | 7 |  | 56.52 | - | 56.52 | 2019-11-16 07:00 | 11 | 16 | 7 | W | 35.24 | - | 35.24
2017-11-16 08:00 | 11 | 16 | 8 |  | 35.67 | 35.67 | - | 2018-11-16 08:00 | 11 | 16 | 8 |  | 52.91 | 52.91 | - | 2019-11-16 08:00 | 11 | 16 | 8 | W | 34.78 | - | 34.78
2017-11-16 09:00 | 11 | 16 | 9 |  | 35.67 | 35.67 | - | 2018-11-16 09:00 | 11 | 16 | 9 |  | 49.45 | 49.45 | - | 2019-11-16 09:00 | 11 | 16 | 9 | W | 33.69 | - | 33.69
2017-11-16 10:00 | 11 | 16 | 10 |  | 36.16 | 36.16 | - | 2018-11-16 10:00 | 11 | 16 | 10 |  | 50.13 | 50.13 | - | 2019-11-16 10:00 | 11 | 16 | 10 | W | 31.91 | - | 31.91
2017-11-16 11:00 | 11 | 16 | 11 |  | 35.45 | 35.45 | - | 2018-11-16 11:00 | 11 | 16 | 11 |  | 42.76 | 42.76 | - | 2019-11-16 11:00 | 11 | 16 | 11 | W | 29.93 | - | 29.93
2017-11-16 12:00 | 11 | 16 | 12 |  | 34.67 | 34.67 | - | 2018-11-16 12:00 | 11 | 16 | 12 |  | 39.49 | 39.49 | - | 2019-11-16 12:00 | 11 | 16 | 12 | W | 27.99 | - | 27.99
2017-11-16 13:00 | 11 | 16 | 13 |  | 33.73 | 33.73 | - | 2018-11-16 13:00 | 11 | 16 | 13 |  | 36.26 | 36.26 | - | 2019-11-16 13:00 | 11 | 16 | 13 | W | 27.17 | - | 27.17
2017-11-16 14:00 | 11 | 16 | 14 |  | 32.08 | 32.08 | - | 2018-11-16 14:00 | 11 | 16 | 14 |  | 35.46 | 35.46 | - | 2019-11-16 14:00 | 11 | 16 | 14 | W | 26.41 | - | 26.41
2017-11-16 15:00 | 11 | 16 | 15 |  | 31.18 | 31.18 | - | 2018-11-16 15:00 | 11 | 16 | 15 |  | 36.02 | 36.02 | - | 2019-11-16 15:00 | 11 | 16 | 15 | W | 26.55 | - | 26.55
2017-11-16 16:00 | 11 | 16 | 16 |  | 33.01 | 33.01 | - | 2018-11-16 16:00 | 11 | 16 | 16 |  | 39.07 | 39.07 | - | 2019-11-16 16:00 | 11 | 16 | 16 | W | 30.48 | - | 30.48
2017-11-16 17:00 | 11 | 16 | 17 |  | 45.42 | - | 45.42 | 2018-11-16 17:00 | 11 | 16 | 17 |  | 53.06 | - | 53.06 | 2019-11-16 17:00 | 11 | 16 | 17 | W | 38.52 | - | 38.52
2017-11-16 18:00 | 11 | 16 | 18 |  | 40.03 | - | 40.03 | 2018-11-16 18:00 | 11 | 16 | 18 |  | 49.8 | - | 49.8 | 2019-11-16 18:00 | 11 | 16 | 18 | W | 37.98 | - | 37.98
2017-11-16 19:00 | 11 | 16 | 19 |  | 38.92 | - | 38.92 | 2018-11-16 19:00 | 11 | 16 | 19 |  | 45.85 | - | 45.85 | 2019-11-16 19:00 | 11 | 16 | 19 | W | 36.63 | - | 36.63
2017-11-16 20:00 | 11 | 16 | 20 |  | 39.63 | - | 39.63 | 2018-11-16 20:00 | 11 | 16 | 20 |  | 43.98 | - | 43.98 | 2019-11-16 20:00 | 11 | 16 | 20 | W | 34.42 | - | 34.42
2017-11-16 21:00 | 11 | 16 | 21 |  | 34.95 | - | 34.95 | 2018-11-16 21:00 | 11 | 16 | 21 |  | 42.33 | - | 42.33 | 2019-11-16 21:00 | 11 | 16 | 21 | W | 31.61 | - | 31.61
2017-11-16 22:00 | 11 | 16 | 22 |  | 28.62 | - | 28.62 | 2018-11-16 22:00 | 11 | 16 | 22 |  | 36.63 | - | 36.63 | 2019-11-16 22:00 | 11 | 16 | 22 | W | 28.33 | - | 28.33
2017-11-16 23:00 | 11 | 16 | 23 |  | 26.26 | - | 26.26 | 2018-11-16 23:00 | 11 | 16 | 23 |  | 35.63 | - | 35.63 | 2019-11-16 23:00 | 11 | 16 | 23 | W | 26.96 | - | 26.96
2017-11-17 | 11 | 17 | 0 |  | 24.14 | - | 24.14 | 2018-11-17 | 11 | 17 | 0 | W | 35.35 | - | 35.35 | 2019-11-17 | 11 | 17 | 0 | W | 27.37 | - | 27.37
2017-11-17 01:00 | 11 | 17 | 1 |  | 23.95 | - | 23.95 | 2018-11-17 01:00 | 11 | 17 | 1 | W | 34.7 | - | 34.7 | 2019-11-17 01:00 | 11 | 17 | 1 | W | 26.15 | - | 26.15
2017-11-17 02:00 | 11 | 17 | 2 |  | 23.9 | - | 23.9 | 2018-11-17 02:00 | 11 | 17 | 2 | W | 34.29 | - | 34.29 | 2019-11-17 02:00 | 11 | 17 | 2 | W | 26.44 | - | 26.44
2017-11-17 03:00 | 11 | 17 | 3 |  | 23.83 | - | 23.83 | 2018-11-17 03:00 | 11 | 17 | 3 | W | 34.28 | - | 34.28 | 2019-11-17 03:00 | 11 | 17 | 3 | W | 26.76 | - | 26.76
2017-11-17 04:00 | 11 | 17 | 4 |  | 24.32 | - | 24.32 | 2018-11-17 04:00 | 11 | 17 | 4 | W | 35.21 | - | 35.21 | 2019-11-17 04:00 | 11 | 17 | 4 | W | 26.91 | - | 26.91
2017-11-17 05:00 | 11 | 17 | 5 |  | 28.1 | - | 28.1 | 2018-11-17 05:00 | 11 | 17 | 5 | W | 37.45 | - | 37.45 | 2019-11-17 05:00 | 11 | 17 | 5 | W | 28.21 | - | 28.21
2017-11-17 06:00 | 11 | 17 | 6 |  | 41.8 | - | 41.8 | 2018-11-17 06:00 | 11 | 17 | 6 | W | 41.75 | - | 41.75 | 2019-11-17 06:00 | 11 | 17 | 6 | W | 29.99 | - | 29.99
2017-11-17 07:00 | 11 | 17 | 7 |  | 37.76 | - | 37.76 | 2018-11-17 07:00 | 11 | 17 | 7 | W | 43.23 | - | 43.23 | 2019-11-17 07:00 | 11 | 17 | 7 | W | 34.04 | - | 34.04
2017-11-17 08:00 | 11 | 17 | 8 |  | 35.81 | 35.81 | - | 2018-11-17 08:00 | 11 | 17 | 8 | W | 43.82 | - | 43.82 | 2019-11-17 08:00 | 11 | 17 | 8 | W | 33.04 | - | 33.04
2017-11-17 09:00 | 11 | 17 | 9 |  | 33.67 | 33.67 | - | 2018-11-17 09:00 | 11 | 17 | 9 | W | 42.45 | - | 42.45 | 2019-11-17 09:00 | 11 | 17 | 9 | W | 30.12 | - | 30.12
2017-11-17 10:00 | 11 | 17 | 10 |  | 32.97 | 32.97 | - | 2018-11-17 10:00 | 11 | 17 | 10 | W | 40.85 | - | 40.85 | 2019-11-17 10:00 | 11 | 17 | 10 | W | 27.43 | - | 27.43
2017-11-17 11:00 | 11 | 17 | 11 |  | 31.72 | 31.72 | - | 2018-11-17 11:00 | 11 | 17 | 11 | W | 36.46 | - | 36.46 | 2019-11-17 11:00 | 11 | 17 | 11 | W | 25.86 | - | 25.86
2017-11-17 12:00 | 11 | 17 | 12 |  | 30.49 | 30.49 | - | 2018-11-17 12:00 | 11 | 17 | 12 | W | 34.36 | - | 34.36 | 2019-11-17 12:00 | 11 | 17 | 12 | W | 25.25 | - | 25.25
2017-11-17 13:00 | 11 | 17 | 13 |  | 29.01 | 29.01 | - | 2018-11-17 13:00 | 11 | 17 | 13 | W | 33.66 | - | 33.66 | 2019-11-17 13:00 | 11 | 17 | 13 | W | 24.86 | - | 24.86
2017-11-17 14:00 | 11 | 17 | 14 |  | 27.35 | 27.35 | - | 2018-11-17 14:00 | 11 | 17 | 14 | W | 31.87 | - | 31.87 | 2019-11-17 14:00 | 11 | 17 | 14 | W | 24.37 | - | 24.37
2017-11-17 15:00 | 11 | 17 | 15 |  | 27.25 | 27.25 | - | 2018-11-17 15:00 | 11 | 17 | 15 | W | 31.98 | - | 31.98 | 2019-11-17 15:00 | 11 | 17 | 15 | W | 24.51 | - | 24.51
2017-11-17 16:00 | 11 | 17 | 16 |  | 28.84 | 28.84 | - | 2018-11-17 16:00 | 11 | 17 | 16 | W | 34.84 | - | 34.84 | 2019-11-17 16:00 | 11 | 17 | 16 | W | 27.61 | - | 27.61
2017-11-17 17:00 | 11 | 17 | 17 |  | 36.97 | - | 36.97 | 2018-11-17 17:00 | 11 | 17 | 17 | W | 46.55 | - | 46.55 | 2019-11-17 17:00 | 11 | 17 | 17 | W | 34.52 | - | 34.52
2017-11-17 18:00 | 11 | 17 | 18 |  | 34.02 | - | 34.02 | 2018-11-17 18:00 | 11 | 17 | 18 | W | 46.26 | - | 46.26 | 2019-11-17 18:00 | 11 | 17 | 18 | W | 34.23 | - | 34.23
2017-11-17 19:00 | 11 | 17 | 19 |  | 32.88 | - | 32.88 | 2018-11-17 19:00 | 11 | 17 | 19 | W | 42.39 | - | 42.39 | 2019-11-17 19:00 | 11 | 17 | 19 | W | 31.77 | - | 31.77
2017-11-17 20:00 | 11 | 17 | 20 |  | 31.68 | - | 31.68 | 2018-11-17 20:00 | 11 | 17 | 20 | W | 38.53 | - | 38.53 | 2019-11-17 20:00 | 11 | 17 | 20 | W | 29.9 | - | 29.9
2017-11-17 21:00 | 11 | 17 | 21 |  | 28.04 | - | 28.04 | 2018-11-17 21:00 | 11 | 17 | 21 | W | 37.97 | - | 37.97 | 2019-11-17 21:00 | 11 | 17 | 21 | W | 27.03 | - | 27.03
2017-11-17 22:00 | 11 | 17 | 22 |  | 25.46 | - | 25.46 | 2018-11-17 22:00 | 11 | 17 | 22 | W | 35.32 | - | 35.32 | 2019-11-17 22:00 | 11 | 17 | 22 | W | 24.77 | - | 24.77
2017-11-17 23:00 | 11 | 17 | 23 |  | 24.15 | - | 24.15 | 2018-11-17 23:00 | 11 | 17 | 23 | W | 34.01 | - | 34.01 | 2019-11-17 23:00 | 11 | 17 | 23 | W | 23.95 | - | 23.95
2017-11-18 | 11 | 18 | 0 | W | 23.6 | - | 23.6 | 2018-11-18 | 11 | 18 | 0 | W | 33.55 | - | 33.55 | 2019-11-18 | 11 | 18 | 0 |  | 24.37 | - | 24.37
2017-11-18 01:00 | 11 | 18 | 1 | W | 23.07 | - | 23.07 | 2018-11-18 01:00 | 11 | 18 | 1 | W | 32.87 | - | 32.87 | 2019-11-18 01:00 | 11 | 18 | 1 |  | 24.23 | - | 24.23
2017-11-18 02:00 | 11 | 18 | 2 | W | 22.77 | - | 22.77 | 2018-11-18 02:00 | 11 | 18 | 2 | W | 32.44 | - | 32.44 | 2019-11-18 02:00 | 11 | 18 | 2 |  | 24.21 | - | 24.21
2017-11-18 03:00 | 11 | 18 | 3 | W | 22.46 | - | 22.46 | 2018-11-18 03:00 | 11 | 18 | 3 | W | 32.01 | - | 32.01 | 2019-11-18 03:00 | 11 | 18 | 3 |  | 24.28 | - | 24.28
2017-11-18 04:00 | 11 | 18 | 4 | W | 22.53 | - | 22.53 | 2018-11-18 04:00 | 11 | 18 | 4 | W | 32.43 | - | 32.43 | 2019-11-18 04:00 | 11 | 18 | 4 |  | 25.64 | - | 25.64
2017-11-18 05:00 | 11 | 18 | 5 | W | 23.07 | - | 23.07 | 2018-11-18 05:00 | 11 | 18 | 5 | W | 32.87 | - | 32.87 | 2019-11-18 05:00 | 11 | 18 | 5 |  | 28.38 | - | 28.38
2017-11-18 06:00 | 11 | 18 | 6 | W | 24.04 | - | 24.04 | 2018-11-18 06:00 | 11 | 18 | 6 | W | 34.69 | - | 34.69 | 2019-11-18 06:00 | 11 | 18 | 6 |  | 39.62 | - | 39.62
2017-11-18 07:00 | 11 | 18 | 7 | W | 27.3 | - | 27.3 | 2018-11-18 07:00 | 11 | 18 | 7 | W | 36.83 | - | 36.83 | 2019-11-18 07:00 | 11 | 18 | 7 |  | 41.82 | - | 41.82
2017-11-18 08:00 | 11 | 18 | 8 | W | 28.58 | - | 28.58 | 2018-11-18 08:00 | 11 | 18 | 8 | W | 37.53 | - | 37.53 | 2019-11-18 08:00 | 11 | 18 | 8 |  | 37.96 | 37.96 | -
2017-11-18 09:00 | 11 | 18 | 9 | W | 28.76 | - | 28.76 | 2018-11-18 09:00 | 11 | 18 | 9 | W | 38.36 | - | 38.36 | 2019-11-18 09:00 | 11 | 18 | 9 |  | 40.58 | 40.58 | -
2017-11-18 10:00 | 11 | 18 | 10 | W | 27.25 | - | 27.25 | 2018-11-18 10:00 | 11 | 18 | 10 | W | 36.52 | - | 36.52 | 2019-11-18 10:00 | 11 | 18 | 10 |  | 41.6 | 41.6 | -
2017-11-18 11:00 | 11 | 18 | 11 | W | 26.28 | - | 26.28 | 2018-11-18 11:00 | 11 | 18 | 11 | W | 34.74 | - | 34.74 | 2019-11-18 11:00 | 11 | 18 | 11 |  | 35.68 | 35.68 | -
2017-11-18 12:00 | 11 | 18 | 12 | W | 24.85 | - | 24.85 | 2018-11-18 12:00 | 11 | 18 | 12 | W | 33.65 | - | 33.65 | 2019-11-18 12:00 | 11 | 18 | 12 |  | 32.77 | 32.77 | -
2017-11-18 13:00 | 11 | 18 | 13 | W | 24.12 | - | 24.12 | 2018-11-18 13:00 | 11 | 18 | 13 | W | 32.85 | - | 32.85 | 2019-11-18 13:00 | 11 | 18 | 13 |  | 31.76 | 31.76 | -
2017-11-18 14:00 | 11 | 18 | 14 | W | 23.4 | - | 23.4 | 2018-11-18 14:00 | 11 | 18 | 14 | W | 32.64 | - | 32.64 | 2019-11-18 14:00 | 11 | 18 | 14 |  | 29.85 | 29.85 | -
2017-11-18 15:00 | 11 | 18 | 15 | W | 23.17 | - | 23.17 | 2018-11-18 15:00 | 11 | 18 | 15 | W | 32.57 | - | 32.57 | 2019-11-18 15:00 | 11 | 18 | 15 |  | 29.45 | 29.45 | -
2017-11-18 16:00 | 11 | 18 | 16 | W | 23.71 | - | 23.71 | 2018-11-18 16:00 | 11 | 18 | 16 | W | 35.59 | - | 35.59 | 2019-11-18 16:00 | 11 | 18 | 16 |  | 35 | 35 | -
2017-11-18 17:00 | 11 | 18 | 17 | W | 28.16 | - | 28.16 | 2018-11-18 17:00 | 11 | 18 | 17 | W | 46.27 | - | 46.27 | 2019-11-18 17:00 | 11 | 18 | 17 |  | 42.79 | - | 42.79
2017-11-18 18:00 | 11 | 18 | 18 | W | 26.5 | - | 26.5 | 2018-11-18 18:00 | 11 | 18 | 18 | W | 44.32 | - | 44.32 | 2019-11-18 18:00 | 11 | 18 | 18 |  | 38.55 | - | 38.55
2017-11-18 19:00 | 11 | 18 | 19 | W | 25.64 | - | 25.64 | 2018-11-18 19:00 | 11 | 18 | 19 | W | 44.15 | - | 44.15 | 2019-11-18 19:00 | 11 | 18 | 19 |  | 36.88 | - | 36.88
2017-11-18 20:00 | 11 | 18 | 20 | W | 24.82 | - | 24.82 | 2018-11-18 20:00 | 11 | 18 | 20 | W | 41.13 | - | 41.13 | 2019-11-18 20:00 | 11 | 18 | 20 |  | 36 | - | 36
2017-11-18 21:00 | 11 | 18 | 21 | W | 23.64 | - | 23.64 | 2018-11-18 21:00 | 11 | 18 | 21 | W | 37.18 | - | 37.18 | 2019-11-18 21:00 | 11 | 18 | 21 |  | 32.4 | - | 32.4
2017-11-18 22:00 | 11 | 18 | 22 | W | 21.43 | - | 21.43 | 2018-11-18 22:00 | 11 | 18 | 22 | W | 33.9 | - | 33.9 | 2019-11-18 22:00 | 11 | 18 | 22 |  | 28.43 | - | 28.43
2017-11-18 23:00 | 11 | 18 | 23 | W | 20.28 | - | 20.28 | 2018-11-18 23:00 | 11 | 18 | 23 | W | 31.85 | - | 31.85 | 2019-11-18 23:00 | 11 | 18 | 23 |  | 26.35 | - | 26.35
2017-11-19 | 11 | 19 | 0 | W | 21.15 | - | 21.15 | 2018-11-19 | 11 | 19 | 0 |  | 28.14 | - | 28.14 | 2019-11-19 | 11 | 19 | 0 |  | 26.04 | - | 26.04
2017-11-19 01:00 | 11 | 19 | 1 | W | 20.94 | - | 20.94 | 2018-11-19 01:00 | 11 | 19 | 1 |  | 27.49 | - | 27.49 | 2019-11-19 01:00 | 11 | 19 | 1 |  | 25.63 | - | 25.63
2017-11-19 02:00 | 11 | 19 | 2 | W | 20.36 | - | 20.36 | 2018-11-19 02:00 | 11 | 19 | 2 |  | 27.33 | - | 27.33 | 2019-11-19 02:00 | 11 | 19 | 2 |  | 25.49 | - | 25.49
2017-11-19 03:00 | 11 | 19 | 3 | W | 19.99 | - | 19.99 | 2018-11-19 03:00 | 11 | 19 | 3 |  | 27.18 | - | 27.18 | 2019-11-19 03:00 | 11 | 19 | 3 |  | 25.77 | - | 25.77
2017-11-19 04:00 | 11 | 19 | 4 | W | 20.45 | - | 20.45 | 2018-11-19 04:00 | 11 | 19 | 4 |  | 28.51 | - | 28.51 | 2019-11-19 04:00 | 11 | 19 | 4 |  | 26.15 | - | 26.15
2017-11-19 05:00 | 11 | 19 | 5 | W | 20.94 | - | 20.94 | 2018-11-19 05:00 | 11 | 19 | 5 |  | 32.15 | - | 32.15 | 2019-11-19 05:00 | 11 | 19 | 5 |  | 31.5 | - | 31.5
2017-11-19 06:00 | 11 | 19 | 6 | W | 20.78 | - | 20.78 | 2018-11-19 06:00 | 11 | 19 | 6 |  | 43.73 | - | 43.73 | 2019-11-19 06:00 | 11 | 19 | 6 |  | 44.6 | - | 44.6
2017-11-19 07:00 | 11 | 19 | 7 | W | 21.39 | - | 21.39 | 2018-11-19 07:00 | 11 | 19 | 7 |  | 41.62 | - | 41.62 | 2019-11-19 07:00 | 11 | 19 | 7 |  | 48.71 | - | 48.71
2017-11-19 08:00 | 11 | 19 | 8 | W | 23.23 | - | 23.23 | 2018-11-19 08:00 | 11 | 19 | 8 |  | 42.14 | 42.14 | - | 2019-11-19 08:00 | 11 | 19 | 8 |  | 41.17 | 41.17 | -
2017-11-19 09:00 | 11 | 19 | 9 | W | 24.69 | - | 24.69 | 2018-11-19 09:00 | 11 | 19 | 9 |  | 41.9 | 41.9 | - | 2019-11-19 09:00 | 11 | 19 | 9 |  | 40.14 | 40.14 | -
2017-11-19 10:00 | 11 | 19 | 10 | W | 23.73 | - | 23.73 | 2018-11-19 10:00 | 11 | 19 | 10 |  | 44.08 | 44.08 | - | 2019-11-19 10:00 | 11 | 19 | 10 |  | 40.93 | 40.93 | -
2017-11-19 11:00 | 11 | 19 | 11 | W | 23.49 | - | 23.49 | 2018-11-19 11:00 | 11 | 19 | 11 |  | 42.5 | 42.5 | - | 2019-11-19 11:00 | 11 | 19 | 11 |  | 36.89 | 36.89 | -
2017-11-19 12:00 | 11 | 19 | 12 | W | 23.32 | - | 23.32 | 2018-11-19 12:00 | 11 | 19 | 12 |  | 37.75 | 37.75 | - | 2019-11-19 12:00 | 11 | 19 | 12 |  | 32.31 | 32.31 | -
2017-11-19 13:00 | 11 | 19 | 13 | W | 23.24 | - | 23.24 | 2018-11-19 13:00 | 11 | 19 | 13 |  | 36.65 | 36.65 | - | 2019-11-19 13:00 | 11 | 19 | 13 |  | 29.54 | 29.54 | -
2017-11-19 14:00 | 11 | 19 | 14 | W | 22.91 | - | 22.91 | 2018-11-19 14:00 | 11 | 19 | 14 |  | 35.42 | 35.42 | - | 2019-11-19 14:00 | 11 | 19 | 14 |  | 29.19 | 29.19 | -
2017-11-19 15:00 | 11 | 19 | 15 | W | 22.95 | - | 22.95 | 2018-11-19 15:00 | 11 | 19 | 15 |  | 35.01 | 35.01 | - | 2019-11-19 15:00 | 11 | 19 | 15 |  | 28.72 | 28.72 | -
2017-11-19 16:00 | 11 | 19 | 16 | W | 25.93 | - | 25.93 | 2018-11-19 16:00 | 11 | 19 | 16 |  | 42.71 | 42.71 | - | 2019-11-19 16:00 | 11 | 19 | 16 |  | 37.39 | 37.39 | -
2017-11-19 17:00 | 11 | 19 | 17 | W | 32.42 | - | 32.42 | 2018-11-19 17:00 | 11 | 19 | 17 |  | 53.69 | - | 53.69 | 2019-11-19 17:00 | 11 | 19 | 17 |  | 43.16 | - | 43.16
2017-11-19 18:00 | 11 | 19 | 18 | W | 31.48 | - | 31.48 | 2018-11-19 18:00 | 11 | 19 | 18 |  | 45.54 | - | 45.54 | 2019-11-19 18:00 | 11 | 19 | 18 |  | 40.09 | - | 40.09
2017-11-19 19:00 | 11 | 19 | 19 | W | 31.25 | - | 31.25 | 2018-11-19 19:00 | 11 | 19 | 19 |  | 42.74 | - | 42.74 | 2019-11-19 19:00 | 11 | 19 | 19 |  | 38.19 | - | 38.19
2017-11-19 20:00 | 11 | 19 | 20 | W | 31.1 | - | 31.1 | 2018-11-19 20:00 | 11 | 19 | 20 |  | 41.61 | - | 41.61 | 2019-11-19 20:00 | 11 | 19 | 20 |  | 37.34 | - | 37.34
2017-11-19 21:00 | 11 | 19 | 21 | W | 29.37 | - | 29.37 | 2018-11-19 21:00 | 11 | 19 | 21 |  | 36.12 | - | 36.12 | 2019-11-19 21:00 | 11 | 19 | 21 |  | 32.02 | - | 32.02
2017-11-19 22:00 | 11 | 19 | 22 | W | 25.97 | - | 25.97 | 2018-11-19 22:00 | 11 | 19 | 22 |  | 32.59 | - | 32.59 | 2019-11-19 22:00 | 11 | 19 | 22 |  | 28.65 | - | 28.65
2017-11-19 23:00 | 11 | 19 | 23 | W | 24.05 | - | 24.05 | 2018-11-19 23:00 | 11 | 19 | 23 |  | 30.2 | - | 30.2 | 2019-11-19 23:00 | 11 | 19 | 23 |  | 25.92 | - | 25.92
2017-11-20 | 11 | 20 | 0 |  | 23.48 | - | 23.48 | 2018-11-20 | 11 | 20 | 0 |  | 29.53 | - | 29.53 | 2019-11-20 | 11 | 20 | 0 |  | 25.74 | - | 25.74
2017-11-20 01:00 | 11 | 20 | 1 |  | 23.54 | - | 23.54 | 2018-11-20 01:00 | 11 | 20 | 1 |  | 29.03 | - | 29.03 | 2019-11-20 01:00 | 11 | 20 | 1 |  | 25.5 | - | 25.5
2017-11-20 02:00 | 11 | 20 | 2 |  | 23.41 | - | 23.41 | 2018-11-20 02:00 | 11 | 20 | 2 |  | 27.92 | - | 27.92 | 2019-11-20 02:00 | 11 | 20 | 2 |  | 24.96 | - | 24.96
2017-11-20 03:00 | 11 | 20 | 3 |  | 23.49 | - | 23.49 | 2018-11-20 03:00 | 11 | 20 | 3 |  | 28.79 | - | 28.79 | 2019-11-20 03:00 | 11 | 20 | 3 |  | 24.81 | - | 24.81
2017-11-20 04:00 | 11 | 20 | 4 |  | 23.82 | - | 23.82 | 2018-11-20 04:00 | 11 | 20 | 4 |  | 29.4 | - | 29.4 | 2019-11-20 04:00 | 11 | 20 | 4 |  | 25.69 | - | 25.69
2017-11-20 05:00 | 11 | 20 | 5 |  | 29.06 | - | 29.06 | 2018-11-20 05:00 | 11 | 20 | 5 |  | 30.95 | - | 30.95 | 2019-11-20 05:00 | 11 | 20 | 5 |  | 29.38 | - | 29.38
2017-11-20 06:00 | 11 | 20 | 6 |  | 39.61 | - | 39.61 | 2018-11-20 06:00 | 11 | 20 | 6 |  | 41.61 | - | 41.61 | 2019-11-20 06:00 | 11 | 20 | 6 |  | 42.85 | - | 42.85
2017-11-20 07:00 | 11 | 20 | 7 |  | 39.45 | - | 39.45 | 2018-11-20 07:00 | 11 | 20 | 7 |  | 41.59 | - | 41.59 | 2019-11-20 07:00 | 11 | 20 | 7 |  | 42.95 | - | 42.95
2017-11-20 08:00 | 11 | 20 | 8 |  | 34.9 | 34.9 | - | 2018-11-20 08:00 | 11 | 20 | 8 |  | 43.15 | 43.15 | - | 2019-11-20 08:00 | 11 | 20 | 8 |  | 39.11 | 39.11 | -
2017-11-20 09:00 | 11 | 20 | 9 |  | 31.35 | 31.35 | - | 2018-11-20 09:00 | 11 | 20 | 9 |  | 42.77 | 42.77 | - | 2019-11-20 09:00 | 11 | 20 | 9 |  | 36.38 | 36.38 | -
2017-11-20 10:00 | 11 | 20 | 10 |  | 30.1 | 30.1 | - | 2018-11-20 10:00 | 11 | 20 | 10 |  | 43.02 | 43.02 | - | 2019-11-20 10:00 | 11 | 20 | 10 |  | 37.35 | 37.35 | -
2017-11-20 11:00 | 11 | 20 | 11 |  | 27.97 | 27.97 | - | 2018-11-20 11:00 | 11 | 20 | 11 |  | 44.09 | 44.09 | - | 2019-11-20 11:00 | 11 | 20 | 11 |  | 33.53 | 33.53 | -
2017-11-20 12:00 | 11 | 20 | 12 |  | 26.63 | 26.63 | - | 2018-11-20 12:00 | 11 | 20 | 12 |  | 42.12 | 42.12 | - | 2019-11-20 12:00 | 11 | 20 | 12 |  | 30.4 | 30.4 | -
2017-11-20 13:00 | 11 | 20 | 13 |  | 25.49 | 25.49 | - | 2018-11-20 13:00 | 11 | 20 | 13 |  | 41.08 | 41.08 | - | 2019-11-20 13:00 | 11 | 20 | 13 |  | 29.58 | 29.58 | -
2017-11-20 14:00 | 11 | 20 | 14 |  | 24.54 | 24.54 | - | 2018-11-20 14:00 | 11 | 20 | 14 |  | 37.23 | 37.23 | - | 2019-11-20 14:00 | 11 | 20 | 14 |  | 29.52 | 29.52 | -
2017-11-20 15:00 | 11 | 20 | 15 |  | 24.49 | 24.49 | - | 2018-11-20 15:00 | 11 | 20 | 15 |  | 37.08 | 37.08 | - | 2019-11-20 15:00 | 11 | 20 | 15 |  | 28.87 | 28.87 | -
2017-11-20 16:00 | 11 | 20 | 16 |  | 26.04 | 26.04 | - | 2018-11-20 16:00 | 11 | 20 | 16 |  | 42.31 | 42.31 | - | 2019-11-20 16:00 | 11 | 20 | 16 |  | 34.03 | 34.03 | -
2017-11-20 17:00 | 11 | 20 | 17 |  | 32.44 | - | 32.44 | 2018-11-20 17:00 | 11 | 20 | 17 |  | 57.22 | - | 57.22 | 2019-11-20 17:00 | 11 | 20 | 17 |  | 41.41 | - | 41.41
2017-11-20 18:00 | 11 | 20 | 18 |  | 30.54 | - | 30.54 | 2018-11-20 18:00 | 11 | 20 | 18 |  | 49.76 | - | 49.76 | 2019-11-20 18:00 | 11 | 20 | 18 |  | 36.85 | - | 36.85
2017-11-20 19:00 | 11 | 20 | 19 |  | 29.4 | - | 29.4 | 2018-11-20 19:00 | 11 | 20 | 19 |  | 45.81 | - | 45.81 | 2019-11-20 19:00 | 11 | 20 | 19 |  | 34.39 | - | 34.39
2017-11-20 20:00 | 11 | 20 | 20 |  | 29.72 | - | 29.72 | 2018-11-20 20:00 | 11 | 20 | 20 |  | 44.82 | - | 44.82 | 2019-11-20 20:00 | 11 | 20 | 20 |  | 34.21 | - | 34.21
2017-11-20 21:00 | 11 | 20 | 21 |  | 27.23 | - | 27.23 | 2018-11-20 21:00 | 11 | 20 | 21 |  | 40.97 | - | 40.97 | 2019-11-20 21:00 | 11 | 20 | 21 |  | 27.8 | - | 27.8
2017-11-20 22:00 | 11 | 20 | 22 |  | 25.62 | - | 25.62 | 2018-11-20 22:00 | 11 | 20 | 22 |  | 34.89 | - | 34.89 | 2019-11-20 22:00 | 11 | 20 | 22 |  | 25.42 | - | 25.42
2017-11-20 23:00 | 11 | 20 | 23 |  | 23.87 | - | 23.87 | 2018-11-20 23:00 | 11 | 20 | 23 |  | 33.13 | - | 33.13 | 2019-11-20 23:00 | 11 | 20 | 23 |  | 24.63 | - | 24.63
2017-11-21 | 11 | 21 | 0 |  | 22.45 | - | 22.45 | 2018-11-21 | 11 | 21 | 0 |  | 33.24 | - | 33.24 | 2019-11-21 | 11 | 21 | 0 |  | 23.11 | - | 23.11
2017-11-21 01:00 | 11 | 21 | 1 |  | 22.33 | - | 22.33 | 2018-11-21 01:00 | 11 | 21 | 1 |  | 32.47 | - | 32.47 | 2019-11-21 01:00 | 11 | 21 | 1 |  | 22.45 | - | 22.45
2017-11-21 02:00 | 11 | 21 | 2 |  | 22.26 | - | 22.26 | 2018-11-21 02:00 | 11 | 21 | 2 |  | 32.09 | - | 32.09 | 2019-11-21 02:00 | 11 | 21 | 2 |  | 22.08 | - | 22.08
2017-11-21 03:00 | 11 | 21 | 3 |  | 22.44 | - | 22.44 | 2018-11-21 03:00 | 11 | 21 | 3 |  | 32.36 | - | 32.36 | 2019-11-21 03:00 | 11 | 21 | 3 |  | 22.61 | - | 22.61
2017-11-21 04:00 | 11 | 21 | 4 |  | 22.71 | - | 22.71 | 2018-11-21 04:00 | 11 | 21 | 4 |  | 33.74 | - | 33.74 | 2019-11-21 04:00 | 11 | 21 | 4 |  | 23.61 | - | 23.61
2017-11-21 05:00 | 11 | 21 | 5 |  | 26.54 | - | 26.54 | 2018-11-21 05:00 | 11 | 21 | 5 |  | 36.37 | - | 36.37 | 2019-11-21 05:00 | 11 | 21 | 5 |  | 25.89 | - | 25.89
2017-11-21 06:00 | 11 | 21 | 6 |  | 34.29 | - | 34.29 | 2018-11-21 06:00 | 11 | 21 | 6 |  | 49.08 | - | 49.08 | 2019-11-21 06:00 | 11 | 21 | 6 |  | 40.81 | - | 40.81
2017-11-21 07:00 | 11 | 21 | 7 |  | 34.15 | - | 34.15 | 2018-11-21 07:00 | 11 | 21 | 7 |  | 53.06 | - | 53.06 | 2019-11-21 07:00 | 11 | 21 | 7 |  | 36.88 | - | 36.88
2017-11-21 08:00 | 11 | 21 | 8 |  | 30.74 | 30.74 | - | 2018-11-21 08:00 | 11 | 21 | 8 |  | 48.65 | 48.65 | - | 2019-11-21 08:00 | 11 | 21 | 8 |  | 32.28 | 32.28 | -
2017-11-21 09:00 | 11 | 21 | 9 |  | 28.93 | 28.93 | - | 2018-11-21 09:00 | 11 | 21 | 9 |  | 47.09 | 47.09 | - | 2019-11-21 09:00 | 11 | 21 | 9 |  | 30.19 | 30.19 | -
2017-11-21 10:00 | 11 | 21 | 10 |  | 27.67 | 27.67 | - | 2018-11-21 10:00 | 11 | 21 | 10 |  | 45.52 | 45.52 | - | 2019-11-21 10:00 | 11 | 21 | 10 |  | 28.34 | 28.34 | -
2017-11-21 11:00 | 11 | 21 | 11 |  | 26.04 | 26.04 | - | 2018-11-21 11:00 | 11 | 21 | 11 |  | 41.64 | 41.64 | - | 2019-11-21 11:00 | 11 | 21 | 11 |  | 26.51 | 26.51 | -
2017-11-21 12:00 | 11 | 21 | 12 |  | 24.58 | 24.58 | - | 2018-11-21 12:00 | 11 | 21 | 12 |  | 37.36 | 37.36 | - | 2019-11-21 12:00 | 11 | 21 | 12 |  | 25.54 | 25.54 | -
2017-11-21 13:00 | 11 | 21 | 13 |  | 24.18 | 24.18 | - | 2018-11-21 13:00 | 11 | 21 | 13 |  | 35.93 | 35.93 | - | 2019-11-21 13:00 | 11 | 21 | 13 |  | 24.85 | 24.85 | -
2017-11-21 14:00 | 11 | 21 | 14 |  | 23.82 | 23.82 | - | 2018-11-21 14:00 | 11 | 21 | 14 |  | 35.18 | 35.18 | - | 2019-11-21 14:00 | 11 | 21 | 14 |  | 24.31 | 24.31 | -
2017-11-21 15:00 | 11 | 21 | 15 |  | 23.87 | 23.87 | - | 2018-11-21 15:00 | 11 | 21 | 15 |  | 35.17 | 35.17 | - | 2019-11-21 15:00 | 11 | 21 | 15 |  | 24.17 | 24.17 | -
2017-11-21 16:00 | 11 | 21 | 16 |  | 24.82 | 24.82 | - | 2018-11-21 16:00 | 11 | 21 | 16 |  | 38.23 | 38.23 | - | 2019-11-21 16:00 | 11 | 21 | 16 |  | 25.56 | 25.56 | -
2017-11-21 17:00 | 11 | 21 | 17 |  | 33.23 | - | 33.23 | 2018-11-21 17:00 | 11 | 21 | 17 |  | 52.49 | - | 52.49 | 2019-11-21 17:00 | 11 | 21 | 17 |  | 29.35 | - | 29.35
2017-11-21 18:00 | 11 | 21 | 18 |  | 31.27 | - | 31.27 | 2018-11-21 18:00 | 11 | 21 | 18 |  | 46.98 | - | 46.98 | 2019-11-21 18:00 | 11 | 21 | 18 |  | 28.28 | - | 28.28
2017-11-21 19:00 | 11 | 21 | 19 |  | 29.57 | - | 29.57 | 2018-11-21 19:00 | 11 | 21 | 19 |  | 44.72 | - | 44.72 | 2019-11-21 19:00 | 11 | 21 | 19 |  | 27.6 | - | 27.6
2017-11-21 20:00 | 11 | 21 | 20 |  | 29.03 | - | 29.03 | 2018-11-21 20:00 | 11 | 21 | 20 |  | 43.7 | - | 43.7 | 2019-11-21 20:00 | 11 | 21 | 20 |  | 26.07 | - | 26.07
2017-11-21 21:00 | 11 | 21 | 21 |  | 25.74 | - | 25.74 | 2018-11-21 21:00 | 11 | 21 | 21 |  | 40.14 | - | 40.14 | 2019-11-21 21:00 | 11 | 21 | 21 |  | 24.21 | - | 24.21
2017-11-21 22:00 | 11 | 21 | 22 |  | 23.96 | - | 23.96 | 2018-11-21 22:00 | 11 | 21 | 22 |  | 36.31 | - | 36.31 | 2019-11-21 22:00 | 11 | 21 | 22 |  | 22.08 | - | 22.08
2017-11-21 23:00 | 11 | 21 | 23 |  | 22.89 | - | 22.89 | 2018-11-21 23:00 | 11 | 21 | 23 |  | 34.14 | - | 34.14 | 2019-11-21 23:00 | 11 | 21 | 23 |  | 20.31 | - | 20.31
2017-11-22 | 11 | 22 | 0 |  | 21.71 | - | 21.71 | 2018-11-22 | 11 | 22 | 0 |  | 33.94 | - | 33.94 | 2019-11-22 | 11 | 22 | 0 |  | 19.32 | - | 19.32
2017-11-22 01:00 | 11 | 22 | 1 |  | 21.48 | - | 21.48 | 2018-11-22 01:00 | 11 | 22 | 1 |  | 32.8 | - | 32.8 | 2019-11-22 01:00 | 11 | 22 | 1 |  | 19.18 | - | 19.18
2017-11-22 02:00 | 11 | 22 | 2 |  | 21.35 | - | 21.35 | 2018-11-22 02:00 | 11 | 22 | 2 |  | 32.77 | - | 32.77 | 2019-11-22 02:00 | 11 | 22 | 2 |  | 18.75 | - | 18.75
2017-11-22 03:00 | 11 | 22 | 3 |  | 21.54 | - | 21.54 | 2018-11-22 03:00 | 11 | 22 | 3 |  | 32.79 | - | 32.79 | 2019-11-22 03:00 | 11 | 22 | 3 |  | 19.07 | - | 19.07
2017-11-22 04:00 | 11 | 22 | 4 |  | 21.79 | - | 21.79 | 2018-11-22 04:00 | 11 | 22 | 4 |  | 32.87 | - | 32.87 | 2019-11-22 04:00 | 11 | 22 | 4 |  | 20.59 | - | 20.59
2017-11-22 05:00 | 11 | 22 | 5 |  | 24.51 | - | 24.51 | 2018-11-22 05:00 | 11 | 22 | 5 |  | 34.18 | - | 34.18 | 2019-11-22 05:00 | 11 | 22 | 5 |  | 22.62 | - | 22.62
2017-11-22 06:00 | 11 | 22 | 6 |  | 33.17 | - | 33.17 | 2018-11-22 06:00 | 11 | 22 | 6 |  | 37.02 | - | 37.02 | 2019-11-22 06:00 | 11 | 22 | 6 |  | 30.87 | - | 30.87
2017-11-22 07:00 | 11 | 22 | 7 |  | 33.86 | - | 33.86 | 2018-11-22 07:00 | 11 | 22 | 7 |  | 42.5 | - | 42.5 | 2019-11-22 07:00 | 11 | 22 | 7 |  | 29.55 | - | 29.55
2017-11-22 08:00 | 11 | 22 | 8 |  | 31.52 | 31.52 | - | 2018-11-22 08:00 | 11 | 22 | 8 |  | 47.31 | 47.31 | - | 2019-11-22 08:00 | 11 | 22 | 8 |  | 27.43 | 27.43 | -
2017-11-22 09:00 | 11 | 22 | 9 |  | 30.24 | 30.24 | - | 2018-11-22 09:00 | 11 | 22 | 9 |  | 47.07 | 47.07 | - | 2019-11-22 09:00 | 11 | 22 | 9 |  | 27.16 | 27.16 | -
2017-11-22 10:00 | 11 | 22 | 10 |  | 30.67 | 30.67 | - | 2018-11-22 10:00 | 11 | 22 | 10 |  | 50.2 | 50.2 | - | 2019-11-22 10:00 | 11 | 22 | 10 |  | 27.53 | 27.53 | -
2017-11-22 11:00 | 11 | 22 | 11 |  | 29.64 | 29.64 | - | 2018-11-22 11:00 | 11 | 22 | 11 |  | 47.07 | 47.07 | - | 2019-11-22 11:00 | 11 | 22 | 11 |  | 26.68 | 26.68 | -
2017-11-22 12:00 | 11 | 22 | 12 |  | 27.81 | 27.81 | - | 2018-11-22 12:00 | 11 | 22 | 12 |  | 40.12 | 40.12 | - | 2019-11-22 12:00 | 11 | 22 | 12 |  | 25.93 | 25.93 | -
2017-11-22 13:00 | 11 | 22 | 13 |  | 27.2 | 27.2 | - | 2018-11-22 13:00 | 11 | 22 | 13 |  | 37.51 | 37.51 | - | 2019-11-22 13:00 | 11 | 22 | 13 |  | 25.49 | 25.49 | -
2017-11-22 14:00 | 11 | 22 | 14 |  | 26.12 | 26.12 | - | 2018-11-22 14:00 | 11 | 22 | 14 |  | 35.72 | 35.72 | - | 2019-11-22 14:00 | 11 | 22 | 14 |  | 24.91 | 24.91 | -
2017-11-22 15:00 | 11 | 22 | 15 |  | 26.1 | 26.1 | - | 2018-11-22 15:00 | 11 | 22 | 15 |  | 35.25 | 35.25 | - | 2019-11-22 15:00 | 11 | 22 | 15 |  | 24.88 | 24.88 | -
2017-11-22 16:00 | 11 | 22 | 16 |  | 28.46 | 28.46 | - | 2018-11-22 16:00 | 11 | 22 | 16 |  | 37.62 | 37.62 | - | 2019-11-22 16:00 | 11 | 22 | 16 |  | 27.44 | 27.44 | -
2017-11-22 17:00 | 11 | 22 | 17 |  | 36.46 | - | 36.46 | 2018-11-22 17:00 | 11 | 22 | 17 |  | 48.08 | - | 48.08 | 2019-11-22 17:00 | 11 | 22 | 17 |  | 33.45 | - | 33.45
2017-11-22 18:00 | 11 | 22 | 18 |  | 36.27 | - | 36.27 | 2018-11-22 18:00 | 11 | 22 | 18 |  | 46.59 | - | 46.59 | 2019-11-22 18:00 | 11 | 22 | 18 |  | 31.32 | - | 31.32
2017-11-22 19:00 | 11 | 22 | 19 |  | 34.77 | - | 34.77 | 2018-11-22 19:00 | 11 | 22 | 19 |  | 45.19 | - | 45.19 | 2019-11-22 19:00 | 11 | 22 | 19 |  | 31.17 | - | 31.17
2017-11-22 20:00 | 11 | 22 | 20 |  | 34.47 | - | 34.47 | 2018-11-22 20:00 | 11 | 22 | 20 |  | 44.66 | - | 44.66 | 2019-11-22 20:00 | 11 | 22 | 20 |  | 29.84 | - | 29.84
2017-11-22 21:00 | 11 | 22 | 21 |  | 31.63 | - | 31.63 | 2018-11-22 21:00 | 11 | 22 | 21 |  | 43.75 | - | 43.75 | 2019-11-22 21:00 | 11 | 22 | 21 |  | 27.08 | - | 27.08
2017-11-22 22:00 | 11 | 22 | 22 |  | 26.61 | - | 26.61 | 2018-11-22 22:00 | 11 | 22 | 22 |  | 39.91 | - | 39.91 | 2019-11-22 22:00 | 11 | 22 | 22 |  | 24.36 | - | 24.36
2017-11-22 23:00 | 11 | 22 | 23 |  | 24.62 | - | 24.62 | 2018-11-22 23:00 | 11 | 22 | 23 |  | 34.61 | - | 34.61 | 2019-11-22 23:00 | 11 | 22 | 23 |  | 23.32 | - | 23.32
2017-11-23 | 11 | 23 | 0 |  | 23.99 | - | 23.99 | 2018-11-23 | 11 | 23 | 0 |  | 36.92 | - | 36.92 | 2019-11-23 | 11 | 23 | 0 | W | 23.69 | - | 23.69
2017-11-23 01:00 | 11 | 23 | 1 |  | 23.16 | - | 23.16 | 2018-11-23 01:00 | 11 | 23 | 1 |  | 35.45 | - | 35.45 | 2019-11-23 01:00 | 11 | 23 | 1 | W | 23.37 | - | 23.37
2017-11-23 02:00 | 11 | 23 | 2 |  | 22.77 | - | 22.77 | 2018-11-23 02:00 | 11 | 23 | 2 |  | 34.79 | - | 34.79 | 2019-11-23 02:00 | 11 | 23 | 2 | W | 23.39 | - | 23.39
2017-11-23 03:00 | 11 | 23 | 3 |  | 22.75 | - | 22.75 | 2018-11-23 03:00 | 11 | 23 | 3 |  | 34.81 | - | 34.81 | 2019-11-23 03:00 | 11 | 23 | 3 | W | 23.49 | - | 23.49
2017-11-23 04:00 | 11 | 23 | 4 |  | 22.76 | - | 22.76 | 2018-11-23 04:00 | 11 | 23 | 4 |  | 36.04 | - | 36.04 | 2019-11-23 04:00 | 11 | 23 | 4 | W | 23.7 | - | 23.7
2017-11-23 05:00 | 11 | 23 | 5 |  | 23.54 | - | 23.54 | 2018-11-23 05:00 | 11 | 23 | 5 |  | 39.59 | - | 39.59 | 2019-11-23 05:00 | 11 | 23 | 5 | W | 25.84 | - | 25.84
2017-11-23 06:00 | 11 | 23 | 6 |  | 25.3 | - | 25.3 | 2018-11-23 06:00 | 11 | 23 | 6 |  | 44.84 | - | 44.84 | 2019-11-23 06:00 | 11 | 23 | 6 | W | 29.92 | - | 29.92
2017-11-23 07:00 | 11 | 23 | 7 |  | 26.52 | - | 26.52 | 2018-11-23 07:00 | 11 | 23 | 7 |  | 48.31 | - | 48.31 | 2019-11-23 07:00 | 11 | 23 | 7 | W | 31.52 | - | 31.52
2017-11-23 08:00 | 11 | 23 | 8 |  | 27.08 | 27.08 | - | 2018-11-23 08:00 | 11 | 23 | 8 |  | 49.13 | 49.13 | - | 2019-11-23 08:00 | 11 | 23 | 8 | W | 31.28 | - | 31.28
2017-11-23 09:00 | 11 | 23 | 9 |  | 28.45 | 28.45 | - | 2018-11-23 09:00 | 11 | 23 | 9 |  | 45.55 | 45.55 | - | 2019-11-23 09:00 | 11 | 23 | 9 | W | 28.98 | - | 28.98
2017-11-23 10:00 | 11 | 23 | 10 |  | 27.22 | 27.22 | - | 2018-11-23 10:00 | 11 | 23 | 10 |  | 40.65 | 40.65 | - | 2019-11-23 10:00 | 11 | 23 | 10 | W | 29.05 | - | 29.05
2017-11-23 11:00 | 11 | 23 | 11 |  | 26.31 | 26.31 | - | 2018-11-23 11:00 | 11 | 23 | 11 |  | 37.17 | 37.17 | - | 2019-11-23 11:00 | 11 | 23 | 11 | W | 26.38 | - | 26.38
2017-11-23 12:00 | 11 | 23 | 12 |  | 24.07 | 24.07 | - | 2018-11-23 12:00 | 11 | 23 | 12 |  | 34.12 | 34.12 | - | 2019-11-23 12:00 | 11 | 23 | 12 | W | 24.9 | - | 24.9
2017-11-23 13:00 | 11 | 23 | 13 |  | 22.92 | 22.92 | - | 2018-11-23 13:00 | 11 | 23 | 13 |  | 33.21 | 33.21 | - | 2019-11-23 13:00 | 11 | 23 | 13 | W | 24.5 | - | 24.5
2017-11-23 14:00 | 11 | 23 | 14 |  | 22.42 | 22.42 | - | 2018-11-23 14:00 | 11 | 23 | 14 |  | 32.45 | 32.45 | - | 2019-11-23 14:00 | 11 | 23 | 14 | W | 23.93 | - | 23.93
2017-11-23 15:00 | 11 | 23 | 15 |  | 22.33 | 22.33 | - | 2018-11-23 15:00 | 11 | 23 | 15 |  | 32.22 | 32.22 | - | 2019-11-23 15:00 | 11 | 23 | 15 | W | 23.99 | - | 23.99
2017-11-23 16:00 | 11 | 23 | 16 |  | 22.56 | 22.56 | - | 2018-11-23 16:00 | 11 | 23 | 16 |  | 34.49 | 34.49 | - | 2019-11-23 16:00 | 11 | 23 | 16 | W | 25.41 | - | 25.41
2017-11-23 17:00 | 11 | 23 | 17 |  | 25.37 | - | 25.37 | 2018-11-23 17:00 | 11 | 23 | 17 |  | 42.99 | - | 42.99 | 2019-11-23 17:00 | 11 | 23 | 17 | W | 31.2 | - | 31.2
2017-11-23 18:00 | 11 | 23 | 18 |  | 25.65 | - | 25.65 | 2018-11-23 18:00 | 11 | 23 | 18 |  | 42.46 | - | 42.46 | 2019-11-23 18:00 | 11 | 23 | 18 | W | 28.14 | - | 28.14
2017-11-23 19:00 | 11 | 23 | 19 |  | 25.19 | - | 25.19 | 2018-11-23 19:00 | 11 | 23 | 19 |  | 40.99 | - | 40.99 | 2019-11-23 19:00 | 11 | 23 | 19 | W | 26.3 | - | 26.3
2017-11-23 20:00 | 11 | 23 | 20 |  | 24.84 | - | 24.84 | 2018-11-23 20:00 | 11 | 23 | 20 |  | 36.44 | - | 36.44 | 2019-11-23 20:00 | 11 | 23 | 20 | W | 25.11 | - | 25.11
2017-11-23 21:00 | 11 | 23 | 21 |  | 23.89 | - | 23.89 | 2018-11-23 21:00 | 11 | 23 | 21 |  | 35.85 | - | 35.85 | 2019-11-23 21:00 | 11 | 23 | 21 | W | 23.84 | - | 23.84
2017-11-23 22:00 | 11 | 23 | 22 |  | 23.33 | - | 23.33 | 2018-11-23 22:00 | 11 | 23 | 22 |  | 33.3 | - | 33.3 | 2019-11-23 22:00 | 11 | 23 | 22 | W | 23.04 | - | 23.04
2017-11-23 23:00 | 11 | 23 | 23 |  | 22.46 | - | 22.46 | 2018-11-23 23:00 | 11 | 23 | 23 |  | 31.56 | - | 31.56 | 2019-11-23 23:00 | 11 | 23 | 23 | W | 22.73 | - | 22.73
2017-11-24 | 11 | 24 | 0 |  | 22.14 | - | 22.14 | 2018-11-24 | 11 | 24 | 0 | W | 33.32 | - | 33.32 | 2019-11-24 | 11 | 24 | 0 | W | 20.03 | - | 20.03
2017-11-24 01:00 | 11 | 24 | 1 |  | 21.52 | - | 21.52 | 2018-11-24 01:00 | 11 | 24 | 1 | W | 32.32 | - | 32.32 | 2019-11-24 01:00 | 11 | 24 | 1 | W | 20.46 | - | 20.46
2017-11-24 02:00 | 11 | 24 | 2 |  | 21.23 | - | 21.23 | 2018-11-24 02:00 | 11 | 24 | 2 | W | 31.73 | - | 31.73 | 2019-11-24 02:00 | 11 | 24 | 2 | W | 19.96 | - | 19.96
2017-11-24 03:00 | 11 | 24 | 3 |  | 21.01 | - | 21.01 | 2018-11-24 03:00 | 11 | 24 | 3 | W | 31.63 | - | 31.63 | 2019-11-24 03:00 | 11 | 24 | 3 | W | 19.91 | - | 19.91
2017-11-24 04:00 | 11 | 24 | 4 |  | 21.68 | - | 21.68 | 2018-11-24 04:00 | 11 | 24 | 4 | W | 31.71 | - | 31.71 | 2019-11-24 04:00 | 11 | 24 | 4 | W | 20.29 | - | 20.29
2017-11-24 05:00 | 11 | 24 | 5 |  | 23.59 | - | 23.59 | 2018-11-24 05:00 | 11 | 24 | 5 | W | 32.88 | - | 32.88 | 2019-11-24 05:00 | 11 | 24 | 5 | W | 19.89 | - | 19.89
2017-11-24 06:00 | 11 | 24 | 6 |  | 25.97 | - | 25.97 | 2018-11-24 06:00 | 11 | 24 | 6 | W | 34.18 | - | 34.18 | 2019-11-24 06:00 | 11 | 24 | 6 | W | 21.16 | - | 21.16
2017-11-24 07:00 | 11 | 24 | 7 |  | 27.33 | - | 27.33 | 2018-11-24 07:00 | 11 | 24 | 7 | W | 35.45 | - | 35.45 | 2019-11-24 07:00 | 11 | 24 | 7 | W | 22.72 | - | 22.72
2017-11-24 08:00 | 11 | 24 | 8 |  | 25.79 | 25.79 | - | 2018-11-24 08:00 | 11 | 24 | 8 | W | 37.26 | - | 37.26 | 2019-11-24 08:00 | 11 | 24 | 8 | W | 24.21 | - | 24.21
2017-11-24 09:00 | 11 | 24 | 9 |  | 25.01 | 25.01 | - | 2018-11-24 09:00 | 11 | 24 | 9 | W | 37.64 | - | 37.64 | 2019-11-24 09:00 | 11 | 24 | 9 | W | 23.83 | - | 23.83
2017-11-24 10:00 | 11 | 24 | 10 |  | 23.76 | 23.76 | - | 2018-11-24 10:00 | 11 | 24 | 10 | W | 37.84 | - | 37.84 | 2019-11-24 10:00 | 11 | 24 | 10 | W | 23.67 | - | 23.67
2017-11-24 11:00 | 11 | 24 | 11 |  | 22.67 | 22.67 | - | 2018-11-24 11:00 | 11 | 24 | 11 | W | 35.81 | - | 35.81 | 2019-11-24 11:00 | 11 | 24 | 11 | W | 22.65 | - | 22.65
2017-11-24 12:00 | 11 | 24 | 12 |  | 21.41 | 21.41 | - | 2018-11-24 12:00 | 11 | 24 | 12 | W | 33.49 | - | 33.49 | 2019-11-24 12:00 | 11 | 24 | 12 | W | 21.95 | - | 21.95
2017-11-24 13:00 | 11 | 24 | 13 |  | 20.53 | 20.53 | - | 2018-11-24 13:00 | 11 | 24 | 13 | W | 31.86 | - | 31.86 | 2019-11-24 13:00 | 11 | 24 | 13 | W | 21.43 | - | 21.43
2017-11-24 14:00 | 11 | 24 | 14 |  | 20.56 | 20.56 | - | 2018-11-24 14:00 | 11 | 24 | 14 | W | 31.18 | - | 31.18 | 2019-11-24 14:00 | 11 | 24 | 14 | W | 20.51 | - | 20.51
2017-11-24 15:00 | 11 | 24 | 15 |  | 20.38 | 20.38 | - | 2018-11-24 15:00 | 11 | 24 | 15 | W | 30.94 | - | 30.94 | 2019-11-24 15:00 | 11 | 24 | 15 | W | 20.67 | - | 20.67
2017-11-24 16:00 | 11 | 24 | 16 |  | 21.23 | 21.23 | - | 2018-11-24 16:00 | 11 | 24 | 16 | W | 35.15 | - | 35.15 | 2019-11-24 16:00 | 11 | 24 | 16 | W | 23.42 | - | 23.42
2017-11-24 17:00 | 11 | 24 | 17 |  | 25.45 | - | 25.45 | 2018-11-24 17:00 | 11 | 24 | 17 | W | 43.96 | - | 43.96 | 2019-11-24 17:00 | 11 | 24 | 17 | W | 29.42 | - | 29.42
2017-11-24 18:00 | 11 | 24 | 18 |  | 24.63 | - | 24.63 | 2018-11-24 18:00 | 11 | 24 | 18 | W | 41.22 | - | 41.22 | 2019-11-24 18:00 | 11 | 24 | 18 | W | 27.17 | - | 27.17
2017-11-24 19:00 | 11 | 24 | 19 |  | 23.99 | - | 23.99 | 2018-11-24 19:00 | 11 | 24 | 19 | W | 37.15 | - | 37.15 | 2019-11-24 19:00 | 11 | 24 | 19 | W | 27.58 | - | 27.58
2017-11-24 20:00 | 11 | 24 | 20 |  | 23.76 | - | 23.76 | 2018-11-24 20:00 | 11 | 24 | 20 | W | 35.27 | - | 35.27 | 2019-11-24 20:00 | 11 | 24 | 20 | W | 26.53 | - | 26.53
2017-11-24 21:00 | 11 | 24 | 21 |  | 23.23 | - | 23.23 | 2018-11-24 21:00 | 11 | 24 | 21 | W | 33.87 | - | 33.87 | 2019-11-24 21:00 | 11 | 24 | 21 | W | 23.84 | - | 23.84
2017-11-24 22:00 | 11 | 24 | 22 |  | 21.9 | - | 21.9 | 2018-11-24 22:00 | 11 | 24 | 22 | W | 31.66 | - | 31.66 | 2019-11-24 22:00 | 11 | 24 | 22 | W | 23.2 | - | 23.2
2017-11-24 23:00 | 11 | 24 | 23 |  | 20.58 | - | 20.58 | 2018-11-24 23:00 | 11 | 24 | 23 | W | 31.09 | - | 31.09 | 2019-11-24 23:00 | 11 | 24 | 23 | W | 21.12 | - | 21.12
2017-11-25 | 11 | 25 | 0 | W | 20.58 | - | 20.58 | 2018-11-25 | 11 | 25 | 0 | W | 31.1 | - | 31.1 | 2019-11-25 | 11 | 25 | 0 |  | 19.88 | - | 19.88
2017-11-25 01:00 | 11 | 25 | 1 | W | 20.33 | - | 20.33 | 2018-11-25 01:00 | 11 | 25 | 1 | W | 30.81 | - | 30.81 | 2019-11-25 01:00 | 11 | 25 | 1 |  | 20.01 | - | 20.01
2017-11-25 02:00 | 11 | 25 | 2 | W | 19.79 | - | 19.79 | 2018-11-25 02:00 | 11 | 25 | 2 | W | 29.73 | - | 29.73 | 2019-11-25 02:00 | 11 | 25 | 2 |  | 19.88 | - | 19.88
2017-11-25 03:00 | 11 | 25 | 3 | W | 19.62 | - | 19.62 | 2018-11-25 03:00 | 11 | 25 | 3 | W | 29.69 | - | 29.69 | 2019-11-25 03:00 | 11 | 25 | 3 |  | 19.95 | - | 19.95
2017-11-25 04:00 | 11 | 25 | 4 | W | 20.17 | - | 20.17 | 2018-11-25 04:00 | 11 | 25 | 4 | W | 29.79 | - | 29.79 | 2019-11-25 04:00 | 11 | 25 | 4 |  | 22.47 | - | 22.47
2017-11-25 05:00 | 11 | 25 | 5 | W | 20.97 | - | 20.97 | 2018-11-25 05:00 | 11 | 25 | 5 | W | 30.52 | - | 30.52 | 2019-11-25 05:00 | 11 | 25 | 5 |  | 26.1 | - | 26.1
2017-11-25 06:00 | 11 | 25 | 6 | W | 22.36 | - | 22.36 | 2018-11-25 06:00 | 11 | 25 | 6 | W | 31.54 | - | 31.54 | 2019-11-25 06:00 | 11 | 25 | 6 |  | 39.05 | - | 39.05
2017-11-25 07:00 | 11 | 25 | 7 | W | 23.46 | - | 23.46 | 2018-11-25 07:00 | 11 | 25 | 7 | W | 32.35 | - | 32.35 | 2019-11-25 07:00 | 11 | 25 | 7 |  | 41.32 | - | 41.32
2017-11-25 08:00 | 11 | 25 | 8 | W | 24.09 | - | 24.09 | 2018-11-25 08:00 | 11 | 25 | 8 | W | 33.41 | - | 33.41 | 2019-11-25 08:00 | 11 | 25 | 8 |  | 30.6 | 30.6 | -
2017-11-25 09:00 | 11 | 25 | 9 | W | 24 | - | 24 | 2018-11-25 09:00 | 11 | 25 | 9 | W | 34.49 | - | 34.49 | 2019-11-25 09:00 | 11 | 25 | 9 |  | 27.89 | 27.89 | -
2017-11-25 10:00 | 11 | 25 | 10 | W | 23.38 | - | 23.38 | 2018-11-25 10:00 | 11 | 25 | 10 | W | 33.14 | - | 33.14 | 2019-11-25 10:00 | 11 | 25 | 10 |  | 26.57 | 26.57 | -
2017-11-25 11:00 | 11 | 25 | 11 | W | 22.86 | - | 22.86 | 2018-11-25 11:00 | 11 | 25 | 11 | W | 31.06 | - | 31.06 | 2019-11-25 11:00 | 11 | 25 | 11 |  | 25.02 | 25.02 | -
2017-11-25 12:00 | 11 | 25 | 12 | W | 22.02 | - | 22.02 | 2018-11-25 12:00 | 11 | 25 | 12 | W | 31.02 | - | 31.02 | 2019-11-25 12:00 | 11 | 25 | 12 |  | 24.26 | 24.26 | -
2017-11-25 13:00 | 11 | 25 | 13 | W | 21.19 | - | 21.19 | 2018-11-25 13:00 | 11 | 25 | 13 | W | 29.84 | - | 29.84 | 2019-11-25 13:00 | 11 | 25 | 13 |  | 24 | 24 | -
2017-11-25 14:00 | 11 | 25 | 14 | W | 20.58 | - | 20.58 | 2018-11-25 14:00 | 11 | 25 | 14 | W | 28.93 | - | 28.93 | 2019-11-25 14:00 | 11 | 25 | 14 |  | 23.7 | 23.7 | -
2017-11-25 15:00 | 11 | 25 | 15 | W | 20.56 | - | 20.56 | 2018-11-25 15:00 | 11 | 25 | 15 | W | 28.88 | - | 28.88 | 2019-11-25 15:00 | 11 | 25 | 15 |  | 23.39 | 23.39 | -
2017-11-25 16:00 | 11 | 25 | 16 | W | 22.37 | - | 22.37 | 2018-11-25 16:00 | 11 | 25 | 16 | W | 32.1 | - | 32.1 | 2019-11-25 16:00 | 11 | 25 | 16 |  | 24.6 | 24.6 | -
2017-11-25 17:00 | 11 | 25 | 17 | W | 26.48 | - | 26.48 | 2018-11-25 17:00 | 11 | 25 | 17 | W | 44.93 | - | 44.93 | 2019-11-25 17:00 | 11 | 25 | 17 |  | 30.6 | - | 30.6
2017-11-25 18:00 | 11 | 25 | 18 | W | 24.63 | - | 24.63 | 2018-11-25 18:00 | 11 | 25 | 18 | W | 43.6 | - | 43.6 | 2019-11-25 18:00 | 11 | 25 | 18 |  | 29.62 | - | 29.62
2017-11-25 19:00 | 11 | 25 | 19 | W | 24.03 | - | 24.03 | 2018-11-25 19:00 | 11 | 25 | 19 | W | 39.46 | - | 39.46 | 2019-11-25 19:00 | 11 | 25 | 19 |  | 28.33 | - | 28.33
2017-11-25 20:00 | 11 | 25 | 20 | W | 23.7 | - | 23.7 | 2018-11-25 20:00 | 11 | 25 | 20 | W | 36.59 | - | 36.59 | 2019-11-25 20:00 | 11 | 25 | 20 |  | 26.03 | - | 26.03
2017-11-25 21:00 | 11 | 25 | 21 | W | 23.14 | - | 23.14 | 2018-11-25 21:00 | 11 | 25 | 21 | W | 33.72 | - | 33.72 | 2019-11-25 21:00 | 11 | 25 | 21 |  | 24.28 | - | 24.28
2017-11-25 22:00 | 11 | 25 | 22 | W | 21.97 | - | 21.97 | 2018-11-25 22:00 | 11 | 25 | 22 | W | 31.88 | - | 31.88 | 2019-11-25 22:00 | 11 | 25 | 22 |  | 23.51 | - | 23.51
2017-11-25 23:00 | 11 | 25 | 23 | W | 21.01 | - | 21.01 | 2018-11-25 23:00 | 11 | 25 | 23 | W | 29.79 | - | 29.79 | 2019-11-25 23:00 | 11 | 25 | 23 |  | 21.9 | - | 21.9
2017-11-26 | 11 | 26 | 0 | W | 20.8 | - | 20.8 | 2018-11-26 | 11 | 26 | 0 |  | 28.02 | - | 28.02 | 2019-11-26 | 11 | 26 | 0 |  | 20.37 | - | 20.37
2017-11-26 01:00 | 11 | 26 | 1 | W | 20.62 | - | 20.62 | 2018-11-26 01:00 | 11 | 26 | 1 |  | 25.79 | - | 25.79 | 2019-11-26 01:00 | 11 | 26 | 1 |  | 20.5 | - | 20.5
2017-11-26 02:00 | 11 | 26 | 2 | W | 20.85 | - | 20.85 | 2018-11-26 02:00 | 11 | 26 | 2 |  | 25.83 | - | 25.83 | 2019-11-26 02:00 | 11 | 26 | 2 |  | 20.55 | - | 20.55
2017-11-26 03:00 | 11 | 26 | 3 | W | 20.8 | - | 20.8 | 2018-11-26 03:00 | 11 | 26 | 3 |  | 25.78 | - | 25.78 | 2019-11-26 03:00 | 11 | 26 | 3 |  | 20.71 | - | 20.71
2017-11-26 04:00 | 11 | 26 | 4 | W | 20.76 | - | 20.76 | 2018-11-26 04:00 | 11 | 26 | 4 |  | 28.52 | - | 28.52 | 2019-11-26 04:00 | 11 | 26 | 4 |  | 22.31 | - | 22.31
2017-11-26 05:00 | 11 | 26 | 5 | W | 21.15 | - | 21.15 | 2018-11-26 05:00 | 11 | 26 | 5 |  | 32.39 | - | 32.39 | 2019-11-26 05:00 | 11 | 26 | 5 |  | 24.69 | - | 24.69
2017-11-26 06:00 | 11 | 26 | 6 | W | 22.35 | - | 22.35 | 2018-11-26 06:00 | 11 | 26 | 6 |  | 37.24 | - | 37.24 | 2019-11-26 06:00 | 11 | 26 | 6 |  | 36.4 | - | 36.4
2017-11-26 07:00 | 11 | 26 | 7 | W | 23.31 | - | 23.31 | 2018-11-26 07:00 | 11 | 26 | 7 |  | 39.73 | - | 39.73 | 2019-11-26 07:00 | 11 | 26 | 7 |  | 37.56 | - | 37.56
2017-11-26 08:00 | 11 | 26 | 8 | W | 23.93 | - | 23.93 | 2018-11-26 08:00 | 11 | 26 | 8 |  | 40.52 | 40.52 | - | 2019-11-26 08:00 | 11 | 26 | 8 |  | 30.15 | 30.15 | -
2017-11-26 09:00 | 11 | 26 | 9 | W | 24.29 | - | 24.29 | 2018-11-26 09:00 | 11 | 26 | 9 |  | 40.21 | 40.21 | - | 2019-11-26 09:00 | 11 | 26 | 9 |  | 27.99 | 27.99 | -
2017-11-26 10:00 | 11 | 26 | 10 | W | 23.9 | - | 23.9 | 2018-11-26 10:00 | 11 | 26 | 10 |  | 41.4 | 41.4 | - | 2019-11-26 10:00 | 11 | 26 | 10 |  | 25.76 | 25.76 | -
2017-11-26 11:00 | 11 | 26 | 11 | W | 23.74 | - | 23.74 | 2018-11-26 11:00 | 11 | 26 | 11 |  | 38.8 | 38.8 | - | 2019-11-26 11:00 | 11 | 26 | 11 |  | 24.59 | 24.59 | -
2017-11-26 12:00 | 11 | 26 | 12 | W | 23.39 | - | 23.39 | 2018-11-26 12:00 | 11 | 26 | 12 |  | 36.63 | 36.63 | - | 2019-11-26 12:00 | 11 | 26 | 12 |  | 23.65 | 23.65 | -
2017-11-26 13:00 | 11 | 26 | 13 | W | 23.01 | - | 23.01 | 2018-11-26 13:00 | 11 | 26 | 13 |  | 36.67 | 36.67 | - | 2019-11-26 13:00 | 11 | 26 | 13 |  | 23.18 | 23.18 | -
2017-11-26 14:00 | 11 | 26 | 14 | W | 22.6 | - | 22.6 | 2018-11-26 14:00 | 11 | 26 | 14 |  | 35.56 | 35.56 | - | 2019-11-26 14:00 | 11 | 26 | 14 |  | 22.87 | 22.87 | -
2017-11-26 15:00 | 11 | 26 | 15 | W | 22.76 | - | 22.76 | 2018-11-26 15:00 | 11 | 26 | 15 |  | 35.85 | 35.85 | - | 2019-11-26 15:00 | 11 | 26 | 15 |  | 22.72 | 22.72 | -
2017-11-26 16:00 | 11 | 26 | 16 | W | 24.6 | - | 24.6 | 2018-11-26 16:00 | 11 | 26 | 16 |  | 42.28 | 42.28 | - | 2019-11-26 16:00 | 11 | 26 | 16 |  | 23.2 | 23.2 | -
2017-11-26 17:00 | 11 | 26 | 17 | W | 31.52 | - | 31.52 | 2018-11-26 17:00 | 11 | 26 | 17 |  | 55.54 | - | 55.54 | 2019-11-26 17:00 | 11 | 26 | 17 |  | 28.31 | - | 28.31
2017-11-26 18:00 | 11 | 26 | 18 | W | 29.76 | - | 29.76 | 2018-11-26 18:00 | 11 | 26 | 18 |  | 49.7 | - | 49.7 | 2019-11-26 18:00 | 11 | 26 | 18 |  | 26.25 | - | 26.25
2017-11-26 19:00 | 11 | 26 | 19 | W | 30.36 | - | 30.36 | 2018-11-26 19:00 | 11 | 26 | 19 |  | 46.35 | - | 46.35 | 2019-11-26 19:00 | 11 | 26 | 19 |  | 24.69 | - | 24.69
2017-11-26 20:00 | 11 | 26 | 20 | W | 30.55 | - | 30.55 | 2018-11-26 20:00 | 11 | 26 | 20 |  | 46.71 | - | 46.71 | 2019-11-26 20:00 | 11 | 26 | 20 |  | 23.57 | - | 23.57
2017-11-26 21:00 | 11 | 26 | 21 | W | 26.7 | - | 26.7 | 2018-11-26 21:00 | 11 | 26 | 21 |  | 40.97 | - | 40.97 | 2019-11-26 21:00 | 11 | 26 | 21 |  | 22.7 | - | 22.7
2017-11-26 22:00 | 11 | 26 | 22 | W | 23.98 | - | 23.98 | 2018-11-26 22:00 | 11 | 26 | 22 |  | 34.58 | - | 34.58 | 2019-11-26 22:00 | 11 | 26 | 22 |  | 20.62 | - | 20.62
2017-11-26 23:00 | 11 | 26 | 23 | W | 22.48 | - | 22.48 | 2018-11-26 23:00 | 11 | 26 | 23 |  | 32.97 | - | 32.97 | 2019-11-26 23:00 | 11 | 26 | 23 |  | 19.78 | - | 19.78
2017-11-27 | 11 | 27 | 0 |  | 22.9 | - | 22.9 | 2018-11-27 | 11 | 27 | 0 |  | 30.42 | - | 30.42 | 2019-11-27 | 11 | 27 | 0 |  | 17.74 | - | 17.74
2017-11-27 01:00 | 11 | 27 | 1 |  | 22.68 | - | 22.68 | 2018-11-27 01:00 | 11 | 27 | 1 |  | 30.61 | - | 30.61 | 2019-11-27 01:00 | 11 | 27 | 1 |  | 16.88 | - | 16.88
2017-11-27 02:00 | 11 | 27 | 2 |  | 22.71 | - | 22.71 | 2018-11-27 02:00 | 11 | 27 | 2 |  | 30.68 | - | 30.68 | 2019-11-27 02:00 | 11 | 27 | 2 |  | 16.9 | - | 16.9
2017-11-27 03:00 | 11 | 27 | 3 |  | 22.91 | - | 22.91 | 2018-11-27 03:00 | 11 | 27 | 3 |  | 30.46 | - | 30.46 | 2019-11-27 03:00 | 11 | 27 | 3 |  | 16.99 | - | 16.99
2017-11-27 04:00 | 11 | 27 | 4 |  | 23.41 | - | 23.41 | 2018-11-27 04:00 | 11 | 27 | 4 |  | 31.79 | - | 31.79 | 2019-11-27 04:00 | 11 | 27 | 4 |  | 18.69 | - | 18.69
2017-11-27 05:00 | 11 | 27 | 5 |  | 27.15 | - | 27.15 | 2018-11-27 05:00 | 11 | 27 | 5 |  | 35.98 | - | 35.98 | 2019-11-27 05:00 | 11 | 27 | 5 |  | 19.46 | - | 19.46
2017-11-27 06:00 | 11 | 27 | 6 |  | 37.38 | - | 37.38 | 2018-11-27 06:00 | 11 | 27 | 6 |  | 50.64 | - | 50.64 | 2019-11-27 06:00 | 11 | 27 | 6 |  | 23.72 | - | 23.72
2017-11-27 07:00 | 11 | 27 | 7 |  | 38.46 | - | 38.46 | 2018-11-27 07:00 | 11 | 27 | 7 |  | 52.13 | - | 52.13 | 2019-11-27 07:00 | 11 | 27 | 7 |  | 24.35 | - | 24.35
2017-11-27 08:00 | 11 | 27 | 8 |  | 32.07 | 32.07 | - | 2018-11-27 08:00 | 11 | 27 | 8 |  | 46.38 | 46.38 | - | 2019-11-27 08:00 | 11 | 27 | 8 |  | 24.26 | 24.26 | -
2017-11-27 09:00 | 11 | 27 | 9 |  | 30.88 | 30.88 | - | 2018-11-27 09:00 | 11 | 27 | 9 |  | 45.28 | 45.28 | - | 2019-11-27 09:00 | 11 | 27 | 9 |  | 23.99 | 23.99 | -
2017-11-27 10:00 | 11 | 27 | 10 |  | 29.47 | 29.47 | - | 2018-11-27 10:00 | 11 | 27 | 10 |  | 44.03 | 44.03 | - | 2019-11-27 10:00 | 11 | 27 | 10 |  | 23.53 | 23.53 | -
2017-11-27 11:00 | 11 | 27 | 11 |  | 28.69 | 28.69 | - | 2018-11-27 11:00 | 11 | 27 | 11 |  | 39.18 | 39.18 | - | 2019-11-27 11:00 | 11 | 27 | 11 |  | 22.92 | 22.92 | -
2017-11-27 12:00 | 11 | 27 | 12 |  | 27.27 | 27.27 | - | 2018-11-27 12:00 | 11 | 27 | 12 |  | 36.76 | 36.76 | - | 2019-11-27 12:00 | 11 | 27 | 12 |  | 22.1 | 22.1 | -
2017-11-27 13:00 | 11 | 27 | 13 |  | 26.29 | 26.29 | - | 2018-11-27 13:00 | 11 | 27 | 13 |  | 35.81 | 35.81 | - | 2019-11-27 13:00 | 11 | 27 | 13 |  | 21.86 | 21.86 | -
2017-11-27 14:00 | 11 | 27 | 14 |  | 25.16 | 25.16 | - | 2018-11-27 14:00 | 11 | 27 | 14 |  | 35.27 | 35.27 | - | 2019-11-27 14:00 | 11 | 27 | 14 |  | 21.56 | 21.56 | -
2017-11-27 15:00 | 11 | 27 | 15 |  | 25.37 | 25.37 | - | 2018-11-27 15:00 | 11 | 27 | 15 |  | 35.07 | 35.07 | - | 2019-11-27 15:00 | 11 | 27 | 15 |  | 21.56 | 21.56 | -
2017-11-27 16:00 | 11 | 27 | 16 |  | 26.85 | 26.85 | - | 2018-11-27 16:00 | 11 | 27 | 16 |  | 39.01 | 39.01 | - | 2019-11-27 16:00 | 11 | 27 | 16 |  | 22.38 | 22.38 | -
2017-11-27 17:00 | 11 | 27 | 17 |  | 32.74 | - | 32.74 | 2018-11-27 17:00 | 11 | 27 | 17 |  | 56.47 | - | 56.47 | 2019-11-27 17:00 | 11 | 27 | 17 |  | 24.9 | - | 24.9
2017-11-27 18:00 | 11 | 27 | 18 |  | 31.7 | - | 31.7 | 2018-11-27 18:00 | 11 | 27 | 18 |  | 54.05 | - | 54.05 | 2019-11-27 18:00 | 11 | 27 | 18 |  | 24.37 | - | 24.37
2017-11-27 19:00 | 11 | 27 | 19 |  | 30.93 | - | 30.93 | 2018-11-27 19:00 | 11 | 27 | 19 |  | 50.41 | - | 50.41 | 2019-11-27 19:00 | 11 | 27 | 19 |  | 23.98 | - | 23.98
2017-11-27 20:00 | 11 | 27 | 20 |  | 29.7 | - | 29.7 | 2018-11-27 20:00 | 11 | 27 | 20 |  | 52.1 | - | 52.1 | 2019-11-27 20:00 | 11 | 27 | 20 |  | 23.39 | - | 23.39
2017-11-27 21:00 | 11 | 27 | 21 |  | 26.94 | - | 26.94 | 2018-11-27 21:00 | 11 | 27 | 21 |  | 47.65 | - | 47.65 | 2019-11-27 21:00 | 11 | 27 | 21 |  | 21.97 | - | 21.97
2017-11-27 22:00 | 11 | 27 | 22 |  | 24.3 | - | 24.3 | 2018-11-27 22:00 | 11 | 27 | 22 |  | 38.35 | - | 38.35 | 2019-11-27 22:00 | 11 | 27 | 22 |  | 19.69 | - | 19.69
2017-11-27 23:00 | 11 | 27 | 23 |  | 23.13 | - | 23.13 | 2018-11-27 23:00 | 11 | 27 | 23 |  | 36.37 | - | 36.37 | 2019-11-27 23:00 | 11 | 27 | 23 |  | 17.91 | - | 17.91
2017-11-28 | 11 | 28 | 0 |  | 21.82 | - | 21.82 | 2018-11-28 | 11 | 28 | 0 |  | 38.05 | - | 38.05 | 2019-11-28 | 11 | 28 | 0 |  | 17.39 | - | 17.39
2017-11-28 01:00 | 11 | 28 | 1 |  | 21.81 | - | 21.81 | 2018-11-28 01:00 | 11 | 28 | 1 |  | 38.25 | - | 38.25 | 2019-11-28 01:00 | 11 | 28 | 1 |  | 16.94 | - | 16.94
2017-11-28 02:00 | 11 | 28 | 2 |  | 21.63 | - | 21.63 | 2018-11-28 02:00 | 11 | 28 | 2 |  | 38.18 | - | 38.18 | 2019-11-28 02:00 | 11 | 28 | 2 |  | 17.1 | - | 17.1
2017-11-28 03:00 | 11 | 28 | 3 |  | 21.69 | - | 21.69 | 2018-11-28 03:00 | 11 | 28 | 3 |  | 38.53 | - | 38.53 | 2019-11-28 03:00 | 11 | 28 | 3 |  | 17.14 | - | 17.14
2017-11-28 04:00 | 11 | 28 | 4 |  | 22.08 | - | 22.08 | 2018-11-28 04:00 | 11 | 28 | 4 |  | 42.94 | - | 42.94 | 2019-11-28 04:00 | 11 | 28 | 4 |  | 17.22 | - | 17.22
2017-11-28 05:00 | 11 | 28 | 5 |  | 23.88 | - | 23.88 | 2018-11-28 05:00 | 11 | 28 | 5 |  | 56.33 | - | 56.33 | 2019-11-28 05:00 | 11 | 28 | 5 |  | 18.49 | - | 18.49
2017-11-28 06:00 | 11 | 28 | 6 |  | 38.88 | - | 38.88 | 2018-11-28 06:00 | 11 | 28 | 6 |  | 78.54 | - | 78.54 | 2019-11-28 06:00 | 11 | 28 | 6 |  | 19.91 | - | 19.91
2017-11-28 07:00 | 11 | 28 | 7 |  | 36.68 | - | 36.68 | 2018-11-28 07:00 | 11 | 28 | 7 |  | 96.19 | - | 96.19 | 2019-11-28 07:00 | 11 | 28 | 7 |  | 21.4 | - | 21.4
2017-11-28 08:00 | 11 | 28 | 8 |  | 30.81 | 30.81 | - | 2018-11-28 08:00 | 11 | 28 | 8 |  | 68.61 | 68.61 | - | 2019-11-28 08:00 | 11 | 28 | 8 |  | 22.8 | 22.8 | -
2017-11-28 09:00 | 11 | 28 | 9 |  | 26.94 | 26.94 | - | 2018-11-28 09:00 | 11 | 28 | 9 |  | 63.11 | 63.11 | - | 2019-11-28 09:00 | 11 | 28 | 9 |  | 23.38 | 23.38 | -
2017-11-28 10:00 | 11 | 28 | 10 |  | 24.43 | 24.43 | - | 2018-11-28 10:00 | 11 | 28 | 10 |  | 54.6 | 54.6 | - | 2019-11-28 10:00 | 11 | 28 | 10 |  | 23.45 | 23.45 | -
2017-11-28 11:00 | 11 | 28 | 11 |  | 23.55 | 23.55 | - | 2018-11-28 11:00 | 11 | 28 | 11 |  | 50.66 | 50.66 | - | 2019-11-28 11:00 | 11 | 28 | 11 |  | 23.07 | 23.07 | -
2017-11-28 12:00 | 11 | 28 | 12 |  | 23.23 | 23.23 | - | 2018-11-28 12:00 | 11 | 28 | 12 |  | 43.07 | 43.07 | - | 2019-11-28 12:00 | 11 | 28 | 12 |  | 22.01 | 22.01 | -
2017-11-28 13:00 | 11 | 28 | 13 |  | 22.95 | 22.95 | - | 2018-11-28 13:00 | 11 | 28 | 13 |  | 41.3 | 41.3 | - | 2019-11-28 13:00 | 11 | 28 | 13 |  | 20.31 | 20.31 | -
2017-11-28 14:00 | 11 | 28 | 14 |  | 22.45 | 22.45 | - | 2018-11-28 14:00 | 11 | 28 | 14 |  | 39.8 | 39.8 | - | 2019-11-28 14:00 | 11 | 28 | 14 |  | 19.69 | 19.69 | -
2017-11-28 15:00 | 11 | 28 | 15 |  | 22.79 | 22.79 | - | 2018-11-28 15:00 | 11 | 28 | 15 |  | 39.62 | 39.62 | - | 2019-11-28 15:00 | 11 | 28 | 15 |  | 19.49 | 19.49 | -
2017-11-28 16:00 | 11 | 28 | 16 |  | 23.5 | 23.5 | - | 2018-11-28 16:00 | 11 | 28 | 16 |  | 44.96 | 44.96 | - | 2019-11-28 16:00 | 11 | 28 | 16 |  | 20.44 | 20.44 | -
2017-11-28 17:00 | 11 | 28 | 17 |  | 30.8 | - | 30.8 | 2018-11-28 17:00 | 11 | 28 | 17 |  | 64.56 | - | 64.56 | 2019-11-28 17:00 | 11 | 28 | 17 |  | 23.5 | - | 23.5
2017-11-28 18:00 | 11 | 28 | 18 |  | 28.76 | - | 28.76 | 2018-11-28 18:00 | 11 | 28 | 18 |  | 63.85 | - | 63.85 | 2019-11-28 18:00 | 11 | 28 | 18 |  | 23.57 | - | 23.57
2017-11-28 19:00 | 11 | 28 | 19 |  | 27.41 | - | 27.41 | 2018-11-28 19:00 | 11 | 28 | 19 |  | 54.87 | - | 54.87 | 2019-11-28 19:00 | 11 | 28 | 19 |  | 23.62 | - | 23.62
2017-11-28 20:00 | 11 | 28 | 20 |  | 26.86 | - | 26.86 | 2018-11-28 20:00 | 11 | 28 | 20 |  | 54.02 | - | 54.02 | 2019-11-28 20:00 | 11 | 28 | 20 |  | 23.42 | - | 23.42
2017-11-28 21:00 | 11 | 28 | 21 |  | 23.79 | - | 23.79 | 2018-11-28 21:00 | 11 | 28 | 21 |  | 49.89 | - | 49.89 | 2019-11-28 21:00 | 11 | 28 | 21 |  | 22.53 | - | 22.53
2017-11-28 22:00 | 11 | 28 | 22 |  | 22.49 | - | 22.49 | 2018-11-28 22:00 | 11 | 28 | 22 |  | 40.22 | - | 40.22 | 2019-11-28 22:00 | 11 | 28 | 22 |  | 22.4 | - | 22.4
2017-11-28 23:00 | 11 | 28 | 23 |  | 20.68 | - | 20.68 | 2018-11-28 23:00 | 11 | 28 | 23 |  | 37.55 | - | 37.55 | 2019-11-28 23:00 | 11 | 28 | 23 |  | 21.23 | - | 21.23
2017-11-29 | 11 | 29 | 0 |  | 20.61 | - | 20.61 | 2018-11-29 | 11 | 29 | 0 |  | 35.13 | - | 35.13 | 2019-11-29 | 11 | 29 | 0 |  | 19.32 | - | 19.32
2017-11-29 01:00 | 11 | 29 | 1 |  | 20.35 | - | 20.35 | 2018-11-29 01:00 | 11 | 29 | 1 |  | 33.64 | - | 33.64 | 2019-11-29 01:00 | 11 | 29 | 1 |  | 19.32 | - | 19.32
2017-11-29 02:00 | 11 | 29 | 2 |  | 20.21 | - | 20.21 | 2018-11-29 02:00 | 11 | 29 | 2 |  | 32.73 | - | 32.73 | 2019-11-29 02:00 | 11 | 29 | 2 |  | 19.12 | - | 19.12
2017-11-29 03:00 | 11 | 29 | 3 |  | 20.29 | - | 20.29 | 2018-11-29 03:00 | 11 | 29 | 3 |  | 33.21 | - | 33.21 | 2019-11-29 03:00 | 11 | 29 | 3 |  | 19.16 | - | 19.16
2017-11-29 04:00 | 11 | 29 | 4 |  | 20.64 | - | 20.64 | 2018-11-29 04:00 | 11 | 29 | 4 |  | 35.59 | - | 35.59 | 2019-11-29 04:00 | 11 | 29 | 4 |  | 19.43 | - | 19.43
2017-11-29 05:00 | 11 | 29 | 5 |  | 22.58 | - | 22.58 | 2018-11-29 05:00 | 11 | 29 | 5 |  | 41.73 | - | 41.73 | 2019-11-29 05:00 | 11 | 29 | 5 |  | 19.61 | - | 19.61
2017-11-29 06:00 | 11 | 29 | 6 |  | 29.68 | - | 29.68 | 2018-11-29 06:00 | 11 | 29 | 6 |  | 62.88 | - | 62.88 | 2019-11-29 06:00 | 11 | 29 | 6 |  | 22.66 | - | 22.66
2017-11-29 07:00 | 11 | 29 | 7 |  | 30.38 | - | 30.38 | 2018-11-29 07:00 | 11 | 29 | 7 |  | 66.31 | - | 66.31 | 2019-11-29 07:00 | 11 | 29 | 7 |  | 24.44 | - | 24.44
2017-11-29 08:00 | 11 | 29 | 8 |  | 29.08 | 29.08 | - | 2018-11-29 08:00 | 11 | 29 | 8 |  | 53.6 | 53.6 | - | 2019-11-29 08:00 | 11 | 29 | 8 |  | 24.16 | 24.16 | -
2017-11-29 09:00 | 11 | 29 | 9 |  | 26.93 | 26.93 | - | 2018-11-29 09:00 | 11 | 29 | 9 |  | 47.72 | 47.72 | - | 2019-11-29 09:00 | 11 | 29 | 9 |  | 23.37 | 23.37 | -
2017-11-29 10:00 | 11 | 29 | 10 |  | 25.93 | 25.93 | - | 2018-11-29 10:00 | 11 | 29 | 10 |  | 45.78 | 45.78 | - | 2019-11-29 10:00 | 11 | 29 | 10 |  | 22.84 | 22.84 | -
2017-11-29 11:00 | 11 | 29 | 11 |  | 25.23 | 25.23 | - | 2018-11-29 11:00 | 11 | 29 | 11 |  | 41.51 | 41.51 | - | 2019-11-29 11:00 | 11 | 29 | 11 |  | 22.04 | 22.04 | -
2017-11-29 12:00 | 11 | 29 | 12 |  | 25.01 | 25.01 | - | 2018-11-29 12:00 | 11 | 29 | 12 |  | 38.8 | 38.8 | - | 2019-11-29 12:00 | 11 | 29 | 12 |  | 21.03 | 21.03 | -
2017-11-29 13:00 | 11 | 29 | 13 |  | 24.52 | 24.52 | - | 2018-11-29 13:00 | 11 | 29 | 13 |  | 38.09 | 38.09 | - | 2019-11-29 13:00 | 11 | 29 | 13 |  | 19.99 | 19.99 | -
2017-11-29 14:00 | 11 | 29 | 14 |  | 23.92 | 23.92 | - | 2018-11-29 14:00 | 11 | 29 | 14 |  | 37.1 | 37.1 | - | 2019-11-29 14:00 | 11 | 29 | 14 |  | 19.65 | 19.65 | -
2017-11-29 15:00 | 11 | 29 | 15 |  | 23.67 | 23.67 | - | 2018-11-29 15:00 | 11 | 29 | 15 |  | 36.63 | 36.63 | - | 2019-11-29 15:00 | 11 | 29 | 15 |  | 19.95 | 19.95 | -
2017-11-29 16:00 | 11 | 29 | 16 |  | 25.49 | 25.49 | - | 2018-11-29 16:00 | 11 | 29 | 16 |  | 40.23 | 40.23 | - | 2019-11-29 16:00 | 11 | 29 | 16 |  | 22.51 | 22.51 | -
2017-11-29 17:00 | 11 | 29 | 17 |  | 32.5 | - | 32.5 | 2018-11-29 17:00 | 11 | 29 | 17 |  | 58.27 | - | 58.27 | 2019-11-29 17:00 | 11 | 29 | 17 |  | 25.92 | - | 25.92
2017-11-29 18:00 | 11 | 29 | 18 |  | 33.04 | - | 33.04 | 2018-11-29 18:00 | 11 | 29 | 18 |  | 53.6 | - | 53.6 | 2019-11-29 18:00 | 11 | 29 | 18 |  | 25.06 | - | 25.06
2017-11-29 19:00 | 11 | 29 | 19 |  | 33.2 | - | 33.2 | 2018-11-29 19:00 | 11 | 29 | 19 |  | 45.94 | - | 45.94 | 2019-11-29 19:00 | 11 | 29 | 19 |  | 24.41 | - | 24.41
2017-11-29 20:00 | 11 | 29 | 20 |  | 31.79 | - | 31.79 | 2018-11-29 20:00 | 11 | 29 | 20 |  | 42.24 | - | 42.24 | 2019-11-29 20:00 | 11 | 29 | 20 |  | 23.86 | - | 23.86
2017-11-29 21:00 | 11 | 29 | 21 |  | 27.6 | - | 27.6 | 2018-11-29 21:00 | 11 | 29 | 21 |  | 39.48 | - | 39.48 | 2019-11-29 21:00 | 11 | 29 | 21 |  | 22.48 | - | 22.48
2017-11-29 22:00 | 11 | 29 | 22 |  | 23.75 | - | 23.75 | 2018-11-29 22:00 | 11 | 29 | 22 |  | 35.14 | - | 35.14 | 2019-11-29 22:00 | 11 | 29 | 22 |  | 22.12 | - | 22.12
2017-11-29 23:00 | 11 | 29 | 23 |  | 22.82 | - | 22.82 | 2018-11-29 23:00 | 11 | 29 | 23 |  | 33.2 | - | 33.2 | 2019-11-29 23:00 | 11 | 29 | 23 |  | 20.11 | - | 20.11
2017-11-30 | 11 | 30 | 0 |  | 22.69 | - | 22.69 | 2018-11-30 | 11 | 30 | 0 |  | 35.5 | - | 35.5 | 2019-11-30 | 11 | 30 | 0 | W | 19.95 | - | 19.95
2017-11-30 01:00 | 11 | 30 | 1 |  | 22.4 | - | 22.4 | 2018-11-30 01:00 | 11 | 30 | 1 |  | 34.1 | - | 34.1 | 2019-11-30 01:00 | 11 | 30 | 1 | W | 19.45 | - | 19.45
2017-11-30 02:00 | 11 | 30 | 2 |  | 22.16 | - | 22.16 | 2018-11-30 02:00 | 11 | 30 | 2 |  | 33.11 | - | 33.11 | 2019-11-30 02:00 | 11 | 30 | 2 | W | 19.4 | - | 19.4
2017-11-30 03:00 | 11 | 30 | 3 |  | 22.31 | - | 22.31 | 2018-11-30 03:00 | 11 | 30 | 3 |  | 33.16 | - | 33.16 | 2019-11-30 03:00 | 11 | 30 | 3 | W | 19.34 | - | 19.34
2017-11-30 04:00 | 11 | 30 | 4 |  | 22.84 | - | 22.84 | 2018-11-30 04:00 | 11 | 30 | 4 |  | 35 | - | 35 | 2019-11-30 04:00 | 11 | 30 | 4 | W | 19.45 | - | 19.45
2017-11-30 05:00 | 11 | 30 | 5 |  | 24.92 | - | 24.92 | 2018-11-30 05:00 | 11 | 30 | 5 |  | 38.23 | - | 38.23 | 2019-11-30 05:00 | 11 | 30 | 5 | W | 20.24 | - | 20.24
2017-11-30 06:00 | 11 | 30 | 6 |  | 32.12 | - | 32.12 | 2018-11-30 06:00 | 11 | 30 | 6 |  | 53.23 | - | 53.23 | 2019-11-30 06:00 | 11 | 30 | 6 | W | 21.59 | - | 21.59
2017-11-30 07:00 | 11 | 30 | 7 |  | 32.14 | - | 32.14 | 2018-11-30 07:00 | 11 | 30 | 7 |  | 55.33 | - | 55.33 | 2019-11-30 07:00 | 11 | 30 | 7 | W | 23.18 | - | 23.18
2017-11-30 08:00 | 11 | 30 | 8 |  | 30.55 | 30.55 | - | 2018-11-30 08:00 | 11 | 30 | 8 |  | 54.37 | 54.37 | - | 2019-11-30 08:00 | 11 | 30 | 8 | W | 23.88 | - | 23.88
2017-11-30 09:00 | 11 | 30 | 9 |  | 29.62 | 29.62 | - | 2018-11-30 09:00 | 11 | 30 | 9 |  | 51.54 | 51.54 | - | 2019-11-30 09:00 | 11 | 30 | 9 | W | 23.64 | - | 23.64
2017-11-30 10:00 | 11 | 30 | 10 |  | 28.37 | 28.37 | - | 2018-11-30 10:00 | 11 | 30 | 10 |  | 52.51 | 52.51 | - | 2019-11-30 10:00 | 11 | 30 | 10 | W | 23.14 | - | 23.14
2017-11-30 11:00 | 11 | 30 | 11 |  | 28.11 | 28.11 | - | 2018-11-30 11:00 | 11 | 30 | 11 |  | 48.64 | 48.64 | - | 2019-11-30 11:00 | 11 | 30 | 11 | W | 22.62 | - | 22.62
2017-11-30 12:00 | 11 | 30 | 12 |  | 27.14 | 27.14 | - | 2018-11-30 12:00 | 11 | 30 | 12 |  | 46.28 | 46.28 | - | 2019-11-30 12:00 | 11 | 30 | 12 | W | 21.41 | - | 21.41
2017-11-30 13:00 | 11 | 30 | 13 |  | 26.45 | 26.45 | - | 2018-11-30 13:00 | 11 | 30 | 13 |  | 41.84 | 41.84 | - | 2019-11-30 13:00 | 11 | 30 | 13 | W | 20.61 | - | 20.61
2017-11-30 14:00 | 11 | 30 | 14 |  | 25.62 | 25.62 | - | 2018-11-30 14:00 | 11 | 30 | 14 |  | 39.12 | 39.12 | - | 2019-11-30 14:00 | 11 | 30 | 14 | W | 20.1 | - | 20.1
2017-11-30 15:00 | 11 | 30 | 15 |  | 25.39 | 25.39 | - | 2018-11-30 15:00 | 11 | 30 | 15 |  | 39.03 | 39.03 | - | 2019-11-30 15:00 | 11 | 30 | 15 | W | 20.22 | - | 20.22
2017-11-30 16:00 | 11 | 30 | 16 |  | 27.2 | 27.2 | - | 2018-11-30 16:00 | 11 | 30 | 16 |  | 46.71 | 46.71 | - | 2019-11-30 16:00 | 11 | 30 | 16 | W | 23 | - | 23
2017-11-30 17:00 | 11 | 30 | 17 |  | 34.59 | - | 34.59 | 2018-11-30 17:00 | 11 | 30 | 17 |  | 51.58 | - | 51.58 | 2019-11-30 17:00 | 11 | 30 | 17 | W | 24.34 | - | 24.34
2017-11-30 18:00 | 11 | 30 | 18 |  | 33.33 | - | 33.33 | 2018-11-30 18:00 | 11 | 30 | 18 |  | 48.17 | - | 48.17 | 2019-11-30 18:00 | 11 | 30 | 18 | W | 23.53 | - | 23.53
2017-11-30 19:00 | 11 | 30 | 19 |  | 31.18 | - | 31.18 | 2018-11-30 19:00 | 11 | 30 | 19 |  | 44.97 | - | 44.97 | 2019-11-30 19:00 | 11 | 30 | 19 | W | 23.1 | - | 23.1
2017-11-30 20:00 | 11 | 30 | 20 |  | 29.64 | - | 29.64 | 2018-11-30 20:00 | 11 | 30 | 20 |  | 39.08 | - | 39.08 | 2019-11-30 20:00 | 11 | 30 | 20 | W | 22.44 | - | 22.44
2017-11-30 21:00 | 11 | 30 | 21 |  | 27.1 | - | 27.1 | 2018-11-30 21:00 | 11 | 30 | 21 |  | 36.43 | - | 36.43 | 2019-11-30 21:00 | 11 | 30 | 21 | W | 21.06 | - | 21.06
2017-11-30 22:00 | 11 | 30 | 22 |  | 24.14 | - | 24.14 | 2018-11-30 22:00 | 11 | 30 | 22 |  | 33.1 | - | 33.1 | 2019-11-30 22:00 | 11 | 30 | 22 | W | 20.1 | - | 20.1
2017-11-30 23:00 | 11 | 30 | 23 |  | 21.89 | - | 21.89 | 2018-11-30 23:00 | 11 | 30 | 23 |  | 30.62 | - | 30.62 | 2019-11-30 23:00 | 11 | 30 | 23 | W | 19.26 | - | 19.26
2017-12-01 | 12 | 1 | 0 |  | 21.84 | - | 21.84 | 2018-12-01 | 12 | 1 | 0 | W | 33.89 | - | 33.89 | 2019-12-01 | 12 | 1 | 0 | W | 19.09 | - | 19.09
2017-12-01 01:00 | 12 | 1 | 1 |  | 21.4 | - | 21.4 | 2018-12-01 01:00 | 12 | 1 | 1 | W | 31.84 | - | 31.84 | 2019-12-01 01:00 | 12 | 1 | 1 | W | 18.35 | - | 18.35
2017-12-01 02:00 | 12 | 1 | 2 |  | 21.29 | - | 21.29 | 2018-12-01 02:00 | 12 | 1 | 2 | W | 30.87 | - | 30.87 | 2019-12-01 02:00 | 12 | 1 | 2 | W | 18 | - | 18
2017-12-01 03:00 | 12 | 1 | 3 |  | 21.33 | - | 21.33 | 2018-12-01 03:00 | 12 | 1 | 3 | W | 30 | - | 30 | 2019-12-01 03:00 | 12 | 1 | 3 | W | 17.71 | - | 17.71
2017-12-01 04:00 | 12 | 1 | 4 |  | 21.76 | - | 21.76 | 2018-12-01 04:00 | 12 | 1 | 4 | W | 29.96 | - | 29.96 | 2019-12-01 04:00 | 12 | 1 | 4 | W | 17.6 | - | 17.6
2017-12-01 05:00 | 12 | 1 | 5 |  | 23.53 | - | 23.53 | 2018-12-01 05:00 | 12 | 1 | 5 | W | 34.45 | - | 34.45 | 2019-12-01 05:00 | 12 | 1 | 5 | W | 18.3 | - | 18.3
2017-12-01 06:00 | 12 | 1 | 6 |  | 30.26 | - | 30.26 | 2018-12-01 06:00 | 12 | 1 | 6 | W | 33.56 | - | 33.56 | 2019-12-01 06:00 | 12 | 1 | 6 | W | 18.86 | - | 18.86
2017-12-01 07:00 | 12 | 1 | 7 |  | 31.87 | - | 31.87 | 2018-12-01 07:00 | 12 | 1 | 7 | W | 35.88 | - | 35.88 | 2019-12-01 07:00 | 12 | 1 | 7 | W | 19.85 | - | 19.85
2017-12-01 08:00 | 12 | 1 | 8 |  | 31.17 | 31.17 | - | 2018-12-01 08:00 | 12 | 1 | 8 | W | 36.96 | - | 36.96 | 2019-12-01 08:00 | 12 | 1 | 8 | W | 21.7 | - | 21.7
2017-12-01 09:00 | 12 | 1 | 9 |  | 30.71 | 30.71 | - | 2018-12-01 09:00 | 12 | 1 | 9 | W | 40.35 | - | 40.35 | 2019-12-01 09:00 | 12 | 1 | 9 | W | 22.49 | - | 22.49
2017-12-01 10:00 | 12 | 1 | 10 |  | 29.1 | 29.1 | - | 2018-12-01 10:00 | 12 | 1 | 10 | W | 40.65 | - | 40.65 | 2019-12-01 10:00 | 12 | 1 | 10 | W | 22.66 | - | 22.66
2017-12-01 11:00 | 12 | 1 | 11 |  | 27.49 | 27.49 | - | 2018-12-01 11:00 | 12 | 1 | 11 | W | 38.32 | - | 38.32 | 2019-12-01 11:00 | 12 | 1 | 11 | W | 22.44 | - | 22.44
2017-12-01 12:00 | 12 | 1 | 12 |  | 26.04 | 26.04 | - | 2018-12-01 12:00 | 12 | 1 | 12 | W | 34.9 | - | 34.9 | 2019-12-01 12:00 | 12 | 1 | 12 | W | 21.58 | - | 21.58
2017-12-01 13:00 | 12 | 1 | 13 |  | 25.33 | 25.33 | - | 2018-12-01 13:00 | 12 | 1 | 13 | W | 32.7 | - | 32.7 | 2019-12-01 13:00 | 12 | 1 | 13 | W | 21.02 | - | 21.02
2017-12-01 14:00 | 12 | 1 | 14 |  | 24.59 | 24.59 | - | 2018-12-01 14:00 | 12 | 1 | 14 | W | 31.4 | - | 31.4 | 2019-12-01 14:00 | 12 | 1 | 14 | W | 20.48 | - | 20.48
2017-12-01 15:00 | 12 | 1 | 15 |  | 24.82 | 24.82 | - | 2018-12-01 15:00 | 12 | 1 | 15 | W | 31.27 | - | 31.27 | 2019-12-01 15:00 | 12 | 1 | 15 | W | 20.05 | - | 20.05
2017-12-01 16:00 | 12 | 1 | 16 |  | 27.24 | 27.24 | - | 2018-12-01 16:00 | 12 | 1 | 16 | W | 39.61 | - | 39.61 | 2019-12-01 16:00 | 12 | 1 | 16 | W | 23.12 | - | 23.12
2017-12-01 17:00 | 12 | 1 | 17 |  | 32.79 | - | 32.79 | 2018-12-01 17:00 | 12 | 1 | 17 | W | 42.81 | - | 42.81 | 2019-12-01 17:00 | 12 | 1 | 17 | W | 25.56 | - | 25.56
2017-12-01 18:00 | 12 | 1 | 18 |  | 32.31 | - | 32.31 | 2018-12-01 18:00 | 12 | 1 | 18 | W | 40.11 | - | 40.11 | 2019-12-01 18:00 | 12 | 1 | 18 | W | 24.96 | - | 24.96
2017-12-01 19:00 | 12 | 1 | 19 |  | 31.34 | - | 31.34 | 2018-12-01 19:00 | 12 | 1 | 19 | W | 35.08 | - | 35.08 | 2019-12-01 19:00 | 12 | 1 | 19 | W | 24.59 | - | 24.59
2017-12-01 20:00 | 12 | 1 | 20 |  | 31.03 | - | 31.03 | 2018-12-01 20:00 | 12 | 1 | 20 | W | 33.52 | - | 33.52 | 2019-12-01 20:00 | 12 | 1 | 20 | W | 23.06 | - | 23.06
2017-12-01 21:00 | 12 | 1 | 21 |  | 28.42 | - | 28.42 | 2018-12-01 21:00 | 12 | 1 | 21 | W | 30.97 | - | 30.97 | 2019-12-01 21:00 | 12 | 1 | 21 | W | 21.49 | - | 21.49
2017-12-01 22:00 | 12 | 1 | 22 |  | 25.19 | - | 25.19 | 2018-12-01 22:00 | 12 | 1 | 22 | W | 28.87 | - | 28.87 | 2019-12-01 22:00 | 12 | 1 | 22 | W | 19.85 | - | 19.85
2017-12-01 23:00 | 12 | 1 | 23 |  | 23.8 | - | 23.8 | 2018-12-01 23:00 | 12 | 1 | 23 | W | 27.33 | - | 27.33 | 2019-12-01 23:00 | 12 | 1 | 23 | W | 18.83 | - | 18.83
2017-12-02 | 12 | 2 | 0 | W | 24.49 | - | 24.49 | 2018-12-02 | 12 | 2 | 0 | W | 28.45 | - | 28.45 | 2019-12-02 | 12 | 2 | 0 |  | 17.08 | - | 17.08
2017-12-02 01:00 | 12 | 2 | 1 | W | 23.79 | - | 23.79 | 2018-12-02 01:00 | 12 | 2 | 1 | W | 27.16 | - | 27.16 | 2019-12-02 01:00 | 12 | 2 | 1 |  | 17.24 | - | 17.24
2017-12-02 02:00 | 12 | 2 | 2 | W | 23.51 | - | 23.51 | 2018-12-02 02:00 | 12 | 2 | 2 | W | 26.84 | - | 26.84 | 2019-12-02 02:00 | 12 | 2 | 2 |  | 17.15 | - | 17.15
2017-12-02 03:00 | 12 | 2 | 3 | W | 23.44 | - | 23.44 | 2018-12-02 03:00 | 12 | 2 | 3 | W | 26.31 | - | 26.31 | 2019-12-02 03:00 | 12 | 2 | 3 |  | 17.66 | - | 17.66
2017-12-02 04:00 | 12 | 2 | 4 | W | 23.79 | - | 23.79 | 2018-12-02 04:00 | 12 | 2 | 4 | W | 26.31 | - | 26.31 | 2019-12-02 04:00 | 12 | 2 | 4 |  | 18.63 | - | 18.63
2017-12-02 05:00 | 12 | 2 | 5 | W | 24 | - | 24 | 2018-12-02 05:00 | 12 | 2 | 5 | W | 27.07 | - | 27.07 | 2019-12-02 05:00 | 12 | 2 | 5 |  | 20.9 | - | 20.9
2017-12-02 06:00 | 12 | 2 | 6 | W | 26.82 | - | 26.82 | 2018-12-02 06:00 | 12 | 2 | 6 | W | 28.88 | - | 28.88 | 2019-12-02 06:00 | 12 | 2 | 6 |  | 28.11 | - | 28.11
2017-12-02 07:00 | 12 | 2 | 7 | W | 31.72 | - | 31.72 | 2018-12-02 07:00 | 12 | 2 | 7 | W | 29.53 | - | 29.53 | 2019-12-02 07:00 | 12 | 2 | 7 |  | 32.63 | - | 32.63
2017-12-02 08:00 | 12 | 2 | 8 | W | 30.89 | - | 30.89 | 2018-12-02 08:00 | 12 | 2 | 8 | W | 29.84 | - | 29.84 | 2019-12-02 08:00 | 12 | 2 | 8 |  | 27.08 | 27.08 | -
2017-12-02 09:00 | 12 | 2 | 9 | W | 31.17 | - | 31.17 | 2018-12-02 09:00 | 12 | 2 | 9 | W | 31.13 | - | 31.13 | 2019-12-02 09:00 | 12 | 2 | 9 |  | 26.84 | 26.84 | -
2017-12-02 10:00 | 12 | 2 | 10 | W | 27.69 | - | 27.69 | 2018-12-02 10:00 | 12 | 2 | 10 | W | 31.56 | - | 31.56 | 2019-12-02 10:00 | 12 | 2 | 10 |  | 27.75 | 27.75 | -
2017-12-02 11:00 | 12 | 2 | 11 | W | 25.87 | - | 25.87 | 2018-12-02 11:00 | 12 | 2 | 11 | W | 30.71 | - | 30.71 | 2019-12-02 11:00 | 12 | 2 | 11 |  | 26.76 | 26.76 | -
2017-12-02 12:00 | 12 | 2 | 12 | W | 24.72 | - | 24.72 | 2018-12-02 12:00 | 12 | 2 | 12 | W | 30.32 | - | 30.32 | 2019-12-02 12:00 | 12 | 2 | 12 |  | 25.12 | 25.12 | -
2017-12-02 13:00 | 12 | 2 | 13 | W | 24.14 | - | 24.14 | 2018-12-02 13:00 | 12 | 2 | 13 | W | 29.61 | - | 29.61 | 2019-12-02 13:00 | 12 | 2 | 13 |  | 25.86 | 25.86 | -
2017-12-02 14:00 | 12 | 2 | 14 | W | 23.48 | - | 23.48 | 2018-12-02 14:00 | 12 | 2 | 14 | W | 29.27 | - | 29.27 | 2019-12-02 14:00 | 12 | 2 | 14 |  | 25.05 | 25.05 | -
2017-12-02 15:00 | 12 | 2 | 15 | W | 23.57 | - | 23.57 | 2018-12-02 15:00 | 12 | 2 | 15 | W | 29.31 | - | 29.31 | 2019-12-02 15:00 | 12 | 2 | 15 |  | 25.58 | 25.58 | -
2017-12-02 16:00 | 12 | 2 | 16 | W | 25.17 | - | 25.17 | 2018-12-02 16:00 | 12 | 2 | 16 | W | 32.66 | - | 32.66 | 2019-12-02 16:00 | 12 | 2 | 16 |  | 29.49 | 29.49 | -
2017-12-02 17:00 | 12 | 2 | 17 | W | 34.94 | - | 34.94 | 2018-12-02 17:00 | 12 | 2 | 17 | W | 40.24 | - | 40.24 | 2019-12-02 17:00 | 12 | 2 | 17 |  | 39.47 | - | 39.47
2017-12-02 18:00 | 12 | 2 | 18 | W | 34.43 | - | 34.43 | 2018-12-02 18:00 | 12 | 2 | 18 | W | 39.62 | - | 39.62 | 2019-12-02 18:00 | 12 | 2 | 18 |  | 33.98 | - | 33.98
2017-12-02 19:00 | 12 | 2 | 19 | W | 34.1 | - | 34.1 | 2018-12-02 19:00 | 12 | 2 | 19 | W | 38.48 | - | 38.48 | 2019-12-02 19:00 | 12 | 2 | 19 |  | 30.66 | - | 30.66
2017-12-02 20:00 | 12 | 2 | 20 | W | 30.34 | - | 30.34 | 2018-12-02 20:00 | 12 | 2 | 20 | W | 37.25 | - | 37.25 | 2019-12-02 20:00 | 12 | 2 | 20 |  | 33.66 | - | 33.66
2017-12-02 21:00 | 12 | 2 | 21 | W | 27.25 | - | 27.25 | 2018-12-02 21:00 | 12 | 2 | 21 | W | 33.43 | - | 33.43 | 2019-12-02 21:00 | 12 | 2 | 21 |  | 26.99 | - | 26.99
2017-12-02 22:00 | 12 | 2 | 22 | W | 24.58 | - | 24.58 | 2018-12-02 22:00 | 12 | 2 | 22 | W | 30.14 | - | 30.14 | 2019-12-02 22:00 | 12 | 2 | 22 |  | 24.21 | - | 24.21
2017-12-02 23:00 | 12 | 2 | 23 | W | 23.58 | - | 23.58 | 2018-12-02 23:00 | 12 | 2 | 23 | W | 27.43 | - | 27.43 | 2019-12-02 23:00 | 12 | 2 | 23 |  | 22.97 | - | 22.97
2017-12-03 | 12 | 3 | 0 | W | 22.99 | - | 22.99 | 2018-12-03 | 12 | 3 | 0 |  | 27.53 | - | 27.53 | 2019-12-03 | 12 | 3 | 0 |  | 22.44 | - | 22.44
2017-12-03 01:00 | 12 | 3 | 1 | W | 22.5 | - | 22.5 | 2018-12-03 01:00 | 12 | 3 | 1 |  | 26.38 | - | 26.38 | 2019-12-03 01:00 | 12 | 3 | 1 |  | 21.94 | - | 21.94
2017-12-03 02:00 | 12 | 3 | 2 | W | 22.14 | - | 22.14 | 2018-12-03 02:00 | 12 | 3 | 2 |  | 26.1 | - | 26.1 | 2019-12-03 02:00 | 12 | 3 | 2 |  | 21.89 | - | 21.89
2017-12-03 03:00 | 12 | 3 | 3 | W | 22.01 | - | 22.01 | 2018-12-03 03:00 | 12 | 3 | 3 |  | 26.89 | - | 26.89 | 2019-12-03 03:00 | 12 | 3 | 3 |  | 21.98 | - | 21.98
2017-12-03 04:00 | 12 | 3 | 4 | W | 22.08 | - | 22.08 | 2018-12-03 04:00 | 12 | 3 | 4 |  | 28.25 | - | 28.25 | 2019-12-03 04:00 | 12 | 3 | 4 |  | 22.79 | - | 22.79
2017-12-03 05:00 | 12 | 3 | 5 | W | 22.62 | - | 22.62 | 2018-12-03 05:00 | 12 | 3 | 5 |  | 31.21 | - | 31.21 | 2019-12-03 05:00 | 12 | 3 | 5 |  | 25.23 | - | 25.23
2017-12-03 06:00 | 12 | 3 | 6 | W | 23.6 | - | 23.6 | 2018-12-03 06:00 | 12 | 3 | 6 |  | 36.98 | - | 36.98 | 2019-12-03 06:00 | 12 | 3 | 6 |  | 33.69 | - | 33.69
2017-12-03 07:00 | 12 | 3 | 7 | W | 24.69 | - | 24.69 | 2018-12-03 07:00 | 12 | 3 | 7 |  | 37.55 | - | 37.55 | 2019-12-03 07:00 | 12 | 3 | 7 |  | 40.55 | - | 40.55
2017-12-03 08:00 | 12 | 3 | 8 | W | 24.75 | - | 24.75 | 2018-12-03 08:00 | 12 | 3 | 8 |  | 37.03 | 37.03 | - | 2019-12-03 08:00 | 12 | 3 | 8 |  | 29.82 | 29.82 | -
2017-12-03 09:00 | 12 | 3 | 9 | W | 24.92 | - | 24.92 | 2018-12-03 09:00 | 12 | 3 | 9 |  | 35.53 | 35.53 | - | 2019-12-03 09:00 | 12 | 3 | 9 |  | 26.33 | 26.33 | -
2017-12-03 10:00 | 12 | 3 | 10 | W | 23.66 | - | 23.66 | 2018-12-03 10:00 | 12 | 3 | 10 |  | 36.64 | 36.64 | - | 2019-12-03 10:00 | 12 | 3 | 10 |  | 25.47 | 25.47 | -
2017-12-03 11:00 | 12 | 3 | 11 | W | 22.84 | - | 22.84 | 2018-12-03 11:00 | 12 | 3 | 11 |  | 37.54 | 37.54 | - | 2019-12-03 11:00 | 12 | 3 | 11 |  | 24.37 | 24.37 | -
2017-12-03 12:00 | 12 | 3 | 12 | W | 22.05 | - | 22.05 | 2018-12-03 12:00 | 12 | 3 | 12 |  | 35.53 | 35.53 | - | 2019-12-03 12:00 | 12 | 3 | 12 |  | 23.58 | 23.58 | -
2017-12-03 13:00 | 12 | 3 | 13 | W | 21.42 | - | 21.42 | 2018-12-03 13:00 | 12 | 3 | 13 |  | 35.55 | 35.55 | - | 2019-12-03 13:00 | 12 | 3 | 13 |  | 23.2 | 23.2 | -
2017-12-03 14:00 | 12 | 3 | 14 | W | 21.08 | - | 21.08 | 2018-12-03 14:00 | 12 | 3 | 14 |  | 34.02 | 34.02 | - | 2019-12-03 14:00 | 12 | 3 | 14 |  | 22.83 | 22.83 | -
2017-12-03 15:00 | 12 | 3 | 15 | W | 21.24 | - | 21.24 | 2018-12-03 15:00 | 12 | 3 | 15 |  | 34.62 | 34.62 | - | 2019-12-03 15:00 | 12 | 3 | 15 |  | 23.15 | 23.15 | -
2017-12-03 16:00 | 12 | 3 | 16 | W | 23.25 | - | 23.25 | 2018-12-03 16:00 | 12 | 3 | 16 |  | 41.36 | 41.36 | - | 2019-12-03 16:00 | 12 | 3 | 16 |  | 24.91 | 24.91 | -
2017-12-03 17:00 | 12 | 3 | 17 | W | 30.78 | - | 30.78 | 2018-12-03 17:00 | 12 | 3 | 17 |  | 51.18 | - | 51.18 | 2019-12-03 17:00 | 12 | 3 | 17 |  | 29.93 | - | 29.93
2017-12-03 18:00 | 12 | 3 | 18 | W | 28.04 | - | 28.04 | 2018-12-03 18:00 | 12 | 3 | 18 |  | 48.91 | - | 48.91 | 2019-12-03 18:00 | 12 | 3 | 18 |  | 27.39 | - | 27.39
2017-12-03 19:00 | 12 | 3 | 19 | W | 27.14 | - | 27.14 | 2018-12-03 19:00 | 12 | 3 | 19 |  | 49.16 | - | 49.16 | 2019-12-03 19:00 | 12 | 3 | 19 |  | 27.22 | - | 27.22
2017-12-03 20:00 | 12 | 3 | 20 | W | 26.33 | - | 26.33 | 2018-12-03 20:00 | 12 | 3 | 20 |  | 46.99 | - | 46.99 | 2019-12-03 20:00 | 12 | 3 | 20 |  | 25.91 | - | 25.91
2017-12-03 21:00 | 12 | 3 | 21 | W | 23.99 | - | 23.99 | 2018-12-03 21:00 | 12 | 3 | 21 |  | 41.8 | - | 41.8 | 2019-12-03 21:00 | 12 | 3 | 21 |  | 24.24 | - | 24.24
2017-12-03 22:00 | 12 | 3 | 22 | W | 22.11 | - | 22.11 | 2018-12-03 22:00 | 12 | 3 | 22 |  | 34.52 | - | 34.52 | 2019-12-03 22:00 | 12 | 3 | 22 |  | 22.69 | - | 22.69
2017-12-03 23:00 | 12 | 3 | 23 | W | 21.32 | - | 21.32 | 2018-12-03 23:00 | 12 | 3 | 23 |  | 33.53 | - | 33.53 | 2019-12-03 23:00 | 12 | 3 | 23 |  | 21.77 | - | 21.77
2017-12-04 | 12 | 4 | 0 |  | 21.43 | - | 21.43 | 2018-12-04 | 12 | 4 | 0 |  | 32.84 | - | 32.84 | 2019-12-04 | 12 | 4 | 0 |  | 20.29 | - | 20.29
2017-12-04 01:00 | 12 | 4 | 1 |  | 20.91 | - | 20.91 | 2018-12-04 01:00 | 12 | 4 | 1 |  | 32.17 | - | 32.17 | 2019-12-04 01:00 | 12 | 4 | 1 |  | 19.92 | - | 19.92
2017-12-04 02:00 | 12 | 4 | 2 |  | 20.78 | - | 20.78 | 2018-12-04 02:00 | 12 | 4 | 2 |  | 31.74 | - | 31.74 | 2019-12-04 02:00 | 12 | 4 | 2 |  | 20.09 | - | 20.09
2017-12-04 03:00 | 12 | 4 | 3 |  | 21.36 | - | 21.36 | 2018-12-04 03:00 | 12 | 4 | 3 |  | 32.13 | - | 32.13 | 2019-12-04 03:00 | 12 | 4 | 3 |  | 19.98 | - | 19.98
2017-12-04 04:00 | 12 | 4 | 4 |  | 22.31 | - | 22.31 | 2018-12-04 04:00 | 12 | 4 | 4 |  | 33.48 | - | 33.48 | 2019-12-04 04:00 | 12 | 4 | 4 |  | 20.87 | - | 20.87
2017-12-04 05:00 | 12 | 4 | 5 |  | 25.13 | - | 25.13 | 2018-12-04 05:00 | 12 | 4 | 5 |  | 36.06 | - | 36.06 | 2019-12-04 05:00 | 12 | 4 | 5 |  | 21.95 | - | 21.95
2017-12-04 06:00 | 12 | 4 | 6 |  | 36.73 | - | 36.73 | 2018-12-04 06:00 | 12 | 4 | 6 |  | 58.14 | - | 58.14 | 2019-12-04 06:00 | 12 | 4 | 6 |  | 28.6 | - | 28.6
2017-12-04 07:00 | 12 | 4 | 7 |  | 33.71 | - | 33.71 | 2018-12-04 07:00 | 12 | 4 | 7 |  | 61.26 | - | 61.26 | 2019-12-04 07:00 | 12 | 4 | 7 |  | 31.48 | - | 31.48
2017-12-04 08:00 | 12 | 4 | 8 |  | 31.99 | 31.99 | - | 2018-12-04 08:00 | 12 | 4 | 8 |  | 56.52 | 56.52 | - | 2019-12-04 08:00 | 12 | 4 | 8 |  | 26.76 | 26.76 | -
2017-12-04 09:00 | 12 | 4 | 9 |  | 28.52 | 28.52 | - | 2018-12-04 09:00 | 12 | 4 | 9 |  | 54.55 | 54.55 | - | 2019-12-04 09:00 | 12 | 4 | 9 |  | 24.78 | 24.78 | -
2017-12-04 10:00 | 12 | 4 | 10 |  | 26.91 | 26.91 | - | 2018-12-04 10:00 | 12 | 4 | 10 |  | 55.19 | 55.19 | - | 2019-12-04 10:00 | 12 | 4 | 10 |  | 23.96 | 23.96 | -
2017-12-04 11:00 | 12 | 4 | 11 |  | 27 | 27 | - | 2018-12-04 11:00 | 12 | 4 | 11 |  | 51.78 | 51.78 | - | 2019-12-04 11:00 | 12 | 4 | 11 |  | 23.23 | 23.23 | -
2017-12-04 12:00 | 12 | 4 | 12 |  | 25.7 | 25.7 | - | 2018-12-04 12:00 | 12 | 4 | 12 |  | 49.8 | 49.8 | - | 2019-12-04 12:00 | 12 | 4 | 12 |  | 22.18 | 22.18 | -
2017-12-04 13:00 | 12 | 4 | 13 |  | 24.9 | 24.9 | - | 2018-12-04 13:00 | 12 | 4 | 13 |  | 48.86 | 48.86 | - | 2019-12-04 13:00 | 12 | 4 | 13 |  | 21.77 | 21.77 | -
2017-12-04 14:00 | 12 | 4 | 14 |  | 24.01 | 24.01 | - | 2018-12-04 14:00 | 12 | 4 | 14 |  | 47.12 | 47.12 | - | 2019-12-04 14:00 | 12 | 4 | 14 |  | 21.59 | 21.59 | -
2017-12-04 15:00 | 12 | 4 | 15 |  | 23.67 | 23.67 | - | 2018-12-04 15:00 | 12 | 4 | 15 |  | 46.75 | 46.75 | - | 2019-12-04 15:00 | 12 | 4 | 15 |  | 21.5 | 21.5 | -
2017-12-04 16:00 | 12 | 4 | 16 |  | 25.4 | 25.4 | - | 2018-12-04 16:00 | 12 | 4 | 16 |  | 53.62 | 53.62 | - | 2019-12-04 16:00 | 12 | 4 | 16 |  | 23.05 | 23.05 | -
2017-12-04 17:00 | 12 | 4 | 17 |  | 32.14 | - | 32.14 | 2018-12-04 17:00 | 12 | 4 | 17 |  | 70.32 | - | 70.32 | 2019-12-04 17:00 | 12 | 4 | 17 |  | 27.92 | - | 27.92
2017-12-04 18:00 | 12 | 4 | 18 |  | 29.57 | - | 29.57 | 2018-12-04 18:00 | 12 | 4 | 18 |  | 63.55 | - | 63.55 | 2019-12-04 18:00 | 12 | 4 | 18 |  | 26.77 | - | 26.77
2017-12-04 19:00 | 12 | 4 | 19 |  | 27.51 | - | 27.51 | 2018-12-04 19:00 | 12 | 4 | 19 |  | 62.7 | - | 62.7 | 2019-12-04 19:00 | 12 | 4 | 19 |  | 26.64 | - | 26.64
2017-12-04 20:00 | 12 | 4 | 20 |  | 26.68 | - | 26.68 | 2018-12-04 20:00 | 12 | 4 | 20 |  | 63.49 | - | 63.49 | 2019-12-04 20:00 | 12 | 4 | 20 |  | 27.25 | - | 27.25
2017-12-04 21:00 | 12 | 4 | 21 |  | 24.63 | - | 24.63 | 2018-12-04 21:00 | 12 | 4 | 21 |  | 60.95 | - | 60.95 | 2019-12-04 21:00 | 12 | 4 | 21 |  | 24.26 | - | 24.26
2017-12-04 22:00 | 12 | 4 | 22 |  | 22.92 | - | 22.92 | 2018-12-04 22:00 | 12 | 4 | 22 |  | 46.33 | - | 46.33 | 2019-12-04 22:00 | 12 | 4 | 22 |  | 22.38 | - | 22.38
2017-12-04 23:00 | 12 | 4 | 23 |  | 20.93 | - | 20.93 | 2018-12-04 23:00 | 12 | 4 | 23 |  | 42.12 | - | 42.12 | 2019-12-04 23:00 | 12 | 4 | 23 |  | 20.85 | - | 20.85
2017-12-05 | 12 | 5 | 0 |  | 20.22 | - | 20.22 | 2018-12-05 | 12 | 5 | 0 |  | 34.92 | - | 34.92 | 2019-12-05 | 12 | 5 | 0 |  | 20.56 | - | 20.56
2017-12-05 01:00 | 12 | 5 | 1 |  | 20.25 | - | 20.25 | 2018-12-05 01:00 | 12 | 5 | 1 |  | 34.13 | - | 34.13 | 2019-12-05 01:00 | 12 | 5 | 1 |  | 20.29 | - | 20.29
2017-12-05 02:00 | 12 | 5 | 2 |  | 20.03 | - | 20.03 | 2018-12-05 02:00 | 12 | 5 | 2 |  | 33.5 | - | 33.5 | 2019-12-05 02:00 | 12 | 5 | 2 |  | 20.05 | - | 20.05
2017-12-05 03:00 | 12 | 5 | 3 |  | 20.21 | - | 20.21 | 2018-12-05 03:00 | 12 | 5 | 3 |  | 33.85 | - | 33.85 | 2019-12-05 03:00 | 12 | 5 | 3 |  | 20.3 | - | 20.3
2017-12-05 04:00 | 12 | 5 | 4 |  | 20.39 | - | 20.39 | 2018-12-05 04:00 | 12 | 5 | 4 |  | 34.84 | - | 34.84 | 2019-12-05 04:00 | 12 | 5 | 4 |  | 21.28 | - | 21.28
2017-12-05 05:00 | 12 | 5 | 5 |  | 21.88 | - | 21.88 | 2018-12-05 05:00 | 12 | 5 | 5 |  | 38.54 | - | 38.54 | 2019-12-05 05:00 | 12 | 5 | 5 |  | 22.93 | - | 22.93
2017-12-05 06:00 | 12 | 5 | 6 |  | 26.51 | - | 26.51 | 2018-12-05 06:00 | 12 | 5 | 6 |  | 55.01 | - | 55.01 | 2019-12-05 06:00 | 12 | 5 | 6 |  | 30 | - | 30
2017-12-05 07:00 | 12 | 5 | 7 |  | 29.35 | - | 29.35 | 2018-12-05 07:00 | 12 | 5 | 7 |  | 56.08 | - | 56.08 | 2019-12-05 07:00 | 12 | 5 | 7 |  | 40.86 | - | 40.86
2017-12-05 08:00 | 12 | 5 | 8 |  | 28.05 | 28.05 | - | 2018-12-05 08:00 | 12 | 5 | 8 |  | 52.35 | 52.35 | - | 2019-12-05 08:00 | 12 | 5 | 8 |  | 29.36 | 29.36 | -
2017-12-05 09:00 | 12 | 5 | 9 |  | 27.26 | 27.26 | - | 2018-12-05 09:00 | 12 | 5 | 9 |  | 52.04 | 52.04 | - | 2019-12-05 09:00 | 12 | 5 | 9 |  | 27.63 | 27.63 | -
2017-12-05 10:00 | 12 | 5 | 10 |  | 27.19 | 27.19 | - | 2018-12-05 10:00 | 12 | 5 | 10 |  | 52.08 | 52.08 | - | 2019-12-05 10:00 | 12 | 5 | 10 |  | 25.47 | 25.47 | -
2017-12-05 11:00 | 12 | 5 | 11 |  | 27.08 | 27.08 | - | 2018-12-05 11:00 | 12 | 5 | 11 |  | 49.54 | 49.54 | - | 2019-12-05 11:00 | 12 | 5 | 11 |  | 24.22 | 24.22 | -
2017-12-05 12:00 | 12 | 5 | 12 |  | 26.04 | 26.04 | - | 2018-12-05 12:00 | 12 | 5 | 12 |  | 44.58 | 44.58 | - | 2019-12-05 12:00 | 12 | 5 | 12 |  | 23.33 | 23.33 | -
2017-12-05 13:00 | 12 | 5 | 13 |  | 26.02 | 26.02 | - | 2018-12-05 13:00 | 12 | 5 | 13 |  | 43.26 | 43.26 | - | 2019-12-05 13:00 | 12 | 5 | 13 |  | 22.9 | 22.9 | -
2017-12-05 14:00 | 12 | 5 | 14 |  | 25.41 | 25.41 | - | 2018-12-05 14:00 | 12 | 5 | 14 |  | 42.03 | 42.03 | - | 2019-12-05 14:00 | 12 | 5 | 14 |  | 22.66 | 22.66 | -
2017-12-05 15:00 | 12 | 5 | 15 |  | 25.33 | 25.33 | - | 2018-12-05 15:00 | 12 | 5 | 15 |  | 41.91 | 41.91 | - | 2019-12-05 15:00 | 12 | 5 | 15 |  | 22.53 | 22.53 | -
2017-12-05 16:00 | 12 | 5 | 16 |  | 28 | 28 | - | 2018-12-05 16:00 | 12 | 5 | 16 |  | 48.18 | 48.18 | - | 2019-12-05 16:00 | 12 | 5 | 16 |  | 24.44 | 24.44 | -
2017-12-05 17:00 | 12 | 5 | 17 |  | 35.11 | - | 35.11 | 2018-12-05 17:00 | 12 | 5 | 17 |  | 58.46 | - | 58.46 | 2019-12-05 17:00 | 12 | 5 | 17 |  | 30.58 | - | 30.58
2017-12-05 18:00 | 12 | 5 | 18 |  | 32.14 | - | 32.14 | 2018-12-05 18:00 | 12 | 5 | 18 |  | 55.98 | - | 55.98 | 2019-12-05 18:00 | 12 | 5 | 18 |  | 30.55 | - | 30.55
2017-12-05 19:00 | 12 | 5 | 19 |  | 31.81 | - | 31.81 | 2018-12-05 19:00 | 12 | 5 | 19 |  | 55.53 | - | 55.53 | 2019-12-05 19:00 | 12 | 5 | 19 |  | 28.06 | - | 28.06
2017-12-05 20:00 | 12 | 5 | 20 |  | 30.13 | - | 30.13 | 2018-12-05 20:00 | 12 | 5 | 20 |  | 52.95 | - | 52.95 | 2019-12-05 20:00 | 12 | 5 | 20 |  | 27.7 | - | 27.7
2017-12-05 21:00 | 12 | 5 | 21 |  | 26.44 | - | 26.44 | 2018-12-05 21:00 | 12 | 5 | 21 |  | 45.06 | - | 45.06 | 2019-12-05 21:00 | 12 | 5 | 21 |  | 24.47 | - | 24.47
2017-12-05 22:00 | 12 | 5 | 22 |  | 23.25 | - | 23.25 | 2018-12-05 22:00 | 12 | 5 | 22 |  | 42.28 | - | 42.28 | 2019-12-05 22:00 | 12 | 5 | 22 |  | 22.67 | - | 22.67
2017-12-05 23:00 | 12 | 5 | 23 |  | 21.12 | - | 21.12 | 2018-12-05 23:00 | 12 | 5 | 23 |  | 39.31 | - | 39.31 | 2019-12-05 23:00 | 12 | 5 | 23 |  | 21.63 | - | 21.63
2017-12-06 | 12 | 6 | 0 |  | 22.15 | - | 22.15 | 2018-12-06 | 12 | 6 | 0 |  | 37.66 | - | 37.66 | 2019-12-06 | 12 | 6 | 0 |  | 20.24 | - | 20.24
2017-12-06 01:00 | 12 | 6 | 1 |  | 22.08 | - | 22.08 | 2018-12-06 01:00 | 12 | 6 | 1 |  | 35.88 | - | 35.88 | 2019-12-06 01:00 | 12 | 6 | 1 |  | 19.68 | - | 19.68
2017-12-06 02:00 | 12 | 6 | 2 |  | 21.87 | - | 21.87 | 2018-12-06 02:00 | 12 | 6 | 2 |  | 35.48 | - | 35.48 | 2019-12-06 02:00 | 12 | 6 | 2 |  | 19.56 | - | 19.56
2017-12-06 03:00 | 12 | 6 | 3 |  | 22.07 | - | 22.07 | 2018-12-06 03:00 | 12 | 6 | 3 |  | 36.38 | - | 36.38 | 2019-12-06 03:00 | 12 | 6 | 3 |  | 19.69 | - | 19.69
2017-12-06 04:00 | 12 | 6 | 4 |  | 22.87 | - | 22.87 | 2018-12-06 04:00 | 12 | 6 | 4 |  | 39.01 | - | 39.01 | 2019-12-06 04:00 | 12 | 6 | 4 |  | 20.53 | - | 20.53
2017-12-06 05:00 | 12 | 6 | 5 |  | 25.18 | - | 25.18 | 2018-12-06 05:00 | 12 | 6 | 5 |  | 47.46 | - | 47.46 | 2019-12-06 05:00 | 12 | 6 | 5 |  | 23.95 | - | 23.95
2017-12-06 06:00 | 12 | 6 | 6 |  | 33.52 | - | 33.52 | 2018-12-06 06:00 | 12 | 6 | 6 |  | 64.03 | - | 64.03 | 2019-12-06 06:00 | 12 | 6 | 6 |  | 36 | - | 36
2017-12-06 07:00 | 12 | 6 | 7 |  | 35.04 | - | 35.04 | 2018-12-06 07:00 | 12 | 6 | 7 |  | 76.57 | - | 76.57 | 2019-12-06 07:00 | 12 | 6 | 7 |  | 35.77 | - | 35.77
2017-12-06 08:00 | 12 | 6 | 8 |  | 35.39 | 35.39 | - | 2018-12-06 08:00 | 12 | 6 | 8 |  | 56.44 | 56.44 | - | 2019-12-06 08:00 | 12 | 6 | 8 |  | 26.24 | 26.24 | -
2017-12-06 09:00 | 12 | 6 | 9 |  | 33.15 | 33.15 | - | 2018-12-06 09:00 | 12 | 6 | 9 |  | 52.87 | 52.87 | - | 2019-12-06 09:00 | 12 | 6 | 9 |  | 24.88 | 24.88 | -
2017-12-06 10:00 | 12 | 6 | 10 |  | 32.05 | 32.05 | - | 2018-12-06 10:00 | 12 | 6 | 10 |  | 46.1 | 46.1 | - | 2019-12-06 10:00 | 12 | 6 | 10 |  | 24.65 | 24.65 | -
2017-12-06 11:00 | 12 | 6 | 11 |  | 28.09 | 28.09 | - | 2018-12-06 11:00 | 12 | 6 | 11 |  | 42.13 | 42.13 | - | 2019-12-06 11:00 | 12 | 6 | 11 |  | 23.66 | 23.66 | -
2017-12-06 12:00 | 12 | 6 | 12 |  | 27.48 | 27.48 | - | 2018-12-06 12:00 | 12 | 6 | 12 |  | 39.55 | 39.55 | - | 2019-12-06 12:00 | 12 | 6 | 12 |  | 23.27 | 23.27 | -
2017-12-06 13:00 | 12 | 6 | 13 |  | 27.09 | 27.09 | - | 2018-12-06 13:00 | 12 | 6 | 13 |  | 38.21 | 38.21 | - | 2019-12-06 13:00 | 12 | 6 | 13 |  | 22.83 | 22.83 | -
2017-12-06 14:00 | 12 | 6 | 14 |  | 25.76 | 25.76 | - | 2018-12-06 14:00 | 12 | 6 | 14 |  | 37.17 | 37.17 | - | 2019-12-06 14:00 | 12 | 6 | 14 |  | 22.63 | 22.63 | -
2017-12-06 15:00 | 12 | 6 | 15 |  | 26.14 | 26.14 | - | 2018-12-06 15:00 | 12 | 6 | 15 |  | 36.86 | 36.86 | - | 2019-12-06 15:00 | 12 | 6 | 15 |  | 22.34 | 22.34 | -
2017-12-06 16:00 | 12 | 6 | 16 |  | 29.88 | 29.88 | - | 2018-12-06 16:00 | 12 | 6 | 16 |  | 38.57 | 38.57 | - | 2019-12-06 16:00 | 12 | 6 | 16 |  | 23.6 | 23.6 | -
2017-12-06 17:00 | 12 | 6 | 17 |  | 41.71 | - | 41.71 | 2018-12-06 17:00 | 12 | 6 | 17 |  | 52.56 | - | 52.56 | 2019-12-06 17:00 | 12 | 6 | 17 |  | 26.79 | - | 26.79
2017-12-06 18:00 | 12 | 6 | 18 |  | 39.28 | - | 39.28 | 2018-12-06 18:00 | 12 | 6 | 18 |  | 52.24 | - | 52.24 | 2019-12-06 18:00 | 12 | 6 | 18 |  | 26.5 | - | 26.5
2017-12-06 19:00 | 12 | 6 | 19 |  | 37.52 | - | 37.52 | 2018-12-06 19:00 | 12 | 6 | 19 |  | 51.89 | - | 51.89 | 2019-12-06 19:00 | 12 | 6 | 19 |  | 26.72 | - | 26.72
2017-12-06 20:00 | 12 | 6 | 20 |  | 36.91 | - | 36.91 | 2018-12-06 20:00 | 12 | 6 | 20 |  | 49.14 | - | 49.14 | 2019-12-06 20:00 | 12 | 6 | 20 |  | 26.33 | - | 26.33
2017-12-06 21:00 | 12 | 6 | 21 |  | 33.33 | - | 33.33 | 2018-12-06 21:00 | 12 | 6 | 21 |  | 42.94 | - | 42.94 | 2019-12-06 21:00 | 12 | 6 | 21 |  | 24.04 | - | 24.04
2017-12-06 22:00 | 12 | 6 | 22 |  | 26.68 | - | 26.68 | 2018-12-06 22:00 | 12 | 6 | 22 |  | 37.2 | - | 37.2 | 2019-12-06 22:00 | 12 | 6 | 22 |  | 22.15 | - | 22.15
2017-12-06 23:00 | 12 | 6 | 23 |  | 25.22 | - | 25.22 | 2018-12-06 23:00 | 12 | 6 | 23 |  | 35.52 | - | 35.52 | 2019-12-06 23:00 | 12 | 6 | 23 |  | 20.87 | - | 20.87
2017-12-07 | 12 | 7 | 0 |  | 24.44 | - | 24.44 | 2018-12-07 | 12 | 7 | 0 |  | 33.76 | - | 33.76 | 2019-12-07 | 12 | 7 | 0 | W | 21.81 | - | 21.81
2017-12-07 01:00 | 12 | 7 | 1 |  | 24.06 | - | 24.06 | 2018-12-07 01:00 | 12 | 7 | 1 |  | 33.6 | - | 33.6 | 2019-12-07 01:00 | 12 | 7 | 1 | W | 21.25 | - | 21.25
2017-12-07 02:00 | 12 | 7 | 2 |  | 23.81 | - | 23.81 | 2018-12-07 02:00 | 12 | 7 | 2 |  | 33.23 | - | 33.23 | 2019-12-07 02:00 | 12 | 7 | 2 | W | 21.31 | - | 21.31
2017-12-07 03:00 | 12 | 7 | 3 |  | 24.1 | - | 24.1 | 2018-12-07 03:00 | 12 | 7 | 3 |  | 33.61 | - | 33.61 | 2019-12-07 03:00 | 12 | 7 | 3 | W | 21.66 | - | 21.66
2017-12-07 04:00 | 12 | 7 | 4 |  | 24.87 | - | 24.87 | 2018-12-07 04:00 | 12 | 7 | 4 |  | 35.1 | - | 35.1 | 2019-12-07 04:00 | 12 | 7 | 4 | W | 21.89 | - | 21.89
2017-12-07 05:00 | 12 | 7 | 5 |  | 28.22 | - | 28.22 | 2018-12-07 05:00 | 12 | 7 | 5 |  | 37.08 | - | 37.08 | 2019-12-07 05:00 | 12 | 7 | 5 | W | 22.42 | - | 22.42
2017-12-07 06:00 | 12 | 7 | 6 |  | 40.99 | - | 40.99 | 2018-12-07 06:00 | 12 | 7 | 6 |  | 50.54 | - | 50.54 | 2019-12-07 06:00 | 12 | 7 | 6 | W | 25.37 | - | 25.37
2017-12-07 07:00 | 12 | 7 | 7 |  | 45.22 | - | 45.22 | 2018-12-07 07:00 | 12 | 7 | 7 |  | 53.66 | - | 53.66 | 2019-12-07 07:00 | 12 | 7 | 7 | W | 28.98 | - | 28.98
2017-12-07 08:00 | 12 | 7 | 8 |  | 38.62 | 38.62 | - | 2018-12-07 08:00 | 12 | 7 | 8 |  | 48.3 | 48.3 | - | 2019-12-07 08:00 | 12 | 7 | 8 | W | 29.38 | - | 29.38
2017-12-07 09:00 | 12 | 7 | 9 |  | 36.26 | 36.26 | - | 2018-12-07 09:00 | 12 | 7 | 9 |  | 44.32 | 44.32 | - | 2019-12-07 09:00 | 12 | 7 | 9 | W | 27.97 | - | 27.97
2017-12-07 10:00 | 12 | 7 | 10 |  | 35.52 | 35.52 | - | 2018-12-07 10:00 | 12 | 7 | 10 |  | 43.29 | 43.29 | - | 2019-12-07 10:00 | 12 | 7 | 10 | W | 25.62 | - | 25.62
2017-12-07 11:00 | 12 | 7 | 11 |  | 31.48 | 31.48 | - | 2018-12-07 11:00 | 12 | 7 | 11 |  | 40.64 | 40.64 | - | 2019-12-07 11:00 | 12 | 7 | 11 | W | 24.31 | - | 24.31
2017-12-07 12:00 | 12 | 7 | 12 |  | 29.29 | 29.29 | - | 2018-12-07 12:00 | 12 | 7 | 12 |  | 35.9 | 35.9 | - | 2019-12-07 12:00 | 12 | 7 | 12 | W | 22.87 | - | 22.87
2017-12-07 13:00 | 12 | 7 | 13 |  | 29.22 | 29.22 | - | 2018-12-07 13:00 | 12 | 7 | 13 |  | 36.2 | 36.2 | - | 2019-12-07 13:00 | 12 | 7 | 13 | W | 22.59 | - | 22.59
2017-12-07 14:00 | 12 | 7 | 14 |  | 28.21 | 28.21 | - | 2018-12-07 14:00 | 12 | 7 | 14 |  | 34.96 | 34.96 | - | 2019-12-07 14:00 | 12 | 7 | 14 | W | 22.39 | - | 22.39
2017-12-07 15:00 | 12 | 7 | 15 |  | 28.04 | 28.04 | - | 2018-12-07 15:00 | 12 | 7 | 15 |  | 34.49 | 34.49 | - | 2019-12-07 15:00 | 12 | 7 | 15 | W | 22.71 | - | 22.71
2017-12-07 16:00 | 12 | 7 | 16 |  | 32.82 | 32.82 | - | 2018-12-07 16:00 | 12 | 7 | 16 |  | 39.92 | 39.92 | - | 2019-12-07 16:00 | 12 | 7 | 16 | W | 25.66 | - | 25.66
2017-12-07 17:00 | 12 | 7 | 17 |  | 47.68 | - | 47.68 | 2018-12-07 17:00 | 12 | 7 | 17 |  | 56.78 | - | 56.78 | 2019-12-07 17:00 | 12 | 7 | 17 | W | 33.3 | - | 33.3
2017-12-07 18:00 | 12 | 7 | 18 |  | 43.97 | - | 43.97 | 2018-12-07 18:00 | 12 | 7 | 18 |  | 49.21 | - | 49.21 | 2019-12-07 18:00 | 12 | 7 | 18 | W | 29.89 | - | 29.89
2017-12-07 19:00 | 12 | 7 | 19 |  | 42.23 | - | 42.23 | 2018-12-07 19:00 | 12 | 7 | 19 |  | 47.35 | - | 47.35 | 2019-12-07 19:00 | 12 | 7 | 19 | W | 29.56 | - | 29.56
2017-12-07 20:00 | 12 | 7 | 20 |  | 41.95 | - | 41.95 | 2018-12-07 20:00 | 12 | 7 | 20 |  | 46.04 | - | 46.04 | 2019-12-07 20:00 | 12 | 7 | 20 | W | 29.26 | - | 29.26
2017-12-07 21:00 | 12 | 7 | 21 |  | 36.4 | - | 36.4 | 2018-12-07 21:00 | 12 | 7 | 21 |  | 43.99 | - | 43.99 | 2019-12-07 21:00 | 12 | 7 | 21 | W | 25.88 | - | 25.88
2017-12-07 22:00 | 12 | 7 | 22 |  | 28.75 | - | 28.75 | 2018-12-07 22:00 | 12 | 7 | 22 |  | 40.21 | - | 40.21 | 2019-12-07 22:00 | 12 | 7 | 22 | W | 23.33 | - | 23.33
2017-12-07 23:00 | 12 | 7 | 23 |  | 26.26 | - | 26.26 | 2018-12-07 23:00 | 12 | 7 | 23 |  | 35.75 | - | 35.75 | 2019-12-07 23:00 | 12 | 7 | 23 | W | 22.43 | - | 22.43
2017-12-08 | 12 | 8 | 0 |  | 26.09 | - | 26.09 | 2018-12-08 | 12 | 8 | 0 | W | 34.82 | - | 34.82 | 2019-12-08 | 12 | 8 | 0 | W | 23.6 | - | 23.6
2017-12-08 01:00 | 12 | 8 | 1 |  | 25.26 | - | 25.26 | 2018-12-08 01:00 | 12 | 8 | 1 | W | 34.2 | - | 34.2 | 2019-12-08 01:00 | 12 | 8 | 1 | W | 23.21 | - | 23.21
2017-12-08 02:00 | 12 | 8 | 2 |  | 24.86 | - | 24.86 | 2018-12-08 02:00 | 12 | 8 | 2 | W | 33.32 | - | 33.32 | 2019-12-08 02:00 | 12 | 8 | 2 | W | 23.07 | - | 23.07
2017-12-08 03:00 | 12 | 8 | 3 |  | 25.41 | - | 25.41 | 2018-12-08 03:00 | 12 | 8 | 3 | W | 33.29 | - | 33.29 | 2019-12-08 03:00 | 12 | 8 | 3 | W | 22.73 | - | 22.73
2017-12-08 04:00 | 12 | 8 | 4 |  | 26.32 | - | 26.32 | 2018-12-08 04:00 | 12 | 8 | 4 | W | 33.83 | - | 33.83 | 2019-12-08 04:00 | 12 | 8 | 4 | W | 22.98 | - | 22.98
2017-12-08 05:00 | 12 | 8 | 5 |  | 32.5 | - | 32.5 | 2018-12-08 05:00 | 12 | 8 | 5 | W | 35.81 | - | 35.81 | 2019-12-08 05:00 | 12 | 8 | 5 | W | 23.38 | - | 23.38
2017-12-08 06:00 | 12 | 8 | 6 |  | 46.77 | - | 46.77 | 2018-12-08 06:00 | 12 | 8 | 6 | W | 40.92 | - | 40.92 | 2019-12-08 06:00 | 12 | 8 | 6 | W | 25.33 | - | 25.33
2017-12-08 07:00 | 12 | 8 | 7 |  | 50.62 | - | 50.62 | 2018-12-08 07:00 | 12 | 8 | 7 | W | 47.72 | - | 47.72 | 2019-12-08 07:00 | 12 | 8 | 7 | W | 26.1 | - | 26.1
2017-12-08 08:00 | 12 | 8 | 8 |  | 46.45 | 46.45 | - | 2018-12-08 08:00 | 12 | 8 | 8 | W | 48 | - | 48 | 2019-12-08 08:00 | 12 | 8 | 8 | W | 25.15 | - | 25.15
2017-12-08 09:00 | 12 | 8 | 9 |  | 42.06 | 42.06 | - | 2018-12-08 09:00 | 12 | 8 | 9 | W | 46.76 | - | 46.76 | 2019-12-08 09:00 | 12 | 8 | 9 | W | 23.45 | - | 23.45
2017-12-08 10:00 | 12 | 8 | 10 |  | 39.26 | 39.26 | - | 2018-12-08 10:00 | 12 | 8 | 10 | W | 44.72 | - | 44.72 | 2019-12-08 10:00 | 12 | 8 | 10 | W | 21.4 | - | 21.4
2017-12-08 11:00 | 12 | 8 | 11 |  | 35.38 | 35.38 | - | 2018-12-08 11:00 | 12 | 8 | 11 | W | 40.61 | - | 40.61 | 2019-12-08 11:00 | 12 | 8 | 11 | W | 20.93 | - | 20.93
2017-12-08 12:00 | 12 | 8 | 12 |  | 33.56 | 33.56 | - | 2018-12-08 12:00 | 12 | 8 | 12 | W | 38.35 | - | 38.35 | 2019-12-08 12:00 | 12 | 8 | 12 | W | 20.34 | - | 20.34
2017-12-08 13:00 | 12 | 8 | 13 |  | 32.26 | 32.26 | - | 2018-12-08 13:00 | 12 | 8 | 13 | W | 36.73 | - | 36.73 | 2019-12-08 13:00 | 12 | 8 | 13 | W | 20.29 | - | 20.29
2017-12-08 14:00 | 12 | 8 | 14 |  | 30.56 | 30.56 | - | 2018-12-08 14:00 | 12 | 8 | 14 | W | 36.13 | - | 36.13 | 2019-12-08 14:00 | 12 | 8 | 14 | W | 19.87 | - | 19.87
2017-12-08 15:00 | 12 | 8 | 15 |  | 30.55 | 30.55 | - | 2018-12-08 15:00 | 12 | 8 | 15 | W | 35.86 | - | 35.86 | 2019-12-08 15:00 | 12 | 8 | 15 | W | 19.91 | - | 19.91
2017-12-08 16:00 | 12 | 8 | 16 |  | 35.16 | 35.16 | - | 2018-12-08 16:00 | 12 | 8 | 16 | W | 38.64 | - | 38.64 | 2019-12-08 16:00 | 12 | 8 | 16 | W | 22.31 | - | 22.31
2017-12-08 17:00 | 12 | 8 | 17 |  | 43.81 | - | 43.81 | 2018-12-08 17:00 | 12 | 8 | 17 | W | 51.41 | - | 51.41 | 2019-12-08 17:00 | 12 | 8 | 17 | W | 27.58 | - | 27.58
2017-12-08 18:00 | 12 | 8 | 18 |  | 42.15 | - | 42.15 | 2018-12-08 18:00 | 12 | 8 | 18 | W | 48.53 | - | 48.53 | 2019-12-08 18:00 | 12 | 8 | 18 | W | 25.86 | - | 25.86
2017-12-08 19:00 | 12 | 8 | 19 |  | 40.79 | - | 40.79 | 2018-12-08 19:00 | 12 | 8 | 19 | W | 47.22 | - | 47.22 | 2019-12-08 19:00 | 12 | 8 | 19 | W | 25.23 | - | 25.23
2017-12-08 20:00 | 12 | 8 | 20 |  | 38.74 | - | 38.74 | 2018-12-08 20:00 | 12 | 8 | 20 | W | 45.9 | - | 45.9 | 2019-12-08 20:00 | 12 | 8 | 20 | W | 24.35 | - | 24.35
2017-12-08 21:00 | 12 | 8 | 21 |  | 33.59 | - | 33.59 | 2018-12-08 21:00 | 12 | 8 | 21 | W | 44.08 | - | 44.08 | 2019-12-08 21:00 | 12 | 8 | 21 | W | 21.99 | - | 21.99
2017-12-08 22:00 | 12 | 8 | 22 |  | 28.57 | - | 28.57 | 2018-12-08 22:00 | 12 | 8 | 22 | W | 39.81 | - | 39.81 | 2019-12-08 22:00 | 12 | 8 | 22 | W | 20.62 | - | 20.62
2017-12-08 23:00 | 12 | 8 | 23 |  | 27.34 | - | 27.34 | 2018-12-08 23:00 | 12 | 8 | 23 | W | 35.7 | - | 35.7 | 2019-12-08 23:00 | 12 | 8 | 23 | W | 19.37 | - | 19.37
2017-12-09 | 12 | 9 | 0 | W | 26.88 | - | 26.88 | 2018-12-09 | 12 | 9 | 0 | W | 36.3 | - | 36.3 | 2019-12-09 | 12 | 9 | 0 |  | 18.69 | - | 18.69
2017-12-09 01:00 | 12 | 9 | 1 | W | 26.14 | - | 26.14 | 2018-12-09 01:00 | 12 | 9 | 1 | W | 35.46 | - | 35.46 | 2019-12-09 01:00 | 12 | 9 | 1 |  | 17.4 | - | 17.4
2017-12-09 02:00 | 12 | 9 | 2 | W | 25.85 | - | 25.85 | 2018-12-09 02:00 | 12 | 9 | 2 | W | 35.45 | - | 35.45 | 2019-12-09 02:00 | 12 | 9 | 2 |  | 16.63 | - | 16.63
2017-12-09 03:00 | 12 | 9 | 3 | W | 26.05 | - | 26.05 | 2018-12-09 03:00 | 12 | 9 | 3 | W | 35.24 | - | 35.24 | 2019-12-09 03:00 | 12 | 9 | 3 |  | 17.52 | - | 17.52
2017-12-09 04:00 | 12 | 9 | 4 | W | 26.09 | - | 26.09 | 2018-12-09 04:00 | 12 | 9 | 4 | W | 35.73 | - | 35.73 | 2019-12-09 04:00 | 12 | 9 | 4 |  | 19.08 | - | 19.08
2017-12-09 05:00 | 12 | 9 | 5 | W | 27.53 | - | 27.53 | 2018-12-09 05:00 | 12 | 9 | 5 | W | 35.96 | - | 35.96 | 2019-12-09 05:00 | 12 | 9 | 5 |  | 21.13 | - | 21.13
2017-12-09 06:00 | 12 | 9 | 6 | W | 32.38 | - | 32.38 | 2018-12-09 06:00 | 12 | 9 | 6 | W | 37.75 | - | 37.75 | 2019-12-09 06:00 | 12 | 9 | 6 |  | 25.61 | - | 25.61
2017-12-09 07:00 | 12 | 9 | 7 | W | 34.46 | - | 34.46 | 2018-12-09 07:00 | 12 | 9 | 7 | W | 40.53 | - | 40.53 | 2019-12-09 07:00 | 12 | 9 | 7 |  | 27.71 | - | 27.71
2017-12-09 08:00 | 12 | 9 | 8 | W | 38.75 | - | 38.75 | 2018-12-09 08:00 | 12 | 9 | 8 | W | 39.86 | - | 39.86 | 2019-12-09 08:00 | 12 | 9 | 8 |  | 27.27 | 27.27 | -
2017-12-09 09:00 | 12 | 9 | 9 | W | 38.15 | - | 38.15 | 2018-12-09 09:00 | 12 | 9 | 9 | W | 39.96 | - | 39.96 | 2019-12-09 09:00 | 12 | 9 | 9 |  | 26.83 | 26.83 | -
2017-12-09 10:00 | 12 | 9 | 10 | W | 36.04 | - | 36.04 | 2018-12-09 10:00 | 12 | 9 | 10 | W | 39.08 | - | 39.08 | 2019-12-09 10:00 | 12 | 9 | 10 |  | 25.93 | 25.93 | -
2017-12-09 11:00 | 12 | 9 | 11 | W | 34.3 | - | 34.3 | 2018-12-09 11:00 | 12 | 9 | 11 | W | 37.27 | - | 37.27 | 2019-12-09 11:00 | 12 | 9 | 11 |  | 25.31 | 25.31 | -
2017-12-09 12:00 | 12 | 9 | 12 | W | 31.4 | - | 31.4 | 2018-12-09 12:00 | 12 | 9 | 12 | W | 35.2 | - | 35.2 | 2019-12-09 12:00 | 12 | 9 | 12 |  | 24.14 | 24.14 | -
2017-12-09 13:00 | 12 | 9 | 13 | W | 29.75 | - | 29.75 | 2018-12-09 13:00 | 12 | 9 | 13 | W | 34.4 | - | 34.4 | 2019-12-09 13:00 | 12 | 9 | 13 |  | 23.88 | 23.88 | -
2017-12-09 14:00 | 12 | 9 | 14 | W | 27.31 | - | 27.31 | 2018-12-09 14:00 | 12 | 9 | 14 | W | 34.35 | - | 34.35 | 2019-12-09 14:00 | 12 | 9 | 14 |  | 23 | 23 | -
2017-12-09 15:00 | 12 | 9 | 15 | W | 27.32 | - | 27.32 | 2018-12-09 15:00 | 12 | 9 | 15 | W | 33.98 | - | 33.98 | 2019-12-09 15:00 | 12 | 9 | 15 |  | 22.72 | 22.72 | -
2017-12-09 16:00 | 12 | 9 | 16 | W | 30.73 | - | 30.73 | 2018-12-09 16:00 | 12 | 9 | 16 | W | 38.37 | - | 38.37 | 2019-12-09 16:00 | 12 | 9 | 16 |  | 24.31 | 24.31 | -
2017-12-09 17:00 | 12 | 9 | 17 | W | 42.45 | - | 42.45 | 2018-12-09 17:00 | 12 | 9 | 17 | W | 49.09 | - | 49.09 | 2019-12-09 17:00 | 12 | 9 | 17 |  | 28.81 | - | 28.81
2017-12-09 18:00 | 12 | 9 | 18 | W | 38.94 | - | 38.94 | 2018-12-09 18:00 | 12 | 9 | 18 | W | 48.37 | - | 48.37 | 2019-12-09 18:00 | 12 | 9 | 18 |  | 26.51 | - | 26.51
2017-12-09 19:00 | 12 | 9 | 19 | W | 36.43 | - | 36.43 | 2018-12-09 19:00 | 12 | 9 | 19 | W | 47.47 | - | 47.47 | 2019-12-09 19:00 | 12 | 9 | 19 |  | 25.11 | - | 25.11
2017-12-09 20:00 | 12 | 9 | 20 | W | 34.76 | - | 34.76 | 2018-12-09 20:00 | 12 | 9 | 20 | W | 45.95 | - | 45.95 | 2019-12-09 20:00 | 12 | 9 | 20 |  | 23.93 | - | 23.93
2017-12-09 21:00 | 12 | 9 | 21 | W | 31.54 | - | 31.54 | 2018-12-09 21:00 | 12 | 9 | 21 | W | 40.96 | - | 40.96 | 2019-12-09 21:00 | 12 | 9 | 21 |  | 21.45 | - | 21.45
2017-12-09 22:00 | 12 | 9 | 22 | W | 28.69 | - | 28.69 | 2018-12-09 22:00 | 12 | 9 | 22 | W | 36.82 | - | 36.82 | 2019-12-09 22:00 | 12 | 9 | 22 |  | 19.71 | - | 19.71
2017-12-09 23:00 | 12 | 9 | 23 | W | 27.05 | - | 27.05 | 2018-12-09 23:00 | 12 | 9 | 23 | W | 34.37 | - | 34.37 | 2019-12-09 23:00 | 12 | 9 | 23 |  | 16.48 | - | 16.48
2017-12-10 | 12 | 10 | 0 | W | 25.34 | - | 25.34 | 2018-12-10 | 12 | 10 | 0 |  | 33.07 | - | 33.07 | 2019-12-10 | 12 | 10 | 0 |  | 16.59 | - | 16.59
2017-12-10 01:00 | 12 | 10 | 1 | W | 24.78 | - | 24.78 | 2018-12-10 01:00 | 12 | 10 | 1 |  | 32.65 | - | 32.65 | 2019-12-10 01:00 | 12 | 10 | 1 |  | 16.18 | - | 16.18
2017-12-10 02:00 | 12 | 10 | 2 | W | 24.47 | - | 24.47 | 2018-12-10 02:00 | 12 | 10 | 2 |  | 32.45 | - | 32.45 | 2019-12-10 02:00 | 12 | 10 | 2 |  | 15.51 | - | 15.51
2017-12-10 03:00 | 12 | 10 | 3 | W | 24.53 | - | 24.53 | 2018-12-10 03:00 | 12 | 10 | 3 |  | 32.96 | - | 32.96 | 2019-12-10 03:00 | 12 | 10 | 3 |  | 15.84 | - | 15.84
2017-12-10 04:00 | 12 | 10 | 4 | W | 24.37 | - | 24.37 | 2018-12-10 04:00 | 12 | 10 | 4 |  | 33.51 | - | 33.51 | 2019-12-10 04:00 | 12 | 10 | 4 |  | 17.71 | - | 17.71
2017-12-10 05:00 | 12 | 10 | 5 | W | 24.96 | - | 24.96 | 2018-12-10 05:00 | 12 | 10 | 5 |  | 37.27 | - | 37.27 | 2019-12-10 05:00 | 12 | 10 | 5 |  | 19.74 | - | 19.74
2017-12-10 06:00 | 12 | 10 | 6 | W | 27.05 | - | 27.05 | 2018-12-10 06:00 | 12 | 10 | 6 |  | 56.08 | - | 56.08 | 2019-12-10 06:00 | 12 | 10 | 6 |  | 25.39 | - | 25.39
2017-12-10 07:00 | 12 | 10 | 7 | W | 27.53 | - | 27.53 | 2018-12-10 07:00 | 12 | 10 | 7 |  | 57.99 | - | 57.99 | 2019-12-10 07:00 | 12 | 10 | 7 |  | 26.93 | - | 26.93
2017-12-10 08:00 | 12 | 10 | 8 | W | 28 | - | 28 | 2018-12-10 08:00 | 12 | 10 | 8 |  | 55.56 | 55.56 | - | 2019-12-10 08:00 | 12 | 10 | 8 |  | 27.48 | 27.48 | -
2017-12-10 09:00 | 12 | 10 | 9 | W | 27 | - | 27 | 2018-12-10 09:00 | 12 | 10 | 9 |  | 50.85 | 50.85 | - | 2019-12-10 09:00 | 12 | 10 | 9 |  | 27.22 | 27.22 | -
2017-12-10 10:00 | 12 | 10 | 10 | W | 25.88 | - | 25.88 | 2018-12-10 10:00 | 12 | 10 | 10 |  | 48.33 | 48.33 | - | 2019-12-10 10:00 | 12 | 10 | 10 |  | 27.28 | 27.28 | -
2017-12-10 11:00 | 12 | 10 | 11 | W | 25.81 | - | 25.81 | 2018-12-10 11:00 | 12 | 10 | 11 |  | 44.18 | 44.18 | - | 2019-12-10 11:00 | 12 | 10 | 11 |  | 27.31 | 27.31 | -
2017-12-10 12:00 | 12 | 10 | 12 | W | 25.07 | - | 25.07 | 2018-12-10 12:00 | 12 | 10 | 12 |  | 40.73 | 40.73 | - | 2019-12-10 12:00 | 12 | 10 | 12 |  | 26.74 | 26.74 | -
2017-12-10 13:00 | 12 | 10 | 13 | W | 24.43 | - | 24.43 | 2018-12-10 13:00 | 12 | 10 | 13 |  | 39.51 | 39.51 | - | 2019-12-10 13:00 | 12 | 10 | 13 |  | 26.58 | 26.58 | -
2017-12-10 14:00 | 12 | 10 | 14 | W | 24.34 | - | 24.34 | 2018-12-10 14:00 | 12 | 10 | 14 |  | 39.45 | 39.45 | - | 2019-12-10 14:00 | 12 | 10 | 14 |  | 26.18 | 26.18 | -
2017-12-10 15:00 | 12 | 10 | 15 | W | 24.13 | - | 24.13 | 2018-12-10 15:00 | 12 | 10 | 15 |  | 38.86 | 38.86 | - | 2019-12-10 15:00 | 12 | 10 | 15 |  | 27.33 | 27.33 | -
2017-12-10 16:00 | 12 | 10 | 16 | W | 25.49 | - | 25.49 | 2018-12-10 16:00 | 12 | 10 | 16 |  | 46.07 | 46.07 | - | 2019-12-10 16:00 | 12 | 10 | 16 |  | 31.81 | 31.81 | -
2017-12-10 17:00 | 12 | 10 | 17 | W | 35.89 | - | 35.89 | 2018-12-10 17:00 | 12 | 10 | 17 |  | 61.6 | - | 61.6 | 2019-12-10 17:00 | 12 | 10 | 17 |  | 44.1 | - | 44.1
2017-12-10 18:00 | 12 | 10 | 18 | W | 33.26 | - | 33.26 | 2018-12-10 18:00 | 12 | 10 | 18 |  | 58.62 | - | 58.62 | 2019-12-10 18:00 | 12 | 10 | 18 |  | 42.78 | - | 42.78
2017-12-10 19:00 | 12 | 10 | 19 | W | 34.99 | - | 34.99 | 2018-12-10 19:00 | 12 | 10 | 19 |  | 56.65 | - | 56.65 | 2019-12-10 19:00 | 12 | 10 | 19 |  | 39.28 | - | 39.28
2017-12-10 20:00 | 12 | 10 | 20 | W | 34.67 | - | 34.67 | 2018-12-10 20:00 | 12 | 10 | 20 |  | 54.27 | - | 54.27 | 2019-12-10 20:00 | 12 | 10 | 20 |  | 35.12 | - | 35.12
2017-12-10 21:00 | 12 | 10 | 21 | W | 31 | - | 31 | 2018-12-10 21:00 | 12 | 10 | 21 |  | 49.9 | - | 49.9 | 2019-12-10 21:00 | 12 | 10 | 21 |  | 32.71 | - | 32.71
2017-12-10 22:00 | 12 | 10 | 22 | W | 27.43 | - | 27.43 | 2018-12-10 22:00 | 12 | 10 | 22 |  | 40.45 | - | 40.45 | 2019-12-10 22:00 | 12 | 10 | 22 |  | 27.37 | - | 27.37
2017-12-10 23:00 | 12 | 10 | 23 | W | 25.78 | - | 25.78 | 2018-12-10 23:00 | 12 | 10 | 23 |  | 36.44 | - | 36.44 | 2019-12-10 23:00 | 12 | 10 | 23 |  | 24.74 | - | 24.74
2017-12-11 | 12 | 11 | 0 |  | 24.65 | - | 24.65 | 2018-12-11 | 12 | 11 | 0 |  | 34.06 | - | 34.06 | 2019-12-11 | 12 | 11 | 0 |  | 21.29 | - | 21.29
2017-12-11 01:00 | 12 | 11 | 1 |  | 24.37 | - | 24.37 | 2018-12-11 01:00 | 12 | 11 | 1 |  | 33.64 | - | 33.64 | 2019-12-11 01:00 | 12 | 11 | 1 |  | 20.15 | - | 20.15
2017-12-11 02:00 | 12 | 11 | 2 |  | 24.38 | - | 24.38 | 2018-12-11 02:00 | 12 | 11 | 2 |  | 33.01 | - | 33.01 | 2019-12-11 02:00 | 12 | 11 | 2 |  | 20.09 | - | 20.09
2017-12-11 03:00 | 12 | 11 | 3 |  | 24.75 | - | 24.75 | 2018-12-11 03:00 | 12 | 11 | 3 |  | 33.88 | - | 33.88 | 2019-12-11 03:00 | 12 | 11 | 3 |  | 20.4 | - | 20.4
2017-12-11 04:00 | 12 | 11 | 4 |  | 24.68 | - | 24.68 | 2018-12-11 04:00 | 12 | 11 | 4 |  | 34.79 | - | 34.79 | 2019-12-11 04:00 | 12 | 11 | 4 |  | 21.86 | - | 21.86
2017-12-11 05:00 | 12 | 11 | 5 |  | 26.95 | - | 26.95 | 2018-12-11 05:00 | 12 | 11 | 5 |  | 36.19 | - | 36.19 | 2019-12-11 05:00 | 12 | 11 | 5 |  | 24.4 | - | 24.4
2017-12-11 06:00 | 12 | 11 | 6 |  | 40.13 | - | 40.13 | 2018-12-11 06:00 | 12 | 11 | 6 |  | 54.56 | - | 54.56 | 2019-12-11 06:00 | 12 | 11 | 6 |  | 38.33 | - | 38.33
2017-12-11 07:00 | 12 | 11 | 7 |  | 46.82 | - | 46.82 | 2018-12-11 07:00 | 12 | 11 | 7 |  | 60.72 | - | 60.72 | 2019-12-11 07:00 | 12 | 11 | 7 |  | 49.85 | - | 49.85
2017-12-11 08:00 | 12 | 11 | 8 |  | 40.42 | 40.42 | - | 2018-12-11 08:00 | 12 | 11 | 8 |  | 53.21 | 53.21 | - | 2019-12-11 08:00 | 12 | 11 | 8 |  | 37.18 | 37.18 | -
2017-12-11 09:00 | 12 | 11 | 9 |  | 35.88 | 35.88 | - | 2018-12-11 09:00 | 12 | 11 | 9 |  | 48.09 | 48.09 | - | 2019-12-11 09:00 | 12 | 11 | 9 |  | 31.97 | 31.97 | -
2017-12-11 10:00 | 12 | 11 | 10 |  | 32.45 | 32.45 | - | 2018-12-11 10:00 | 12 | 11 | 10 |  | 45.94 | 45.94 | - | 2019-12-11 10:00 | 12 | 11 | 10 |  | 31.52 | 31.52 | -
2017-12-11 11:00 | 12 | 11 | 11 |  | 29.21 | 29.21 | - | 2018-12-11 11:00 | 12 | 11 | 11 |  | 40.29 | 40.29 | - | 2019-12-11 11:00 | 12 | 11 | 11 |  | 27.99 | 27.99 | -
2017-12-11 12:00 | 12 | 11 | 12 |  | 26.9 | 26.9 | - | 2018-12-11 12:00 | 12 | 11 | 12 |  | 37.07 | 37.07 | - | 2019-12-11 12:00 | 12 | 11 | 12 |  | 26.43 | 26.43 | -
2017-12-11 13:00 | 12 | 11 | 13 |  | 26.16 | 26.16 | - | 2018-12-11 13:00 | 12 | 11 | 13 |  | 36.46 | 36.46 | - | 2019-12-11 13:00 | 12 | 11 | 13 |  | 25.34 | 25.34 | -
2017-12-11 14:00 | 12 | 11 | 14 |  | 25.55 | 25.55 | - | 2018-12-11 14:00 | 12 | 11 | 14 |  | 35.46 | 35.46 | - | 2019-12-11 14:00 | 12 | 11 | 14 |  | 25 | 25 | -
2017-12-11 15:00 | 12 | 11 | 15 |  | 25.58 | 25.58 | - | 2018-12-11 15:00 | 12 | 11 | 15 |  | 35.58 | 35.58 | - | 2019-12-11 15:00 | 12 | 11 | 15 |  | 25.33 | 25.33 | -
2017-12-11 16:00 | 12 | 11 | 16 |  | 27.57 | 27.57 | - | 2018-12-11 16:00 | 12 | 11 | 16 |  | 39.66 | 39.66 | - | 2019-12-11 16:00 | 12 | 11 | 16 |  | 30.98 | 30.98 | -
2017-12-11 17:00 | 12 | 11 | 17 |  | 41.02 | - | 41.02 | 2018-12-11 17:00 | 12 | 11 | 17 |  | 49.58 | - | 49.58 | 2019-12-11 17:00 | 12 | 11 | 17 |  | 46.41 | - | 46.41
2017-12-11 18:00 | 12 | 11 | 18 |  | 38.57 | - | 38.57 | 2018-12-11 18:00 | 12 | 11 | 18 |  | 50.22 | - | 50.22 | 2019-12-11 18:00 | 12 | 11 | 18 |  | 40.8 | - | 40.8
2017-12-11 19:00 | 12 | 11 | 19 |  | 38.81 | - | 38.81 | 2018-12-11 19:00 | 12 | 11 | 19 |  | 49.06 | - | 49.06 | 2019-12-11 19:00 | 12 | 11 | 19 |  | 39.42 | - | 39.42
2017-12-11 20:00 | 12 | 11 | 20 |  | 35.6 | - | 35.6 | 2018-12-11 20:00 | 12 | 11 | 20 |  | 48.43 | - | 48.43 | 2019-12-11 20:00 | 12 | 11 | 20 |  | 35.06 | - | 35.06
2017-12-11 21:00 | 12 | 11 | 21 |  | 31.06 | - | 31.06 | 2018-12-11 21:00 | 12 | 11 | 21 |  | 44.24 | - | 44.24 | 2019-12-11 21:00 | 12 | 11 | 21 |  | 32.42 | - | 32.42
2017-12-11 22:00 | 12 | 11 | 22 |  | 24.82 | - | 24.82 | 2018-12-11 22:00 | 12 | 11 | 22 |  | 39.95 | - | 39.95 | 2019-12-11 22:00 | 12 | 11 | 22 |  | 28.17 | - | 28.17
2017-12-11 23:00 | 12 | 11 | 23 |  | 22.31 | - | 22.31 | 2018-12-11 23:00 | 12 | 11 | 23 |  | 34.14 | - | 34.14 | 2019-12-11 23:00 | 12 | 11 | 23 |  | 25.4 | - | 25.4
2017-12-12 | 12 | 12 | 0 |  | 22.74 | - | 22.74 | 2018-12-12 | 12 | 12 | 0 |  | 34.26 | - | 34.26 | 2019-12-12 | 12 | 12 | 0 |  | 25.93 | - | 25.93
2017-12-12 01:00 | 12 | 12 | 1 |  | 21.94 | - | 21.94 | 2018-12-12 01:00 | 12 | 12 | 1 |  | 33.32 | - | 33.32 | 2019-12-12 01:00 | 12 | 12 | 1 |  | 25.31 | - | 25.31
2017-12-12 02:00 | 12 | 12 | 2 |  | 21.72 | - | 21.72 | 2018-12-12 02:00 | 12 | 12 | 2 |  | 33.13 | - | 33.13 | 2019-12-12 02:00 | 12 | 12 | 2 |  | 25.26 | - | 25.26
2017-12-12 03:00 | 12 | 12 | 3 |  | 21.7 | - | 21.7 | 2018-12-12 03:00 | 12 | 12 | 3 |  | 33.58 | - | 33.58 | 2019-12-12 03:00 | 12 | 12 | 3 |  | 25.2 | - | 25.2
2017-12-12 04:00 | 12 | 12 | 4 |  | 22.22 | - | 22.22 | 2018-12-12 04:00 | 12 | 12 | 4 |  | 35.53 | - | 35.53 | 2019-12-12 04:00 | 12 | 12 | 4 |  | 27.19 | - | 27.19
2017-12-12 05:00 | 12 | 12 | 5 |  | 23.19 | - | 23.19 | 2018-12-12 05:00 | 12 | 12 | 5 |  | 37.52 | - | 37.52 | 2019-12-12 05:00 | 12 | 12 | 5 |  | 33.44 | - | 33.44
2017-12-12 06:00 | 12 | 12 | 6 |  | 29.6 | - | 29.6 | 2018-12-12 06:00 | 12 | 12 | 6 |  | 51 | - | 51 | 2019-12-12 06:00 | 12 | 12 | 6 |  | 59.91 | - | 59.91
2017-12-12 07:00 | 12 | 12 | 7 |  | 33.56 | - | 33.56 | 2018-12-12 07:00 | 12 | 12 | 7 |  | 53.11 | - | 53.11 | 2019-12-12 07:00 | 12 | 12 | 7 |  | 74.49 | - | 74.49
2017-12-12 08:00 | 12 | 12 | 8 |  | 29.83 | 29.83 | - | 2018-12-12 08:00 | 12 | 12 | 8 |  | 46.24 | 46.24 | - | 2019-12-12 08:00 | 12 | 12 | 8 |  | 41.96 | 41.96 | -
2017-12-12 09:00 | 12 | 12 | 9 |  | 29.65 | 29.65 | - | 2018-12-12 09:00 | 12 | 12 | 9 |  | 42.5 | 42.5 | - | 2019-12-12 09:00 | 12 | 12 | 9 |  | 32.08 | 32.08 | -
2017-12-12 10:00 | 12 | 12 | 10 |  | 29.73 | 29.73 | - | 2018-12-12 10:00 | 12 | 12 | 10 |  | 40.87 | 40.87 | - | 2019-12-12 10:00 | 12 | 12 | 10 |  | 28.62 | 28.62 | -
2017-12-12 11:00 | 12 | 12 | 11 |  | 28.75 | 28.75 | - | 2018-12-12 11:00 | 12 | 12 | 11 |  | 37.18 | 37.18 | - | 2019-12-12 11:00 | 12 | 12 | 11 |  | 25.34 | 25.34 | -
2017-12-12 12:00 | 12 | 12 | 12 |  | 27.93 | 27.93 | - | 2018-12-12 12:00 | 12 | 12 | 12 |  | 35.27 | 35.27 | - | 2019-12-12 12:00 | 12 | 12 | 12 |  | 24.24 | 24.24 | -
2017-12-12 13:00 | 12 | 12 | 13 |  | 30.43 | 30.43 | - | 2018-12-12 13:00 | 12 | 12 | 13 |  | 33.64 | 33.64 | - | 2019-12-12 13:00 | 12 | 12 | 13 |  | 23.72 | 23.72 | -
2017-12-12 14:00 | 12 | 12 | 14 |  | 27.12 | 27.12 | - | 2018-12-12 14:00 | 12 | 12 | 14 |  | 33.78 | 33.78 | - | 2019-12-12 14:00 | 12 | 12 | 14 |  | 23.53 | 23.53 | -
2017-12-12 15:00 | 12 | 12 | 15 |  | 27.73 | 27.73 | - | 2018-12-12 15:00 | 12 | 12 | 15 |  | 33.21 | 33.21 | - | 2019-12-12 15:00 | 12 | 12 | 15 |  | 23.9 | 23.9 | -
2017-12-12 16:00 | 12 | 12 | 16 |  | 32.42 | 32.42 | - | 2018-12-12 16:00 | 12 | 12 | 16 |  | 38.02 | 38.02 | - | 2019-12-12 16:00 | 12 | 12 | 16 |  | 27.79 | 27.79 | -
2017-12-12 17:00 | 12 | 12 | 17 |  | 42.08 | - | 42.08 | 2018-12-12 17:00 | 12 | 12 | 17 |  | 45.89 | - | 45.89 | 2019-12-12 17:00 | 12 | 12 | 17 |  | 38.52 | - | 38.52
2017-12-12 18:00 | 12 | 12 | 18 |  | 42.02 | - | 42.02 | 2018-12-12 18:00 | 12 | 12 | 18 |  | 44.62 | - | 44.62 | 2019-12-12 18:00 | 12 | 12 | 18 |  | 35.71 | - | 35.71
2017-12-12 19:00 | 12 | 12 | 19 |  | 41.33 | - | 41.33 | 2018-12-12 19:00 | 12 | 12 | 19 |  | 42.56 | - | 42.56 | 2019-12-12 19:00 | 12 | 12 | 19 |  | 35.08 | - | 35.08
2017-12-12 20:00 | 12 | 12 | 20 |  | 42.62 | - | 42.62 | 2018-12-12 20:00 | 12 | 12 | 20 |  | 43.48 | - | 43.48 | 2019-12-12 20:00 | 12 | 12 | 20 |  | 31.81 | - | 31.81
2017-12-12 21:00 | 12 | 12 | 21 |  | 41.65 | - | 41.65 | 2018-12-12 21:00 | 12 | 12 | 21 |  | 41.81 | - | 41.81 | 2019-12-12 21:00 | 12 | 12 | 21 |  | 28.65 | - | 28.65
2017-12-12 22:00 | 12 | 12 | 22 |  | 35 | - | 35 | 2018-12-12 22:00 | 12 | 12 | 22 |  | 36.02 | - | 36.02 | 2019-12-12 22:00 | 12 | 12 | 22 |  | 25.02 | - | 25.02
2017-12-12 23:00 | 12 | 12 | 23 |  | 30.1 | - | 30.1 | 2018-12-12 23:00 | 12 | 12 | 23 |  | 34.04 | - | 34.04 | 2019-12-12 23:00 | 12 | 12 | 23 |  | 23.78 | - | 23.78
2017-12-13 | 12 | 13 | 0 |  | 27.92 | - | 27.92 | 2018-12-13 | 12 | 13 | 0 |  | 30.9 | - | 30.9 | 2019-12-13 | 12 | 13 | 0 |  | 21.7 | - | 21.7
2017-12-13 01:00 | 12 | 13 | 1 |  | 27.44 | - | 27.44 | 2018-12-13 01:00 | 12 | 13 | 1 |  | 30.25 | - | 30.25 | 2019-12-13 01:00 | 12 | 13 | 1 |  | 21.39 | - | 21.39
2017-12-13 02:00 | 12 | 13 | 2 |  | 27.29 | - | 27.29 | 2018-12-13 02:00 | 12 | 13 | 2 |  | 30.06 | - | 30.06 | 2019-12-13 02:00 | 12 | 13 | 2 |  | 21.12 | - | 21.12
2017-12-13 03:00 | 12 | 13 | 3 |  | 27.44 | - | 27.44 | 2018-12-13 03:00 | 12 | 13 | 3 |  | 30.38 | - | 30.38 | 2019-12-13 03:00 | 12 | 13 | 3 |  | 21.18 | - | 21.18
2017-12-13 04:00 | 12 | 13 | 4 |  | 28.08 | - | 28.08 | 2018-12-13 04:00 | 12 | 13 | 4 |  | 31.29 | - | 31.29 | 2019-12-13 04:00 | 12 | 13 | 4 |  | 21.88 | - | 21.88
2017-12-13 05:00 | 12 | 13 | 5 |  | 33.68 | - | 33.68 | 2018-12-13 05:00 | 12 | 13 | 5 |  | 32.87 | - | 32.87 | 2019-12-13 05:00 | 12 | 13 | 5 |  | 24.76 | - | 24.76
2017-12-13 06:00 | 12 | 13 | 6 |  | 43.83 | - | 43.83 | 2018-12-13 06:00 | 12 | 13 | 6 |  | 43.59 | - | 43.59 | 2019-12-13 06:00 | 12 | 13 | 6 |  | 31.03 | - | 31.03
2017-12-13 07:00 | 12 | 13 | 7 |  | 49.96 | - | 49.96 | 2018-12-13 07:00 | 12 | 13 | 7 |  | 44.69 | - | 44.69 | 2019-12-13 07:00 | 12 | 13 | 7 |  | 37.13 | - | 37.13
2017-12-13 08:00 | 12 | 13 | 8 |  | 40.83 | 40.83 | - | 2018-12-13 08:00 | 12 | 13 | 8 |  | 41.31 | 41.31 | - | 2019-12-13 08:00 | 12 | 13 | 8 |  | 29.87 | 29.87 | -
2017-12-13 09:00 | 12 | 13 | 9 |  | 38.27 | 38.27 | - | 2018-12-13 09:00 | 12 | 13 | 9 |  | 40.17 | 40.17 | - | 2019-12-13 09:00 | 12 | 13 | 9 |  | 29.97 | 29.97 | -
2017-12-13 10:00 | 12 | 13 | 10 |  | 36.58 | 36.58 | - | 2018-12-13 10:00 | 12 | 13 | 10 |  | 39.32 | 39.32 | - | 2019-12-13 10:00 | 12 | 13 | 10 |  | 29.62 | 29.62 | -
2017-12-13 11:00 | 12 | 13 | 11 |  | 32.94 | 32.94 | - | 2018-12-13 11:00 | 12 | 13 | 11 |  | 37.74 | 37.74 | - | 2019-12-13 11:00 | 12 | 13 | 11 |  | 26.55 | 26.55 | -
2017-12-13 12:00 | 12 | 13 | 12 |  | 29.45 | 29.45 | - | 2018-12-13 12:00 | 12 | 13 | 12 |  | 35.17 | 35.17 | - | 2019-12-13 12:00 | 12 | 13 | 12 |  | 25.41 | 25.41 | -
2017-12-13 13:00 | 12 | 13 | 13 |  | 29.04 | 29.04 | - | 2018-12-13 13:00 | 12 | 13 | 13 |  | 32.72 | 32.72 | - | 2019-12-13 13:00 | 12 | 13 | 13 |  | 25.28 | 25.28 | -
2017-12-13 14:00 | 12 | 13 | 14 |  | 28.22 | 28.22 | - | 2018-12-13 14:00 | 12 | 13 | 14 |  | 31.96 | 31.96 | - | 2019-12-13 14:00 | 12 | 13 | 14 |  | 24.54 | 24.54 | -
2017-12-13 15:00 | 12 | 13 | 15 |  | 25.77 | 25.77 | - | 2018-12-13 15:00 | 12 | 13 | 15 |  | 31.99 | 31.99 | - | 2019-12-13 15:00 | 12 | 13 | 15 |  | 24.31 | 24.31 | -
2017-12-13 16:00 | 12 | 13 | 16 |  | 28.44 | 28.44 | - | 2018-12-13 16:00 | 12 | 13 | 16 |  | 35.95 | 35.95 | - | 2019-12-13 16:00 | 12 | 13 | 16 |  | 26.96 | 26.96 | -
2017-12-13 17:00 | 12 | 13 | 17 |  | 39.67 | - | 39.67 | 2018-12-13 17:00 | 12 | 13 | 17 |  | 42.76 | - | 42.76 | 2019-12-13 17:00 | 12 | 13 | 17 |  | 35.01 | - | 35.01
2017-12-13 18:00 | 12 | 13 | 18 |  | 42 | - | 42 | 2018-12-13 18:00 | 12 | 13 | 18 |  | 41.09 | - | 41.09 | 2019-12-13 18:00 | 12 | 13 | 18 |  | 31.51 | - | 31.51
2017-12-13 19:00 | 12 | 13 | 19 |  | 40.6 | - | 40.6 | 2018-12-13 19:00 | 12 | 13 | 19 |  | 39.91 | - | 39.91 | 2019-12-13 19:00 | 12 | 13 | 19 |  | 30.34 | - | 30.34
2017-12-13 20:00 | 12 | 13 | 20 |  | 37.92 | - | 37.92 | 2018-12-13 20:00 | 12 | 13 | 20 |  | 38.6 | - | 38.6 | 2019-12-13 20:00 | 12 | 13 | 20 |  | 26.94 | - | 26.94
2017-12-13 21:00 | 12 | 13 | 21 |  | 33.88 | - | 33.88 | 2018-12-13 21:00 | 12 | 13 | 21 |  | 36.34 | - | 36.34 | 2019-12-13 21:00 | 12 | 13 | 21 |  | 24.46 | - | 24.46
2017-12-13 22:00 | 12 | 13 | 22 |  | 28.3 | - | 28.3 | 2018-12-13 22:00 | 12 | 13 | 22 |  | 33.47 | - | 33.47 | 2019-12-13 22:00 | 12 | 13 | 22 |  | 23.16 | - | 23.16
2017-12-13 23:00 | 12 | 13 | 23 |  | 26.07 | - | 26.07 | 2018-12-13 23:00 | 12 | 13 | 23 |  | 30.24 | - | 30.24 | 2019-12-13 23:00 | 12 | 13 | 23 |  | 22.08 | - | 22.08
2017-12-14 | 12 | 14 | 0 |  | 25.71 | - | 25.71 | 2018-12-14 | 12 | 14 | 0 |  | 29.48 | - | 29.48 | 2019-12-14 | 12 | 14 | 0 | W | 20.74 | - | 20.74
2017-12-14 01:00 | 12 | 14 | 1 |  | 25.35 | - | 25.35 | 2018-12-14 01:00 | 12 | 14 | 1 |  | 28.45 | - | 28.45 | 2019-12-14 01:00 | 12 | 14 | 1 | W | 20.52 | - | 20.52
2017-12-14 02:00 | 12 | 14 | 2 |  | 25.16 | - | 25.16 | 2018-12-14 02:00 | 12 | 14 | 2 |  | 28.13 | - | 28.13 | 2019-12-14 02:00 | 12 | 14 | 2 | W | 20.17 | - | 20.17
2017-12-14 03:00 | 12 | 14 | 3 |  | 25.28 | - | 25.28 | 2018-12-14 03:00 | 12 | 14 | 3 |  | 28.49 | - | 28.49 | 2019-12-14 03:00 | 12 | 14 | 3 | W | 19.8 | - | 19.8
2017-12-14 04:00 | 12 | 14 | 4 |  | 26.12 | - | 26.12 | 2018-12-14 04:00 | 12 | 14 | 4 |  | 29.23 | - | 29.23 | 2019-12-14 04:00 | 12 | 14 | 4 | W | 20.1 | - | 20.1
2017-12-14 05:00 | 12 | 14 | 5 |  | 28.38 | - | 28.38 | 2018-12-14 05:00 | 12 | 14 | 5 |  | 31.37 | - | 31.37 | 2019-12-14 05:00 | 12 | 14 | 5 | W | 19.88 | - | 19.88
2017-12-14 06:00 | 12 | 14 | 6 |  | 38.73 | - | 38.73 | 2018-12-14 06:00 | 12 | 14 | 6 |  | 40.98 | - | 40.98 | 2019-12-14 06:00 | 12 | 14 | 6 | W | 21.25 | - | 21.25
2017-12-14 07:00 | 12 | 14 | 7 |  | 47.05 | - | 47.05 | 2018-12-14 07:00 | 12 | 14 | 7 |  | 44.31 | - | 44.31 | 2019-12-14 07:00 | 12 | 14 | 7 | W | 23.89 | - | 23.89
2017-12-14 08:00 | 12 | 14 | 8 |  | 38.88 | 38.88 | - | 2018-12-14 08:00 | 12 | 14 | 8 |  | 40.13 | 40.13 | - | 2019-12-14 08:00 | 12 | 14 | 8 | W | 24.61 | - | 24.61
2017-12-14 09:00 | 12 | 14 | 9 |  | 35.58 | 35.58 | - | 2018-12-14 09:00 | 12 | 14 | 9 |  | 39.25 | 39.25 | - | 2019-12-14 09:00 | 12 | 14 | 9 | W | 25.17 | - | 25.17
2017-12-14 10:00 | 12 | 14 | 10 |  | 32.58 | 32.58 | - | 2018-12-14 10:00 | 12 | 14 | 10 |  | 39.3 | 39.3 | - | 2019-12-14 10:00 | 12 | 14 | 10 | W | 25.69 | - | 25.69
2017-12-14 11:00 | 12 | 14 | 11 |  | 31 | 31 | - | 2018-12-14 11:00 | 12 | 14 | 11 |  | 37.79 | 37.79 | - | 2019-12-14 11:00 | 12 | 14 | 11 | W | 24.39 | - | 24.39
2017-12-14 12:00 | 12 | 14 | 12 |  | 30.05 | 30.05 | - | 2018-12-14 12:00 | 12 | 14 | 12 |  | 36.23 | 36.23 | - | 2019-12-14 12:00 | 12 | 14 | 12 | W | 23.6 | - | 23.6
2017-12-14 13:00 | 12 | 14 | 13 |  | 30.38 | 30.38 | - | 2018-12-14 13:00 | 12 | 14 | 13 |  | 33.39 | 33.39 | - | 2019-12-14 13:00 | 12 | 14 | 13 | W | 22.74 | - | 22.74
2017-12-14 14:00 | 12 | 14 | 14 |  | 30.22 | 30.22 | - | 2018-12-14 14:00 | 12 | 14 | 14 |  | 31.77 | 31.77 | - | 2019-12-14 14:00 | 12 | 14 | 14 | W | 21.7 | - | 21.7
2017-12-14 15:00 | 12 | 14 | 15 |  | 30.09 | 30.09 | - | 2018-12-14 15:00 | 12 | 14 | 15 |  | 31.55 | 31.55 | - | 2019-12-14 15:00 | 12 | 14 | 15 | W | 21.08 | - | 21.08
2017-12-14 16:00 | 12 | 14 | 16 |  | 32.99 | 32.99 | - | 2018-12-14 16:00 | 12 | 14 | 16 |  | 37.66 | 37.66 | - | 2019-12-14 16:00 | 12 | 14 | 16 | W | 23.09 | - | 23.09
2017-12-14 17:00 | 12 | 14 | 17 |  | 43.98 | - | 43.98 | 2018-12-14 17:00 | 12 | 14 | 17 |  | 40.44 | - | 40.44 | 2019-12-14 17:00 | 12 | 14 | 17 | W | 25.58 | - | 25.58
2017-12-14 18:00 | 12 | 14 | 18 |  | 41.58 | - | 41.58 | 2018-12-14 18:00 | 12 | 14 | 18 |  | 39 | - | 39 | 2019-12-14 18:00 | 12 | 14 | 18 | W | 24.7 | - | 24.7
2017-12-14 19:00 | 12 | 14 | 19 |  | 43.69 | - | 43.69 | 2018-12-14 19:00 | 12 | 14 | 19 |  | 36.02 | - | 36.02 | 2019-12-14 19:00 | 12 | 14 | 19 | W | 25.45 | - | 25.45
2017-12-14 20:00 | 12 | 14 | 20 |  | 42.48 | - | 42.48 | 2018-12-14 20:00 | 12 | 14 | 20 |  | 33.85 | - | 33.85 | 2019-12-14 20:00 | 12 | 14 | 20 | W | 24.26 | - | 24.26
2017-12-14 21:00 | 12 | 14 | 21 |  | 39.25 | - | 39.25 | 2018-12-14 21:00 | 12 | 14 | 21 |  | 33.02 | - | 33.02 | 2019-12-14 21:00 | 12 | 14 | 21 | W | 23.08 | - | 23.08
2017-12-14 22:00 | 12 | 14 | 22 |  | 33.38 | - | 33.38 | 2018-12-14 22:00 | 12 | 14 | 22 |  | 29.98 | - | 29.98 | 2019-12-14 22:00 | 12 | 14 | 22 | W | 21.4 | - | 21.4
2017-12-14 23:00 | 12 | 14 | 23 |  | 28.6 | - | 28.6 | 2018-12-14 23:00 | 12 | 14 | 23 |  | 27.64 | - | 27.64 | 2019-12-14 23:00 | 12 | 14 | 23 | W | 20.28 | - | 20.28
2017-12-15 | 12 | 15 | 0 |  | 27.76 | - | 27.76 | 2018-12-15 | 12 | 15 | 0 | W | 32.7 | - | 32.7 | 2019-12-15 | 12 | 15 | 0 | W | 19.62 | - | 19.62
2017-12-15 01:00 | 12 | 15 | 1 |  | 26.91 | - | 26.91 | 2018-12-15 01:00 | 12 | 15 | 1 | W | 30.21 | - | 30.21 | 2019-12-15 01:00 | 12 | 15 | 1 | W | 19.31 | - | 19.31
2017-12-15 02:00 | 12 | 15 | 2 |  | 26.73 | - | 26.73 | 2018-12-15 02:00 | 12 | 15 | 2 | W | 30.21 | - | 30.21 | 2019-12-15 02:00 | 12 | 15 | 2 | W | 19.54 | - | 19.54
2017-12-15 03:00 | 12 | 15 | 3 |  | 27.03 | - | 27.03 | 2018-12-15 03:00 | 12 | 15 | 3 | W | 29.58 | - | 29.58 | 2019-12-15 03:00 | 12 | 15 | 3 | W | 19.31 | - | 19.31
2017-12-15 04:00 | 12 | 15 | 4 |  | 27.47 | - | 27.47 | 2018-12-15 04:00 | 12 | 15 | 4 | W | 30.13 | - | 30.13 | 2019-12-15 04:00 | 12 | 15 | 4 | W | 19.23 | - | 19.23
2017-12-15 05:00 | 12 | 15 | 5 |  | 30.15 | - | 30.15 | 2018-12-15 05:00 | 12 | 15 | 5 | W | 30.26 | - | 30.26 | 2019-12-15 05:00 | 12 | 15 | 5 | W | 19.47 | - | 19.47
2017-12-15 06:00 | 12 | 15 | 6 |  | 41.98 | - | 41.98 | 2018-12-15 06:00 | 12 | 15 | 6 | W | 33.8 | - | 33.8 | 2019-12-15 06:00 | 12 | 15 | 6 | W | 20.39 | - | 20.39
2017-12-15 07:00 | 12 | 15 | 7 |  | 46.67 | - | 46.67 | 2018-12-15 07:00 | 12 | 15 | 7 | W | 36.18 | - | 36.18 | 2019-12-15 07:00 | 12 | 15 | 7 | W | 22.13 | - | 22.13
2017-12-15 08:00 | 12 | 15 | 8 |  | 39.35 | 39.35 | - | 2018-12-15 08:00 | 12 | 15 | 8 | W | 36.75 | - | 36.75 | 2019-12-15 08:00 | 12 | 15 | 8 | W | 22.74 | - | 22.74
2017-12-15 09:00 | 12 | 15 | 9 |  | 36.73 | 36.73 | - | 2018-12-15 09:00 | 12 | 15 | 9 | W | 38.4 | - | 38.4 | 2019-12-15 09:00 | 12 | 15 | 9 | W | 22.93 | - | 22.93
2017-12-15 10:00 | 12 | 15 | 10 |  | 34.66 | 34.66 | - | 2018-12-15 10:00 | 12 | 15 | 10 | W | 39.79 | - | 39.79 | 2019-12-15 10:00 | 12 | 15 | 10 | W | 22.72 | - | 22.72
2017-12-15 11:00 | 12 | 15 | 11 |  | 30.72 | 30.72 | - | 2018-12-15 11:00 | 12 | 15 | 11 | W | 39.3 | - | 39.3 | 2019-12-15 11:00 | 12 | 15 | 11 | W | 21.76 | - | 21.76
2017-12-15 12:00 | 12 | 15 | 12 |  | 28.87 | 28.87 | - | 2018-12-15 12:00 | 12 | 15 | 12 | W | 35.23 | - | 35.23 | 2019-12-15 12:00 | 12 | 15 | 12 | W | 21.08 | - | 21.08
2017-12-15 13:00 | 12 | 15 | 13 |  | 28.24 | 28.24 | - | 2018-12-15 13:00 | 12 | 15 | 13 | W | 33.43 | - | 33.43 | 2019-12-15 13:00 | 12 | 15 | 13 | W | 20.68 | - | 20.68
2017-12-15 14:00 | 12 | 15 | 14 |  | 27.4 | 27.4 | - | 2018-12-15 14:00 | 12 | 15 | 14 | W | 31.64 | - | 31.64 | 2019-12-15 14:00 | 12 | 15 | 14 | W | 20.59 | - | 20.59
2017-12-15 15:00 | 12 | 15 | 15 |  | 27.54 | 27.54 | - | 2018-12-15 15:00 | 12 | 15 | 15 | W | 31.46 | - | 31.46 | 2019-12-15 15:00 | 12 | 15 | 15 | W | 20.61 | - | 20.61
2017-12-15 16:00 | 12 | 15 | 16 |  | 29.53 | 29.53 | - | 2018-12-15 16:00 | 12 | 15 | 16 | W | 35.58 | - | 35.58 | 2019-12-15 16:00 | 12 | 15 | 16 | W | 22.68 | - | 22.68
2017-12-15 17:00 | 12 | 15 | 17 |  | 37.96 | - | 37.96 | 2018-12-15 17:00 | 12 | 15 | 17 | W | 40.99 | - | 40.99 | 2019-12-15 17:00 | 12 | 15 | 17 | W | 29.25 | - | 29.25
2017-12-15 18:00 | 12 | 15 | 18 |  | 34.35 | - | 34.35 | 2018-12-15 18:00 | 12 | 15 | 18 | W | 39.98 | - | 39.98 | 2019-12-15 18:00 | 12 | 15 | 18 | W | 28.98 | - | 28.98
2017-12-15 19:00 | 12 | 15 | 19 |  | 34.3 | - | 34.3 | 2018-12-15 19:00 | 12 | 15 | 19 | W | 38.62 | - | 38.62 | 2019-12-15 19:00 | 12 | 15 | 19 | W | 28.05 | - | 28.05
2017-12-15 20:00 | 12 | 15 | 20 |  | 32.13 | - | 32.13 | 2018-12-15 20:00 | 12 | 15 | 20 | W | 35.98 | - | 35.98 | 2019-12-15 20:00 | 12 | 15 | 20 | W | 28.77 | - | 28.77
2017-12-15 21:00 | 12 | 15 | 21 |  | 31.2 | - | 31.2 | 2018-12-15 21:00 | 12 | 15 | 21 | W | 33.75 | - | 33.75 | 2019-12-15 21:00 | 12 | 15 | 21 | W | 24.66 | - | 24.66
2017-12-15 22:00 | 12 | 15 | 22 |  | 27.66 | - | 27.66 | 2018-12-15 22:00 | 12 | 15 | 22 | W | 33.24 | - | 33.24 | 2019-12-15 22:00 | 12 | 15 | 22 | W | 23.07 | - | 23.07
2017-12-15 23:00 | 12 | 15 | 23 |  | 25.21 | - | 25.21 | 2018-12-15 23:00 | 12 | 15 | 23 | W | 31.24 | - | 31.24 | 2019-12-15 23:00 | 12 | 15 | 23 | W | 21.89 | - | 21.89
2017-12-16 | 12 | 16 | 0 | W | 26.35 | - | 26.35 | 2018-12-16 | 12 | 16 | 0 | W | 27.53 | - | 27.53 | 2019-12-16 | 12 | 16 | 0 |  | 20.69 | - | 20.69
2017-12-16 01:00 | 12 | 16 | 1 | W | 25.27 | - | 25.27 | 2018-12-16 01:00 | 12 | 16 | 1 | W | 26.81 | - | 26.81 | 2019-12-16 01:00 | 12 | 16 | 1 |  | 20.5 | - | 20.5
2017-12-16 02:00 | 12 | 16 | 2 | W | 24.4 | - | 24.4 | 2018-12-16 02:00 | 12 | 16 | 2 | W | 26.61 | - | 26.61 | 2019-12-16 02:00 | 12 | 16 | 2 |  | 20.32 | - | 20.32
2017-12-16 03:00 | 12 | 16 | 3 | W | 24.35 | - | 24.35 | 2018-12-16 03:00 | 12 | 16 | 3 | W | 26.56 | - | 26.56 | 2019-12-16 03:00 | 12 | 16 | 3 |  | 20.41 | - | 20.41
2017-12-16 04:00 | 12 | 16 | 4 | W | 24.64 | - | 24.64 | 2018-12-16 04:00 | 12 | 16 | 4 | W | 26.54 | - | 26.54 | 2019-12-16 04:00 | 12 | 16 | 4 |  | 20.56 | - | 20.56
2017-12-16 05:00 | 12 | 16 | 5 | W | 25.48 | - | 25.48 | 2018-12-16 05:00 | 12 | 16 | 5 | W | 26.91 | - | 26.91 | 2019-12-16 05:00 | 12 | 16 | 5 |  | 23.38 | - | 23.38
2017-12-16 06:00 | 12 | 16 | 6 | W | 28.5 | - | 28.5 | 2018-12-16 06:00 | 12 | 16 | 6 | W | 27.29 | - | 27.29 | 2019-12-16 06:00 | 12 | 16 | 6 |  | 31.87 | - | 31.87
2017-12-16 07:00 | 12 | 16 | 7 | W | 30.28 | - | 30.28 | 2018-12-16 07:00 | 12 | 16 | 7 | W | 29.18 | - | 29.18 | 2019-12-16 07:00 | 12 | 16 | 7 |  | 34.15 | - | 34.15
2017-12-16 08:00 | 12 | 16 | 8 | W | 30.85 | - | 30.85 | 2018-12-16 08:00 | 12 | 16 | 8 | W | 30.43 | - | 30.43 | 2019-12-16 08:00 | 12 | 16 | 8 |  | 32.02 | 32.02 | -
2017-12-16 09:00 | 12 | 16 | 9 | W | 31.77 | - | 31.77 | 2018-12-16 09:00 | 12 | 16 | 9 | W | 32.36 | - | 32.36 | 2019-12-16 09:00 | 12 | 16 | 9 |  | 32.01 | 32.01 | -
2017-12-16 10:00 | 12 | 16 | 10 | W | 30.05 | - | 30.05 | 2018-12-16 10:00 | 12 | 16 | 10 | W | 32.83 | - | 32.83 | 2019-12-16 10:00 | 12 | 16 | 10 |  | 32.39 | 32.39 | -
2017-12-16 11:00 | 12 | 16 | 11 | W | 26.38 | - | 26.38 | 2018-12-16 11:00 | 12 | 16 | 11 | W | 32.58 | - | 32.58 | 2019-12-16 11:00 | 12 | 16 | 11 |  | 31.39 | 31.39 | -
2017-12-16 12:00 | 12 | 16 | 12 | W | 24.75 | - | 24.75 | 2018-12-16 12:00 | 12 | 16 | 12 | W | 31.38 | - | 31.38 | 2019-12-16 12:00 | 12 | 16 | 12 |  | 27.81 | 27.81 | -
2017-12-16 13:00 | 12 | 16 | 13 | W | 23.92 | - | 23.92 | 2018-12-16 13:00 | 12 | 16 | 13 | W | 30.1 | - | 30.1 | 2019-12-16 13:00 | 12 | 16 | 13 |  | 27.09 | 27.09 | -
2017-12-16 14:00 | 12 | 16 | 14 | W | 23.33 | - | 23.33 | 2018-12-16 14:00 | 12 | 16 | 14 | W | 29.74 | - | 29.74 | 2019-12-16 14:00 | 12 | 16 | 14 |  | 26.03 | 26.03 | -
2017-12-16 15:00 | 12 | 16 | 15 | W | 23.38 | - | 23.38 | 2018-12-16 15:00 | 12 | 16 | 15 | W | 29.27 | - | 29.27 | 2019-12-16 15:00 | 12 | 16 | 15 |  | 25.93 | 25.93 | -
2017-12-16 16:00 | 12 | 16 | 16 | W | 24.84 | - | 24.84 | 2018-12-16 16:00 | 12 | 16 | 16 | W | 34.15 | - | 34.15 | 2019-12-16 16:00 | 12 | 16 | 16 |  | 31.32 | 31.32 | -
2017-12-16 17:00 | 12 | 16 | 17 | W | 32.86 | - | 32.86 | 2018-12-16 17:00 | 12 | 16 | 17 | W | 42.89 | - | 42.89 | 2019-12-16 17:00 | 12 | 16 | 17 |  | 34.39 | - | 34.39
2017-12-16 18:00 | 12 | 16 | 18 | W | 30.56 | - | 30.56 | 2018-12-16 18:00 | 12 | 16 | 18 | W | 42.11 | - | 42.11 | 2019-12-16 18:00 | 12 | 16 | 18 |  | 34.78 | - | 34.78
2017-12-16 19:00 | 12 | 16 | 19 | W | 29.59 | - | 29.59 | 2018-12-16 19:00 | 12 | 16 | 19 | W | 39.11 | - | 39.11 | 2019-12-16 19:00 | 12 | 16 | 19 |  | 34.84 | - | 34.84
2017-12-16 20:00 | 12 | 16 | 20 | W | 28.44 | - | 28.44 | 2018-12-16 20:00 | 12 | 16 | 20 | W | 36.22 | - | 36.22 | 2019-12-16 20:00 | 12 | 16 | 20 |  | 31.6 | - | 31.6
2017-12-16 21:00 | 12 | 16 | 21 | W | 27.63 | - | 27.63 | 2018-12-16 21:00 | 12 | 16 | 21 | W | 33.54 | - | 33.54 | 2019-12-16 21:00 | 12 | 16 | 21 |  | 25.32 | - | 25.32
2017-12-16 22:00 | 12 | 16 | 22 | W | 24.59 | - | 24.59 | 2018-12-16 22:00 | 12 | 16 | 22 | W | 29.45 | - | 29.45 | 2019-12-16 22:00 | 12 | 16 | 22 |  | 23.81 | - | 23.81
2017-12-16 23:00 | 12 | 16 | 23 | W | 23.64 | - | 23.64 | 2018-12-16 23:00 | 12 | 16 | 23 | W | 28.03 | - | 28.03 | 2019-12-16 23:00 | 12 | 16 | 23 |  | 21.06 | - | 21.06
2017-12-17 | 12 | 17 | 0 | W | 25.2 | - | 25.2 | 2018-12-17 | 12 | 17 | 0 |  | 28.28 | - | 28.28 | 2019-12-17 | 12 | 17 | 0 |  | 19.62 | - | 19.62
2017-12-17 01:00 | 12 | 17 | 1 | W | 24.54 | - | 24.54 | 2018-12-17 01:00 | 12 | 17 | 1 |  | 29.56 | - | 29.56 | 2019-12-17 01:00 | 12 | 17 | 1 |  | 19.57 | - | 19.57
2017-12-17 02:00 | 12 | 17 | 2 | W | 24.33 | - | 24.33 | 2018-12-17 02:00 | 12 | 17 | 2 |  | 28.75 | - | 28.75 | 2019-12-17 02:00 | 12 | 17 | 2 |  | 19.19 | - | 19.19
2017-12-17 03:00 | 12 | 17 | 3 | W | 24.33 | - | 24.33 | 2018-12-17 03:00 | 12 | 17 | 3 |  | 29.41 | - | 29.41 | 2019-12-17 03:00 | 12 | 17 | 3 |  | 19.22 | - | 19.22
2017-12-17 04:00 | 12 | 17 | 4 | W | 24.29 | - | 24.29 | 2018-12-17 04:00 | 12 | 17 | 4 |  | 31.62 | - | 31.62 | 2019-12-17 04:00 | 12 | 17 | 4 |  | 19.42 | - | 19.42
2017-12-17 05:00 | 12 | 17 | 5 | W | 24.66 | - | 24.66 | 2018-12-17 05:00 | 12 | 17 | 5 |  | 32.09 | - | 32.09 | 2019-12-17 05:00 | 12 | 17 | 5 |  | 21.09 | - | 21.09
2017-12-17 06:00 | 12 | 17 | 6 | W | 25.38 | - | 25.38 | 2018-12-17 06:00 | 12 | 17 | 6 |  | 37.75 | - | 37.75 | 2019-12-17 06:00 | 12 | 17 | 6 |  | 25.91 | - | 25.91
2017-12-17 07:00 | 12 | 17 | 7 | W | 27.86 | - | 27.86 | 2018-12-17 07:00 | 12 | 17 | 7 |  | 43.65 | - | 43.65 | 2019-12-17 07:00 | 12 | 17 | 7 |  | 27.45 | - | 27.45
2017-12-17 08:00 | 12 | 17 | 8 | W | 29.86 | - | 29.86 | 2018-12-17 08:00 | 12 | 17 | 8 |  | 41.73 | 41.73 | - | 2019-12-17 08:00 | 12 | 17 | 8 |  | 26.56 | 26.56 | -
2017-12-17 09:00 | 12 | 17 | 9 | W | 28.76 | - | 28.76 | 2018-12-17 09:00 | 12 | 17 | 9 |  | 40.4 | 40.4 | - | 2019-12-17 09:00 | 12 | 17 | 9 |  | 26.23 | 26.23 | -
2017-12-17 10:00 | 12 | 17 | 10 | W | 26.39 | - | 26.39 | 2018-12-17 10:00 | 12 | 17 | 10 |  | 38.04 | 38.04 | - | 2019-12-17 10:00 | 12 | 17 | 10 |  | 25.93 | 25.93 | -
2017-12-17 11:00 | 12 | 17 | 11 | W | 25.05 | - | 25.05 | 2018-12-17 11:00 | 12 | 17 | 11 |  | 36.97 | 36.97 | - | 2019-12-17 11:00 | 12 | 17 | 11 |  | 25.24 | 25.24 | -
2017-12-17 12:00 | 12 | 17 | 12 | W | 24.08 | - | 24.08 | 2018-12-17 12:00 | 12 | 17 | 12 |  | 34.27 | 34.27 | - | 2019-12-17 12:00 | 12 | 17 | 12 |  | 24.02 | 24.02 | -
2017-12-17 13:00 | 12 | 17 | 13 | W | 24.11 | - | 24.11 | 2018-12-17 13:00 | 12 | 17 | 13 |  | 33.43 | 33.43 | - | 2019-12-17 13:00 | 12 | 17 | 13 |  | 23.43 | 23.43 | -
2017-12-17 14:00 | 12 | 17 | 14 | W | 24.03 | - | 24.03 | 2018-12-17 14:00 | 12 | 17 | 14 |  | 32.59 | 32.59 | - | 2019-12-17 14:00 | 12 | 17 | 14 |  | 22.97 | 22.97 | -
2017-12-17 15:00 | 12 | 17 | 15 | W | 24.08 | - | 24.08 | 2018-12-17 15:00 | 12 | 17 | 15 |  | 32.79 | 32.79 | - | 2019-12-17 15:00 | 12 | 17 | 15 |  | 23.1 | 23.1 | -
2017-12-17 16:00 | 12 | 17 | 16 | W | 27.13 | - | 27.13 | 2018-12-17 16:00 | 12 | 17 | 16 |  | 37.87 | 37.87 | - | 2019-12-17 16:00 | 12 | 17 | 16 |  | 25.1 | 25.1 | -
2017-12-17 17:00 | 12 | 17 | 17 | W | 36.1 | - | 36.1 | 2018-12-17 17:00 | 12 | 17 | 17 |  | 46.67 | - | 46.67 | 2019-12-17 17:00 | 12 | 17 | 17 |  | 29.62 | - | 29.62
2017-12-17 18:00 | 12 | 17 | 18 | W | 33.84 | - | 33.84 | 2018-12-17 18:00 | 12 | 17 | 18 |  | 48.54 | - | 48.54 | 2019-12-17 18:00 | 12 | 17 | 18 |  | 27.34 | - | 27.34
2017-12-17 19:00 | 12 | 17 | 19 | W | 31.16 | - | 31.16 | 2018-12-17 19:00 | 12 | 17 | 19 |  | 47.29 | - | 47.29 | 2019-12-17 19:00 | 12 | 17 | 19 |  | 27.45 | - | 27.45
2017-12-17 20:00 | 12 | 17 | 20 | W | 28.95 | - | 28.95 | 2018-12-17 20:00 | 12 | 17 | 20 |  | 45.48 | - | 45.48 | 2019-12-17 20:00 | 12 | 17 | 20 |  | 26.85 | - | 26.85
2017-12-17 21:00 | 12 | 17 | 21 | W | 26.53 | - | 26.53 | 2018-12-17 21:00 | 12 | 17 | 21 |  | 42.53 | - | 42.53 | 2019-12-17 21:00 | 12 | 17 | 21 |  | 24.4 | - | 24.4
2017-12-17 22:00 | 12 | 17 | 22 | W | 24.48 | - | 24.48 | 2018-12-17 22:00 | 12 | 17 | 22 |  | 36.77 | - | 36.77 | 2019-12-17 22:00 | 12 | 17 | 22 |  | 22.78 | - | 22.78
2017-12-17 23:00 | 12 | 17 | 23 | W | 23.45 | - | 23.45 | 2018-12-17 23:00 | 12 | 17 | 23 |  | 32.63 | - | 32.63 | 2019-12-17 23:00 | 12 | 17 | 23 |  | 21.26 | - | 21.26
2017-12-18 | 12 | 18 | 0 |  | 22.35 | - | 22.35 | 2018-12-18 | 12 | 18 | 0 |  | 28.78 | - | 28.78 | 2019-12-18 | 12 | 18 | 0 |  | 21.24 | - | 21.24
2017-12-18 01:00 | 12 | 18 | 1 |  | 21.85 | - | 21.85 | 2018-12-18 01:00 | 12 | 18 | 1 |  | 28.53 | - | 28.53 | 2019-12-18 01:00 | 12 | 18 | 1 |  | 20.83 | - | 20.83
2017-12-18 02:00 | 12 | 18 | 2 |  | 21.57 | - | 21.57 | 2018-12-18 02:00 | 12 | 18 | 2 |  | 27.99 | - | 27.99 | 2019-12-18 02:00 | 12 | 18 | 2 |  | 20.51 | - | 20.51
2017-12-18 03:00 | 12 | 18 | 3 |  | 21.84 | - | 21.84 | 2018-12-18 03:00 | 12 | 18 | 3 |  | 28.53 | - | 28.53 | 2019-12-18 03:00 | 12 | 18 | 3 |  | 20.78 | - | 20.78
2017-12-18 04:00 | 12 | 18 | 4 |  | 22.56 | - | 22.56 | 2018-12-18 04:00 | 12 | 18 | 4 |  | 29.56 | - | 29.56 | 2019-12-18 04:00 | 12 | 18 | 4 |  | 21.91 | - | 21.91
2017-12-18 05:00 | 12 | 18 | 5 |  | 23.42 | - | 23.42 | 2018-12-18 05:00 | 12 | 18 | 5 |  | 32.99 | - | 32.99 | 2019-12-18 05:00 | 12 | 18 | 5 |  | 24.74 | - | 24.74
2017-12-18 06:00 | 12 | 18 | 6 |  | 30.58 | - | 30.58 | 2018-12-18 06:00 | 12 | 18 | 6 |  | 46.46 | - | 46.46 | 2019-12-18 06:00 | 12 | 18 | 6 |  | 32.58 | - | 32.58
2017-12-18 07:00 | 12 | 18 | 7 |  | 31.18 | - | 31.18 | 2018-12-18 07:00 | 12 | 18 | 7 |  | 55.52 | - | 55.52 | 2019-12-18 07:00 | 12 | 18 | 7 |  | 38.41 | - | 38.41
2017-12-18 08:00 | 12 | 18 | 8 |  | 30.16 | 30.16 | - | 2018-12-18 08:00 | 12 | 18 | 8 |  | 44.36 | 44.36 | - | 2019-12-18 08:00 | 12 | 18 | 8 |  | 30.56 | 30.56 | -
2017-12-18 09:00 | 12 | 18 | 9 |  | 31.07 | 31.07 | - | 2018-12-18 09:00 | 12 | 18 | 9 |  | 41.09 | 41.09 | - | 2019-12-18 09:00 | 12 | 18 | 9 |  | 27.33 | 27.33 | -
2017-12-18 10:00 | 12 | 18 | 10 |  | 30.3 | 30.3 | - | 2018-12-18 10:00 | 12 | 18 | 10 |  | 39.08 | 39.08 | - | 2019-12-18 10:00 | 12 | 18 | 10 |  | 31.4 | 31.4 | -
2017-12-18 11:00 | 12 | 18 | 11 |  | 28.36 | 28.36 | - | 2018-12-18 11:00 | 12 | 18 | 11 |  | 36.6 | 36.6 | - | 2019-12-18 11:00 | 12 | 18 | 11 |  | 29.51 | 29.51 | -
2017-12-18 12:00 | 12 | 18 | 12 |  | 25.71 | 25.71 | - | 2018-12-18 12:00 | 12 | 18 | 12 |  | 34.34 | 34.34 | - | 2019-12-18 12:00 | 12 | 18 | 12 |  | 27.6 | 27.6 | -
2017-12-18 13:00 | 12 | 18 | 13 |  | 24.9 | 24.9 | - | 2018-12-18 13:00 | 12 | 18 | 13 |  | 33.64 | 33.64 | - | 2019-12-18 13:00 | 12 | 18 | 13 |  | 27.69 | 27.69 | -
2017-12-18 14:00 | 12 | 18 | 14 |  | 24.3 | 24.3 | - | 2018-12-18 14:00 | 12 | 18 | 14 |  | 32.58 | 32.58 | - | 2019-12-18 14:00 | 12 | 18 | 14 |  | 27.38 | 27.38 | -
2017-12-18 15:00 | 12 | 18 | 15 |  | 24.18 | 24.18 | - | 2018-12-18 15:00 | 12 | 18 | 15 |  | 32.39 | 32.39 | - | 2019-12-18 15:00 | 12 | 18 | 15 |  | 27.89 | 27.89 | -
2017-12-18 16:00 | 12 | 18 | 16 |  | 27.09 | 27.09 | - | 2018-12-18 16:00 | 12 | 18 | 16 |  | 38.48 | 38.48 | - | 2019-12-18 16:00 | 12 | 18 | 16 |  | 33.36 | 33.36 | -
2017-12-18 17:00 | 12 | 18 | 17 |  | 29.6 | - | 29.6 | 2018-12-18 17:00 | 12 | 18 | 17 |  | 50.59 | - | 50.59 | 2019-12-18 17:00 | 12 | 18 | 17 |  | 43.14 | - | 43.14
2017-12-18 18:00 | 12 | 18 | 18 |  | 30.46 | - | 30.46 | 2018-12-18 18:00 | 12 | 18 | 18 |  | 47.18 | - | 47.18 | 2019-12-18 18:00 | 12 | 18 | 18 |  | 40.66 | - | 40.66
2017-12-18 19:00 | 12 | 18 | 19 |  | 28.23 | - | 28.23 | 2018-12-18 19:00 | 12 | 18 | 19 |  | 44.98 | - | 44.98 | 2019-12-18 19:00 | 12 | 18 | 19 |  | 39.9 | - | 39.9
2017-12-18 20:00 | 12 | 18 | 20 |  | 26.82 | - | 26.82 | 2018-12-18 20:00 | 12 | 18 | 20 |  | 40.24 | - | 40.24 | 2019-12-18 20:00 | 12 | 18 | 20 |  | 41.24 | - | 41.24
2017-12-18 21:00 | 12 | 18 | 21 |  | 24.63 | - | 24.63 | 2018-12-18 21:00 | 12 | 18 | 21 |  | 36.97 | - | 36.97 | 2019-12-18 21:00 | 12 | 18 | 21 |  | 37.96 | - | 37.96
2017-12-18 22:00 | 12 | 18 | 22 |  | 23.04 | - | 23.04 | 2018-12-18 22:00 | 12 | 18 | 22 |  | 33.69 | - | 33.69 | 2019-12-18 22:00 | 12 | 18 | 22 |  | 31.77 | - | 31.77
2017-12-18 23:00 | 12 | 18 | 23 |  | 20.9 | - | 20.9 | 2018-12-18 23:00 | 12 | 18 | 23 |  | 30.84 | - | 30.84 | 2019-12-18 23:00 | 12 | 18 | 23 |  | 29.77 | - | 29.77
2017-12-19 | 12 | 19 | 0 |  | 21.03 | - | 21.03 | 2018-12-19 | 12 | 19 | 0 |  | 29.87 | - | 29.87 | 2019-12-19 | 12 | 19 | 0 |  | 29.07 | - | 29.07
2017-12-19 01:00 | 12 | 19 | 1 |  | 20.49 | - | 20.49 | 2018-12-19 01:00 | 12 | 19 | 1 |  | 29.25 | - | 29.25 | 2019-12-19 01:00 | 12 | 19 | 1 |  | 27.57 | - | 27.57
2017-12-19 02:00 | 12 | 19 | 2 |  | 20.12 | - | 20.12 | 2018-12-19 02:00 | 12 | 19 | 2 |  | 29.08 | - | 29.08 | 2019-12-19 02:00 | 12 | 19 | 2 |  | 27.54 | - | 27.54
2017-12-19 03:00 | 12 | 19 | 3 |  | 20.1 | - | 20.1 | 2018-12-19 03:00 | 12 | 19 | 3 |  | 29.62 | - | 29.62 | 2019-12-19 03:00 | 12 | 19 | 3 |  | 27.86 | - | 27.86
2017-12-19 04:00 | 12 | 19 | 4 |  | 20.38 | - | 20.38 | 2018-12-19 04:00 | 12 | 19 | 4 |  | 31.28 | - | 31.28 | 2019-12-19 04:00 | 12 | 19 | 4 |  | 29.15 | - | 29.15
2017-12-19 05:00 | 12 | 19 | 5 |  | 21.05 | - | 21.05 | 2018-12-19 05:00 | 12 | 19 | 5 |  | 32.77 | - | 32.77 | 2019-12-19 05:00 | 12 | 19 | 5 |  | 36.62 | - | 36.62
2017-12-19 06:00 | 12 | 19 | 6 |  | 26.59 | - | 26.59 | 2018-12-19 06:00 | 12 | 19 | 6 |  | 42.48 | - | 42.48 | 2019-12-19 06:00 | 12 | 19 | 6 |  | 56.91 | - | 56.91
2017-12-19 07:00 | 12 | 19 | 7 |  | 28.4 | - | 28.4 | 2018-12-19 07:00 | 12 | 19 | 7 |  | 49.47 | - | 49.47 | 2019-12-19 07:00 | 12 | 19 | 7 |  | 68.18 | - | 68.18
2017-12-19 08:00 | 12 | 19 | 8 |  | 25.61 | 25.61 | - | 2018-12-19 08:00 | 12 | 19 | 8 |  | 40.1 | 40.1 | - | 2019-12-19 08:00 | 12 | 19 | 8 |  | 40.02 | 40.02 | -
2017-12-19 09:00 | 12 | 19 | 9 |  | 25.06 | 25.06 | - | 2018-12-19 09:00 | 12 | 19 | 9 |  | 37.61 | 37.61 | - | 2019-12-19 09:00 | 12 | 19 | 9 |  | 32.66 | 32.66 | -
2017-12-19 10:00 | 12 | 19 | 10 |  | 25.13 | 25.13 | - | 2018-12-19 10:00 | 12 | 19 | 10 |  | 35.02 | 35.02 | - | 2019-12-19 10:00 | 12 | 19 | 10 |  | 30.17 | 30.17 | -
2017-12-19 11:00 | 12 | 19 | 11 |  | 24.12 | 24.12 | - | 2018-12-19 11:00 | 12 | 19 | 11 |  | 32.65 | 32.65 | - | 2019-12-19 11:00 | 12 | 19 | 11 |  | 28.32 | 28.32 | -
2017-12-19 12:00 | 12 | 19 | 12 |  | 23.59 | 23.59 | - | 2018-12-19 12:00 | 12 | 19 | 12 |  | 31.76 | 31.76 | - | 2019-12-19 12:00 | 12 | 19 | 12 |  | 26.24 | 26.24 | -
2017-12-19 13:00 | 12 | 19 | 13 |  | 23.39 | 23.39 | - | 2018-12-19 13:00 | 12 | 19 | 13 |  | 31.25 | 31.25 | - | 2019-12-19 13:00 | 12 | 19 | 13 |  | 25.59 | 25.59 | -
2017-12-19 14:00 | 12 | 19 | 14 |  | 23.07 | 23.07 | - | 2018-12-19 14:00 | 12 | 19 | 14 |  | 29.9 | 29.9 | - | 2019-12-19 14:00 | 12 | 19 | 14 |  | 25.09 | 25.09 | -
2017-12-19 15:00 | 12 | 19 | 15 |  | 23.16 | 23.16 | - | 2018-12-19 15:00 | 12 | 19 | 15 |  | 29.9 | 29.9 | - | 2019-12-19 15:00 | 12 | 19 | 15 |  | 25.93 | 25.93 | -
2017-12-19 16:00 | 12 | 19 | 16 |  | 24.87 | 24.87 | - | 2018-12-19 16:00 | 12 | 19 | 16 |  | 33.31 | 33.31 | - | 2019-12-19 16:00 | 12 | 19 | 16 |  | 29.5 | 29.5 | -
2017-12-19 17:00 | 12 | 19 | 17 |  | 31.82 | - | 31.82 | 2018-12-19 17:00 | 12 | 19 | 17 |  | 39.51 | - | 39.51 | 2019-12-19 17:00 | 12 | 19 | 17 |  | 39.16 | - | 39.16
2017-12-19 18:00 | 12 | 19 | 18 |  | 31.08 | - | 31.08 | 2018-12-19 18:00 | 12 | 19 | 18 |  | 40.87 | - | 40.87 | 2019-12-19 18:00 | 12 | 19 | 18 |  | 36.49 | - | 36.49
2017-12-19 19:00 | 12 | 19 | 19 |  | 30.46 | - | 30.46 | 2018-12-19 19:00 | 12 | 19 | 19 |  | 38.06 | - | 38.06 | 2019-12-19 19:00 | 12 | 19 | 19 |  | 35.45 | - | 35.45
2017-12-19 20:00 | 12 | 19 | 20 |  | 29.82 | - | 29.82 | 2018-12-19 20:00 | 12 | 19 | 20 |  | 35.46 | - | 35.46 | 2019-12-19 20:00 | 12 | 19 | 20 |  | 35.44 | - | 35.44
2017-12-19 21:00 | 12 | 19 | 21 |  | 26.67 | - | 26.67 | 2018-12-19 21:00 | 12 | 19 | 21 |  | 32.6 | - | 32.6 | 2019-12-19 21:00 | 12 | 19 | 21 |  | 31.48 | - | 31.48
2017-12-19 22:00 | 12 | 19 | 22 |  | 22.96 | - | 22.96 | 2018-12-19 22:00 | 12 | 19 | 22 |  | 29.62 | - | 29.62 | 2019-12-19 22:00 | 12 | 19 | 22 |  | 30.05 | - | 30.05
2017-12-19 23:00 | 12 | 19 | 23 |  | 21.03 | - | 21.03 | 2018-12-19 23:00 | 12 | 19 | 23 |  | 27.25 | - | 27.25 | 2019-12-19 23:00 | 12 | 19 | 23 |  | 27.5 | - | 27.5
2017-12-20 | 12 | 20 | 0 |  | 21.1 | - | 21.1 | 2018-12-20 | 12 | 20 | 0 |  | 26.22 | - | 26.22 | 2019-12-20 | 12 | 20 | 0 |  | 28.33 | - | 28.33
2017-12-20 01:00 | 12 | 20 | 1 |  | 20.41 | - | 20.41 | 2018-12-20 01:00 | 12 | 20 | 1 |  | 25.94 | - | 25.94 | 2019-12-20 01:00 | 12 | 20 | 1 |  | 28.12 | - | 28.12
2017-12-20 02:00 | 12 | 20 | 2 |  | 20.3 | - | 20.3 | 2018-12-20 02:00 | 12 | 20 | 2 |  | 25.26 | - | 25.26 | 2019-12-20 02:00 | 12 | 20 | 2 |  | 27.93 | - | 27.93
2017-12-20 03:00 | 12 | 20 | 3 |  | 20.38 | - | 20.38 | 2018-12-20 03:00 | 12 | 20 | 3 |  | 25.55 | - | 25.55 | 2019-12-20 03:00 | 12 | 20 | 3 |  | 28.07 | - | 28.07
2017-12-20 04:00 | 12 | 20 | 4 |  | 21.08 | - | 21.08 | 2018-12-20 04:00 | 12 | 20 | 4 |  | 26.58 | - | 26.58 | 2019-12-20 04:00 | 12 | 20 | 4 |  | 30.07 | - | 30.07
2017-12-20 05:00 | 12 | 20 | 5 |  | 21.86 | - | 21.86 | 2018-12-20 05:00 | 12 | 20 | 5 |  | 27.99 | - | 27.99 | 2019-12-20 05:00 | 12 | 20 | 5 |  | 36.34 | - | 36.34
2017-12-20 06:00 | 12 | 20 | 6 |  | 28.42 | - | 28.42 | 2018-12-20 06:00 | 12 | 20 | 6 |  | 35.69 | - | 35.69 | 2019-12-20 06:00 | 12 | 20 | 6 |  | 52.41 | - | 52.41
2017-12-20 07:00 | 12 | 20 | 7 |  | 30.11 | - | 30.11 | 2018-12-20 07:00 | 12 | 20 | 7 |  | 41.11 | - | 41.11 | 2019-12-20 07:00 | 12 | 20 | 7 |  | 64.57 | - | 64.57
2017-12-20 08:00 | 12 | 20 | 8 |  | 26.86 | 26.86 | - | 2018-12-20 08:00 | 12 | 20 | 8 |  | 37.25 | 37.25 | - | 2019-12-20 08:00 | 12 | 20 | 8 |  | 38.59 | 38.59 | -
2017-12-20 09:00 | 12 | 20 | 9 |  | 27.07 | 27.07 | - | 2018-12-20 09:00 | 12 | 20 | 9 |  | 35.12 | 35.12 | - | 2019-12-20 09:00 | 12 | 20 | 9 |  | 33.67 | 33.67 | -
2017-12-20 10:00 | 12 | 20 | 10 |  | 28.62 | 28.62 | - | 2018-12-20 10:00 | 12 | 20 | 10 |  | 34.7 | 34.7 | - | 2019-12-20 10:00 | 12 | 20 | 10 |  | 26.09 | 26.09 | -
2017-12-20 11:00 | 12 | 20 | 11 |  | 27.54 | 27.54 | - | 2018-12-20 11:00 | 12 | 20 | 11 |  | 32.41 | 32.41 | - | 2019-12-20 11:00 | 12 | 20 | 11 |  | 24.64 | 24.64 | -
2017-12-20 12:00 | 12 | 20 | 12 |  | 25.42 | 25.42 | - | 2018-12-20 12:00 | 12 | 20 | 12 |  | 31.33 | 31.33 | - | 2019-12-20 12:00 | 12 | 20 | 12 |  | 23.22 | 23.22 | -
2017-12-20 13:00 | 12 | 20 | 13 |  | 25.27 | 25.27 | - | 2018-12-20 13:00 | 12 | 20 | 13 |  | 30.34 | 30.34 | - | 2019-12-20 13:00 | 12 | 20 | 13 |  | 23.28 | 23.28 | -
2017-12-20 14:00 | 12 | 20 | 14 |  | 24.98 | 24.98 | - | 2018-12-20 14:00 | 12 | 20 | 14 |  | 29.47 | 29.47 | - | 2019-12-20 14:00 | 12 | 20 | 14 |  | 23.08 | 23.08 | -
2017-12-20 15:00 | 12 | 20 | 15 |  | 24.98 | 24.98 | - | 2018-12-20 15:00 | 12 | 20 | 15 |  | 28.52 | 28.52 | - | 2019-12-20 15:00 | 12 | 20 | 15 |  | 23.06 | 23.06 | -
2017-12-20 16:00 | 12 | 20 | 16 |  | 29.96 | 29.96 | - | 2018-12-20 16:00 | 12 | 20 | 16 |  | 31.55 | 31.55 | - | 2019-12-20 16:00 | 12 | 20 | 16 |  | 24.94 | 24.94 | -
2017-12-20 17:00 | 12 | 20 | 17 |  | 40.38 | - | 40.38 | 2018-12-20 17:00 | 12 | 20 | 17 |  | 35.71 | - | 35.71 | 2019-12-20 17:00 | 12 | 20 | 17 |  | 33.19 | - | 33.19
2017-12-20 18:00 | 12 | 20 | 18 |  | 35.92 | - | 35.92 | 2018-12-20 18:00 | 12 | 20 | 18 |  | 34.89 | - | 34.89 | 2019-12-20 18:00 | 12 | 20 | 18 |  | 29.78 | - | 29.78
2017-12-20 19:00 | 12 | 20 | 19 |  | 35.98 | - | 35.98 | 2018-12-20 19:00 | 12 | 20 | 19 |  | 32.17 | - | 32.17 | 2019-12-20 19:00 | 12 | 20 | 19 |  | 28.46 | - | 28.46
2017-12-20 20:00 | 12 | 20 | 20 |  | 35.95 | - | 35.95 | 2018-12-20 20:00 | 12 | 20 | 20 |  | 31.1 | - | 31.1 | 2019-12-20 20:00 | 12 | 20 | 20 |  | 27.62 | - | 27.62
2017-12-20 21:00 | 12 | 20 | 21 |  | 34.5 | - | 34.5 | 2018-12-20 21:00 | 12 | 20 | 21 |  | 27.37 | - | 27.37 | 2019-12-20 21:00 | 12 | 20 | 21 |  | 25.76 | - | 25.76
2017-12-20 22:00 | 12 | 20 | 22 |  | 27.84 | - | 27.84 | 2018-12-20 22:00 | 12 | 20 | 22 |  | 25.03 | - | 25.03 | 2019-12-20 22:00 | 12 | 20 | 22 |  | 24.89 | - | 24.89
2017-12-20 23:00 | 12 | 20 | 23 |  | 25.26 | - | 25.26 | 2018-12-20 23:00 | 12 | 20 | 23 |  | 23.34 | - | 23.34 | 2019-12-20 23:00 | 12 | 20 | 23 |  | 23.67 | - | 23.67
2017-12-21 | 12 | 21 | 0 |  | 23.58 | - | 23.58 | 2018-12-21 | 12 | 21 | 0 |  | 23.34 | - | 23.34 | 2019-12-21 | 12 | 21 | 0 | W | 24.98 | - | 24.98
2017-12-21 01:00 | 12 | 21 | 1 |  | 23.23 | - | 23.23 | 2018-12-21 01:00 | 12 | 21 | 1 |  | 22.58 | - | 22.58 | 2019-12-21 01:00 | 12 | 21 | 1 | W | 24.04 | - | 24.04
2017-12-21 02:00 | 12 | 21 | 2 |  | 22.94 | - | 22.94 | 2018-12-21 02:00 | 12 | 21 | 2 |  | 22.81 | - | 22.81 | 2019-12-21 02:00 | 12 | 21 | 2 | W | 24.14 | - | 24.14
2017-12-21 03:00 | 12 | 21 | 3 |  | 23.28 | - | 23.28 | 2018-12-21 03:00 | 12 | 21 | 3 |  | 22.68 | - | 22.68 | 2019-12-21 03:00 | 12 | 21 | 3 | W | 23.94 | - | 23.94
2017-12-21 04:00 | 12 | 21 | 4 |  | 23.89 | - | 23.89 | 2018-12-21 04:00 | 12 | 21 | 4 |  | 23.1 | - | 23.1 | 2019-12-21 04:00 | 12 | 21 | 4 | W | 24.19 | - | 24.19
2017-12-21 05:00 | 12 | 21 | 5 |  | 27.91 | - | 27.91 | 2018-12-21 05:00 | 12 | 21 | 5 |  | 23.87 | - | 23.87 | 2019-12-21 05:00 | 12 | 21 | 5 | W | 25.05 | - | 25.05
2017-12-21 06:00 | 12 | 21 | 6 |  | 35.02 | - | 35.02 | 2018-12-21 06:00 | 12 | 21 | 6 |  | 27.66 | - | 27.66 | 2019-12-21 06:00 | 12 | 21 | 6 | W | 30.05 | - | 30.05
2017-12-21 07:00 | 12 | 21 | 7 |  | 37.36 | - | 37.36 | 2018-12-21 07:00 | 12 | 21 | 7 |  | 32.51 | - | 32.51 | 2019-12-21 07:00 | 12 | 21 | 7 | W | 35.22 | - | 35.22
2017-12-21 08:00 | 12 | 21 | 8 |  | 31.6 | 31.6 | - | 2018-12-21 08:00 | 12 | 21 | 8 |  | 31.16 | 31.16 | - | 2019-12-21 08:00 | 12 | 21 | 8 | W | 36.26 | - | 36.26
2017-12-21 09:00 | 12 | 21 | 9 |  | 31.01 | 31.01 | - | 2018-12-21 09:00 | 12 | 21 | 9 |  | 30.08 | 30.08 | - | 2019-12-21 09:00 | 12 | 21 | 9 | W | 33.16 | - | 33.16
2017-12-21 10:00 | 12 | 21 | 10 |  | 30.49 | 30.49 | - | 2018-12-21 10:00 | 12 | 21 | 10 |  | 30.78 | 30.78 | - | 2019-12-21 10:00 | 12 | 21 | 10 | W | 26.87 | - | 26.87
2017-12-21 11:00 | 12 | 21 | 11 |  | 28.57 | 28.57 | - | 2018-12-21 11:00 | 12 | 21 | 11 |  | 29.33 | 29.33 | - | 2019-12-21 11:00 | 12 | 21 | 11 | W | 23.26 | - | 23.26
2017-12-21 12:00 | 12 | 21 | 12 |  | 25.49 | 25.49 | - | 2018-12-21 12:00 | 12 | 21 | 12 |  | 28.24 | 28.24 | - | 2019-12-21 12:00 | 12 | 21 | 12 | W | 21.82 | - | 21.82
2017-12-21 13:00 | 12 | 21 | 13 |  | 25.22 | 25.22 | - | 2018-12-21 13:00 | 12 | 21 | 13 |  | 27.53 | 27.53 | - | 2019-12-21 13:00 | 12 | 21 | 13 | W | 21.36 | - | 21.36
2017-12-21 14:00 | 12 | 21 | 14 |  | 24.5 | 24.5 | - | 2018-12-21 14:00 | 12 | 21 | 14 |  | 27.16 | 27.16 | - | 2019-12-21 14:00 | 12 | 21 | 14 | W | 21 | - | 21
2017-12-21 15:00 | 12 | 21 | 15 |  | 24.47 | 24.47 | - | 2018-12-21 15:00 | 12 | 21 | 15 |  | 26.63 | 26.63 | - | 2019-12-21 15:00 | 12 | 21 | 15 | W | 20.92 | - | 20.92
2017-12-21 16:00 | 12 | 21 | 16 |  | 29.06 | 29.06 | - | 2018-12-21 16:00 | 12 | 21 | 16 |  | 30.09 | 30.09 | - | 2019-12-21 16:00 | 12 | 21 | 16 | W | 22.86 | - | 22.86
2017-12-21 17:00 | 12 | 21 | 17 |  | 38.83 | - | 38.83 | 2018-12-21 17:00 | 12 | 21 | 17 |  | 36.06 | - | 36.06 | 2019-12-21 17:00 | 12 | 21 | 17 | W | 32.36 | - | 32.36
2017-12-21 18:00 | 12 | 21 | 18 |  | 33.98 | - | 33.98 | 2018-12-21 18:00 | 12 | 21 | 18 |  | 33.96 | - | 33.96 | 2019-12-21 18:00 | 12 | 21 | 18 | W | 27.88 | - | 27.88
2017-12-21 19:00 | 12 | 21 | 19 |  | 34.59 | - | 34.59 | 2018-12-21 19:00 | 12 | 21 | 19 |  | 32.9 | - | 32.9 | 2019-12-21 19:00 | 12 | 21 | 19 | W | 26.95 | - | 26.95
2017-12-21 20:00 | 12 | 21 | 20 |  | 34.41 | - | 34.41 | 2018-12-21 20:00 | 12 | 21 | 20 |  | 32.8 | - | 32.8 | 2019-12-21 20:00 | 12 | 21 | 20 | W | 24.54 | - | 24.54
2017-12-21 21:00 | 12 | 21 | 21 |  | 32.78 | - | 32.78 | 2018-12-21 21:00 | 12 | 21 | 21 |  | 28.39 | - | 28.39 | 2019-12-21 21:00 | 12 | 21 | 21 | W | 23.14 | - | 23.14
2017-12-21 22:00 | 12 | 21 | 22 |  | 25.06 | - | 25.06 | 2018-12-21 22:00 | 12 | 21 | 22 |  | 26.62 | - | 26.62 | 2019-12-21 22:00 | 12 | 21 | 22 | W | 21.37 | - | 21.37
2017-12-21 23:00 | 12 | 21 | 23 |  | 24.7 | - | 24.7 | 2018-12-21 23:00 | 12 | 21 | 23 |  | 24.55 | - | 24.55 | 2019-12-21 23:00 | 12 | 21 | 23 | W | 20.87 | - | 20.87
2017-12-22 | 12 | 22 | 0 |  | 22.91 | - | 22.91 | 2018-12-22 | 12 | 22 | 0 | W | 24.19 | - | 24.19 | 2019-12-22 | 12 | 22 | 0 | W | 21.85 | - | 21.85
2017-12-22 01:00 | 12 | 22 | 1 |  | 22.08 | - | 22.08 | 2018-12-22 01:00 | 12 | 22 | 1 | W | 23.74 | - | 23.74 | 2019-12-22 01:00 | 12 | 22 | 1 | W | 21.14 | - | 21.14
2017-12-22 02:00 | 12 | 22 | 2 |  | 21.6 | - | 21.6 | 2018-12-22 02:00 | 12 | 22 | 2 | W | 23.43 | - | 23.43 | 2019-12-22 02:00 | 12 | 22 | 2 | W | 21.13 | - | 21.13
2017-12-22 03:00 | 12 | 22 | 3 |  | 21.55 | - | 21.55 | 2018-12-22 03:00 | 12 | 22 | 3 | W | 23.55 | - | 23.55 | 2019-12-22 03:00 | 12 | 22 | 3 | W | 21.12 | - | 21.12
2017-12-22 04:00 | 12 | 22 | 4 |  | 22.48 | - | 22.48 | 2018-12-22 04:00 | 12 | 22 | 4 | W | 23.78 | - | 23.78 | 2019-12-22 04:00 | 12 | 22 | 4 | W | 21.54 | - | 21.54
2017-12-22 05:00 | 12 | 22 | 5 |  | 23.63 | - | 23.63 | 2018-12-22 05:00 | 12 | 22 | 5 | W | 24.19 | - | 24.19 | 2019-12-22 05:00 | 12 | 22 | 5 | W | 22.48 | - | 22.48
2017-12-22 06:00 | 12 | 22 | 6 |  | 30.88 | - | 30.88 | 2018-12-22 06:00 | 12 | 22 | 6 | W | 25.01 | - | 25.01 | 2019-12-22 06:00 | 12 | 22 | 6 | W | 24.11 | - | 24.11
2017-12-22 07:00 | 12 | 22 | 7 |  | 31.3 | - | 31.3 | 2018-12-22 07:00 | 12 | 22 | 7 | W | 27.98 | - | 27.98 | 2019-12-22 07:00 | 12 | 22 | 7 | W | 28.01 | - | 28.01
2017-12-22 08:00 | 12 | 22 | 8 |  | 30.42 | 30.42 | - | 2018-12-22 08:00 | 12 | 22 | 8 | W | 30.25 | - | 30.25 | 2019-12-22 08:00 | 12 | 22 | 8 | W | 27.16 | - | 27.16
2017-12-22 09:00 | 12 | 22 | 9 |  | 29.8 | 29.8 | - | 2018-12-22 09:00 | 12 | 22 | 9 | W | 30.85 | - | 30.85 | 2019-12-22 09:00 | 12 | 22 | 9 | W | 24.64 | - | 24.64
2017-12-22 10:00 | 12 | 22 | 10 |  | 27.35 | 27.35 | - | 2018-12-22 10:00 | 12 | 22 | 10 | W | 30.76 | - | 30.76 | 2019-12-22 10:00 | 12 | 22 | 10 | W | 22.74 | - | 22.74
2017-12-22 11:00 | 12 | 22 | 11 |  | 24.7 | 24.7 | - | 2018-12-22 11:00 | 12 | 22 | 11 | W | 27.92 | - | 27.92 | 2019-12-22 11:00 | 12 | 22 | 11 | W | 20.87 | - | 20.87
2017-12-22 12:00 | 12 | 22 | 12 |  | 23.36 | 23.36 | - | 2018-12-22 12:00 | 12 | 22 | 12 | W | 25.91 | - | 25.91 | 2019-12-22 12:00 | 12 | 22 | 12 | W | 20.26 | - | 20.26
2017-12-22 13:00 | 12 | 22 | 13 |  | 23.18 | 23.18 | - | 2018-12-22 13:00 | 12 | 22 | 13 | W | 25.01 | - | 25.01 | 2019-12-22 13:00 | 12 | 22 | 13 | W | 20.03 | - | 20.03
2017-12-22 14:00 | 12 | 22 | 14 |  | 22.82 | 22.82 | - | 2018-12-22 14:00 | 12 | 22 | 14 | W | 24.46 | - | 24.46 | 2019-12-22 14:00 | 12 | 22 | 14 | W | 19.31 | - | 19.31
2017-12-22 15:00 | 12 | 22 | 15 |  | 22.52 | 22.52 | - | 2018-12-22 15:00 | 12 | 22 | 15 | W | 24.43 | - | 24.43 | 2019-12-22 15:00 | 12 | 22 | 15 | W | 19.72 | - | 19.72
2017-12-22 16:00 | 12 | 22 | 16 |  | 23.74 | 23.74 | - | 2018-12-22 16:00 | 12 | 22 | 16 | W | 26.8 | - | 26.8 | 2019-12-22 16:00 | 12 | 22 | 16 | W | 22.24 | - | 22.24
2017-12-22 17:00 | 12 | 22 | 17 |  | 27.42 | - | 27.42 | 2018-12-22 17:00 | 12 | 22 | 17 | W | 35.67 | - | 35.67 | 2019-12-22 17:00 | 12 | 22 | 17 | W | 27.91 | - | 27.91
2017-12-22 18:00 | 12 | 22 | 18 |  | 25.11 | - | 25.11 | 2018-12-22 18:00 | 12 | 22 | 18 | W | 34.97 | - | 34.97 | 2019-12-22 18:00 | 12 | 22 | 18 | W | 25.73 | - | 25.73
2017-12-22 19:00 | 12 | 22 | 19 |  | 24.32 | - | 24.32 | 2018-12-22 19:00 | 12 | 22 | 19 | W | 33.7 | - | 33.7 | 2019-12-22 19:00 | 12 | 22 | 19 | W | 25.05 | - | 25.05
2017-12-22 20:00 | 12 | 22 | 20 |  | 23.97 | - | 23.97 | 2018-12-22 20:00 | 12 | 22 | 20 | W | 34.66 | - | 34.66 | 2019-12-22 20:00 | 12 | 22 | 20 | W | 23.8 | - | 23.8
2017-12-22 21:00 | 12 | 22 | 21 |  | 22.94 | - | 22.94 | 2018-12-22 21:00 | 12 | 22 | 21 | W | 31.33 | - | 31.33 | 2019-12-22 21:00 | 12 | 22 | 21 | W | 22.85 | - | 22.85
2017-12-22 22:00 | 12 | 22 | 22 |  | 20.9 | - | 20.9 | 2018-12-22 22:00 | 12 | 22 | 22 | W | 27.85 | - | 27.85 | 2019-12-22 22:00 | 12 | 22 | 22 | W | 21.06 | - | 21.06
2017-12-22 23:00 | 12 | 22 | 23 |  | 19.29 | - | 19.29 | 2018-12-22 23:00 | 12 | 22 | 23 | W | 26.23 | - | 26.23 | 2019-12-22 23:00 | 12 | 22 | 23 | W | 20.04 | - | 20.04
2017-12-23 | 12 | 23 | 0 | W | 19.48 | - | 19.48 | 2018-12-23 | 12 | 23 | 0 | W | 25.47 | - | 25.47 | 2019-12-23 | 12 | 23 | 0 |  | 19.88 | - | 19.88
2017-12-23 01:00 | 12 | 23 | 1 | W | 19.08 | - | 19.08 | 2018-12-23 01:00 | 12 | 23 | 1 | W | 25.18 | - | 25.18 | 2019-12-23 01:00 | 12 | 23 | 1 |  | 19.53 | - | 19.53
2017-12-23 02:00 | 12 | 23 | 2 | W | 18.86 | - | 18.86 | 2018-12-23 02:00 | 12 | 23 | 2 | W | 24.52 | - | 24.52 | 2019-12-23 02:00 | 12 | 23 | 2 |  | 19.5 | - | 19.5
2017-12-23 03:00 | 12 | 23 | 3 | W | 18.92 | - | 18.92 | 2018-12-23 03:00 | 12 | 23 | 3 | W | 24.64 | - | 24.64 | 2019-12-23 03:00 | 12 | 23 | 3 |  | 19.54 | - | 19.54
2017-12-23 04:00 | 12 | 23 | 4 | W | 18.95 | - | 18.95 | 2018-12-23 04:00 | 12 | 23 | 4 | W | 24.82 | - | 24.82 | 2019-12-23 04:00 | 12 | 23 | 4 |  | 21.57 | - | 21.57
2017-12-23 05:00 | 12 | 23 | 5 | W | 18.81 | - | 18.81 | 2018-12-23 05:00 | 12 | 23 | 5 | W | 25.16 | - | 25.16 | 2019-12-23 05:00 | 12 | 23 | 5 |  | 23.05 | - | 23.05
2017-12-23 06:00 | 12 | 23 | 6 | W | 19.12 | - | 19.12 | 2018-12-23 06:00 | 12 | 23 | 6 | W | 26.41 | - | 26.41 | 2019-12-23 06:00 | 12 | 23 | 6 |  | 37.05 | - | 37.05
2017-12-23 07:00 | 12 | 23 | 7 | W | 20.54 | - | 20.54 | 2018-12-23 07:00 | 12 | 23 | 7 | W | 27.93 | - | 27.93 | 2019-12-23 07:00 | 12 | 23 | 7 |  | 43.31 | - | 43.31
2017-12-23 08:00 | 12 | 23 | 8 | W | 22.11 | - | 22.11 | 2018-12-23 08:00 | 12 | 23 | 8 | W | 29.41 | - | 29.41 | 2019-12-23 08:00 | 12 | 23 | 8 |  | 30.86 | 30.86 | -
2017-12-23 09:00 | 12 | 23 | 9 | W | 23.35 | - | 23.35 | 2018-12-23 09:00 | 12 | 23 | 9 | W | 29.11 | - | 29.11 | 2019-12-23 09:00 | 12 | 23 | 9 |  | 29.42 | 29.42 | -
2017-12-23 10:00 | 12 | 23 | 10 | W | 23.64 | - | 23.64 | 2018-12-23 10:00 | 12 | 23 | 10 | W | 27.21 | - | 27.21 | 2019-12-23 10:00 | 12 | 23 | 10 |  | 26.94 | 26.94 | -
2017-12-23 11:00 | 12 | 23 | 11 | W | 23.5 | - | 23.5 | 2018-12-23 11:00 | 12 | 23 | 11 | W | 25.58 | - | 25.58 | 2019-12-23 11:00 | 12 | 23 | 11 |  | 23.27 | 23.27 | -
2017-12-23 12:00 | 12 | 23 | 12 | W | 23.02 | - | 23.02 | 2018-12-23 12:00 | 12 | 23 | 12 | W | 24.78 | - | 24.78 | 2019-12-23 12:00 | 12 | 23 | 12 |  | 22.52 | 22.52 | -
2017-12-23 13:00 | 12 | 23 | 13 | W | 22.65 | - | 22.65 | 2018-12-23 13:00 | 12 | 23 | 13 | W | 24.56 | - | 24.56 | 2019-12-23 13:00 | 12 | 23 | 13 |  | 22.24 | 22.24 | -
2017-12-23 14:00 | 12 | 23 | 14 | W | 22.26 | - | 22.26 | 2018-12-23 14:00 | 12 | 23 | 14 | W | 24.19 | - | 24.19 | 2019-12-23 14:00 | 12 | 23 | 14 |  | 21.45 | 21.45 | -
2017-12-23 15:00 | 12 | 23 | 15 | W | 21.97 | - | 21.97 | 2018-12-23 15:00 | 12 | 23 | 15 | W | 24.23 | - | 24.23 | 2019-12-23 15:00 | 12 | 23 | 15 |  | 21.81 | 21.81 | -
2017-12-23 16:00 | 12 | 23 | 16 | W | 23.08 | - | 23.08 | 2018-12-23 16:00 | 12 | 23 | 16 | W | 27.03 | - | 27.03 | 2019-12-23 16:00 | 12 | 23 | 16 |  | 23.01 | 23.01 | -
2017-12-23 17:00 | 12 | 23 | 17 | W | 27.07 | - | 27.07 | 2018-12-23 17:00 | 12 | 23 | 17 | W | 35.76 | - | 35.76 | 2019-12-23 17:00 | 12 | 23 | 17 |  | 31.31 | - | 31.31
2017-12-23 18:00 | 12 | 23 | 18 | W | 24.84 | - | 24.84 | 2018-12-23 18:00 | 12 | 23 | 18 | W | 34.71 | - | 34.71 | 2019-12-23 18:00 | 12 | 23 | 18 |  | 28.3 | - | 28.3
2017-12-23 19:00 | 12 | 23 | 19 | W | 24.64 | - | 24.64 | 2018-12-23 19:00 | 12 | 23 | 19 | W | 33.96 | - | 33.96 | 2019-12-23 19:00 | 12 | 23 | 19 |  | 27.95 | - | 27.95
2017-12-23 20:00 | 12 | 23 | 20 | W | 24.08 | - | 24.08 | 2018-12-23 20:00 | 12 | 23 | 20 | W | 33.44 | - | 33.44 | 2019-12-23 20:00 | 12 | 23 | 20 |  | 27.08 | - | 27.08
2017-12-23 21:00 | 12 | 23 | 21 | W | 23.41 | - | 23.41 | 2018-12-23 21:00 | 12 | 23 | 21 | W | 28.94 | - | 28.94 | 2019-12-23 21:00 | 12 | 23 | 21 |  | 23.83 | - | 23.83
2017-12-23 22:00 | 12 | 23 | 22 | W | 22.75 | - | 22.75 | 2018-12-23 22:00 | 12 | 23 | 22 | W | 25.77 | - | 25.77 | 2019-12-23 22:00 | 12 | 23 | 22 |  | 21.94 | - | 21.94
2017-12-23 23:00 | 12 | 23 | 23 | W | 20.9 | - | 20.9 | 2018-12-23 23:00 | 12 | 23 | 23 | W | 24.52 | - | 24.52 | 2019-12-23 23:00 | 12 | 23 | 23 |  | 19.94 | - | 19.94
2017-12-24 | 12 | 24 | 0 | W | 22.41 | - | 22.41 | 2018-12-24 | 12 | 24 | 0 |  | 23.86 | - | 23.86 | 2019-12-24 | 12 | 24 | 0 |  | 18.43 | - | 18.43
2017-12-24 01:00 | 12 | 24 | 1 | W | 21.65 | - | 21.65 | 2018-12-24 01:00 | 12 | 24 | 1 |  | 23.66 | - | 23.66 | 2019-12-24 01:00 | 12 | 24 | 1 |  | 17.64 | - | 17.64
2017-12-24 02:00 | 12 | 24 | 2 | W | 21.47 | - | 21.47 | 2018-12-24 02:00 | 12 | 24 | 2 |  | 23.19 | - | 23.19 | 2019-12-24 02:00 | 12 | 24 | 2 |  | 17.47 | - | 17.47
2017-12-24 03:00 | 12 | 24 | 3 | W | 21.49 | - | 21.49 | 2018-12-24 03:00 | 12 | 24 | 3 |  | 23.14 | - | 23.14 | 2019-12-24 03:00 | 12 | 24 | 3 |  | 17.44 | - | 17.44
2017-12-24 04:00 | 12 | 24 | 4 | W | 21.52 | - | 21.52 | 2018-12-24 04:00 | 12 | 24 | 4 |  | 23.63 | - | 23.63 | 2019-12-24 04:00 | 12 | 24 | 4 |  | 17.94 | - | 17.94
2017-12-24 05:00 | 12 | 24 | 5 | W | 21.61 | - | 21.61 | 2018-12-24 05:00 | 12 | 24 | 5 |  | 23.96 | - | 23.96 | 2019-12-24 05:00 | 12 | 24 | 5 |  | 19.3 | - | 19.3
2017-12-24 06:00 | 12 | 24 | 6 | W | 22.08 | - | 22.08 | 2018-12-24 06:00 | 12 | 24 | 6 |  | 25.99 | - | 25.99 | 2019-12-24 06:00 | 12 | 24 | 6 |  | 20.52 | - | 20.52
2017-12-24 07:00 | 12 | 24 | 7 | W | 23.42 | - | 23.42 | 2018-12-24 07:00 | 12 | 24 | 7 |  | 29.53 | - | 29.53 | 2019-12-24 07:00 | 12 | 24 | 7 |  | 22.47 | - | 22.47
2017-12-24 08:00 | 12 | 24 | 8 | W | 24.84 | - | 24.84 | 2018-12-24 08:00 | 12 | 24 | 8 |  | 30.68 | 30.68 | - | 2019-12-24 08:00 | 12 | 24 | 8 |  | 22.38 | 22.38 | -
2017-12-24 09:00 | 12 | 24 | 9 | W | 26.77 | - | 26.77 | 2018-12-24 09:00 | 12 | 24 | 9 |  | 30.98 | 30.98 | - | 2019-12-24 09:00 | 12 | 24 | 9 |  | 22.13 | 22.13 | -
2017-12-24 10:00 | 12 | 24 | 10 | W | 27.6 | - | 27.6 | 2018-12-24 10:00 | 12 | 24 | 10 |  | 30.31 | 30.31 | - | 2019-12-24 10:00 | 12 | 24 | 10 |  | 21.09 | 21.09 | -
2017-12-24 11:00 | 12 | 24 | 11 | W | 26.64 | - | 26.64 | 2018-12-24 11:00 | 12 | 24 | 11 |  | 28.13 | 28.13 | - | 2019-12-24 11:00 | 12 | 24 | 11 |  | 20.01 | 20.01 | -
2017-12-24 12:00 | 12 | 24 | 12 | W | 25.79 | - | 25.79 | 2018-12-24 12:00 | 12 | 24 | 12 |  | 26.72 | 26.72 | - | 2019-12-24 12:00 | 12 | 24 | 12 |  | 19.65 | 19.65 | -
2017-12-24 13:00 | 12 | 24 | 13 | W | 24.63 | - | 24.63 | 2018-12-24 13:00 | 12 | 24 | 13 |  | 26.06 | 26.06 | - | 2019-12-24 13:00 | 12 | 24 | 13 |  | 19.08 | 19.08 | -
2017-12-24 14:00 | 12 | 24 | 14 | W | 24.11 | - | 24.11 | 2018-12-24 14:00 | 12 | 24 | 14 |  | 25.63 | 25.63 | - | 2019-12-24 14:00 | 12 | 24 | 14 |  | 18.56 | 18.56 | -
2017-12-24 15:00 | 12 | 24 | 15 | W | 23.86 | - | 23.86 | 2018-12-24 15:00 | 12 | 24 | 15 |  | 25.5 | 25.5 | - | 2019-12-24 15:00 | 12 | 24 | 15 |  | 18.69 | 18.69 | -
2017-12-24 16:00 | 12 | 24 | 16 | W | 25.95 | - | 25.95 | 2018-12-24 16:00 | 12 | 24 | 16 |  | 28.17 | 28.17 | - | 2019-12-24 16:00 | 12 | 24 | 16 |  | 19.39 | 19.39 | -
2017-12-24 17:00 | 12 | 24 | 17 | W | 28.97 | - | 28.97 | 2018-12-24 17:00 | 12 | 24 | 17 |  | 32.96 | - | 32.96 | 2019-12-24 17:00 | 12 | 24 | 17 |  | 21.56 | - | 21.56
2017-12-24 18:00 | 12 | 24 | 18 | W | 27.74 | - | 27.74 | 2018-12-24 18:00 | 12 | 24 | 18 |  | 32.67 | - | 32.67 | 2019-12-24 18:00 | 12 | 24 | 18 |  | 20.44 | - | 20.44
2017-12-24 19:00 | 12 | 24 | 19 | W | 27.12 | - | 27.12 | 2018-12-24 19:00 | 12 | 24 | 19 |  | 32.57 | - | 32.57 | 2019-12-24 19:00 | 12 | 24 | 19 |  | 19.82 | - | 19.82
2017-12-24 20:00 | 12 | 24 | 20 | W | 26.35 | - | 26.35 | 2018-12-24 20:00 | 12 | 24 | 20 |  | 30.88 | - | 30.88 | 2019-12-24 20:00 | 12 | 24 | 20 |  | 19.73 | - | 19.73
2017-12-24 21:00 | 12 | 24 | 21 | W | 25.14 | - | 25.14 | 2018-12-24 21:00 | 12 | 24 | 21 |  | 29.25 | - | 29.25 | 2019-12-24 21:00 | 12 | 24 | 21 |  | 19.4 | - | 19.4
2017-12-24 22:00 | 12 | 24 | 22 | W | 24.11 | - | 24.11 | 2018-12-24 22:00 | 12 | 24 | 22 |  | 26.89 | - | 26.89 | 2019-12-24 22:00 | 12 | 24 | 22 |  | 18.87 | - | 18.87
2017-12-24 23:00 | 12 | 24 | 23 | W | 22.56 | - | 22.56 | 2018-12-24 23:00 | 12 | 24 | 23 |  | 26.04 | - | 26.04 | 2019-12-24 23:00 | 12 | 24 | 23 |  | 17.61 | - | 17.61
2017-12-25 | 12 | 25 | 0 |  | 21.21 | - | 21.21 | 2018-12-25 | 12 | 25 | 0 |  | 24 | - | 24 | 2019-12-25 | 12 | 25 | 0 |  | 17.25 | - | 17.25
2017-12-25 01:00 | 12 | 25 | 1 |  | 20.35 | - | 20.35 | 2018-12-25 01:00 | 12 | 25 | 1 |  | 23.56 | - | 23.56 | 2019-12-25 01:00 | 12 | 25 | 1 |  | 17.02 | - | 17.02
2017-12-25 02:00 | 12 | 25 | 2 |  | 20.26 | - | 20.26 | 2018-12-25 02:00 | 12 | 25 | 2 |  | 22.93 | - | 22.93 | 2019-12-25 02:00 | 12 | 25 | 2 |  | 16.16 | - | 16.16
2017-12-25 03:00 | 12 | 25 | 3 |  | 20.18 | - | 20.18 | 2018-12-25 03:00 | 12 | 25 | 3 |  | 22.77 | - | 22.77 | 2019-12-25 03:00 | 12 | 25 | 3 |  | 16.18 | - | 16.18
2017-12-25 04:00 | 12 | 25 | 4 |  | 20.17 | - | 20.17 | 2018-12-25 04:00 | 12 | 25 | 4 |  | 23.41 | - | 23.41 | 2019-12-25 04:00 | 12 | 25 | 4 |  | 16.77 | - | 16.77
2017-12-25 05:00 | 12 | 25 | 5 |  | 20.59 | - | 20.59 | 2018-12-25 05:00 | 12 | 25 | 5 |  | 23.87 | - | 23.87 | 2019-12-25 05:00 | 12 | 25 | 5 |  | 17.27 | - | 17.27
2017-12-25 06:00 | 12 | 25 | 6 |  | 21.84 | - | 21.84 | 2018-12-25 06:00 | 12 | 25 | 6 |  | 25.25 | - | 25.25 | 2019-12-25 06:00 | 12 | 25 | 6 |  | 18.74 | - | 18.74
2017-12-25 07:00 | 12 | 25 | 7 |  | 23.73 | - | 23.73 | 2018-12-25 07:00 | 12 | 25 | 7 |  | 27.05 | - | 27.05 | 2019-12-25 07:00 | 12 | 25 | 7 |  | 19.47 | - | 19.47
2017-12-25 08:00 | 12 | 25 | 8 |  | 24.78 | 24.78 | - | 2018-12-25 08:00 | 12 | 25 | 8 |  | 28.63 | 28.63 | - | 2019-12-25 08:00 | 12 | 25 | 8 |  | 19.55 | 19.55 | -
2017-12-25 09:00 | 12 | 25 | 9 |  | 25.6 | 25.6 | - | 2018-12-25 09:00 | 12 | 25 | 9 |  | 28.11 | 28.11 | - | 2019-12-25 09:00 | 12 | 25 | 9 |  | 19.25 | 19.25 | -
2017-12-25 10:00 | 12 | 25 | 10 |  | 25.62 | 25.62 | - | 2018-12-25 10:00 | 12 | 25 | 10 |  | 27.54 | 27.54 | - | 2019-12-25 10:00 | 12 | 25 | 10 |  | 18.75 | 18.75 | -
2017-12-25 11:00 | 12 | 25 | 11 |  | 24.69 | 24.69 | - | 2018-12-25 11:00 | 12 | 25 | 11 |  | 26.25 | 26.25 | - | 2019-12-25 11:00 | 12 | 25 | 11 |  | 17.95 | 17.95 | -
2017-12-25 12:00 | 12 | 25 | 12 |  | 23.71 | 23.71 | - | 2018-12-25 12:00 | 12 | 25 | 12 |  | 24.89 | 24.89 | - | 2019-12-25 12:00 | 12 | 25 | 12 |  | 17.06 | 17.06 | -
2017-12-25 13:00 | 12 | 25 | 13 |  | 23.47 | 23.47 | - | 2018-12-25 13:00 | 12 | 25 | 13 |  | 24.33 | 24.33 | - | 2019-12-25 13:00 | 12 | 25 | 13 |  | 15.9 | 15.9 | -
2017-12-25 14:00 | 12 | 25 | 14 |  | 23.12 | 23.12 | - | 2018-12-25 14:00 | 12 | 25 | 14 |  | 23.96 | 23.96 | - | 2019-12-25 14:00 | 12 | 25 | 14 |  | 15.79 | 15.79 | -
2017-12-25 15:00 | 12 | 25 | 15 |  | 23.32 | 23.32 | - | 2018-12-25 15:00 | 12 | 25 | 15 |  | 23.99 | 23.99 | - | 2019-12-25 15:00 | 12 | 25 | 15 |  | 15.75 | 15.75 | -
2017-12-25 16:00 | 12 | 25 | 16 |  | 25.21 | 25.21 | - | 2018-12-25 16:00 | 12 | 25 | 16 |  | 25.46 | 25.46 | - | 2019-12-25 16:00 | 12 | 25 | 16 |  | 16.83 | 16.83 | -
2017-12-25 17:00 | 12 | 25 | 17 |  | 30.78 | - | 30.78 | 2018-12-25 17:00 | 12 | 25 | 17 |  | 32.59 | - | 32.59 | 2019-12-25 17:00 | 12 | 25 | 17 |  | 19.23 | - | 19.23
2017-12-25 18:00 | 12 | 25 | 18 |  | 31.01 | - | 31.01 | 2018-12-25 18:00 | 12 | 25 | 18 |  | 31.91 | - | 31.91 | 2019-12-25 18:00 | 12 | 25 | 18 |  | 19.09 | - | 19.09
2017-12-25 19:00 | 12 | 25 | 19 |  | 31.2 | - | 31.2 | 2018-12-25 19:00 | 12 | 25 | 19 |  | 31.22 | - | 31.22 | 2019-12-25 19:00 | 12 | 25 | 19 |  | 18.92 | - | 18.92
2017-12-25 20:00 | 12 | 25 | 20 |  | 31.42 | - | 31.42 | 2018-12-25 20:00 | 12 | 25 | 20 |  | 30.87 | - | 30.87 | 2019-12-25 20:00 | 12 | 25 | 20 |  | 18.65 | - | 18.65
2017-12-25 21:00 | 12 | 25 | 21 |  | 31.28 | - | 31.28 | 2018-12-25 21:00 | 12 | 25 | 21 |  | 28.56 | - | 28.56 | 2019-12-25 21:00 | 12 | 25 | 21 |  | 17.55 | - | 17.55
2017-12-25 22:00 | 12 | 25 | 22 |  | 28.1 | - | 28.1 | 2018-12-25 22:00 | 12 | 25 | 22 |  | 26.74 | - | 26.74 | 2019-12-25 22:00 | 12 | 25 | 22 |  | 16.03 | - | 16.03
2017-12-25 23:00 | 12 | 25 | 23 |  | 26.5 | - | 26.5 | 2018-12-25 23:00 | 12 | 25 | 23 |  | 25.01 | - | 25.01 | 2019-12-25 23:00 | 12 | 25 | 23 |  | 15.45 | - | 15.45
2017-12-26 | 12 | 26 | 0 |  | 26.17 | - | 26.17 | 2018-12-26 | 12 | 26 | 0 |  | 26.08 | - | 26.08 | 2019-12-26 | 12 | 26 | 0 |  | 15.9 | - | 15.9
2017-12-26 01:00 | 12 | 26 | 1 |  | 25.71 | - | 25.71 | 2018-12-26 01:00 | 12 | 26 | 1 |  | 25.08 | - | 25.08 | 2019-12-26 01:00 | 12 | 26 | 1 |  | 15.34 | - | 15.34
2017-12-26 02:00 | 12 | 26 | 2 |  | 25.45 | - | 25.45 | 2018-12-26 02:00 | 12 | 26 | 2 |  | 24.74 | - | 24.74 | 2019-12-26 02:00 | 12 | 26 | 2 |  | 15.49 | - | 15.49
2017-12-26 03:00 | 12 | 26 | 3 |  | 25.78 | - | 25.78 | 2018-12-26 03:00 | 12 | 26 | 3 |  | 25.03 | - | 25.03 | 2019-12-26 03:00 | 12 | 26 | 3 |  | 15.15 | - | 15.15
2017-12-26 04:00 | 12 | 26 | 4 |  | 26.66 | - | 26.66 | 2018-12-26 04:00 | 12 | 26 | 4 |  | 26.83 | - | 26.83 | 2019-12-26 04:00 | 12 | 26 | 4 |  | 16.02 | - | 16.02
2017-12-26 05:00 | 12 | 26 | 5 |  | 29.47 | - | 29.47 | 2018-12-26 05:00 | 12 | 26 | 5 |  | 28.08 | - | 28.08 | 2019-12-26 05:00 | 12 | 26 | 5 |  | 17.96 | - | 17.96
2017-12-26 06:00 | 12 | 26 | 6 |  | 37.13 | - | 37.13 | 2018-12-26 06:00 | 12 | 26 | 6 |  | 33.21 | - | 33.21 | 2019-12-26 06:00 | 12 | 26 | 6 |  | 19.78 | - | 19.78
2017-12-26 07:00 | 12 | 26 | 7 |  | 42.94 | - | 42.94 | 2018-12-26 07:00 | 12 | 26 | 7 |  | 32.99 | - | 32.99 | 2019-12-26 07:00 | 12 | 26 | 7 |  | 21.78 | - | 21.78
2017-12-26 08:00 | 12 | 26 | 8 |  | 37.78 | 37.78 | - | 2018-12-26 08:00 | 12 | 26 | 8 |  | 33.26 | 33.26 | - | 2019-12-26 08:00 | 12 | 26 | 8 |  | 21.45 | 21.45 | -
2017-12-26 09:00 | 12 | 26 | 9 |  | 37.61 | 37.61 | - | 2018-12-26 09:00 | 12 | 26 | 9 |  | 32.41 | 32.41 | - | 2019-12-26 09:00 | 12 | 26 | 9 |  | 21.4 | 21.4 | -
2017-12-26 10:00 | 12 | 26 | 10 |  | 37.02 | 37.02 | - | 2018-12-26 10:00 | 12 | 26 | 10 |  | 30.99 | 30.99 | - | 2019-12-26 10:00 | 12 | 26 | 10 |  | 21.33 | 21.33 | -
2017-12-26 11:00 | 12 | 26 | 11 |  | 32.74 | 32.74 | - | 2018-12-26 11:00 | 12 | 26 | 11 |  | 29.86 | 29.86 | - | 2019-12-26 11:00 | 12 | 26 | 11 |  | 20.6 | 20.6 | -
2017-12-26 12:00 | 12 | 26 | 12 |  | 30.86 | 30.86 | - | 2018-12-26 12:00 | 12 | 26 | 12 |  | 27.4 | 27.4 | - | 2019-12-26 12:00 | 12 | 26 | 12 |  | 19.65 | 19.65 | -
2017-12-26 13:00 | 12 | 26 | 13 |  | 30.87 | 30.87 | - | 2018-12-26 13:00 | 12 | 26 | 13 |  | 27 | 27 | - | 2019-12-26 13:00 | 12 | 26 | 13 |  | 19.4 | 19.4 | -
2017-12-26 14:00 | 12 | 26 | 14 |  | 30.26 | 30.26 | - | 2018-12-26 14:00 | 12 | 26 | 14 |  | 26.17 | 26.17 | - | 2019-12-26 14:00 | 12 | 26 | 14 |  | 18.97 | 18.97 | -
2017-12-26 15:00 | 12 | 26 | 15 |  | 29.84 | 29.84 | - | 2018-12-26 15:00 | 12 | 26 | 15 |  | 26.08 | 26.08 | - | 2019-12-26 15:00 | 12 | 26 | 15 |  | 18.98 | 18.98 | -
2017-12-26 16:00 | 12 | 26 | 16 |  | 33.04 | 33.04 | - | 2018-12-26 16:00 | 12 | 26 | 16 |  | 28.06 | 28.06 | - | 2019-12-26 16:00 | 12 | 26 | 16 |  | 20.32 | 20.32 | -
2017-12-26 17:00 | 12 | 26 | 17 |  | 45.52 | - | 45.52 | 2018-12-26 17:00 | 12 | 26 | 17 |  | 34.46 | - | 34.46 | 2019-12-26 17:00 | 12 | 26 | 17 |  | 23.86 | - | 23.86
2017-12-26 18:00 | 12 | 26 | 18 |  | 43.05 | - | 43.05 | 2018-12-26 18:00 | 12 | 26 | 18 |  | 32.28 | - | 32.28 | 2019-12-26 18:00 | 12 | 26 | 18 |  | 22.02 | - | 22.02
2017-12-26 19:00 | 12 | 26 | 19 |  | 42.16 | - | 42.16 | 2018-12-26 19:00 | 12 | 26 | 19 |  | 32.23 | - | 32.23 | 2019-12-26 19:00 | 12 | 26 | 19 |  | 21.33 | - | 21.33
2017-12-26 20:00 | 12 | 26 | 20 |  | 41.13 | - | 41.13 | 2018-12-26 20:00 | 12 | 26 | 20 |  | 31.23 | - | 31.23 | 2019-12-26 20:00 | 12 | 26 | 20 |  | 21.27 | - | 21.27
2017-12-26 21:00 | 12 | 26 | 21 |  | 38.91 | - | 38.91 | 2018-12-26 21:00 | 12 | 26 | 21 |  | 29.04 | - | 29.04 | 2019-12-26 21:00 | 12 | 26 | 21 |  | 20.34 | - | 20.34
2017-12-26 22:00 | 12 | 26 | 22 |  | 32.36 | - | 32.36 | 2018-12-26 22:00 | 12 | 26 | 22 |  | 26.51 | - | 26.51 | 2019-12-26 22:00 | 12 | 26 | 22 |  | 18.76 | - | 18.76
2017-12-26 23:00 | 12 | 26 | 23 |  | 28.97 | - | 28.97 | 2018-12-26 23:00 | 12 | 26 | 23 |  | 24.3 | - | 24.3 | 2019-12-26 23:00 | 12 | 26 | 23 |  | 16.03 | - | 16.03
2017-12-27 | 12 | 27 | 0 |  | 33.72 | - | 33.72 | 2018-12-27 | 12 | 27 | 0 |  | 24.6 | - | 24.6 | 2019-12-27 | 12 | 27 | 0 |  | 16.11 | - | 16.11
2017-12-27 01:00 | 12 | 27 | 1 |  | 31.79 | - | 31.79 | 2018-12-27 01:00 | 12 | 27 | 1 |  | 23.75 | - | 23.75 | 2019-12-27 01:00 | 12 | 27 | 1 |  | 15.4 | - | 15.4
2017-12-27 02:00 | 12 | 27 | 2 |  | 31.17 | - | 31.17 | 2018-12-27 02:00 | 12 | 27 | 2 |  | 23.46 | - | 23.46 | 2019-12-27 02:00 | 12 | 27 | 2 |  | 15.03 | - | 15.03
2017-12-27 03:00 | 12 | 27 | 3 |  | 31.63 | - | 31.63 | 2018-12-27 03:00 | 12 | 27 | 3 |  | 23.47 | - | 23.47 | 2019-12-27 03:00 | 12 | 27 | 3 |  | 14.8 | - | 14.8
2017-12-27 04:00 | 12 | 27 | 4 |  | 32.7 | - | 32.7 | 2018-12-27 04:00 | 12 | 27 | 4 |  | 24.62 | - | 24.62 | 2019-12-27 04:00 | 12 | 27 | 4 |  | 15.8 | - | 15.8
2017-12-27 05:00 | 12 | 27 | 5 |  | 38.98 | - | 38.98 | 2018-12-27 05:00 | 12 | 27 | 5 |  | 25.59 | - | 25.59 | 2019-12-27 05:00 | 12 | 27 | 5 |  | 17.42 | - | 17.42
2017-12-27 06:00 | 12 | 27 | 6 |  | 50.89 | - | 50.89 | 2018-12-27 06:00 | 12 | 27 | 6 |  | 29.01 | - | 29.01 | 2019-12-27 06:00 | 12 | 27 | 6 |  | 19.43 | - | 19.43
2017-12-27 07:00 | 12 | 27 | 7 |  | 57.3 | - | 57.3 | 2018-12-27 07:00 | 12 | 27 | 7 |  | 32.66 | - | 32.66 | 2019-12-27 07:00 | 12 | 27 | 7 |  | 21.98 | - | 21.98
2017-12-27 08:00 | 12 | 27 | 8 |  | 58.07 | 58.07 | - | 2018-12-27 08:00 | 12 | 27 | 8 |  | 31.6 | 31.6 | - | 2019-12-27 08:00 | 12 | 27 | 8 |  | 22.54 | 22.54 | -
2017-12-27 09:00 | 12 | 27 | 9 |  | 55.36 | 55.36 | - | 2018-12-27 09:00 | 12 | 27 | 9 |  | 29.2 | 29.2 | - | 2019-12-27 09:00 | 12 | 27 | 9 |  | 22.12 | 22.12 | -
2017-12-27 10:00 | 12 | 27 | 10 |  | 53.28 | 53.28 | - | 2018-12-27 10:00 | 12 | 27 | 10 |  | 27.68 | 27.68 | - | 2019-12-27 10:00 | 12 | 27 | 10 |  | 21.88 | 21.88 | -
2017-12-27 11:00 | 12 | 27 | 11 |  | 50.56 | 50.56 | - | 2018-12-27 11:00 | 12 | 27 | 11 |  | 26.24 | 26.24 | - | 2019-12-27 11:00 | 12 | 27 | 11 |  | 22.28 | 22.28 | -
2017-12-27 12:00 | 12 | 27 | 12 |  | 44.19 | 44.19 | - | 2018-12-27 12:00 | 12 | 27 | 12 |  | 25.78 | 25.78 | - | 2019-12-27 12:00 | 12 | 27 | 12 |  | 21.15 | 21.15 | -
2017-12-27 13:00 | 12 | 27 | 13 |  | 41.14 | 41.14 | - | 2018-12-27 13:00 | 12 | 27 | 13 |  | 25.4 | 25.4 | - | 2019-12-27 13:00 | 12 | 27 | 13 |  | 20.68 | 20.68 | -
2017-12-27 14:00 | 12 | 27 | 14 |  | 39.32 | 39.32 | - | 2018-12-27 14:00 | 12 | 27 | 14 |  | 24.67 | 24.67 | - | 2019-12-27 14:00 | 12 | 27 | 14 |  | 20.06 | 20.06 | -
2017-12-27 15:00 | 12 | 27 | 15 |  | 39.27 | 39.27 | - | 2018-12-27 15:00 | 12 | 27 | 15 |  | 24.46 | 24.46 | - | 2019-12-27 15:00 | 12 | 27 | 15 |  | 20.06 | 20.06 | -
2017-12-27 16:00 | 12 | 27 | 16 |  | 43.78 | 43.78 | - | 2018-12-27 16:00 | 12 | 27 | 16 |  | 26.2 | 26.2 | - | 2019-12-27 16:00 | 12 | 27 | 16 |  | 21.49 | 21.49 | -
2017-12-27 17:00 | 12 | 27 | 17 |  | 58.48 | - | 58.48 | 2018-12-27 17:00 | 12 | 27 | 17 |  | 31.2 | - | 31.2 | 2019-12-27 17:00 | 12 | 27 | 17 |  | 23.55 | - | 23.55
2017-12-27 18:00 | 12 | 27 | 18 |  | 63.73 | - | 63.73 | 2018-12-27 18:00 | 12 | 27 | 18 |  | 29.36 | - | 29.36 | 2019-12-27 18:00 | 12 | 27 | 18 |  | 22.22 | - | 22.22
2017-12-27 19:00 | 12 | 27 | 19 |  | 62.4 | - | 62.4 | 2018-12-27 19:00 | 12 | 27 | 19 |  | 28.69 | - | 28.69 | 2019-12-27 19:00 | 12 | 27 | 19 |  | 22.06 | - | 22.06
2017-12-27 20:00 | 12 | 27 | 20 |  | 58.47 | - | 58.47 | 2018-12-27 20:00 | 12 | 27 | 20 |  | 26.62 | - | 26.62 | 2019-12-27 20:00 | 12 | 27 | 20 |  | 21.29 | - | 21.29
2017-12-27 21:00 | 12 | 27 | 21 |  | 54.13 | - | 54.13 | 2018-12-27 21:00 | 12 | 27 | 21 |  | 25.04 | - | 25.04 | 2019-12-27 21:00 | 12 | 27 | 21 |  | 20.33 | - | 20.33
2017-12-27 22:00 | 12 | 27 | 22 |  | 47.27 | - | 47.27 | 2018-12-27 22:00 | 12 | 27 | 22 |  | 23.32 | - | 23.32 | 2019-12-27 22:00 | 12 | 27 | 22 |  | 18.84 | - | 18.84
2017-12-27 23:00 | 12 | 27 | 23 |  | 40.61 | - | 40.61 | 2018-12-27 23:00 | 12 | 27 | 23 |  | 22.4 | - | 22.4 | 2019-12-27 23:00 | 12 | 27 | 23 |  | 17.87 | - | 17.87
2017-12-28 | 12 | 28 | 0 |  | 51.12 | - | 51.12 | 2018-12-28 | 12 | 28 | 0 |  | 20.26 | - | 20.26 | 2019-12-28 | 12 | 28 | 0 | W | 18.16 | - | 18.16
2017-12-28 01:00 | 12 | 28 | 1 |  | 58.37 | - | 58.37 | 2018-12-28 01:00 | 12 | 28 | 1 |  | 20.06 | - | 20.06 | 2019-12-28 01:00 | 12 | 28 | 1 | W | 17.38 | - | 17.38
2017-12-28 02:00 | 12 | 28 | 2 |  | 54.52 | - | 54.52 | 2018-12-28 02:00 | 12 | 28 | 2 |  | 19.49 | - | 19.49 | 2019-12-28 02:00 | 12 | 28 | 2 | W | 16.03 | - | 16.03
2017-12-28 03:00 | 12 | 28 | 3 |  | 58.38 | - | 58.38 | 2018-12-28 03:00 | 12 | 28 | 3 |  | 19.51 | - | 19.51 | 2019-12-28 03:00 | 12 | 28 | 3 | W | 15.4 | - | 15.4
2017-12-28 04:00 | 12 | 28 | 4 |  | 52.89 | - | 52.89 | 2018-12-28 04:00 | 12 | 28 | 4 |  | 19.68 | - | 19.68 | 2019-12-28 04:00 | 12 | 28 | 4 | W | 15.96 | - | 15.96
2017-12-28 05:00 | 12 | 28 | 5 |  | 74.25 | - | 74.25 | 2018-12-28 05:00 | 12 | 28 | 5 |  | 19.94 | - | 19.94 | 2019-12-28 05:00 | 12 | 28 | 5 | W | 16.78 | - | 16.78
2017-12-28 06:00 | 12 | 28 | 6 |  | 106.52 | - | 106.52 | 2018-12-28 06:00 | 12 | 28 | 6 |  | 21.96 | - | 21.96 | 2019-12-28 06:00 | 12 | 28 | 6 | W | 18.47 | - | 18.47
2017-12-28 07:00 | 12 | 28 | 7 |  | 118.93 | - | 118.93 | 2018-12-28 07:00 | 12 | 28 | 7 |  | 23.03 | - | 23.03 | 2019-12-28 07:00 | 12 | 28 | 7 | W | 19.67 | - | 19.67
2017-12-28 08:00 | 12 | 28 | 8 |  | 125.19 | 125.19 | - | 2018-12-28 08:00 | 12 | 28 | 8 |  | 24.37 | 24.37 | - | 2019-12-28 08:00 | 12 | 28 | 8 | W | 20.56 | - | 20.56
2017-12-28 09:00 | 12 | 28 | 9 |  | 123.49 | 123.49 | - | 2018-12-28 09:00 | 12 | 28 | 9 |  | 25.07 | 25.07 | - | 2019-12-28 09:00 | 12 | 28 | 9 | W | 20.3 | - | 20.3
2017-12-28 10:00 | 12 | 28 | 10 |  | 92.18 | 92.18 | - | 2018-12-28 10:00 | 12 | 28 | 10 |  | 25.14 | 25.14 | - | 2019-12-28 10:00 | 12 | 28 | 10 | W | 20.47 | - | 20.47
2017-12-28 11:00 | 12 | 28 | 11 |  | 74.5 | 74.5 | - | 2018-12-28 11:00 | 12 | 28 | 11 |  | 24.48 | 24.48 | - | 2019-12-28 11:00 | 12 | 28 | 11 | W | 19.72 | - | 19.72
2017-12-28 12:00 | 12 | 28 | 12 |  | 66.39 | 66.39 | - | 2018-12-28 12:00 | 12 | 28 | 12 |  | 23.54 | 23.54 | - | 2019-12-28 12:00 | 12 | 28 | 12 | W | 18.75 | - | 18.75
2017-12-28 13:00 | 12 | 28 | 13 |  | 56.96 | 56.96 | - | 2018-12-28 13:00 | 12 | 28 | 13 |  | 22.7 | 22.7 | - | 2019-12-28 13:00 | 12 | 28 | 13 | W | 17.55 | - | 17.55
2017-12-28 14:00 | 12 | 28 | 14 |  | 52.47 | 52.47 | - | 2018-12-28 14:00 | 12 | 28 | 14 |  | 22.25 | 22.25 | - | 2019-12-28 14:00 | 12 | 28 | 14 | W | 17.55 | - | 17.55
2017-12-28 15:00 | 12 | 28 | 15 |  | 54.26 | 54.26 | - | 2018-12-28 15:00 | 12 | 28 | 15 |  | 22.09 | 22.09 | - | 2019-12-28 15:00 | 12 | 28 | 15 | W | 17.43 | - | 17.43
2017-12-28 16:00 | 12 | 28 | 16 |  | 65.16 | 65.16 | - | 2018-12-28 16:00 | 12 | 28 | 16 |  | 23.35 | 23.35 | - | 2019-12-28 16:00 | 12 | 28 | 16 | W | 19.23 | - | 19.23
2017-12-28 17:00 | 12 | 28 | 17 |  | 80.62 | - | 80.62 | 2018-12-28 17:00 | 12 | 28 | 17 |  | 25.17 | - | 25.17 | 2019-12-28 17:00 | 12 | 28 | 17 | W | 22.19 | - | 22.19
2017-12-28 18:00 | 12 | 28 | 18 |  | 92.28 | - | 92.28 | 2018-12-28 18:00 | 12 | 28 | 18 |  | 25.06 | - | 25.06 | 2019-12-28 18:00 | 12 | 28 | 18 | W | 21.28 | - | 21.28
2017-12-28 19:00 | 12 | 28 | 19 |  | 93.27 | - | 93.27 | 2018-12-28 19:00 | 12 | 28 | 19 |  | 24.25 | - | 24.25 | 2019-12-28 19:00 | 12 | 28 | 19 | W | 20.57 | - | 20.57
2017-12-28 20:00 | 12 | 28 | 20 |  | 76.04 | - | 76.04 | 2018-12-28 20:00 | 12 | 28 | 20 |  | 23.33 | - | 23.33 | 2019-12-28 20:00 | 12 | 28 | 20 | W | 19.7 | - | 19.7
2017-12-28 21:00 | 12 | 28 | 21 |  | 68.19 | - | 68.19 | 2018-12-28 21:00 | 12 | 28 | 21 |  | 22.32 | - | 22.32 | 2019-12-28 21:00 | 12 | 28 | 21 | W | 18.36 | - | 18.36
2017-12-28 22:00 | 12 | 28 | 22 |  | 58.1 | - | 58.1 | 2018-12-28 22:00 | 12 | 28 | 22 |  | 21.54 | - | 21.54 | 2019-12-28 22:00 | 12 | 28 | 22 | W | 17.27 | - | 17.27
2017-12-28 23:00 | 12 | 28 | 23 |  | 46.61 | - | 46.61 | 2018-12-28 23:00 | 12 | 28 | 23 |  | 20.02 | - | 20.02 | 2019-12-28 23:00 | 12 | 28 | 23 | W | 16.74 | - | 16.74
2017-12-29 | 12 | 29 | 0 |  | 71.31 | - | 71.31 | 2018-12-29 | 12 | 29 | 0 | W | 19.81 | - | 19.81 | 2019-12-29 | 12 | 29 | 0 | W | 14.61 | - | 14.61
2017-12-29 01:00 | 12 | 29 | 1 |  | 58.02 | - | 58.02 | 2018-12-29 01:00 | 12 | 29 | 1 | W | 19.73 | - | 19.73 | 2019-12-29 01:00 | 12 | 29 | 1 | W | 14.51 | - | 14.51
2017-12-29 02:00 | 12 | 29 | 2 |  | 53.54 | - | 53.54 | 2018-12-29 02:00 | 12 | 29 | 2 | W | 19.64 | - | 19.64 | 2019-12-29 02:00 | 12 | 29 | 2 | W | 14.04 | - | 14.04
2017-12-29 03:00 | 12 | 29 | 3 |  | 54.93 | - | 54.93 | 2018-12-29 03:00 | 12 | 29 | 3 | W | 19.63 | - | 19.63 | 2019-12-29 03:00 | 12 | 29 | 3 | W | 13.68 | - | 13.68
2017-12-29 04:00 | 12 | 29 | 4 |  | 53.66 | - | 53.66 | 2018-12-29 04:00 | 12 | 29 | 4 | W | 19.62 | - | 19.62 | 2019-12-29 04:00 | 12 | 29 | 4 | W | 13.9 | - | 13.9
2017-12-29 05:00 | 12 | 29 | 5 |  | 59.91 | - | 59.91 | 2018-12-29 05:00 | 12 | 29 | 5 | W | 20.04 | - | 20.04 | 2019-12-29 05:00 | 12 | 29 | 5 | W | 14.13 | - | 14.13
2017-12-29 06:00 | 12 | 29 | 6 |  | 72.48 | - | 72.48 | 2018-12-29 06:00 | 12 | 29 | 6 | W | 21.33 | - | 21.33 | 2019-12-29 06:00 | 12 | 29 | 6 | W | 15.03 | - | 15.03
2017-12-29 07:00 | 12 | 29 | 7 |  | 88.13 | - | 88.13 | 2018-12-29 07:00 | 12 | 29 | 7 | W | 22.42 | - | 22.42 | 2019-12-29 07:00 | 12 | 29 | 7 | W | 16.17 | - | 16.17
2017-12-29 08:00 | 12 | 29 | 8 |  | 96 | 96 | - | 2018-12-29 08:00 | 12 | 29 | 8 | W | 23.39 | - | 23.39 | 2019-12-29 08:00 | 12 | 29 | 8 | W | 17.06 | - | 17.06
2017-12-29 09:00 | 12 | 29 | 9 |  | 93.12 | 93.12 | - | 2018-12-29 09:00 | 12 | 29 | 9 | W | 24.42 | - | 24.42 | 2019-12-29 09:00 | 12 | 29 | 9 | W | 17.8 | - | 17.8
2017-12-29 10:00 | 12 | 29 | 10 |  | 77.62 | 77.62 | - | 2018-12-29 10:00 | 12 | 29 | 10 | W | 24.59 | - | 24.59 | 2019-12-29 10:00 | 12 | 29 | 10 | W | 18.35 | - | 18.35
2017-12-29 11:00 | 12 | 29 | 11 |  | 70.33 | 70.33 | - | 2018-12-29 11:00 | 12 | 29 | 11 | W | 24.11 | - | 24.11 | 2019-12-29 11:00 | 12 | 29 | 11 | W | 18.02 | - | 18.02
2017-12-29 12:00 | 12 | 29 | 12 |  | 62.85 | 62.85 | - | 2018-12-29 12:00 | 12 | 29 | 12 | W | 23.32 | - | 23.32 | 2019-12-29 12:00 | 12 | 29 | 12 | W | 17.99 | - | 17.99
2017-12-29 13:00 | 12 | 29 | 13 |  | 61.25 | 61.25 | - | 2018-12-29 13:00 | 12 | 29 | 13 | W | 22.21 | - | 22.21 | 2019-12-29 13:00 | 12 | 29 | 13 | W | 17.5 | - | 17.5
2017-12-29 14:00 | 12 | 29 | 14 |  | 54.68 | 54.68 | - | 2018-12-29 14:00 | 12 | 29 | 14 | W | 21.85 | - | 21.85 | 2019-12-29 14:00 | 12 | 29 | 14 | W | 16.95 | - | 16.95
2017-12-29 15:00 | 12 | 29 | 15 |  | 53.9 | 53.9 | - | 2018-12-29 15:00 | 12 | 29 | 15 | W | 22.03 | - | 22.03 | 2019-12-29 15:00 | 12 | 29 | 15 | W | 17.63 | - | 17.63
2017-12-29 16:00 | 12 | 29 | 16 |  | 60.52 | 60.52 | - | 2018-12-29 16:00 | 12 | 29 | 16 | W | 24.22 | - | 24.22 | 2019-12-29 16:00 | 12 | 29 | 16 | W | 19.24 | - | 19.24
2017-12-29 17:00 | 12 | 29 | 17 |  | 77.9 | - | 77.9 | 2018-12-29 17:00 | 12 | 29 | 17 | W | 30.16 | - | 30.16 | 2019-12-29 17:00 | 12 | 29 | 17 | W | 21.43 | - | 21.43
2017-12-29 18:00 | 12 | 29 | 18 |  | 89.65 | - | 89.65 | 2018-12-29 18:00 | 12 | 29 | 18 | W | 28.84 | - | 28.84 | 2019-12-29 18:00 | 12 | 29 | 18 | W | 20.95 | - | 20.95
2017-12-29 19:00 | 12 | 29 | 19 |  | 84.4 | - | 84.4 | 2018-12-29 19:00 | 12 | 29 | 19 | W | 28.9 | - | 28.9 | 2019-12-29 19:00 | 12 | 29 | 19 | W | 19.99 | - | 19.99
2017-12-29 20:00 | 12 | 29 | 20 |  | 79.3 | - | 79.3 | 2018-12-29 20:00 | 12 | 29 | 20 | W | 27.75 | - | 27.75 | 2019-12-29 20:00 | 12 | 29 | 20 | W | 19.49 | - | 19.49
2017-12-29 21:00 | 12 | 29 | 21 |  | 72.12 | - | 72.12 | 2018-12-29 21:00 | 12 | 29 | 21 | W | 25.84 | - | 25.84 | 2019-12-29 21:00 | 12 | 29 | 21 | W | 18.04 | - | 18.04
2017-12-29 22:00 | 12 | 29 | 22 |  | 66.76 | - | 66.76 | 2018-12-29 22:00 | 12 | 29 | 22 | W | 24.31 | - | 24.31 | 2019-12-29 22:00 | 12 | 29 | 22 | W | 16.99 | - | 16.99
2017-12-29 23:00 | 12 | 29 | 23 |  | 50.36 | - | 50.36 | 2018-12-29 23:00 | 12 | 29 | 23 | W | 23.69 | - | 23.69 | 2019-12-29 23:00 | 12 | 29 | 23 | W | 14.39 | - | 14.39
2017-12-30 | 12 | 30 | 0 | W | 37.1 | - | 37.1 | 2018-12-30 | 12 | 30 | 0 | W | 23.08 | - | 23.08 | 2019-12-30 | 12 | 30 | 0 |  | 13.39 | - | 13.39
2017-12-30 01:00 | 12 | 30 | 1 | W | 31.35 | - | 31.35 | 2018-12-30 01:00 | 12 | 30 | 1 | W | 22.15 | - | 22.15 | 2019-12-30 01:00 | 12 | 30 | 1 |  | 12.84 | - | 12.84
2017-12-30 02:00 | 12 | 30 | 2 | W | 29.12 | - | 29.12 | 2018-12-30 02:00 | 12 | 30 | 2 | W | 21.8 | - | 21.8 | 2019-12-30 02:00 | 12 | 30 | 2 |  | 12.9 | - | 12.9
2017-12-30 03:00 | 12 | 30 | 3 | W | 28.18 | - | 28.18 | 2018-12-30 03:00 | 12 | 30 | 3 | W | 21.7 | - | 21.7 | 2019-12-30 03:00 | 12 | 30 | 3 |  | 12.5 | - | 12.5
2017-12-30 04:00 | 12 | 30 | 4 | W | 28.31 | - | 28.31 | 2018-12-30 04:00 | 12 | 30 | 4 | W | 21.85 | - | 21.85 | 2019-12-30 04:00 | 12 | 30 | 4 |  | 12.87 | - | 12.87
2017-12-30 05:00 | 12 | 30 | 5 | W | 29.74 | - | 29.74 | 2018-12-30 05:00 | 12 | 30 | 5 | W | 22.33 | - | 22.33 | 2019-12-30 05:00 | 12 | 30 | 5 |  | 13.49 | - | 13.49
2017-12-30 06:00 | 12 | 30 | 6 | W | 35.09 | - | 35.09 | 2018-12-30 06:00 | 12 | 30 | 6 | W | 22.75 | - | 22.75 | 2019-12-30 06:00 | 12 | 30 | 6 |  | 15.59 | - | 15.59
2017-12-30 07:00 | 12 | 30 | 7 | W | 41.04 | - | 41.04 | 2018-12-30 07:00 | 12 | 30 | 7 | W | 23.91 | - | 23.91 | 2019-12-30 07:00 | 12 | 30 | 7 |  | 17.87 | - | 17.87
2017-12-30 08:00 | 12 | 30 | 8 | W | 47.46 | - | 47.46 | 2018-12-30 08:00 | 12 | 30 | 8 | W | 24.89 | - | 24.89 | 2019-12-30 08:00 | 12 | 30 | 8 |  | 18.95 | 18.95 | -
2017-12-30 09:00 | 12 | 30 | 9 | W | 50.33 | - | 50.33 | 2018-12-30 09:00 | 12 | 30 | 9 | W | 25.51 | - | 25.51 | 2019-12-30 09:00 | 12 | 30 | 9 |  | 19.09 | 19.09 | -
2017-12-30 10:00 | 12 | 30 | 10 | W | 44.51 | - | 44.51 | 2018-12-30 10:00 | 12 | 30 | 10 | W | 24.49 | - | 24.49 | 2019-12-30 10:00 | 12 | 30 | 10 |  | 19.49 | 19.49 | -
2017-12-30 11:00 | 12 | 30 | 11 | W | 37.06 | - | 37.06 | 2018-12-30 11:00 | 12 | 30 | 11 | W | 23.87 | - | 23.87 | 2019-12-30 11:00 | 12 | 30 | 11 |  | 19.38 | 19.38 | -
2017-12-30 12:00 | 12 | 30 | 12 | W | 34.13 | - | 34.13 | 2018-12-30 12:00 | 12 | 30 | 12 | W | 23.01 | - | 23.01 | 2019-12-30 12:00 | 12 | 30 | 12 |  | 19.13 | 19.13 | -
2017-12-30 13:00 | 12 | 30 | 13 | W | 31.54 | - | 31.54 | 2018-12-30 13:00 | 12 | 30 | 13 | W | 22.53 | - | 22.53 | 2019-12-30 13:00 | 12 | 30 | 13 |  | 19.22 | 19.22 | -
2017-12-30 14:00 | 12 | 30 | 14 | W | 29.21 | - | 29.21 | 2018-12-30 14:00 | 12 | 30 | 14 | W | 21.94 | - | 21.94 | 2019-12-30 14:00 | 12 | 30 | 14 |  | 18.98 | 18.98 | -
2017-12-30 15:00 | 12 | 30 | 15 | W | 29.34 | - | 29.34 | 2018-12-30 15:00 | 12 | 30 | 15 | W | 22.06 | - | 22.06 | 2019-12-30 15:00 | 12 | 30 | 15 |  | 19.03 | 19.03 | -
2017-12-30 16:00 | 12 | 30 | 16 | W | 36.31 | - | 36.31 | 2018-12-30 16:00 | 12 | 30 | 16 | W | 23.68 | - | 23.68 | 2019-12-30 16:00 | 12 | 30 | 16 |  | 19.75 | 19.75 | -
2017-12-30 17:00 | 12 | 30 | 17 | W | 53.43 | - | 53.43 | 2018-12-30 17:00 | 12 | 30 | 17 | W | 28.58 | - | 28.58 | 2019-12-30 17:00 | 12 | 30 | 17 |  | 23.58 | - | 23.58
2017-12-30 18:00 | 12 | 30 | 18 | W | 62.83 | - | 62.83 | 2018-12-30 18:00 | 12 | 30 | 18 | W | 27.56 | - | 27.56 | 2019-12-30 18:00 | 12 | 30 | 18 |  | 22.05 | - | 22.05
2017-12-30 19:00 | 12 | 30 | 19 | W | 55.15 | - | 55.15 | 2018-12-30 19:00 | 12 | 30 | 19 | W | 27.53 | - | 27.53 | 2019-12-30 19:00 | 12 | 30 | 19 |  | 22.35 | - | 22.35
2017-12-30 20:00 | 12 | 30 | 20 | W | 50.76 | - | 50.76 | 2018-12-30 20:00 | 12 | 30 | 20 | W | 27.28 | - | 27.28 | 2019-12-30 20:00 | 12 | 30 | 20 |  | 20.72 | - | 20.72
2017-12-30 21:00 | 12 | 30 | 21 | W | 46.16 | - | 46.16 | 2018-12-30 21:00 | 12 | 30 | 21 | W | 26.04 | - | 26.04 | 2019-12-30 21:00 | 12 | 30 | 21 |  | 19.43 | - | 19.43
2017-12-30 22:00 | 12 | 30 | 22 | W | 43.68 | - | 43.68 | 2018-12-30 22:00 | 12 | 30 | 22 | W | 24.06 | - | 24.06 | 2019-12-30 22:00 | 12 | 30 | 22 |  | 17.7 | - | 17.7
2017-12-30 23:00 | 12 | 30 | 23 | W | 37.6 | - | 37.6 | 2018-12-30 23:00 | 12 | 30 | 23 | W | 22.37 | - | 22.37 | 2019-12-30 23:00 | 12 | 30 | 23 |  | 16.02 | - | 16.02
2017-12-31 | 12 | 31 | 0 | W | 31.91 | - | 31.91 | 2018-12-31 | 12 | 31 | 0 |  | 20.7 | - | 20.7 | 2019-12-31 | 12 | 31 | 0 |  | 15.58 | - | 15.58
2017-12-31 01:00 | 12 | 31 | 1 | W | 29.68 | - | 29.68 | 2018-12-31 01:00 | 12 | 31 | 1 |  | 20.5 | - | 20.5 | 2019-12-31 01:00 | 12 | 31 | 1 |  | 14.18 | - | 14.18
2017-12-31 02:00 | 12 | 31 | 2 | W | 28.79 | - | 28.79 | 2018-12-31 02:00 | 12 | 31 | 2 |  | 20.45 | - | 20.45 | 2019-12-31 02:00 | 12 | 31 | 2 |  | 13.84 | - | 13.84
2017-12-31 03:00 | 12 | 31 | 3 | W | 28.47 | - | 28.47 | 2018-12-31 03:00 | 12 | 31 | 3 |  | 20.51 | - | 20.51 | 2019-12-31 03:00 | 12 | 31 | 3 |  | 14.23 | - | 14.23
2017-12-31 04:00 | 12 | 31 | 4 | W | 30.06 | - | 30.06 | 2018-12-31 04:00 | 12 | 31 | 4 |  | 20.8 | - | 20.8 | 2019-12-31 04:00 | 12 | 31 | 4 |  | 14.34 | - | 14.34
2017-12-31 05:00 | 12 | 31 | 5 | W | 33.4 | - | 33.4 | 2018-12-31 05:00 | 12 | 31 | 5 |  | 21.99 | - | 21.99 | 2019-12-31 05:00 | 12 | 31 | 5 |  | 16.46 | - | 16.46
2017-12-31 06:00 | 12 | 31 | 6 | W | 35.86 | - | 35.86 | 2018-12-31 06:00 | 12 | 31 | 6 |  | 24.17 | - | 24.17 | 2019-12-31 06:00 | 12 | 31 | 6 |  | 19.42 | - | 19.42
2017-12-31 07:00 | 12 | 31 | 7 | W | 39.54 | - | 39.54 | 2018-12-31 07:00 | 12 | 31 | 7 |  | 27.48 | - | 27.48 | 2019-12-31 07:00 | 12 | 31 | 7 |  | 22.05 | - | 22.05
2017-12-31 08:00 | 12 | 31 | 8 | W | 44.86 | - | 44.86 | 2018-12-31 08:00 | 12 | 31 | 8 |  | 27.64 | 27.64 | - | 2019-12-31 08:00 | 12 | 31 | 8 |  | 22.19 | 22.19 | -
2017-12-31 09:00 | 12 | 31 | 9 | W | 49.08 | - | 49.08 | 2018-12-31 09:00 | 12 | 31 | 9 |  | 27.73 | 27.73 | - | 2019-12-31 09:00 | 12 | 31 | 9 |  | 22.82 | 22.82 | -
2017-12-31 10:00 | 12 | 31 | 10 | W | 45.27 | - | 45.27 | 2018-12-31 10:00 | 12 | 31 | 10 |  | 27.46 | 27.46 | - | 2019-12-31 10:00 | 12 | 31 | 10 |  | 23.65 | 23.65 | -
2017-12-31 11:00 | 12 | 31 | 11 | W | 35.54 | - | 35.54 | 2018-12-31 11:00 | 12 | 31 | 11 |  | 26.3 | 26.3 | - | 2019-12-31 11:00 | 12 | 31 | 11 |  | 22.79 | 22.79 | -
2017-12-31 12:00 | 12 | 31 | 12 | W | 29.74 | - | 29.74 | 2018-12-31 12:00 | 12 | 31 | 12 |  | 25.72 | 25.72 | - | 2019-12-31 12:00 | 12 | 31 | 12 |  | 22.35 | 22.35 | -
2017-12-31 13:00 | 12 | 31 | 13 | W | 28.73 | - | 28.73 | 2018-12-31 13:00 | 12 | 31 | 13 |  | 24.86 | 24.86 | - | 2019-12-31 13:00 | 12 | 31 | 13 |  | 21.39 | 21.39 | -
2017-12-31 14:00 | 12 | 31 | 14 | W | 28.09 | - | 28.09 | 2018-12-31 14:00 | 12 | 31 | 14 |  | 24.52 | 24.52 | - | 2019-12-31 14:00 | 12 | 31 | 14 |  | 21.04 | 21.04 | -
2017-12-31 15:00 | 12 | 31 | 15 | W | 29.16 | - | 29.16 | 2018-12-31 15:00 | 12 | 31 | 15 |  | 24.14 | 24.14 | - | 2019-12-31 15:00 | 12 | 31 | 15 |  | 21.15 | 21.15 | -
2017-12-31 16:00 | 12 | 31 | 16 | W | 40.56 | - | 40.56 | 2018-12-31 16:00 | 12 | 31 | 16 |  | 25.86 | 25.86 | - | 2019-12-31 16:00 | 12 | 31 | 16 |  | 23.58 | 23.58 | -
2017-12-31 17:00 | 12 | 31 | 17 | W | 64.78 | - | 64.78 | 2018-12-31 17:00 | 12 | 31 | 17 |  | 27.95 | - | 27.95 | 2019-12-31 17:00 | 12 | 31 | 17 |  | 30.18 | - | 30.18
2017-12-31 18:00 | 12 | 31 | 18 | W | 76.02 | - | 76.02 | 2018-12-31 18:00 | 12 | 31 | 18 |  | 26.08 | - | 26.08 | 2019-12-31 18:00 | 12 | 31 | 18 |  | 27.21 | - | 27.21
2017-12-31 19:00 | 12 | 31 | 19 | W | 66.02 | - | 66.02 | 2018-12-31 19:00 | 12 | 31 | 19 |  | 24.98 | - | 24.98 | 2019-12-31 19:00 | 12 | 31 | 19 |  | 27.06 | - | 27.06
2017-12-31 20:00 | 12 | 31 | 20 | W | 60.65 | - | 60.65 | 2018-12-31 20:00 | 12 | 31 | 20 |  | 23.91 | - | 23.91 | 2019-12-31 20:00 | 12 | 31 | 20 |  | 24.86 | - | 24.86
2017-12-31 21:00 | 12 | 31 | 21 | W | 52.72 | - | 52.72 | 2018-12-31 21:00 | 12 | 31 | 21 |  | 22.99 | - | 22.99 | 2019-12-31 21:00 | 12 | 31 | 21 |  | 22.99 | - | 22.99
2017-12-31 22:00 | 12 | 31 | 22 | W | 49.95 | - | 49.95 | 2018-12-31 22:00 | 12 | 31 | 22 |  | 21.27 | - | 21.27 | 2019-12-31 22:00 | 12 | 31 | 22 |  | 20.27 | - | 20.27
2017-12-31 23:00 | 12 | 31 | 23 | W | 36.95 | - | 36.95 | 2018-12-31 23:00 | 12 | 31 | 23 |  | 20.31 | - | 20.31 | 2019-12-31 23:00 | 12 | 31 | 23 |  | 19.41 | - | 19.41
Note on V2: [Threaded comment] Your version of Excel allows you to read this threaded comment; however, any edits to it will get removed if the file is opened in a newer version of Excel. Learn more: https://go.microsoft.com/fwlink/?linkid=870924 Comment: @Ron Nelson Two differences between this simplified model and the previous model: 1) not considering holidays (but can add them) 2) assuming peak periods from June to September only (previus model assumes all-year: just change inputs in yellow)

## Carbon IRP
| Carbon ($/ton) | Existing Units CO2 Emmissions (tons) | Market Sales (thermal gen + purchased energy + wind/utility solar) (GWh) | Net Load (Load - EE - VVO - DG) (GWh) | $/kWh | Discount Rate | 7.13% | IRP
2021 | 0 | 5769805 | 5913 | 6060 | 0
2022 | 0 | 5267945 | 5384 | 6037 | 0
2023 | 0 | 6138111 | 6252 | 6115 | 0
2024 | 0 | 4742434 | 5542 | 6097 | 0
2025 | 0 | 4400121 | 5870 | 6042 | 0
2026 | 0 | 4419866 | 5849 | 6036 | 0
2027 | 0 | 4568059 | 5993 | 6031 | 0
2028 | 15 | 4297964 | 5717 | 6029 | 0.010693
2029 | 15.525 | 3059633 | 4516 | 6027 | 0.0078813
2030 | 16.0684 | 3194418 | 4619 | 6035 | 0.0085052
2031 | 16.6308 | 3052403 | 4799 | 6033 | 0.0084144
2032 | 17.2128 | 3146840 | 5161 | 6036 | 0.0089738
2033 | 17.8153 | 3240392 | 5280 | 6040 | 0.0095577
2034 | 18.4388 | 3097617 | 5117 | 6044 | 0.0094501
2035 | 19.0842 | 3148496 | 5161 | 6043 | 0.0099432
2036 | 19.7521 | 3506318 | 5503 | 6044 | 0.011459
2037 | 20.4435 | 3064179 | 5101 | 6040 | 0.010371
2038 | 21.159 | 2745361 | 4763 | 6041 | 0.0096158
2039 | 21.8995 | 3037874 | 5048 | 6054 | 0.010989
2040 | 22.666 | 3136866 | 5150 | 6053 | 0.011746
2041 | 23.4593 | 3023461 | 5055 | 6048 | 0.011728
2042 | 24.2804 | 3145013 | 5153 | 6047 | 0.012628
2043 | 25.1302 | 2782514 | 4795 | 6042 | 0.011573
2044 | 26.0098 | 2942342 | 4941 | 6037 | 0.012677
2045 | 26.9201 | 3084196 | 5106 | 6032 | 0.013764
0.0075988
|  |  |  | NPV of 21-45 | 0.066559
|  |  |  | life (years) | 25
|  |  |  | Discount factor | 7.13%
|  |  |  | Capital Recovery Factor | 0.086818
|  |  |  | avoided cost | 0.0057785

## Avoided Energy Cost (2017-19)
[8 empty] | On-Peak Avge. Price 2019: | 0.034197
[8 empty] | On-Peak Avge. Price 2018: | 0.041302
[8 empty] | On-Peak Avge. Price 2017: | 0.031952
[8 empty] | Average: | 0.035817
| Year | Avg On-Peak LMP value | Bond Yr 30 |  | Discounted Value | NMS II | Natural Gas Forwards & Futures (Data)
1 | 2021 | 0.035817 | 0.014 | 1 | 0.035323 | 0.038407 | Source: CME Group/NYMEX
2 | 2022 | 0.034062 | 0.014 | 0.98619 | 0.033128 | 0.038407 | Price Type: Full Value Future/Forward
3 | 2023 | 0.032815 | 0.014 | 0.97258 | 0.031474 | 0.038407 | Forward Term: Annual
4 | 2024 | 0.033208 | 0.014 | 0.95915 | 0.031412 | 0.038407 | Region: Northeast - Non NY/NE
5 | 2025 | 0.033546 | 0.014 | 0.94591 | 0.031293 | 0.038407 | As Of: 04/01/2021
6 | 2026 | 0.03396 | 0.014 | 0.93285 | 0.031242 | 0.038407 | As Of : 4/01/2021 |  |  | Treasury Yields
7 | 2027 | 0.034508 | 0.014 | 0.91997 | 0.031308 | 0.038407 | Term | Henry Hub |  | Date | 2021-04-01
8 | 2028 | 0.034914 | 0.014 | 0.90727 | 0.031239 | 0.038407 | 2021-01-01 | 2.7835 |  | 1 Mo | 0.02
9 | 2029 | 0.035585 | 0.014 | 0.89474 | 0.0314 | 0.038407 | 2022-01-01 | 2.6471 | -4.901% | 2 Mo | 0.02
10 | 2030 | 0.036383 | 0.014 | 0.88239 | 0.031661 | 0.038407 | 2023-01-01 | 2.5502 | -3.661% | 3 Mo | 0.02
11 | 2031 | 0.036964 | 0.014 | 0.8702 | 0.031722 | 0.038407 | 2024-01-01 | 2.5807 | 1.199% | 6 Mo | 0.04
12 | 2032 | 0.037723 | 0.014 | 0.85819 | 0.031926 | 0.038407 | 2025-01-01 | 2.607 | 1.017% | 1 Yr | 0.06
13 | 2033 | 0.038561 | 0.014 | 0.84634 | 0.032185 | 0.038407 | 2026-01-01 | 2.6392 | 1.234% | 2 Yr | 0.17
14 | 2034 | 0.039332 | 0.014 | 0.83465 | 0.032376 | 0.038407 | 2027-01-01 | 2.6817 | 1.614% | 3 Yr | 0.35
15 | 2035 | 0.040119 | 0.014 | 0.82313 | 0.032567 | 0.038407 | 2028-01-01 | 2.7133 | 1.178% | 5 Yr | 0.9
16 | 2036 | 0.040921 | 0.014 | 0.81177 | 0.03276 | 0.038407 | 2029-01-01 | 2.7655 | 1.923% | 7 Yr | 1.37
17 | 2037 | 0.04174 | 0.014 | 0.80056 | 0.032954 | 0.038407 | 2030-01-01 | 2.8275 | 2.242% | 10 Yr | 1.69
18 | 2038 | 0.042575 | 0.014 | 0.7895 | 0.033149 | 0.038407 | 2031-01-01 | 2.8727 | 1.597% | 20 Yr | 2.24
19 | 2039 | 0.043426 | 0.014 | 0.7786 | 0.033345 | 0.038407 | 2032-01-01 | 2.9316 | 2.051% | 30 Yr | 2.34
20 | 2040 | 0.044295 | 0.014 | 0.76785 | 0.033542 | 0.038407 | 2033-01-01 | 2.9968 | 2.223% | 30 Yr | 1.4 | McKenzie’s Risk Free
21 | 2041 | 0.04518 | 0.014 | 0.75725 | 0.033741 | 0.038407 | 34 and after |  | 2%
22 | 2042 | 0.046084 | 0.014 | 0.7468 | 0.03394 | 0.038407 | NYMEX and CME Clearport market data provided by DTN.
23 | 2043 | 0.047006 | 0.014 | 0.73649 | 0.034141 | 0.038407 | NYMEX and CME Clearport market data is property of the Chicago Mercantile Exchange, Inc. and its licensors. All rights reserved.
24 | 2044 | 0.047946 | 0.014 | 0.72632 | 0.034343 | 0.038407
25 | 2045 | 0.048905 | 0.014 | 0.71629 | 0.034546 | 0.038407 | OTC Global Holdings (OTCGH) power forwards for Ontario and Alberta are available in CAD or US$/MWh. All others are posted in US$/MWh only. OTCGH natural gas forwards are posted in US$/MMBtu.
|  |  |  | NPV | 0.81672 | 0.81672
[5 empty] | Avoided energy cost | 0.038407
[5 empty] | Pri Dist losses | 0.0135
[5 empty] | Average w losses | 0.038932

## Avoided Energy Cost KYP IRP
| On-Peak Avge. Price 2019: | 0.034197
| On-Peak Avge. Price 2018: | 0.041302
| On-Peak Avge. Price 2017: | 0.031952
| Average: | 0.035817
| Year | Natural Gas Henry Hub, Nominal $/MMBtu | Escalation Rate | Avg On-Peak LMP value | Bond Yr 30 |  | Discounted Value | VOS
| 2019 | 3.21 |  | 0.035817
| 2020 | 3.44 | 7.165% | 0.038383
1 | 2021 | 3.5433 | 3.004% | 0.039536 | 0.014 | 1 | 0.035817 | 0.062578
2 | 2022 | 3.7133 | 4.798% | 0.041433 | 0.014 | 0.98619 | 0.040861 | 0.062578
3 | 2023 | 3.8942 | 4.87% | 0.043451 | 0.014 | 0.97258 | 0.042259 | 0.062578
4 | 2024 | 4.0833 | 4.858% | 0.045562 | 0.014 | 0.95915 | 0.0437 | 0.062578
5 | 2025 | 4.2408 | 3.857% | 0.047319 | 0.014 | 0.94591 | 0.044759 | 0.062578
6 | 2026 | 4.4 | 3.753% | 0.049095 | 0.014 | 0.93285 | 0.045798 | 0.062578 | Treasury Yields
7 | 2027 | 4.5492 | 3.39% | 0.050759 | 0.014 | 0.91997 | 0.046697 | 0.062578 | Date | 2021-04-01
8 | 2028 | 4.8417 | 6.43% | 0.054023 | 0.014 | 0.90727 | 0.049013 | 0.062578 | 1 Mo | 0.02
9 | 2029 | 5.0092 | 3.46% | 0.055892 | 0.014 | 0.89474 | 0.050009 | 0.062578 | 2 Mo | 0.02
10 | 2030 | 5.17 | 3.211% | 0.057687 | 0.014 | 0.88239 | 0.050902 | 0.062578 | 3 Mo | 0.02
11 | 2031 | 5.3042 | 2.595% | 0.059184 | 0.014 | 0.8702 | 0.051502 | 0.062578 | 6 Mo | 0.04
12 | 2032 | 5.4542 | 2.828% | 0.060857 | 0.014 | 0.85819 | 0.052227 | 0.062578 | 1 Yr | 0.06
13 | 2033 | 5.6175 | 2.995% | 0.06268 | 0.014 | 0.84634 | 0.053048 | 0.062578 | 2 Yr | 0.17
14 | 2034 | 5.8192 | 3.59% | 0.06493 | 0.014 | 0.83465 | 0.054194 | 0.062578 | 3 Yr | 0.35
15 | 2035 | 6.02 | 3.451% | 0.067171 | 0.014 | 0.82313 | 0.05529 | 0.062578 | 5 Yr | 0.9
16 | 2036 | 6.1433 | 2.049% | 0.068547 | 0.014 | 0.81177 | 0.055644 | 0.062578 | 7 Yr | 1.37
17 | 2037 | 6.3942 | 4.083% | 0.071346 | 0.014 | 0.80056 | 0.057117 | 0.062578 | 10 Yr | 1.69
18 | 2038 | 6.6367 | 3.793% | 0.074052 | 0.014 | 0.7895 | 0.058464 | 0.062578 | 20 Yr | 2.24
19 | 2039 | 6.84 | 3.064% | 0.07632 | 0.014 | 0.7786 | 0.059423 | 0.062578 | 30 Yr | 2.34
20 | 2040 | 7.0183 | 2.607% | 0.07831 | 0.014 | 0.76785 | 0.060131 | 0.062578 | 30 Yr | 1.4 | McKenzie’s Risk Free
21 | 2041 | 7.3208 | 4.31% | 0.081686 | 0.014 | 0.75725 | 0.061857 | 0.062578
22 | 2042 | 7.6067 | 3.904% | 0.084875 | 0.014 | 0.7468 | 0.063384 | 0.062578
23 | 2043 | 7.8442 | 3.122% | 0.087525 | 0.014 | 0.73649 | 0.064461 | 0.062578
24 | 2044 | 8.1758 | 4.228% | 0.091226 | 0.014 | 0.72632 | 0.066259 | 0.062578
25 | 2045 | 8.4967 | 3.924% | 0.094806 | 0.014 | 0.71629 | 0.067908 | 0.062578
[6 empty] | NPV | 1.3307 | 1.3307
[7 empty] | Avoided energy cost | 0.062578
[7 empty] | Pri Dist losses | 0.0135
[7 empty] | Average w losses | 0.063435
Note on C8: Maria Roumpani: KPCO_R_KIUC_1_09_Attachment3.xlsx

## Transmission Lev Cost
| T Fixed Cost 2020 | 0.006753
|  |  | Bond Yr 30 |  | Discounted | VOS
1 | 2021 | 0.006753 | 0.014 | 1 | 0.006753 | 0.012452
2 | 2022 | 0.0070906 | 0.014 | 0.98619 | 0.0069927 | 0.012452
3 | 2023 | 0.0074452 | 0.014 | 0.97258 | 0.007241 | 0.012452
4 | 2024 | 0.0078174 | 0.014 | 0.95915 | 0.0074981 | 0.012452
5 | 2025 | 0.0082083 | 0.014 | 0.94591 | 0.0077643 | 0.012452
6 | 2026 | 0.0086187 | 0.014 | 0.93285 | 0.0080399 | 0.012452 | Treasury Yields
7 | 2027 | 0.0090496 | 0.014 | 0.91997 | 0.0083254 | 0.012452 | Date | 2021-04-01
8 | 2028 | 0.0095021 | 0.014 | 0.90727 | 0.0086209 | 0.012452 | 1 Mo | 0.02
9 | 2029 | 0.0099772 | 0.014 | 0.89474 | 0.008927 | 0.012452 | 2 Mo | 0.02
10 | 2030 | 0.010476 | 0.014 | 0.88239 | 0.0092439 | 0.012452 | 3 Mo | 0.02
11 | 2031 | 0.011 | 0.014 | 0.8702 | 0.0095721 | 0.012452 | 6 Mo | 0.04
12 | 2032 | 0.01155 | 0.014 | 0.85819 | 0.009912 | 0.012452 | 1 Yr | 0.06
13 | 2033 | 0.012127 | 0.014 | 0.84634 | 0.010264 | 0.012452 | 2 Yr | 0.17
14 | 2034 | 0.012734 | 0.014 | 0.83465 | 0.010628 | 0.012452 | 3 Yr | 0.35
15 | 2035 | 0.01337 | 0.014 | 0.82313 | 0.011006 | 0.012452 | 5 Yr | 0.9
16 | 2036 | 0.014039 | 0.014 | 0.81177 | 0.011396 | 0.012452 | 7 Yr | 1.37
17 | 2037 | 0.014741 | 0.014 | 0.80056 | 0.011801 | 0.012452 | 10 Yr | 1.69
18 | 2038 | 0.015478 | 0.014 | 0.7895 | 0.01222 | 0.012452 | 20 Yr | 2.24
19 | 2039 | 0.016252 | 0.014 | 0.7786 | 0.012654 | 0.012452 | 30 Yr | 2.34
20 | 2040 | 0.017064 | 0.014 | 0.76785 | 0.013103 | 0.012452 | 30 Yr | 1.4 | McKenzie’s Risk Free
21 | 2041 | 0.017918 | 0.014 | 0.75725 | 0.013568 | 0.012452 |  | 5% | Transmission Escalation Rate
22 | 2042 | 0.018814 | 0.014 | 0.7468 | 0.01405 | 0.012452 |  |  | Source: AG KUIC Hearing Ex 1, page 79
23 | 2043 | 0.019754 | 0.014 | 0.73649 | 0.014549 | 0.012452
24 | 2044 | 0.020742 | 0.014 | 0.72632 | 0.015065 | 0.012452
25 | 2045 | 0.021779 | 0.014 | 0.71629 | 0.0156 | 0.012452
0.22831
|  |  | NPV |  |  | 0.26479
[5 empty] | Avoided cost | 0.012452

## Enviro Surcharge
Coal Combustion Residual (“CCR”) and Steam Electric Effluent Limitations Guidelines (“ELG”) compliance projects at the Mitchell Generating Station
Mitchell Power Plant Capacity Factor
Unit | Net Capacity (MW) | 2020 | 2021 | 2022 | 2023 | 2024 | 2025 | 2026 | 2027 | 2028 | 2029 | 2030 | 2031 | 2032 | 2033 | 2034
Mitchell 1 | 770 | 49.5% | 50.4% | 54.3% | 63.6% | 62.5% | 55.9% | 60.6% | 61% | 40.3% | 46.5% | 48.4% | 42.6% | 46.7% | 48.5% | 44.1%
Mitchell 2 | 790 | 54.8% | 49.1% | 63.2% | 66.7% | 58.2% | 65.5% | 65.1% | 58.2% | 43% | 41.9% | 36.4% | 46.1% | 44.5% | 39.1% | 44.8%
Total Energy (MWh) | 1560 | 7131253.2 | 6797497.2 | 8036336.4 | 8905854 | 8243422.8 | 8303428.8 | 8592771.6 | 8142244.8 | 5694087.6 | 6036165.6 | 5783702.4 | 6063759.6 | 6229586.4 | 5977298.4 | 6074972.4
|  | 52.18% | 49.74% | 58.81% | 65.17% | 60.32% | 60.76% | 62.88% | 59.58% | 41.67% | 44.17% | 42.32% | 44.37% | 45.59% | 43.74% | 44.45%
| Pre 2020 | 2020 | 2021 | 2022 | 2023 | 2024 | 2025 | 2026 | 2027 | 2028 | 2029 | 2030 | Total | 2021 NPV
CCR+ELG | 341 | 3736 | 16999 | 37907 | 73554 | 982 | 0 | 0 | 0 | 0 | 0 | 0 | 133519 | 129248.8379
2020 costs |  | 2024: Projected Capacity Factors (%)
CCR+ELG
Last year online | 2040
Lifetime (starting 2021) | 20
Total cost | 133519000
Simple $/MWh | 1.2595
2021 NPV | 129248837.9191
Cost per MW | 82851.8192
Average CF | 51.72%
WACC | 1.4% | 2020: Exhibits ANM 17 and 18R - filed Nov 9, 2020
Capital Recovery Factor | 0.057673
Annualized Cost | 7454190.5717
Levelized Cost ($/MWh) | 1.0547 | 2024: Project Costs ('000)
Levelized Cost ($/kWh) | 0.0010547
*including alll costs to be paid starting in 2021

## Excess Gen Price Comm
Modified Exhibit AEV R6 NMS II Updated Avoided Cost Rate for Commercial
Example of Typical Customer and Typical Solar Install - Commercial Class
Full Solar Output Shape Value From Example Solar Plant
|  |  |  | 17874.2782 | Total annual MWh from solar plant
| Solar Pk Reduction MW | Price | $ Value | $/kWh Price
G Capacity | 9.5505 | 248.9863 | 867947.984 | 0.048558
T Avoided Cost | 5.5067 | 93054.3684 | 512424.4433 | 0.028668
Net Metering Shape Discount
Gen Capacity |  | Summer | 73.08% | 0.035485
T Avoided Cost |  |  | 27.85% | 0.0079834
Cogen SPP Energy | $/kWh
On Pk | 0.038932
Off Pk
Solar | 0.038932
NMS II Excess Generation Pricing
Energy | 0.038932
Ancillary Services | 0.00063
G Capacity | 0.035485
T Capacity | 0.0079834
D Capacity | 0.0067063
Carbon cost | 0.0057785
Enviro Comp Cost | 0.0010547
Job benefits | -
NMS Price for Excess Gen | 0.09657

## Ancillaries
Modified Exhibit AEV R6 NMS II Updated Avoided Cost Rate for Commercial
Load Based PJM Ancillary Services $/MWh
| Sched 1-A: Sched, System Control, & Dispatch | 0.06
| Sched 2: Reactive Supply & Voltage Control | 0.4
| Sched 3: Regulation & Frequency Response | 0.11
| Sched 5: Synchronized Reserve | 0.02
| Sched 6: DA Operating Reserves | 0.03
| DA Scheduling Reserve | 0.01
| Total Avoided Cost for NMS II | 0.63

## Commercial Profile
Kentucky Power Company
Combined Commercial Class Load Data
3.7515
31517.8625
Date/Time |  | Class Demand | Hour
2019-04-01 | 3.1546 | 99426.0024 | 0 | Row Labels | Average of Class Demand
2019-04-01 01:00 | 3.1832 | 100328.5153 | 1 | 0 | 93603.9654
2019-04-01 02:00 | 3.2399 | 102115.1924 | 2 | 1 | 90996.1172
2019-04-01 03:00 | 3.3344 | 105092.3616 | 3 | 2 | 88878.3311
2019-04-01 04:00 | 3.5831 | 112931.9511 | 4 | 3 | 88652.8707
2019-04-01 05:00 | 3.868 | 121912.3762 | 5 | 4 | 91066.1828
2019-04-01 06:00 | 4.5297 | 142765.8708 | 6 | 5 | 96916.0652
2019-04-01 07:00 | 5.4685 | 172353.926 | 7 | 6 | 109592.7007
2019-04-01 08:00 | 6.0826 | 191709.2149 | 8 | 7 | 120370.2763
2019-04-01 09:00 | 6.1054 | 192430.4399 | 9 | 8 | 133739.2532
2019-04-01 10:00 | 5.764 | 181669.3104 | 10 | 9 | 140860.4507
2019-04-01 11:00 | 5.4037 | 170312.1737 | 11 | 10 | 144417.7719
2019-04-01 12:00 | 5.2138 | 164326.7673 | 12 | 11 | 144858.0539
2019-04-01 13:00 | 5.157 | 162537.7639 | 13 | 12 | 145085.6957
2019-04-01 14:00 | 5.0126 | 157987.5391 | 14 | 13 | 145104.6999
2019-04-01 15:00 | 4.8408 | 152571.4333 | 15 | 14 | 144496.6139
2019-04-01 16:00 | 4.2176 | 132929.2693 | 16 | 15 | 141626.9655
2019-04-01 17:00 | 3.7841 | 119267.3249 | 17 | 16 | 133403.1334
2019-04-01 18:00 | 3.492 | 110058.8784 | 18 | 17 | 126605.271
2019-04-01 19:00 | 3.4111 | 107511.3809 | 19 | 18 | 121431.8506
2019-04-01 20:00 | 3.5559 | 112075.6407 | 20 | 19 | 117319.7021
2019-04-01 21:00 | 3.5433 | 111677.175 | 21 | 20 | 112556.6775
2019-04-01 22:00 | 3.474 | 109493.3763 | 22 | 21 | 107947.1515
2019-04-01 23:00 | 3.4786 | 109637.308 | 23 | 22 | 101400.1434
2019-04-02 | 3.4711 | 109401.4185 | 0 | 23 | 96784.3375
2019-04-02 01:00 | 3.5445 | 111714.633 | 1 | Grand Total | 118238.095
2019-04-02 02:00 | 3.5927 | 113232.8054 | 2
2019-04-02 03:00 | 3.6441 | 114853.1594 | 3
2019-04-02 04:00 | 3.7122 | 116999.6527 | 4
2019-04-02 05:00 | 3.9748 | 125276.7998 | 5
2019-04-02 06:00 | 4.561 | 143752.221 | 6
2019-04-02 07:00 | 5.2074 | 164125.5327 | 7
2019-04-02 08:00 | 5.6013 | 176541.3318 | 8
2019-04-02 09:00 | 5.816 | 183306.7709 | 9
2019-04-02 10:00 | 5.4497 | 171762.7394 | 10
2019-04-02 11:00 | 5.2188 | 164485.4094 | 11
2019-04-02 12:00 | 5.1597 | 162622.6038 | 12
2019-04-02 13:00 | 5.1118 | 161113.9 | 13
2019-04-02 14:00 | 5.023 | 158314.6337 | 14
2019-04-02 15:00 | 4.7079 | 148382.0427 | 15
2019-04-02 16:00 | 4.3173 | 136072.9726 | 16
2019-04-02 17:00 | 3.7212 | 117282.8424 | 17
2019-04-02 18:00 | 3.5436 | 111685.5996 | 18
2019-04-02 19:00 | 3.4764 | 109570.1876 | 19
2019-04-02 20:00 | 3.5488 | 111851.0901 | 20
2019-04-02 21:00 | 3.4889 | 109963.1679 | 21
2019-04-02 22:00 | 3.3142 | 104457.3795 | 22
2019-04-02 23:00 | 3.2747 | 103211.4072 | 23
2019-04-03 | 3.2794 | 103360.6525 | 0
2019-04-03 01:00 | 3.3162 | 104518.0424 | 1
2019-04-03 02:00 | 3.4307 | 108127.0163 | 2
2019-04-03 03:00 | 3.4737 | 109484.2179 | 3
2019-04-03 04:00 | 3.6989 | 116579.9672 | 4
2019-04-03 05:00 | 4.0178 | 126633.9539 | 5
2019-04-03 06:00 | 4.5476 | 143332.0972 | 6
2019-04-03 07:00 | 5.2525 | 165546.9654 | 7
2019-04-03 08:00 | 5.4795 | 172701.441 | 8
2019-04-03 09:00 | 5.5444 | 174746.9792 | 9
2019-04-03 10:00 | 5.2016 | 163942.5163 | 10
2019-04-03 11:00 | 4.8895 | 154106.359 | 11
2019-04-03 12:00 | 4.8744 | 153630.2434 | 12
2019-04-03 13:00 | 4.756 | 149900.0658 | 13
2019-04-03 14:00 | 4.5586 | 143676.8867 | 14
2019-04-03 15:00 | 4.3856 | 138225.4298 | 15
2019-04-03 16:00 | 4.1926 | 132142.0178 | 16
2019-04-03 17:00 | 3.7926 | 119533.3386 | 17
2019-04-03 18:00 | 3.591 | 113180.2673 | 18
2019-04-03 19:00 | 3.4875 | 109918.2296 | 19
2019-04-03 20:00 | 3.3044 | 104146.7722 | 20
2019-04-03 21:00 | 3.2175 | 101408.7942 | 21
2019-04-03 22:00 | 3.0486 | 96086.1996 | 22
2019-04-03 23:00 | 2.8948 | 91238.0379 | 23
2019-04-04 | 2.7735 | 87414.2415 | 0
2019-04-04 01:00 | 2.7071 | 85322.4955 | 1
2019-04-04 02:00 | 2.8008 | 88275.7608 | 2
2019-04-04 03:00 | 2.8113 | 88605.6084 | 3
2019-04-04 04:00 | 2.9854 | 94094.7532 | 4
2019-04-04 05:00 | 3.2377 | 102044.1247 | 5
2019-04-04 06:00 | 3.8235 | 120509.2135 | 6
2019-04-04 07:00 | 4.3977 | 138605.4269 | 7
2019-04-04 08:00 | 4.8357 | 152410.5541 | 8
2019-04-04 09:00 | 4.8571 | 153084.8016 | 9
2019-04-04 10:00 | 4.7069 | 148351.8272 | 10
2019-04-04 11:00 | 4.4364 | 139824.2792 | 11
2019-04-04 12:00 | 4.6824 | 147580.407 | 12
2019-04-04 13:00 | 4.6071 | 145205.2307 | 13
2019-04-04 14:00 | 4.6318 | 145985.2907 | 14
2019-04-04 15:00 | 4.6512 | 146595.4311 | 15
2019-04-04 16:00 | 4.2871 | 135119.3225 | 16
2019-04-04 17:00 | 3.7729 | 118913.658 | 17
2019-04-04 18:00 | 3.5471 | 111797.9157 | 18
2019-04-04 19:00 | 3.3915 | 106891.6233 | 19
2019-04-04 20:00 | 3.3797 | 106522.2742 | 20
2019-04-04 21:00 | 3.3335 | 105065.2991 | 21
2019-04-04 22:00 | 2.9615 | 93341.007 | 22
2019-04-04 23:00 | 2.7045 | 85240.8399 | 23
2019-04-05 | 2.5909 | 81660.2615 | 0
2019-04-05 01:00 | 2.6098 | 82254.7039 | 1
2019-04-05 02:00 | 2.6431 | 83305.0739 | 2
2019-04-05 03:00 | 2.6744 | 84291.3311 | 3
2019-04-05 04:00 | 2.6369 | 83110.6872 | 4
2019-04-05 05:00 | 2.6736 | 84265.9379 | 5
2019-04-05 06:00 | 3.0003 | 94561.5911 | 6
2019-04-05 07:00 | 3.5233 | 111045.8635 | 7
2019-04-05 08:00 | 3.8239 | 120520.865 | 8
2019-04-05 09:00 | 4.1784 | 131695.4296 | 9
2019-04-05 10:00 | 4.2085 | 132643.1591 | 10
2019-04-05 11:00 | 4.1734 | 131536.3056 | 11
2019-04-05 12:00 | 4.2805 | 134913.4246 | 12
2019-04-05 13:00 | 4.3275 | 136392.5278 | 13
2019-04-05 14:00 | 4.1539 | 130920.6678 | 14
2019-04-05 15:00 | 4.0488 | 127609.2077 | 15
2019-04-05 16:00 | 3.8541 | 121473.5656 | 16
2019-04-05 17:00 | 3.496 | 110185.6775 | 17
2019-04-05 18:00 | 3.2872 | 103604.5687 | 18
2019-04-05 19:00 | 3.1231 | 98432.9581 | 19
2019-04-05 20:00 | 3.1154 | 98190.2723 | 20
2019-04-05 21:00 | 3.1182 | 98280.2568 | 21
2019-04-05 22:00 | 2.8923 | 91159.5934 | 22
2019-04-05 23:00 | 2.6904 | 84794.7621 | 23
2019-04-06 | 2.6092 | 82235.3019 | 0
2019-04-06 01:00 | 2.4536 | 77332.9738 | 1
2019-04-06 02:00 | 2.4419 | 76964.5789 | 2
2019-04-06 03:00 | 2.406 | 75833.53 | 3
2019-04-06 04:00 | 2.3846 | 75156.2962 | 4
2019-04-06 05:00 | 2.4514 | 77261.7184 | 5
2019-04-06 06:00 | 2.6948 | 84934.8293 | 6
2019-04-06 07:00 | 2.7156 | 85589.1139 | 7
2019-04-06 08:00 | 2.9267 | 92243.8438 | 8
2019-04-06 09:00 | 3.0957 | 97568.7874 | 9
2019-04-06 10:00 | 3.1736 | 100023.6495 | 10
2019-04-06 11:00 | 3.2683 | 103010.19 | 11
2019-04-06 12:00 | 3.2144 | 101312.2634 | 12
2019-04-06 13:00 | 3.2453 | 102284.1431 | 13
2019-04-06 14:00 | 3.2467 | 102329.6895 | 14
2019-04-06 15:00 | 3.2779 | 103312.9561 | 15
2019-04-06 16:00 | 3.1196 | 98323.5766 | 16
2019-04-06 17:00 | 3.06 | 96443.2468 | 17
2019-04-06 18:00 | 3.075 | 96918.7255 | 18
2019-04-06 19:00 | 3.1084 | 97970.9892 | 19
2019-04-06 20:00 | 3.1289 | 98615.8783 | 20
2019-04-06 21:00 | 3.0111 | 94903.7041 | 21
2019-04-06 22:00 | 2.7984 | 88200.9515 | 22
2019-04-06 23:00 | 2.6544 | 83659.9759 | 23
2019-04-07 | 2.5187 | 79382.5903 | 0
2019-04-07 01:00 | 2.3833 | 75117.8513 | 1
2019-04-07 02:00 | 2.418 | 76209.964 | 2
2019-04-07 03:00 | 2.3802 | 75019.8934 | 3
2019-04-07 04:00 | 2.4384 | 76852.2097 | 4
2019-04-07 05:00 | 2.5118 | 79168.0613 | 5
2019-04-07 06:00 | 2.6229 | 82669.1697 | 6
2019-04-07 07:00 | 2.8425 | 89590.9958 | 7
2019-04-07 08:00 | 2.911 | 91746.9228 | 8
2019-04-07 09:00 | 3.0401 | 95817.6332 | 9
2019-04-07 10:00 | 2.986 | 94112.7689 | 10
2019-04-07 11:00 | 3.0345 | 95640.3662 | 11
2019-04-07 12:00 | 3.1157 | 98199.7721 | 12
2019-04-07 13:00 | 3.1091 | 97991.9189 | 13
2019-04-07 14:00 | 3.0712 | 96796.6701 | 14
2019-04-07 15:00 | 3.0063 | 94753.0307 | 15
2019-04-07 16:00 | 2.9851 | 94084.0024 | 16
2019-04-07 17:00 | 2.9829 | 94015.7971 | 17
2019-04-07 18:00 | 2.9511 | 93013.1936 | 18
2019-04-07 19:00 | 2.8844 | 90911.5092 | 19
2019-04-07 20:00 | 2.8881 | 91026.4114 | 20
2019-04-07 21:00 | 2.7598 | 86982.1673 | 21
2019-04-07 22:00 | 2.6297 | 82881.9524 | 22
2019-04-07 23:00 | 2.5744 | 81139.2637 | 23
2019-04-08 | 2.5422 | 80124.5899 | 0
2019-04-08 01:00 | 2.389 | 75296.4296 | 1
2019-04-08 02:00 | 2.4087 | 75917.0786 | 2
2019-04-08 03:00 | 2.3521 | 74134.0512 | 3
2019-04-08 04:00 | 2.4108 | 75982.4601 | 4
2019-04-08 05:00 | 2.6861 | 84658.944 | 5
2019-04-08 06:00 | 3.2134 | 101279.5952 | 6
2019-04-08 07:00 | 3.7698 | 118815.7822 | 7
2019-04-08 08:00 | 4.3697 | 137724.2572 | 8
2019-04-08 09:00 | 4.6144 | 145435.0223 | 9
2019-04-08 10:00 | 4.8614 | 153219.4589 | 10
2019-04-08 11:00 | 4.7683 | 150285.1866 | 11
2019-04-08 12:00 | 4.8157 | 151781.6358 | 12
2019-04-08 13:00 | 4.8532 | 152961.3391 | 13
2019-04-08 14:00 | 4.7042 | 148265.999 | 14
2019-04-08 15:00 | 4.6168 | 145511.769 | 15
2019-04-08 16:00 | 4.1303 | 130178.5186 | 16
2019-04-08 17:00 | 3.5291 | 111230.7702 | 17
2019-04-08 18:00 | 3.2602 | 102754.2062 | 18
2019-04-08 19:00 | 3.1665 | 99801.8063 | 19
2019-04-08 20:00 | 3.1044 | 97845.4701 | 20
2019-04-08 21:00 | 3.1164 | 98222.3831 | 21
2019-04-08 22:00 | 2.8888 | 91049.0846 | 22
2019-04-08 23:00 | 2.7437 | 86475.3868 | 23
2019-04-09 | 2.6623 | 83909.8823 | 0
2019-04-09 01:00 | 2.6412 | 83244.3963 | 1
2019-04-09 02:00 | 2.5411 | 80090.0179 | 2
2019-04-09 03:00 | 2.4238 | 76392.3859 | 3
2019-04-09 04:00 | 2.5275 | 79661.5859 | 4
2019-04-09 05:00 | 2.7784 | 87570.4621 | 5
2019-04-09 06:00 | 3.4058 | 107343.6875 | 6
2019-04-09 07:00 | 3.9598 | 124803.7109 | 7
2019-04-09 08:00 | 4.5809 | 144381.7274 | 8
2019-04-09 09:00 | 4.7945 | 151113.159 | 9
2019-04-09 10:00 | 4.8278 | 152160.6996 | 10
2019-04-09 11:00 | 4.8598 | 153169.4165 | 11
2019-04-09 12:00 | 4.968 | 156581.4006 | 12
2019-04-09 13:00 | 5.0643 | 159614.7342 | 13
2019-04-09 14:00 | 5.0596 | 159468.9049 | 14
2019-04-09 15:00 | 4.9955 | 157446.7981 | 15
2019-04-09 16:00 | 4.5338 | 142894.5121 | 16
2019-04-09 17:00 | 3.8551 | 121504.2282 | 17
2019-04-09 18:00 | 3.5213 | 110985.2253 | 18
2019-04-09 19:00 | 3.383 | 106625.7525 | 19
2019-04-09 20:00 | 3.2475 | 102354.9784 | 20
2019-04-09 21:00 | 3.0409 | 95842.2395 | 21
2019-04-09 22:00 | 2.8205 | 88896.1559 | 22
2019-04-09 23:00 | 2.6941 | 84911.8826 | 23
2019-04-10 | 2.5539 | 80493.6702 | 0
2019-04-10 01:00 | 2.5144 | 79249.6257 | 1
2019-04-10 02:00 | 2.4879 | 78413.5794 | 2
2019-04-10 03:00 | 2.4799 | 78162.2362 | 3
2019-04-10 04:00 | 2.5653 | 80853.2891 | 4
2019-04-10 05:00 | 2.8173 | 88795.8525 | 5
2019-04-10 06:00 | 3.504 | 110439.4522 | 6
2019-04-10 07:00 | 4.0463 | 127530.618 | 7
2019-04-10 08:00 | 4.7953 | 151137.2511 | 8
2019-04-10 09:00 | 4.796 | 151158.3723 | 9
2019-04-10 10:00 | 4.7802 | 150661.4605 | 10
2019-04-10 11:00 | 4.658 | 146811.6895 | 11
2019-04-10 12:00 | 4.8603 | 153186.8714 | 12
2019-04-10 13:00 | 4.839 | 152516.1592 | 13
2019-04-10 14:00 | 4.8128 | 151690.4238 | 14
2019-04-10 15:00 | 4.6152 | 145460.3781 | 15
2019-04-10 16:00 | 4.1016 | 129274.5484 | 16
2019-04-10 17:00 | 3.9117 | 123289.3948 | 17
2019-04-10 18:00 | 3.7262 | 117440.9713 | 18
2019-04-10 19:00 | 3.6097 | 113771.3438 | 19
2019-04-10 20:00 | 3.3991 | 107133.9107 | 20
2019-04-10 21:00 | 3.0239 | 95307.8683 | 21
2019-04-10 22:00 | 2.8407 | 89532.7744 | 22
2019-04-10 23:00 | 2.6244 | 82715.2957 | 23
2019-04-11 | 2.4581 | 77474.9214 | 0
2019-04-11 01:00 | 2.3166 | 73013.9804 | 1
2019-04-11 02:00 | 2.3045 | 72633.5917 | 2
2019-04-11 03:00 | 2.3448 | 73904.5689 | 3
2019-04-11 04:00 | 2.4433 | 77007.0303 | 4
2019-04-11 05:00 | 2.7031 | 85197.1521 | 5
2019-04-11 06:00 | 3.3876 | 106770.6856 | 6
2019-04-11 07:00 | 3.8198 | 120392.8085 | 7
2019-04-11 08:00 | 4.364 | 137543.119 | 8
2019-04-11 09:00 | 4.5963 | 144865.5899 | 9
2019-04-11 10:00 | 4.6156 | 145474.2642 | 10
2019-04-11 11:00 | 4.8927 | 154206.1079 | 11
2019-04-11 12:00 | 5.1089 | 161022.4268 | 12
2019-04-11 13:00 | 5.1657 | 162810.5159 | 13
2019-04-11 14:00 | 5.1975 | 163813.42 | 14
2019-04-11 15:00 | 5.2473 | 165383.466 | 15
2019-04-11 16:00 | 4.6705 | 147202.8896 | 16
2019-04-11 17:00 | 4.2064 | 132575.1757 | 17
2019-04-11 18:00 | 3.8997 | 122911.4647 | 18
2019-04-11 19:00 | 3.6406 | 114742.6722 | 19
2019-04-11 20:00 | 3.5869 | 113052.1468 | 20
2019-04-11 21:00 | 3.4058 | 107344.9475 | 21
2019-04-11 22:00 | 3.065 | 96602.3306 | 22
2019-04-11 23:00 | 2.8154 | 88736.0296 | 23
2019-04-12 | 2.6743 | 84286.8823 | 0
2019-04-12 01:00 | 2.6051 | 82108.2838 | 1
2019-04-12 02:00 | 2.6729 | 84244.1954 | 2
2019-04-12 03:00 | 2.6164 | 82464.0241 | 3
2019-04-12 04:00 | 2.7267 | 85940.2237 | 4
2019-04-12 05:00 | 2.7581 | 86930.0226 | 5
2019-04-12 06:00 | 3.325 | 104797.3081 | 6
2019-04-12 07:00 | 3.7928 | 119540.0745 | 7
2019-04-12 08:00 | 4.3544 | 137241.0788 | 8
2019-04-12 09:00 | 4.6853 | 147671.0283 | 9
2019-04-12 10:00 | 4.7384 | 149345.209 | 10
2019-04-12 11:00 | 4.6735 | 147297.2843 | 11
2019-04-12 12:00 | 4.6637 | 146990.1303 | 12
2019-04-12 13:00 | 4.6816 | 147554.4325 | 13
2019-04-12 14:00 | 4.6226 | 145696.0352 | 14
2019-04-12 15:00 | 4.47 | 140886.3068 | 15
2019-04-12 16:00 | 4.0896 | 128896.0352 | 16
2019-04-12 17:00 | 3.6877 | 116228.863 | 17
2019-04-12 18:00 | 3.3705 | 106232.1368 | 18
2019-04-12 19:00 | 3.257 | 102653.2028 | 19
2019-04-12 20:00 | 3.243 | 102210.942 | 20
2019-04-12 21:00 | 3.1687 | 99871.7104 | 21
2019-04-12 22:00 | 3.0349 | 95654.4074 | 22
2019-04-12 23:00 | 2.6803 | 84476.2729 | 23
2019-04-13 | 2.4817 | 78216.5155 | 0
2019-04-13 01:00 | 2.3775 | 74935.128 | 1
2019-04-13 02:00 | 2.2536 | 71028.8792 | 2
2019-04-13 03:00 | 2.2696 | 71533.0481 | 3
2019-04-13 04:00 | 2.3179 | 73053.9979 | 4
2019-04-13 05:00 | 2.3792 | 74987.6164 | 5
2019-04-13 06:00 | 2.5798 | 81310.0855 | 6
2019-04-13 07:00 | 2.7039 | 85219.5891 | 7
2019-04-13 08:00 | 2.7096 | 85399.8363 | 8
2019-04-13 09:00 | 2.9899 | 94235.267 | 9
2019-04-13 10:00 | 3.0433 | 95918.0541 | 10
2019-04-13 11:00 | 3.0642 | 96578.2147 | 11
2019-04-13 12:00 | 3.1391 | 98938.7681 | 12
2019-04-13 13:00 | 3.1363 | 98849.5937 | 13
2019-04-13 14:00 | 3.0249 | 95338.2759 | 14
2019-04-13 15:00 | 3.0025 | 94631.1501 | 15
2019-04-13 16:00 | 2.9084 | 91665.5678 | 16
2019-04-13 17:00 | 2.8788 | 90734.0672 | 17
2019-04-13 18:00 | 2.7817 | 87672.7119 | 18
2019-04-13 19:00 | 2.8223 | 88953.1204 | 19
2019-04-13 20:00 | 2.8569 | 90043.7981 | 20
2019-04-13 21:00 | 2.8169 | 88783.7497 | 21
2019-04-13 22:00 | 2.5952 | 81796.1148 | 22
2019-04-13 23:00 | 2.4815 | 78211.7554 | 23
2019-04-14 | 2.4111 | 75991.5144 | 0
2019-04-14 01:00 | 2.3247 | 73269.6901 | 1
2019-04-14 02:00 | 2.2677 | 71473.5071 | 2
2019-04-14 03:00 | 2.2715 | 71592.7796 | 3
2019-04-14 04:00 | 2.2778 | 71792.6684 | 4
2019-04-14 05:00 | 2.2118 | 69710.2431 | 5
2019-04-14 06:00 | 2.3774 | 74930.589 | 6
2019-04-14 07:00 | 2.4235 | 76382.2475 | 7
2019-04-14 08:00 | 2.6874 | 84702.4047 | 8
2019-04-14 09:00 | 2.7672 | 87215.6854 | 9
2019-04-14 10:00 | 3.1026 | 97787.0317 | 10
2019-04-14 11:00 | 3.0185 | 95135.1259 | 11
2019-04-14 12:00 | 2.925 | 92188.5028 | 12
2019-04-14 13:00 | 3.0747 | 96907.1798 | 13
2019-04-14 14:00 | 3.1305 | 98667.4148 | 14
2019-04-14 15:00 | 3.2044 | 100994.9029 | 15
2019-04-14 16:00 | 3.1463 | 99165.7413 | 16
2019-04-14 17:00 | 3.0112 | 94905.0883 | 17
2019-04-14 18:00 | 2.9299 | 92344.8136 | 18
2019-04-14 19:00 | 2.8864 | 90972.8514 | 19
2019-04-14 20:00 | 2.8854 | 90941.0187 | 20
2019-04-14 21:00 | 2.8023 | 88323.175 | 21
2019-04-14 22:00 | 2.6115 | 82308.2189 | 22
2019-04-14 23:00 | 2.4761 | 78041.3093 | 23
2019-04-15 | 2.2959 | 72362.4006 | 0
2019-04-15 01:00 | 2.2997 | 72482.6912 | 1
2019-04-15 02:00 | 2.3222 | 73192.0868 | 2
2019-04-15 03:00 | 2.3361 | 73630.3552 | 3
2019-04-15 04:00 | 2.4656 | 77708.9113 | 4
2019-04-15 05:00 | 2.81 | 88565.7394 | 5
2019-04-15 06:00 | 3.2149 | 101326.2264 | 6
2019-04-15 07:00 | 3.9384 | 124128.6118 | 7
2019-04-15 08:00 | 4.6019 | 145041.2328 | 8
2019-04-15 09:00 | 4.9011 | 154470.684 | 9
2019-04-15 10:00 | 4.9321 | 155450.0552 | 10
2019-04-15 11:00 | 4.8825 | 153885.9288 | 11
2019-04-15 12:00 | 4.8487 | 152820.3502 | 12
2019-04-15 13:00 | 4.679 | 147470.6289 | 13
2019-04-15 14:00 | 4.7053 | 148300.0092 | 14
2019-04-15 15:00 | 4.5286 | 142732.448 | 15
2019-04-15 16:00 | 4.0672 | 128190.4999 | 16
2019-04-15 17:00 | 3.5347 | 111407.4861 | 17
2019-04-15 18:00 | 3.2947 | 103840.7297 | 18
2019-04-15 19:00 | 3.2049 | 101012.6694 | 19
2019-04-15 20:00 | 3.3365 | 105157.7936 | 20
2019-04-15 21:00 | 3.369 | 106184.2932 | 21
2019-04-15 22:00 | 3.2793 | 103356.5792 | 22
2019-04-15 23:00 | 3.0692 | 96735.0878 | 23
2019-04-16 | 3.0259 | 95369.3995 | 0
2019-04-16 01:00 | 2.9893 | 94215.0036 | 1
2019-04-16 02:00 | 2.9522 | 93048.3586 | 2
2019-04-16 03:00 | 2.9336 | 92460.6536 | 3
2019-04-16 04:00 | 3.2711 | 103099.5059 | 4
2019-04-16 05:00 | 3.5608 | 112229.3097 | 5
2019-04-16 06:00 | 4.0213 | 126742.4691 | 6
2019-04-16 07:00 | 4.8785 | 153759.414 | 7
2019-04-16 08:00 | 5.5261 | 174170.9987 | 8
2019-04-16 09:00 | 5.3618 | 168991.3188 | 9
2019-04-16 10:00 | 5.1232 | 161471.893 | 10
2019-04-16 11:00 | 4.8307 | 152254.8692 | 11
2019-04-16 12:00 | 4.9089 | 154717.7701 | 12
2019-04-16 13:00 | 4.7985 | 151238.6728 | 13
2019-04-16 14:00 | 4.818 | 151853.3419 | 14
2019-04-16 15:00 | 4.6317 | 145981.5005 | 15
2019-04-16 16:00 | 4.2593 | 134243.9382 | 16
2019-04-16 17:00 | 3.7382 | 117818.5992 | 17
2019-04-16 18:00 | 3.6309 | 114439.1745 | 18
2019-04-16 19:00 | 3.4582 | 108993.8938 | 19
2019-04-16 20:00 | 3.307 | 104228.806 | 20
2019-04-16 21:00 | 3.0826 | 97155.4622 | 21
2019-04-16 22:00 | 2.7748 | 87455.3296 | 22
2019-04-16 23:00 | 2.5978 | 81876.1996 | 23
2019-04-17 | 2.424 | 76397.8591 | 0
2019-04-17 01:00 | 2.2822 | 71930.158 | 1
2019-04-17 02:00 | 2.2514 | 70957.9305 | 2
2019-04-17 03:00 | 2.2979 | 72424.3731 | 3
2019-04-17 04:00 | 2.5036 | 78908.1093 | 4
2019-04-17 05:00 | 2.7886 | 87891.9796 | 5
2019-04-17 06:00 | 3.4554 | 108905.667 | 6
2019-04-17 07:00 | 3.8414 | 121072.8892 | 7
2019-04-17 08:00 | 4.2853 | 135064.4872 | 8
2019-04-17 09:00 | 4.3958 | 138547.1974 | 9
2019-04-17 10:00 | 4.5706 | 144054.739 | 10
2019-04-17 11:00 | 4.6806 | 147521.7335 | 11
2019-04-17 12:00 | 4.8203 | 151926.7487 | 12
2019-04-17 13:00 | 4.8577 | 153103.4216 | 13
2019-04-17 14:00 | 4.9873 | 157190.2899 | 14
2019-04-17 15:00 | 4.6826 | 147584.5265 | 15
2019-04-17 16:00 | 4.271 | 134613.5186 | 16
2019-04-17 17:00 | 3.8105 | 120097.2856 | 17
2019-04-17 18:00 | 3.6638 | 115475.7034 | 18
2019-04-17 19:00 | 3.5708 | 112543.9262 | 19
2019-04-17 20:00 | 3.3691 | 106187.6303 | 20
2019-04-17 21:00 | 3.0702 | 96766.387 | 21
2019-04-17 22:00 | 2.8084 | 88514.9372 | 22
2019-04-17 23:00 | 2.6144 | 82400.8915 | 23
2019-04-18 | 2.4907 | 78501.0755 | 0
2019-04-18 01:00 | 2.4679 | 77783.1272 | 1
2019-04-18 02:00 | 2.475 | 78005.2904 | 2
2019-04-18 03:00 | 2.4032 | 75743.8138 | 3
2019-04-18 04:00 | 2.4675 | 77770.2885 | 4
2019-04-18 05:00 | 2.6347 | 83040.9948 | 5
2019-04-18 06:00 | 3.0948 | 97540.4277 | 6
2019-04-18 07:00 | 3.6335 | 114519.7886 | 7
2019-04-18 08:00 | 4.1415 | 130530.1104 | 8
2019-04-18 09:00 | 4.4612 | 140607.1469 | 9
2019-04-18 10:00 | 4.6437 | 146360.2013 | 10
2019-04-18 11:00 | 4.8174 | 151834.8421 | 11
2019-04-18 12:00 | 5.0568 | 159379.3815 | 12
2019-04-18 13:00 | 5.3579 | 168868.5185 | 13
2019-04-18 14:00 | 5.2933 | 166834.2274 | 14
2019-04-18 15:00 | 5.2337 | 164955.054 | 15
2019-04-18 16:00 | 4.7741 | 150469.7029 | 16
2019-04-18 17:00 | 4.2041 | 132504.7031 | 17
2019-04-18 18:00 | 3.7519 | 118251.8127 | 18
2019-04-18 19:00 | 3.5993 | 113442.6131 | 19
2019-04-18 20:00 | 3.4873 | 109912.0933 | 20
2019-04-18 21:00 | 3.2588 | 102710.4991 | 21
2019-04-18 22:00 | 3.0032 | 94652.883 | 22
2019-04-18 23:00 | 2.7376 | 86282.1217 | 23
2019-04-19 | 2.7162 | 85609.8114 | 0
2019-04-19 01:00 | 2.653 | 83615.7053 | 1
2019-04-19 02:00 | 2.6181 | 82517.5588 | 2
2019-04-19 03:00 | 2.6025 | 82025.3572 | 3
2019-04-19 04:00 | 2.611 | 82292.5984 | 4
2019-04-19 05:00 | 2.6964 | 84984.6024 | 5
2019-04-19 06:00 | 3.0417 | 95869.2998 | 6
2019-04-19 07:00 | 3.3688 | 106175.8093 | 7
2019-04-19 08:00 | 4.0019 | 126130.145 | 8
2019-04-19 09:00 | 4.3133 | 135946.0333 | 9
2019-04-19 10:00 | 4.3266 | 136365.4124 | 10
2019-04-19 11:00 | 4.3615 | 137464.8429 | 11
2019-04-19 12:00 | 4.3551 | 137264.2687 | 12
2019-04-19 13:00 | 4.105 | 129379.5207 | 13
2019-04-19 14:00 | 4.0248 | 126851.9511 | 14
2019-04-19 15:00 | 3.973 | 125218.9649 | 15
2019-04-19 16:00 | 3.66 | 115356.3187 | 16
2019-04-19 17:00 | 3.4295 | 108090.9989 | 17
2019-04-19 18:00 | 3.2562 | 102629.4413 | 18
2019-04-19 19:00 | 3.1014 | 97748.6048 | 19
2019-04-19 20:00 | 3.1217 | 98390.0056 | 20
2019-04-19 21:00 | 3.0903 | 97399.5979 | 21
2019-04-19 22:00 | 2.8328 | 89285.1857 | 22
2019-04-19 23:00 | 2.6495 | 83505.238 | 23
2019-04-20 | 2.5972 | 81857.0264 | 0
2019-04-20 01:00 | 2.4658 | 77716.0123 | 1
2019-04-20 02:00 | 2.445 | 77061.6562 | 2
2019-04-20 03:00 | 2.3396 | 73737.8646 | 3
2019-04-20 04:00 | 2.3735 | 74806.8343 | 4
2019-04-20 05:00 | 2.4524 | 77294.2702 | 5
2019-04-20 06:00 | 2.6054 | 82117.8486 | 6
2019-04-20 07:00 | 2.5173 | 79340.6788 | 7
2019-04-20 08:00 | 2.819 | 88848.6853 | 8
2019-04-20 09:00 | 2.9995 | 94538.5774 | 9
2019-04-20 10:00 | 2.9543 | 93111.6921 | 10
2019-04-20 11:00 | 2.9921 | 94305.7365 | 11
2019-04-20 12:00 | 3.081 | 97105.7358 | 12
2019-04-20 13:00 | 3.061 | 96474.8389 | 13
2019-04-20 14:00 | 2.9486 | 92932.8307 | 14
2019-04-20 15:00 | 2.9974 | 94472.812 | 15
2019-04-20 16:00 | 2.842 | 89575.0875 | 16
2019-04-20 17:00 | 2.7069 | 85316.6545 | 17
2019-04-20 18:00 | 2.628 | 82830.4225 | 18
2019-04-20 19:00 | 2.7819 | 87678.4411 | 19
2019-04-20 20:00 | 2.8826 | 90854.2328 | 20
2019-04-20 21:00 | 2.7568 | 86888.8969 | 21
2019-04-20 22:00 | 2.6749 | 84307.6112 | 22
2019-04-20 23:00 | 2.5435 | 80167.2382 | 23
2019-04-21 | 2.4002 | 75648.9122 | 0
2019-04-21 01:00 | 2.3374 | 73669.3171 | 1
2019-04-21 02:00 | 2.3979 | 75578.2447 | 2
2019-04-21 03:00 | 2.4115 | 76003.9656 | 3
2019-04-21 04:00 | 2.4482 | 77161.2333 | 4
2019-04-21 05:00 | 2.5634 | 80791.569 | 5
2019-04-21 06:00 | 2.6539 | 83644.1302 | 6
2019-04-21 07:00 | 2.806 | 88440.6335 | 7
2019-04-21 08:00 | 3.0328 | 95587.3574 | 8
2019-04-21 09:00 | 2.9689 | 93574.1462 | 9
2019-04-21 10:00 | 2.9048 | 91552.6336 | 10
2019-04-21 11:00 | 2.7787 | 87580.1516 | 11
2019-04-21 12:00 | 2.6444 | 83347.2455 | 12
2019-04-21 13:00 | 2.7251 | 85890.7976 | 13
2019-04-21 14:00 | 2.5779 | 81251.4463 | 14
2019-04-21 15:00 | 2.6243 | 82711.9763 | 15
2019-04-21 16:00 | 2.5672 | 80913.5352 | 16
2019-04-21 17:00 | 2.6722 | 84223.3406 | 17
2019-04-21 18:00 | 2.7292 | 86018.6507 | 18
2019-04-21 19:00 | 2.7447 | 86505.9033 | 19
2019-04-21 20:00 | 2.7917 | 87987.2635 | 20
2019-04-21 21:00 | 2.8024 | 88325.9144 | 21
2019-04-21 22:00 | 2.5887 | 81590.712 | 22
2019-04-21 23:00 | 2.5107 | 79130.3221 | 23
2019-04-22 | 2.4369 | 76804.7137 | 0
2019-04-22 01:00 | 2.4334 | 76696.0156 | 1
2019-04-22 02:00 | 2.3786 | 74968.9826 | 2
2019-04-22 03:00 | 2.4951 | 78641.3022 | 3
2019-04-22 04:00 | 2.4985 | 78746.8946 | 4
2019-04-22 05:00 | 2.9231 | 92129.9323 | 5
2019-04-22 06:00 | 3.631 | 114440.9349 | 6
2019-04-22 07:00 | 4.2647 | 134414.0433 | 7
2019-04-22 08:00 | 4.9564 | 156214.4742 | 8
2019-04-22 09:00 | 4.973 | 156737.8907 | 9
2019-04-22 10:00 | 5.0653 | 159648.0262 | 10
2019-04-22 11:00 | 4.7585 | 149976.5524 | 11
2019-04-22 12:00 | 4.9057 | 154615.9197 | 12
2019-04-22 13:00 | 4.8194 | 151896.8584 | 13
2019-04-22 14:00 | 4.9886 | 157229.7515 | 14
2019-04-22 15:00 | 4.8537 | 152977.6847 | 15
2019-04-22 16:00 | 4.5149 | 142299.54 | 16
2019-04-22 17:00 | 4.005 | 126229.579 | 17
2019-04-22 18:00 | 3.6736 | 115784.2437 | 18
2019-04-22 19:00 | 3.4871 | 109904.9356 | 19
2019-04-22 20:00 | 3.2507 | 102456.0053 | 20
2019-04-22 21:00 | 3.1989 | 100823.6879 | 21
2019-04-22 22:00 | 2.955 | 93136.8262 | 22
2019-04-22 23:00 | 2.7031 | 85195.7822 | 23
2019-04-23 | 2.6267 | 82786.5323 | 0
2019-04-23 01:00 | 2.5398 | 80049.6047 | 1
2019-04-23 02:00 | 2.4429 | 76993.5125 | 2
2019-04-23 03:00 | 2.5232 | 79524.6613 | 3
2019-04-23 04:00 | 2.5811 | 81349.9251 | 4
2019-04-23 05:00 | 2.7181 | 85667.9372 | 5
2019-04-23 06:00 | 3.3859 | 106717.7004 | 6
2019-04-23 07:00 | 3.8709 | 122002.3122 | 7
2019-04-23 08:00 | 4.6525 | 146637.0731 | 8
2019-04-23 09:00 | 4.748 | 149647.8592 | 9
2019-04-23 10:00 | 4.846 | 152736.9947 | 10
2019-04-23 11:00 | 4.9776 | 156883.1143 | 11
2019-04-23 12:00 | 5.0904 | 160439.8128 | 12
2019-04-23 13:00 | 5.2831 | 166511.8827 | 13
2019-04-23 14:00 | 5.3622 | 169006.6179 | 14
2019-04-23 15:00 | 5.2421 | 165219.3427 | 15
2019-04-23 16:00 | 4.9259 | 155254.9948 | 16
2019-04-23 17:00 | 4.3777 | 137975.6896 | 17
2019-04-23 18:00 | 3.7614 | 118551.1484 | 18
2019-04-23 19:00 | 3.4917 | 110052.2047 | 19
2019-04-23 20:00 | 3.3301 | 104957.0998 | 20
2019-04-23 21:00 | 3.1314 | 98694.3042 | 21
2019-04-23 22:00 | 2.8942 | 91217.9996 | 22
2019-04-23 23:00 | 2.7622 | 87059.4157 | 23
2019-04-24 | 2.594 | 81756.2895 | 0
2019-04-24 01:00 | 2.5092 | 79083.7517 | 1
2019-04-24 02:00 | 2.5339 | 79863.5863 | 2
2019-04-24 03:00 | 2.5657 | 80864.9304 | 3
2019-04-24 04:00 | 2.5164 | 79311.2464 | 4
2019-04-24 05:00 | 2.8473 | 89740.9162 | 5
2019-04-24 06:00 | 3.3837 | 106647.3385 | 6
2019-04-24 07:00 | 4.0197 | 126693.3069 | 7
2019-04-24 08:00 | 4.5647 | 143869.7526 | 8
2019-04-24 09:00 | 4.6432 | 146342.731 | 9
2019-04-24 10:00 | 4.9836 | 157072.3835 | 10
2019-04-24 11:00 | 5.0625 | 159560.335 | 11
2019-04-24 12:00 | 5.252 | 165530.5366 | 12
2019-04-24 13:00 | 5.219 | 164492.0085 | 13
2019-04-24 14:00 | 5.1958 | 163759.919 | 14
2019-04-24 15:00 | 5.1794 | 163243.5016 | 15
2019-04-24 16:00 | 4.9085 | 154705.9851 | 16
2019-04-24 17:00 | 4.5226 | 142542.9403 | 17
2019-04-24 18:00 | 4.107 | 129444.5225 | 18
2019-04-24 19:00 | 3.7855 | 119310.4051 | 19
2019-04-24 20:00 | 3.5114 | 110671.3684 | 20
2019-04-24 21:00 | 3.1987 | 100815.1525 | 21
2019-04-24 22:00 | 2.8644 | 90279.923 | 22
2019-04-24 23:00 | 2.6649 | 83993.4873 | 23
2019-04-25 | 2.4608 | 77560.2466 | 0
2019-04-25 01:00 | 2.3544 | 74205.8573 | 1
2019-04-25 02:00 | 2.2746 | 71692.0805 | 2
2019-04-25 03:00 | 2.3351 | 73598.7101 | 3
2019-04-25 04:00 | 2.5475 | 80290.2094 | 4
2019-04-25 05:00 | 2.8243 | 89015.8823 | 5
2019-04-25 06:00 | 3.518 | 110878.3564 | 6
2019-04-25 07:00 | 4.0036 | 126184.84 | 7
2019-04-25 08:00 | 4.7164 | 148651.8713 | 8
2019-04-25 09:00 | 4.9243 | 155204.6258 | 9
2019-04-25 10:00 | 5.0684 | 159745.3645 | 10
2019-04-25 11:00 | 5.3033 | 167147.675 | 11
2019-04-25 12:00 | 5.4567 | 171983.1362 | 12
2019-04-25 13:00 | 5.6146 | 176960.1307 | 13
2019-04-25 14:00 | 5.5382 | 174551.029 | 14
2019-04-25 15:00 | 5.3361 | 168183.0622 | 15
2019-04-25 16:00 | 4.9949 | 157427.6533 | 16
2019-04-25 17:00 | 4.1989 | 132341.1613 | 17
2019-04-25 18:00 | 3.6253 | 114260.8093 | 18
2019-04-25 19:00 | 3.2385 | 102072.16 | 19
2019-04-25 20:00 | 3.2696 | 103051.4055 | 20
2019-04-25 21:00 | 3.1646 | 99741.8553 | 21
2019-04-25 22:00 | 2.8574 | 90058.3684 | 22
2019-04-25 23:00 | 2.7261 | 85921.766 | 23
2019-04-26 | 2.6208 | 82602.5889 | 0
2019-04-26 01:00 | 2.5214 | 79468.6324 | 1
2019-04-26 02:00 | 2.4956 | 78655.4376 | 2
2019-04-26 03:00 | 2.3901 | 75330.3201 | 3
2019-04-26 04:00 | 2.4276 | 76511.7174 | 4
2019-04-26 05:00 | 2.6106 | 82280.4987 | 5
2019-04-26 06:00 | 3.1062 | 97901.3965 | 6
2019-04-26 07:00 | 3.6142 | 113911.1089 | 7
2019-04-26 08:00 | 4.2038 | 132493.23 | 8
2019-04-26 09:00 | 4.41 | 138992.8431 | 9
2019-04-26 10:00 | 4.3969 | 138580.4825 | 10
2019-04-26 11:00 | 4.4309 | 139651.279 | 11
2019-04-26 12:00 | 4.3896 | 138350.1861 | 12
2019-04-26 13:00 | 4.342 | 136852.015 | 13
2019-04-26 14:00 | 4.3077 | 135769.6011 | 14
2019-04-26 15:00 | 4.0914 | 128952.8982 | 15
2019-04-26 16:00 | 3.6617 | 115409.5822 | 16
2019-04-26 17:00 | 3.341 | 105299.9793 | 17
2019-04-26 18:00 | 3.1054 | 97874.7538 | 18
2019-04-26 19:00 | 2.929 | 92314.6057 | 19
2019-04-26 20:00 | 2.9482 | 92920.9742 | 20
2019-04-26 21:00 | 2.8828 | 90861.01 | 21
2019-04-26 22:00 | 2.7569 | 86890.2058 | 22
2019-04-26 23:00 | 2.6921 | 84849.9712 | 23
2019-04-27 | 2.5548 | 80523.3697 | 0
2019-04-27 01:00 | 2.4983 | 78741.2555 | 1
2019-04-27 02:00 | 2.4847 | 78312.0594 | 2
2019-04-27 03:00 | 2.3653 | 74550.4356 | 3
2019-04-27 04:00 | 2.465 | 77691.7612 | 4
2019-04-27 05:00 | 2.54 | 80054.8028 | 5
2019-04-27 06:00 | 2.676 | 84341.5783 | 6
2019-04-27 07:00 | 2.8135 | 88676.1132 | 7
2019-04-27 08:00 | 3.0772 | 96987.2662 | 8
2019-04-27 09:00 | 3.1266 | 98542.5897 | 9
2019-04-27 10:00 | 3.2545 | 102573.5011 | 10
2019-04-27 11:00 | 3.2642 | 102880.0507 | 11
2019-04-27 12:00 | 3.2334 | 101910.3823 | 12
2019-04-27 13:00 | 3.304 | 104134.4422 | 13
2019-04-27 14:00 | 3.2146 | 101318.6839 | 14
2019-04-27 15:00 | 3.1364 | 98852.4994 | 15
2019-04-27 16:00 | 2.8988 | 91365.1363 | 16
2019-04-27 17:00 | 2.9195 | 92017.9258 | 17
2019-04-27 18:00 | 2.9252 | 92195.2258 | 18
2019-04-27 19:00 | 2.9143 | 91853.5164 | 19
2019-04-27 20:00 | 2.8716 | 90506.0556 | 20
2019-04-27 21:00 | 2.8397 | 89499.7469 | 21
2019-04-27 22:00 | 2.6945 | 84926.3985 | 22
2019-04-27 23:00 | 2.5636 | 80798.5247 | 23
2019-04-28 | 2.4709 | 77878.7332 | 0
2019-04-28 01:00 | 2.3416 | 73801.4507 | 1
2019-04-28 02:00 | 2.35 | 74067.5855 | 2
2019-04-28 03:00 | 2.3286 | 73393.3512 | 3
2019-04-28 04:00 | 2.2869 | 72078.2047 | 4
2019-04-28 05:00 | 2.3879 | 75262.9313 | 5
2019-04-28 06:00 | 2.4733 | 77954.3694 | 6
2019-04-28 07:00 | 2.5255 | 79598.8446 | 7
2019-04-28 08:00 | 2.7511 | 86708.8255 | 8
2019-04-28 09:00 | 2.9041 | 91531.5289 | 9
2019-04-28 10:00 | 3.0162 | 95064.511 | 10
2019-04-28 11:00 | 2.9438 | 92781.098 | 11
2019-04-28 12:00 | 2.9579 | 93226.9175 | 12
2019-04-28 13:00 | 2.9331 | 92444.3911 | 13
2019-04-28 14:00 | 2.9691 | 93579.4159 | 14
2019-04-28 15:00 | 2.9182 | 91974.8118 | 15
2019-04-28 16:00 | 2.9229 | 92123.4788 | 16
2019-04-28 17:00 | 2.9341 | 92476.5127 | 17
2019-04-28 18:00 | 2.8877 | 91012.8856 | 18
2019-04-28 19:00 | 2.8363 | 89392.623 | 19
2019-04-28 20:00 | 2.7801 | 87621.7139 | 20
2019-04-28 21:00 | 2.8025 | 88327.8558 | 21
2019-04-28 22:00 | 2.4986 | 78750.9826 | 22
2019-04-28 23:00 | 2.3768 | 74910.6208 | 23
2019-04-29 | 2.2259 | 70155.2613 | 0
2019-04-29 01:00 | 2.2785 | 71813.154 | 1
2019-04-29 02:00 | 2.2341 | 70412.9445 | 2
2019-04-29 03:00 | 2.3778 | 74943.5445 | 3
2019-04-29 04:00 | 2.5127 | 79194.3948 | 4
2019-04-29 05:00 | 2.7352 | 86206.9998 | 5
2019-04-29 06:00 | 3.3347 | 105103.3432 | 6
2019-04-29 07:00 | 3.9205 | 123564.8101 | 7
2019-04-29 08:00 | 4.5415 | 143138.5474 | 8
2019-04-29 09:00 | 4.7387 | 149353.6199 | 9
2019-04-29 10:00 | 4.8717 | 153545.554 | 10
2019-04-29 11:00 | 5.1166 | 161262.8703 | 11
2019-04-29 12:00 | 5.3175 | 167595.8183 | 12
2019-04-29 13:00 | 5.4273 | 171056.7593 | 13
2019-04-29 14:00 | 5.3498 | 168613.7702 | 14
2019-04-29 15:00 | 5.1797 | 163253.2114 | 15
2019-04-29 16:00 | 4.7561 | 149901.7194 | 16
2019-04-29 17:00 | 4.2752 | 134746.4827 | 17
2019-04-29 18:00 | 3.8865 | 122494.8312 | 18
2019-04-29 19:00 | 3.6884 | 116251.6962 | 19
2019-04-29 20:00 | 3.5823 | 112906.2481 | 20
2019-04-29 21:00 | 3.3513 | 105625.0704 | 21
2019-04-29 22:00 | 3.0429 | 95905.9855 | 22
2019-04-29 23:00 | 2.8086 | 88520.5485 | 23
2019-04-30 | 2.6146 | 82407.7989 | 0
2019-04-30 01:00 | 2.4784 | 78114.7661 | 1
2019-04-30 02:00 | 2.4304 | 76602.2332 | 2
2019-04-30 03:00 | 2.5286 | 79696.74 | 3
2019-04-30 04:00 | 2.4351 | 76750.1985 | 4
2019-04-30 05:00 | 2.6806 | 84486.2633 | 5
2019-04-30 06:00 | 3.1851 | 100386.4428 | 6
2019-04-30 07:00 | 3.8347 | 120862.6864 | 7
2019-04-30 08:00 | 4.4752 | 141050.1772 | 8
2019-04-30 09:00 | 4.683 | 147599.0081 | 9
2019-04-30 10:00 | 4.9978 | 157519.8715 | 10
2019-04-30 11:00 | 5.1338 | 161805.4291 | 11
2019-04-30 12:00 | 5.3637 | 169052.1688 | 12
2019-04-30 13:00 | 5.6465 | 177964.7508 | 13
2019-04-30 14:00 | 5.7432 | 181013.9179 | 14
2019-04-30 15:00 | 5.7587 | 181500.8106 | 15
2019-04-30 16:00 | 5.1556 | 162493.9895 | 16
2019-04-30 17:00 | 4.7027 | 148217.6987 | 17
2019-04-30 18:00 | 4.1997 | 132364.4393 | 18
2019-04-30 19:00 | 3.8458 | 121211.0612 | 19
2019-04-30 20:00 | 3.6103 | 113788.0778 | 20
2019-04-30 21:00 | 3.2832 | 103478.3014 | 21
2019-04-30 22:00 | 3.0317 | 95552.0399 | 22
2019-04-30 23:00 | 2.7432 | 86460.9167 | 23
2019-05-01 | 2.2773 | 71776.9248 | 0
2019-05-01 01:00 | 2.1836 | 68821.2455 | 1
2019-05-01 02:00 | 2.1529 | 67855.2946 | 2
2019-05-01 03:00 | 2.2022 | 69407.2845 | 3
2019-05-01 04:00 | 2.2094 | 69636.6713 | 4
2019-05-01 05:00 | 2.3755 | 74870.6035 | 5
2019-05-01 06:00 | 3.0389 | 95780.1981 | 6
2019-05-01 07:00 | 3.4602 | 109059.295 | 7
2019-05-01 08:00 | 4.0022 | 126139.2997 | 8
2019-05-01 09:00 | 4.4054 | 138849.355 | 9
2019-05-01 10:00 | 4.798 | 151221.5199 | 10
2019-05-01 11:00 | 4.9998 | 157581.5358 | 11
2019-05-01 12:00 | 5.1796 | 163249.207 | 12
2019-05-01 13:00 | 5.2349 | 164991.6225 | 13
2019-05-01 14:00 | 5.3139 | 167481.1957 | 14
2019-05-01 15:00 | 5.1713 | 162987.896 | 15
2019-05-01 16:00 | 4.5896 | 144653.4939 | 16
2019-05-01 17:00 | 4.2202 | 133011.2186 | 17
2019-05-01 18:00 | 3.9015 | 122966.5946 | 18
2019-05-01 19:00 | 3.6559 | 115226.1295 | 19
2019-05-01 20:00 | 3.3871 | 106755.0024 | 20
2019-05-01 21:00 | 3.1327 | 98735.0616 | 21
2019-05-01 22:00 | 2.8572 | 90052.6704 | 22
2019-05-01 23:00 | 2.573 | 81096.892 | 23
2019-05-02 | 2.3899 | 75325.4243 | 0
2019-05-02 01:00 | 2.2517 | 70969.4144 | 1
2019-05-02 02:00 | 2.2263 | 70167.4448 | 2
2019-05-02 03:00 | 2.2568 | 71128.0228 | 3
2019-05-02 04:00 | 2.3678 | 74626.475 | 4
2019-05-02 05:00 | 2.638 | 83144.8981 | 5
2019-05-02 06:00 | 3.0598 | 96437.0394 | 6
2019-05-02 07:00 | 3.5227 | 111026.5699 | 7
2019-05-02 08:00 | 4.1433 | 130587.6843 | 8
2019-05-02 09:00 | 4.6168 | 145510.8457 | 9
2019-05-02 10:00 | 5.0025 | 157667.5244 | 10
2019-05-02 11:00 | 5.162 | 162695.0223 | 11
2019-05-02 12:00 | 5.3665 | 169139.8886 | 12
2019-05-02 13:00 | 5.4432 | 171558.36 | 13
2019-05-02 14:00 | 5.446 | 171646.2421 | 14
2019-05-02 15:00 | 5.3432 | 168406.4261 | 15
2019-05-02 16:00 | 4.9417 | 155753.3259 | 16
2019-05-02 17:00 | 4.0871 | 128815.6509 | 17
2019-05-02 18:00 | 3.4942 | 110128.1782 | 18
2019-05-02 19:00 | 3.226 | 101677.2456 | 19
2019-05-02 20:00 | 3.0937 | 97508.1069 | 20
2019-05-02 21:00 | 3.0055 | 94725.6598 | 21
2019-05-02 22:00 | 2.6879 | 84717.0918 | 22
2019-05-02 23:00 | 2.4627 | 77618.9624 | 23
2019-05-03 | 2.3656 | 74560.1548 | 0
2019-05-03 01:00 | 2.3209 | 73148.9903 | 1
2019-05-03 02:00 | 2.3044 | 72630.576 | 2
2019-05-03 03:00 | 2.2615 | 71277.694 | 3
2019-05-03 04:00 | 2.2645 | 71371.2344 | 4
2019-05-03 05:00 | 2.502 | 78859.0218 | 5
2019-05-03 06:00 | 2.7353 | 86211.3761 | 6
2019-05-03 07:00 | 3.151 | 99314.2768 | 7
2019-05-03 08:00 | 3.8609 | 121687.9052 | 8
2019-05-03 09:00 | 4.3428 | 136876.3372 | 9
2019-05-03 10:00 | 4.5678 | 143968.7873 | 10
2019-05-03 11:00 | 4.784 | 150781.6185 | 11
2019-05-03 12:00 | 4.6856 | 147679.6316 | 12
2019-05-03 13:00 | 4.5475 | 143326.7708 | 13
2019-05-03 14:00 | 4.4866 | 141406.5446 | 14
2019-05-03 15:00 | 4.4293 | 139602.6888 | 15
2019-05-03 16:00 | 3.9836 | 125553.4525 | 16
2019-05-03 17:00 | 3.5395 | 111557.9857 | 17
2019-05-03 18:00 | 3.2988 | 103970.6859 | 18
2019-05-03 19:00 | 3.1556 | 99458.1121 | 19
2019-05-03 20:00 | 2.9384 | 92613.0385 | 20
2019-05-03 21:00 | 2.9066 | 91610.8802 | 21
2019-05-03 22:00 | 2.6707 | 84175.5444 | 22
2019-05-03 23:00 | 2.4592 | 77510.016 | 23
2019-05-04 | 2.3674 | 74615.0213 | 0
2019-05-04 01:00 | 2.2853 | 72026.5087 | 1
2019-05-04 02:00 | 2.257 | 71136.4312 | 2
2019-05-04 03:00 | 2.1585 | 68030.5455 | 3
2019-05-04 04:00 | 2.1896 | 69010.5077 | 4
2019-05-04 05:00 | 2.1478 | 67693.1631 | 5
2019-05-04 06:00 | 2.2482 | 70858.5769 | 6
2019-05-04 07:00 | 2.3553 | 74233.551 | 7
2019-05-04 08:00 | 2.6776 | 84392.3371 | 8
2019-05-04 09:00 | 2.8361 | 89388.9235 | 9
2019-05-04 10:00 | 3.0102 | 94873.8662 | 10
2019-05-04 11:00 | 3.1367 | 98863.5689 | 11
2019-05-04 12:00 | 3.1842 | 100358.8174 | 12
2019-05-04 13:00 | 3.2142 | 101304.7894 | 13
2019-05-04 14:00 | 3.1697 | 99902.9948 | 14
2019-05-04 15:00 | 3.104 | 97830.3505 | 15
2019-05-04 16:00 | 3.0105 | 94885.6543 | 16
2019-05-04 17:00 | 2.8529 | 89918.8586 | 17
2019-05-04 18:00 | 2.7507 | 86695.2217 | 18
2019-05-04 19:00 | 2.7279 | 85977.9171 | 19
2019-05-04 20:00 | 2.79 | 87933.9471 | 20
2019-05-04 21:00 | 2.7171 | 85637.9385 | 21
2019-05-04 22:00 | 2.5595 | 80669.8627 | 22
2019-05-04 23:00 | 2.3723 | 74768.7989 | 23
2019-05-05 | 2.2026 | 69420.7038 | 0
2019-05-05 01:00 | 2.1175 | 66738.1471 | 1
2019-05-05 02:00 | 2.0966 | 66078.824 | 2
2019-05-05 03:00 | 2.0841 | 65685.6224 | 3
2019-05-05 04:00 | 2.0891 | 65844.3151 | 4
2019-05-05 05:00 | 2.0536 | 64724.5608 | 5
2019-05-05 06:00 | 2.1354 | 67302.3131 | 6
2019-05-05 07:00 | 2.2282 | 70227.6227 | 7
2019-05-05 08:00 | 2.2749 | 71700.7928 | 8
2019-05-05 09:00 | 2.3933 | 75432.7056 | 9
2019-05-05 10:00 | 2.54 | 80055.9529 | 10
2019-05-05 11:00 | 2.5626 | 80767.497 | 11
2019-05-05 12:00 | 2.6276 | 82815.7124 | 12
2019-05-05 13:00 | 2.6571 | 83747.2691 | 13
2019-05-05 14:00 | 2.5619 | 80746.4726 | 14
2019-05-05 15:00 | 2.5448 | 80205.2689 | 15
2019-05-05 16:00 | 2.5306 | 79757.9908 | 16
2019-05-05 17:00 | 2.5076 | 79032.9478 | 17
2019-05-05 18:00 | 2.4822 | 78233.5044 | 18
2019-05-05 19:00 | 2.4686 | 77803.6893 | 19
2019-05-05 20:00 | 2.4248 | 76423.7781 | 20
2019-05-05 21:00 | 2.3902 | 75335.2652 | 21
2019-05-05 22:00 | 2.2669 | 71447.5822 | 22
2019-05-05 23:00 | 2.1753 | 68559.8603 | 23
2019-05-06 | 2.1799 | 68706.0549 | 0
2019-05-06 01:00 | 2.1014 | 66231.7753 | 1
2019-05-06 02:00 | 2.0501 | 64614.54 | 2
2019-05-06 03:00 | 1.986 | 62594.61 | 3
2019-05-06 04:00 | 2.0953 | 66039.7962 | 4
2019-05-06 05:00 | 2.2499 | 70913.2548 | 5
2019-05-06 06:00 | 2.8769 | 90674.1719 | 6
2019-05-06 07:00 | 3.3535 | 105696.6642 | 7
2019-05-06 08:00 | 3.9462 | 124375.1624 | 8
2019-05-06 09:00 | 3.9842 | 125574.1284 | 9
2019-05-06 10:00 | 4.1389 | 130448.0211 | 10
2019-05-06 11:00 | 4.2268 | 133218.9078 | 11
2019-05-06 12:00 | 4.3742 | 137864.9145 | 12
2019-05-06 13:00 | 4.3398 | 136781.4092 | 13
2019-05-06 14:00 | 4.3764 | 137935.0512 | 14
2019-05-06 15:00 | 4.3312 | 136509.3397 | 15
2019-05-06 16:00 | 3.8589 | 121625.8077 | 16
2019-05-06 17:00 | 3.4739 | 109489.1371 | 17
2019-05-06 18:00 | 3.2098 | 101165.4335 | 18
2019-05-06 19:00 | 2.9976 | 94479.4638 | 19
2019-05-06 20:00 | 2.8603 | 90149.0949 | 20
2019-05-06 21:00 | 2.7222 | 85798.6012 | 21
2019-05-06 22:00 | 2.4718 | 77906.3167 | 22
2019-05-06 23:00 | 2.3094 | 72788.3692 | 23
2019-05-07 | 2.2009 | 69368.776 | 0
2019-05-07 01:00 | 2.136 | 67322.462 | 1
2019-05-07 02:00 | 2.087 | 65777.2867 | 2
2019-05-07 03:00 | 2.0667 | 65137.413 | 3
2019-05-07 04:00 | 2.0448 | 64448.9607 | 4
2019-05-07 05:00 | 2.3186 | 73075.9981 | 5
2019-05-07 06:00 | 2.9602 | 93300.1054 | 6
2019-05-07 07:00 | 3.3696 | 106201.8131 | 7
2019-05-07 08:00 | 3.9106 | 123252.6292 | 8
2019-05-07 09:00 | 4.1908 | 132083.5115 | 9
2019-05-07 10:00 | 4.2887 | 135170.3852 | 10
2019-05-07 11:00 | 4.3927 | 138448.1064 | 11
2019-05-07 12:00 | 4.6595 | 146856.1127 | 12
2019-05-07 13:00 | 4.7918 | 151027.8259 | 13
2019-05-07 14:00 | 4.8828 | 153895.7744 | 14
2019-05-07 15:00 | 4.6676 | 147113.7083 | 15
2019-05-07 16:00 | 4.2721 | 134648.9597 | 16
2019-05-07 17:00 | 3.9662 | 125005.0772 | 17
2019-05-07 18:00 | 3.5888 | 113111.0519 | 18
2019-05-07 19:00 | 3.267 | 102970.0209 | 19
2019-05-07 20:00 | 3.1188 | 98296.4686 | 20
2019-05-07 21:00 | 2.9112 | 91755.9508 | 21
2019-05-07 22:00 | 2.6745 | 84295.607 | 22
2019-05-07 23:00 | 2.5036 | 78907.1241 | 23
2019-05-08 | 2.3613 | 74423.5086 | 0
2019-05-08 01:00 | 2.2246 | 70115.1737 | 1
2019-05-08 02:00 | 2.1561 | 67955.025 | 2
2019-05-08 03:00 | 2.0348 | 64131.6122 | 3
2019-05-08 04:00 | 2.1569 | 67980.3531 | 4
2019-05-08 05:00 | 2.5535 | 80482.3971 | 5
2019-05-08 06:00 | 2.991 | 94270.2347 | 6
2019-05-08 07:00 | 3.3296 | 104940.5611 | 7
2019-05-08 08:00 | 4.0644 | 128102.7642 | 8
2019-05-08 09:00 | 4.3556 | 137279.6408 | 9
2019-05-08 10:00 | 4.6168 | 145512.2734 | 10
2019-05-08 11:00 | 4.8464 | 152748.8066 | 11
2019-05-08 12:00 | 4.9731 | 156740.1413 | 12
2019-05-08 13:00 | 5.1522 | 162387.0724 | 13
2019-05-08 14:00 | 5.2717 | 166152.529 | 14
2019-05-08 15:00 | 5.2203 | 164531.5191 | 15
2019-05-08 16:00 | 4.7075 | 148370.035 | 16
2019-05-08 17:00 | 4.3227 | 136241.4462 | 17
2019-05-08 18:00 | 4.0373 | 127246.4381 | 18
2019-05-08 19:00 | 3.7437 | 117993.6959 | 19
2019-05-08 20:00 | 3.3767 | 106426.0315 | 20
2019-05-08 21:00 | 3.1435 | 99077.2576 | 21
2019-05-08 22:00 | 2.8867 | 90981.5003 | 22
2019-05-08 23:00 | 2.6474 | 83441.7755 | 23
2019-05-09 | 2.3473 | 73982.4105 | 0
2019-05-09 01:00 | 2.2083 | 69600.5402 | 1
2019-05-09 02:00 | 2.2109 | 69683.2296 | 2
2019-05-09 03:00 | 2.2148 | 69807.0518 | 3
2019-05-09 04:00 | 2.3345 | 73578.9152 | 4
2019-05-09 05:00 | 2.5686 | 80958.0876 | 5
2019-05-09 06:00 | 3.1543 | 99418.053 | 6
2019-05-09 07:00 | 3.5102 | 110634.0205 | 7
2019-05-09 08:00 | 4.174 | 131556.1295 | 8
2019-05-09 09:00 | 4.6401 | 146247.1049 | 9
2019-05-09 10:00 | 4.9667 | 156539.6082 | 10
2019-05-09 11:00 | 5.1303 | 161695.0965 | 11
2019-05-09 12:00 | 5.186 | 163451.149 | 12
2019-05-09 13:00 | 5.2319 | 164898.2744 | 13
2019-05-09 14:00 | 5.0718 | 159853.4872 | 14
2019-05-09 15:00 | 4.8751 | 153652.2765 | 15
2019-05-09 16:00 | 4.3246 | 136302.0304 | 16
2019-05-09 17:00 | 3.7995 | 119752.9795 | 17
2019-05-09 18:00 | 3.4568 | 108951.3624 | 18
2019-05-09 19:00 | 3.1634 | 99703.1038 | 19
2019-05-09 20:00 | 3.1802 | 100233.5473 | 20
2019-05-09 21:00 | 3.0044 | 94693.7821 | 21
2019-05-09 22:00 | 2.8032 | 88351.9855 | 22
2019-05-09 23:00 | 2.5712 | 81037.2408 | 23
2019-05-10 | 2.4698 | 77843.5132 | 0
2019-05-10 01:00 | 2.3747 | 74844.8758 | 1
2019-05-10 02:00 | 2.3544 | 74205.9695 | 2
2019-05-10 03:00 | 2.269 | 71512.609 | 3
2019-05-10 04:00 | 2.4106 | 75978.0415 | 4
2019-05-10 05:00 | 2.5192 | 79399.9561 | 5
2019-05-10 06:00 | 2.9541 | 93106.6499 | 6
2019-05-10 07:00 | 3.4687 | 109327.4215 | 7
2019-05-10 08:00 | 4.0598 | 127957.5477 | 8
2019-05-10 09:00 | 4.4292 | 139599.1132 | 9
2019-05-10 10:00 | 4.6561 | 146750.3921 | 10
2019-05-10 11:00 | 4.7035 | 148244.8623 | 11
2019-05-10 12:00 | 4.9558 | 156196.1825 | 12
2019-05-10 13:00 | 4.9716 | 156694.4939 | 13
2019-05-10 14:00 | 4.9654 | 156498.6145 | 14
2019-05-10 15:00 | 4.873 | 153587.1333 | 15
2019-05-10 16:00 | 4.3551 | 137263.8404 | 16
2019-05-10 17:00 | 3.9055 | 123093.7558 | 17
2019-05-10 18:00 | 3.5476 | 111811.4436 | 18
2019-05-10 19:00 | 3.3129 | 104414.1889 | 19
2019-05-10 20:00 | 3.1203 | 98346.3637 | 20
2019-05-10 21:00 | 3.0282 | 95443.7651 | 21
2019-05-10 22:00 | 2.8063 | 88447.515 | 22
2019-05-10 23:00 | 2.5645 | 80828.6432 | 23
2019-05-11 | 2.449 | 77186.5054 | 0
2019-05-11 01:00 | 2.3535 | 74176.2507 | 1
2019-05-11 02:00 | 2.3011 | 72525.1519 | 2
2019-05-11 03:00 | 2.22 | 69970.588 | 3
2019-05-11 04:00 | 2.0811 | 65591.9795 | 4
2019-05-11 05:00 | 2.1152 | 66667.2293 | 5
2019-05-11 06:00 | 2.2951 | 72337.4379 | 6
2019-05-11 07:00 | 2.2993 | 72469.6455 | 7
2019-05-11 08:00 | 2.5424 | 80132.3122 | 8
2019-05-11 09:00 | 2.7769 | 87520.6068 | 9
2019-05-11 10:00 | 2.8759 | 90640.8835 | 10
2019-05-11 11:00 | 2.9064 | 91603.2011 | 11
2019-05-11 12:00 | 2.9427 | 92747.8954 | 12
2019-05-11 13:00 | 2.9118 | 91773.2587 | 13
2019-05-11 14:00 | 2.802 | 88313.1925 | 14
2019-05-11 15:00 | 2.7269 | 85945.7144 | 15
2019-05-11 16:00 | 2.6445 | 83347.5588 | 16
2019-05-11 17:00 | 2.491 | 78512.0196 | 17
2019-05-11 18:00 | 2.4744 | 77987.1346 | 18
2019-05-11 19:00 | 2.5905 | 81645.9575 | 19
2019-05-11 20:00 | 2.5825 | 81395.1274 | 20
2019-05-11 21:00 | 2.5807 | 81338.2564 | 21
2019-05-11 22:00 | 2.4382 | 76848.078 | 22
2019-05-11 23:00 | 2.3164 | 73009.3017 | 23
2019-05-12 | 2.1952 | 69187.4138 | 0
2019-05-12 01:00 | 2.0723 | 65316.0302 | 1
2019-05-12 02:00 | 2.0481 | 64550.3328 | 2
2019-05-12 03:00 | 2.072 | 65305.4297 | 3
2019-05-12 04:00 | 2.1123 | 66576.4463 | 4
2019-05-12 05:00 | 2.1016 | 66236.4292 | 5
2019-05-12 06:00 | 2.1183 | 66765.1273 | 6
2019-05-12 07:00 | 2.2093 | 69633.6026 | 7
2019-05-12 08:00 | 2.4014 | 75687.8687 | 8
2019-05-12 09:00 | 2.5191 | 79397.936 | 9
2019-05-12 10:00 | 2.6615 | 83885.9423 | 10
2019-05-12 11:00 | 2.6992 | 85072.2876 | 11
2019-05-12 12:00 | 2.6206 | 82594.5789 | 12
2019-05-12 13:00 | 2.6969 | 84999.0721 | 13
2019-05-12 14:00 | 2.7484 | 86624.6395 | 14
2019-05-12 15:00 | 2.774 | 87430.9976 | 15
2019-05-12 16:00 | 2.7382 | 86301.5654 | 16
2019-05-12 17:00 | 2.6653 | 84006.0725 | 17
2019-05-12 18:00 | 2.6769 | 84368.6624 | 18
2019-05-12 19:00 | 2.5707 | 81023.3602 | 19
2019-05-12 20:00 | 2.522 | 79488.7285 | 20
2019-05-12 21:00 | 2.4708 | 77874.3252 | 21
2019-05-12 22:00 | 2.2422 | 70670.4483 | 22
2019-05-12 23:00 | 2.1697 | 68383.8845 | 23
2019-05-13 | 2.0864 | 65758.7006 | 0
2019-05-13 01:00 | 2.101 | 66219.9791 | 1
2019-05-13 02:00 | 2.1464 | 67649.5432 | 2
2019-05-13 03:00 | 2.0601 | 64931.052 | 3
2019-05-13 04:00 | 2.1195 | 66801.8722 | 4
2019-05-13 05:00 | 2.3715 | 74745.797 | 5
2019-05-13 06:00 | 2.8027 | 88333.5407 | 6
2019-05-13 07:00 | 3.2724 | 103137.901 | 7
2019-05-13 08:00 | 3.9202 | 123557.8686 | 8
2019-05-13 09:00 | 4.2077 | 132618.3394 | 9
2019-05-13 10:00 | 4.2124 | 132766.953 | 10
2019-05-13 11:00 | 4.2212 | 133043.4408 | 11
2019-05-13 12:00 | 4.1816 | 131795.9742 | 12
2019-05-13 13:00 | 4.1496 | 130787.4501 | 13
2019-05-13 14:00 | 3.9029 | 123011.4732 | 14
2019-05-13 15:00 | 3.8324 | 120789.3778 | 15
2019-05-13 16:00 | 3.554 | 112015.3494 | 16
2019-05-13 17:00 | 3.1131 | 98118.2522 | 17
2019-05-13 18:00 | 2.7771 | 87528.8762 | 18
2019-05-13 19:00 | 2.6237 | 82692.4829 | 19
2019-05-13 20:00 | 2.6577 | 83765.8228 | 20
2019-05-13 21:00 | 2.554 | 80496.317 | 21
2019-05-13 22:00 | 2.3788 | 74974.6021 | 22
2019-05-13 23:00 | 2.2316 | 70336.506 | 23
2019-05-14 | 2.1853 | 68877.0491 | 0
2019-05-14 01:00 | 2.1828 | 68795.8539 | 1
2019-05-14 02:00 | 2.1612 | 68116.7719 | 2
2019-05-14 03:00 | 2.0401 | 64298.4755 | 3
2019-05-14 04:00 | 2.196 | 69212.9452 | 4
2019-05-14 05:00 | 2.5461 | 80248.8149 | 5
2019-05-14 06:00 | 3.0427 | 95900.9283 | 6
2019-05-14 07:00 | 3.3793 | 106507.2426 | 7
2019-05-14 08:00 | 3.8542 | 121474.9576 | 8
2019-05-14 09:00 | 4.1613 | 131154.7906 | 9
2019-05-14 10:00 | 4.1869 | 131962.7651 | 10
2019-05-14 11:00 | 4.1944 | 132199.0474 | 11
2019-05-14 12:00 | 4.2529 | 134042.6161 | 12
2019-05-14 13:00 | 4.26 | 134264.9085 | 13
2019-05-14 14:00 | 4.2512 | 133987.307 | 14
2019-05-14 15:00 | 4.1673 | 131345.909 | 15
2019-05-14 16:00 | 3.6482 | 114982.8909 | 16
2019-05-14 17:00 | 3.3272 | 104864.9872 | 17
2019-05-14 18:00 | 2.9358 | 92531.3722 | 18
2019-05-14 19:00 | 2.7722 | 87374.5333 | 19
2019-05-14 20:00 | 2.719 | 85696.5241 | 20
2019-05-14 21:00 | 2.5931 | 81730.2421 | 21
2019-05-14 22:00 | 2.4189 | 76239.5312 | 22
2019-05-14 23:00 | 2.2087 | 69614.4468 | 23
2019-05-15 | 2.1856 | 68885.406 | 0
2019-05-15 01:00 | 2.1549 | 67919.0081 | 1
2019-05-15 02:00 | 2.0446 | 64442.4719 | 2
2019-05-15 03:00 | 2.0383 | 64241.4174 | 3
2019-05-15 04:00 | 2.2051 | 69499.7603 | 4
2019-05-15 05:00 | 2.5169 | 79327.8447 | 5
2019-05-15 06:00 | 2.9471 | 92887.4819 | 6
2019-05-15 07:00 | 3.4258 | 107973.0958 | 7
2019-05-15 08:00 | 4.0276 | 126940.0901 | 8
2019-05-15 09:00 | 4.2253 | 133171.7853 | 9
2019-05-15 10:00 | 4.2717 | 134636.2258 | 10
2019-05-15 11:00 | 4.2805 | 134911.5668 | 11
2019-05-15 12:00 | 4.3297 | 136461.5407 | 12
2019-05-15 13:00 | 4.3307 | 136495.6418 | 13
2019-05-15 14:00 | 4.2803 | 134904.3384 | 14
2019-05-15 15:00 | 4.1621 | 131179.9346 | 15
2019-05-15 16:00 | 3.674 | 115797.5906 | 16
2019-05-15 17:00 | 3.4119 | 107536.471 | 17
2019-05-15 18:00 | 3.1779 | 100159.8917 | 18
2019-05-15 19:00 | 3.1241 | 98464.5366 | 19
2019-05-15 20:00 | 2.8277 | 89123.1916 | 20
2019-05-15 21:00 | 2.6441 | 83337.0836 | 21
2019-05-15 22:00 | 2.4436 | 77018.529 | 22
2019-05-15 23:00 | 2.2659 | 71415.5236 | 23
2019-05-16 | 2.192 | 69086.0154 | 0
2019-05-16 01:00 | 2.0048 | 63188.3631 | 1
2019-05-16 02:00 | 2.012 | 63414.6512 | 2
2019-05-16 03:00 | 2.0237 | 63781.8464 | 3
2019-05-16 04:00 | 2.1212 | 66856.5434 | 4
2019-05-16 05:00 | 2.4075 | 75879.8026 | 5
2019-05-16 06:00 | 2.9345 | 92490.2757 | 6
2019-05-16 07:00 | 3.3376 | 105193.4875 | 7
2019-05-16 08:00 | 3.9237 | 123665.9881 | 8
2019-05-16 09:00 | 4.2322 | 133390.129 | 9
2019-05-16 10:00 | 4.372 | 137795.3341 | 10
2019-05-16 11:00 | 4.5578 | 143652.5078 | 11
2019-05-16 12:00 | 4.6425 | 146321.6325 | 12
2019-05-16 13:00 | 4.6469 | 146460.7161 | 13
2019-05-16 14:00 | 4.651 | 146588.8824 | 14
2019-05-16 15:00 | 4.46 | 140568.7036 | 15
2019-05-16 16:00 | 4.0824 | 128667.6908 | 16
2019-05-16 17:00 | 3.6926 | 116382.7669 | 17
2019-05-16 18:00 | 3.382 | 106594.0732 | 18
2019-05-16 19:00 | 3.2774 | 103295.992 | 19
2019-05-16 20:00 | 3.0397 | 95804.6932 | 20
2019-05-16 21:00 | 2.8453 | 89676.793 | 21
2019-05-16 22:00 | 2.6428 | 83294.4143 | 22
2019-05-16 23:00 | 2.4192 | 76247.5684 | 23
2019-05-17 | 2.2701 | 71547.1638 | 0
2019-05-17 01:00 | 2.2653 | 71397.0493 | 1
2019-05-17 02:00 | 2.2482 | 70857.2759 | 2
2019-05-17 03:00 | 2.2413 | 70640.7002 | 3
2019-05-17 04:00 | 2.2962 | 72372.0806 | 4
2019-05-17 05:00 | 2.537 | 79959.7955 | 5
2019-05-17 06:00 | 2.8972 | 91312.212 | 6
2019-05-17 07:00 | 3.3061 | 104201.5829 | 7
2019-05-17 08:00 | 3.8148 | 120235.4225 | 8
2019-05-17 09:00 | 4.1009 | 129252.8623 | 9
2019-05-17 10:00 | 4.324 | 136282.5184 | 10
2019-05-17 11:00 | 4.5489 | 143372.672 | 11
2019-05-17 12:00 | 4.7311 | 149112.6814 | 12
2019-05-17 13:00 | 5.0305 | 158550.8311 | 13
2019-05-17 14:00 | 5.066 | 159668.6929 | 14
2019-05-17 15:00 | 4.9109 | 154782.4575 | 15
2019-05-17 16:00 | 4.6544 | 146695.1869 | 16
2019-05-17 17:00 | 4.2794 | 134878.8641 | 17
2019-05-17 18:00 | 3.9547 | 124643.1223 | 18
2019-05-17 19:00 | 3.6361 | 114600.8202 | 19
2019-05-17 20:00 | 3.3272 | 104864.7208 | 20
2019-05-17 21:00 | 3.1797 | 100216.5428 | 21
2019-05-17 22:00 | 2.922 | 92096.4426 | 22
2019-05-17 23:00 | 2.6891 | 84753.9545 | 23
2019-05-18 | 2.4994 | 78774.4338 | 0
2019-05-18 01:00 | 2.381 | 75044.9452 | 1
2019-05-18 02:00 | 2.2172 | 69882.7039 | 2
2019-05-18 03:00 | 2.1784 | 68658.4037 | 3
2019-05-18 04:00 | 2.1735 | 68502.9768 | 4
2019-05-18 05:00 | 2.1753 | 68561.061 | 5
2019-05-18 06:00 | 2.2584 | 71180.9152 | 6
2019-05-18 07:00 | 2.3371 | 73661.6718 | 7
2019-05-18 08:00 | 2.7097 | 85404.7207 | 8
2019-05-18 09:00 | 3.0456 | 95989.6691 | 9
2019-05-18 10:00 | 3.3504 | 105598.4778 | 10
2019-05-18 11:00 | 3.6535 | 115149.4186 | 11
2019-05-18 12:00 | 3.7101 | 116933.555 | 12
2019-05-18 13:00 | 3.7638 | 118627.066 | 13
2019-05-18 14:00 | 3.9493 | 124473.6059 | 14
2019-05-18 15:00 | 3.9563 | 124693.5536 | 15
2019-05-18 16:00 | 3.8708 | 121999.4386 | 16
2019-05-18 17:00 | 3.7968 | 119667.399 | 17
2019-05-18 18:00 | 3.6575 | 115276.1759 | 18
2019-05-18 19:00 | 3.4935 | 110107.7562 | 19
2019-05-18 20:00 | 3.4583 | 108998.8101 | 20
2019-05-18 21:00 | 3.2882 | 103636.3216 | 21
2019-05-18 22:00 | 3.0012 | 94589.9253 | 22
2019-05-18 23:00 | 2.7269 | 85946.5772 | 23
2019-05-19 | 2.5677 | 80928.5096 | 0
2019-05-19 01:00 | 2.4661 | 77725.2061 | 1
2019-05-19 02:00 | 2.3612 | 74419.2282 | 2
2019-05-19 03:00 | 2.3492 | 74041.2002 | 3
2019-05-19 04:00 | 2.3644 | 74521.3663 | 4
2019-05-19 05:00 | 2.3379 | 73685.62 | 5
2019-05-19 06:00 | 2.3452 | 73916.0943 | 6
2019-05-19 07:00 | 2.3601 | 74386.4271 | 7
2019-05-19 08:00 | 2.6682 | 84097.5098 | 8
2019-05-19 09:00 | 3.0924 | 97467.2492 | 9
2019-05-19 10:00 | 3.4136 | 107589.3386 | 10
2019-05-19 11:00 | 3.5898 | 113143.3166 | 11
2019-05-19 12:00 | 3.618 | 114030.1645 | 12
2019-05-19 13:00 | 3.76 | 118508.1685 | 13
2019-05-19 14:00 | 3.8177 | 120325.6675 | 14
2019-05-19 15:00 | 3.7365 | 117765.007 | 15
2019-05-19 16:00 | 3.8442 | 121160.0958 | 16
2019-05-19 17:00 | 3.8062 | 119962.6948 | 17
2019-05-19 18:00 | 3.7108 | 116957.5998 | 18
2019-05-19 19:00 | 3.5133 | 110731.533 | 19
2019-05-19 20:00 | 3.2774 | 103297.4762 | 20
2019-05-19 21:00 | 3.1098 | 98015.7223 | 21
2019-05-19 22:00 | 2.8692 | 90432.6083 | 22
2019-05-19 23:00 | 2.7163 | 85613.1413 | 23
2019-05-20 | 2.6118 | 82319.5518 | 0
2019-05-20 01:00 | 2.527 | 79647.0824 | 1
2019-05-20 02:00 | 2.4346 | 76733.3896 | 2
2019-05-20 03:00 | 2.4343 | 76723.7216 | 3
2019-05-20 04:00 | 2.5634 | 80792.1093 | 4
2019-05-20 05:00 | 2.785 | 87778.5749 | 5
2019-05-20 06:00 | 3.2172 | 101399.4774 | 6
2019-05-20 07:00 | 3.643 | 114820.6232 | 7
2019-05-20 08:00 | 4.304 | 135652.4101 | 8
2019-05-20 09:00 | 4.6171 | 145520.4842 | 9
2019-05-20 10:00 | 4.9966 | 157481.285 | 10
2019-05-20 11:00 | 5.1515 | 162365.8301 | 11
2019-05-20 12:00 | 5.154 | 162441.7691 | 12
2019-05-20 13:00 | 5.166 | 162822.051 | 13
2019-05-20 14:00 | 5.0363 | 158733.7202 | 14
2019-05-20 15:00 | 5.0581 | 159421.7828 | 15
2019-05-20 16:00 | 4.8072 | 151514.1835 | 16
2019-05-20 17:00 | 4.4198 | 139302.0812 | 17
2019-05-20 18:00 | 3.9647 | 124958.5299 | 18
2019-05-20 19:00 | 3.7162 | 117127.1698 | 19
2019-05-20 20:00 | 3.3843 | 106665.6787 | 20
2019-05-20 21:00 | 3.0888 | 97351.4544 | 21
2019-05-20 22:00 | 2.7844 | 87758.5501 | 22
2019-05-20 23:00 | 2.6191 | 82549.1106 | 23
2019-05-21 | 2.4707 | 77872.3585 | 0
2019-05-21 01:00 | 2.3364 | 73636.8907 | 1
2019-05-21 02:00 | 2.2825 | 71940.5632 | 2
2019-05-21 03:00 | 2.2982 | 72434.1406 | 3
2019-05-21 04:00 | 2.4094 | 75938.9741 | 4
2019-05-21 05:00 | 2.5845 | 81456.4665 | 5
2019-05-21 06:00 | 2.9022 | 91470.6644 | 6
2019-05-21 07:00 | 3.1394 | 98947.0338 | 7
2019-05-21 08:00 | 3.5529 | 111978.4626 | 8
2019-05-21 09:00 | 3.9124 | 123311.5479 | 9
2019-05-21 10:00 | 4.134 | 130295.6952 | 10
2019-05-21 11:00 | 4.2493 | 133929.5209 | 11
2019-05-21 12:00 | 4.3827 | 138132.8037 | 12
2019-05-21 13:00 | 4.428 | 139561.406 | 13
2019-05-21 14:00 | 4.3575 | 137339.3791 | 14
2019-05-21 15:00 | 4.5042 | 141961.702 | 15
2019-05-21 16:00 | 4.1718 | 131485.5785 | 16
2019-05-21 17:00 | 3.7894 | 119435.0226 | 17
2019-05-21 18:00 | 3.5213 | 110985.3986 | 18
2019-05-21 19:00 | 3.324 | 104766.499 | 19
2019-05-21 20:00 | 3.1007 | 97726.4977 | 20
2019-05-21 21:00 | 2.8991 | 91372.6981 | 21
2019-05-21 22:00 | 2.7174 | 85645.7537 | 22
2019-05-21 23:00 | 2.5334 | 79846.0995 | 23
2019-05-22 | 2.3979 | 75577.5908 | 0
2019-05-22 01:00 | 2.3336 | 73550.1912 | 1
2019-05-22 02:00 | 2.2131 | 69751.365 | 2
2019-05-22 03:00 | 2.205 | 69496.6799 | 3
2019-05-22 04:00 | 2.2931 | 72274.784 | 4
2019-05-22 05:00 | 2.5802 | 81322.5263 | 5
2019-05-22 06:00 | 2.9822 | 93993.332 | 6
2019-05-22 07:00 | 3.5127 | 110712.113 | 7
2019-05-22 08:00 | 4.137 | 130388.7726 | 8
2019-05-22 09:00 | 4.5042 | 141961.6982 | 9
2019-05-22 10:00 | 4.8801 | 153811.1608 | 10
2019-05-22 11:00 | 5.2266 | 164730.4954 | 11
2019-05-22 12:00 | 5.3508 | 168646.7438 | 12
2019-05-22 13:00 | 5.57 | 175553.8857 | 13
2019-05-22 14:00 | 5.5396 | 174595.9412 | 14
2019-05-22 15:00 | 5.5353 | 174460.336 | 15
2019-05-22 16:00 | 5.0582 | 159423.789 | 16
2019-05-22 17:00 | 4.6492 | 146532.5408 | 17
2019-05-22 18:00 | 4.2687 | 134539.6642 | 18
2019-05-22 19:00 | 4.1539 | 130923.491 | 19
2019-05-22 20:00 | 3.754 | 118316.937 | 20
2019-05-22 21:00 | 3.4961 | 110191.0116 | 21
2019-05-22 22:00 | 3.1452 | 99129.1146 | 22
2019-05-22 23:00 | 2.8608 | 90165.8295 | 23
2019-05-23 | 2.6871 | 84692.1831 | 0
2019-05-23 01:00 | 2.4509 | 77248.2235 | 1
2019-05-23 02:00 | 2.3882 | 75271.3814 | 2
2019-05-23 03:00 | 2.3775 | 74933.8298 | 3
2019-05-23 04:00 | 2.52 | 79426.2982 | 4
2019-05-23 05:00 | 2.6934 | 84891.1834 | 5
2019-05-23 06:00 | 3.1662 | 99791.0548 | 6
2019-05-23 07:00 | 3.5963 | 113349.085 | 7
2019-05-23 08:00 | 4.239 | 133602.7072 | 8
2019-05-23 09:00 | 4.7018 | 148189.8523 | 9
2019-05-23 10:00 | 5.0307 | 158557.359 | 10
2019-05-23 11:00 | 5.0982 | 160683.5936 | 11
2019-05-23 12:00 | 5.1553 | 162483.8534 | 12
2019-05-23 13:00 | 5.1399 | 161999.1525 | 13
2019-05-23 14:00 | 5.3891 | 169851.4199 | 14
2019-05-23 15:00 | 5.4036 | 170308.3847 | 15
2019-05-23 16:00 | 5.1153 | 161222.976 | 16
2019-05-23 17:00 | 4.7339 | 149201.6952 | 17
2019-05-23 18:00 | 4.242 | 133698.4065 | 18
2019-05-23 19:00 | 3.8819 | 122348.0909 | 19
2019-05-23 20:00 | 3.549 | 111857.7466 | 20
2019-05-23 21:00 | 3.4378 | 108352.0253 | 21
2019-05-23 22:00 | 3.1269 | 98554.3978 | 22
2019-05-23 23:00 | 2.9046 | 91546.962 | 23
2019-05-24 | 2.7753 | 87470.9303 | 0
2019-05-24 01:00 | 2.6074 | 82179.9975 | 1
2019-05-24 02:00 | 2.5377 | 79981.7982 | 2
2019-05-24 03:00 | 2.4884 | 78429.4875 | 3
2019-05-24 04:00 | 2.4968 | 78694.9369 | 4
2019-05-24 05:00 | 2.6314 | 82937.535 | 5
2019-05-24 06:00 | 2.9581 | 93234.2509 | 6
2019-05-24 07:00 | 3.3894 | 106826.7597 | 7
2019-05-24 08:00 | 4.0198 | 126696.1283 | 8
2019-05-24 09:00 | 4.5641 | 143850.3783 | 9
2019-05-24 10:00 | 4.7759 | 150526.2746 | 10
2019-05-24 11:00 | 5.1333 | 161789.8626 | 11
2019-05-24 12:00 | 5.4022 | 170264.2781 | 12
2019-05-24 13:00 | 5.4344 | 171280.0737 | 13
2019-05-24 14:00 | 5.4009 | 170226.3691 | 14
2019-05-24 15:00 | 5.3728 | 169340.1825 | 15
2019-05-24 16:00 | 5.0143 | 158040.8415 | 16
2019-05-24 17:00 | 4.6771 | 147413.4008 | 17
2019-05-24 18:00 | 4.419 | 139276.767 | 18
2019-05-24 19:00 | 4.2085 | 132641.4693 | 19
2019-05-24 20:00 | 3.7894 | 119433.504 | 20
2019-05-24 21:00 | 3.5494 | 111868.7227 | 21
2019-05-24 22:00 | 3.2443 | 102254.1524 | 22
2019-05-24 23:00 | 2.9701 | 93610.4701 | 23
2019-05-25 | 2.7148 | 85565.3503 | 0
2019-05-25 01:00 | 2.5717 | 81053.0241 | 1
2019-05-25 02:00 | 2.4988 | 78756.3572 | 2
2019-05-25 03:00 | 2.4538 | 77338.9473 | 3
2019-05-25 04:00 | 2.4998 | 78787.2702 | 4
2019-05-25 05:00 | 2.468 | 77784.9054 | 5
2019-05-25 06:00 | 2.4426 | 76986.2806 | 6
2019-05-25 07:00 | 2.6766 | 84361.2513 | 7
2019-05-25 08:00 | 2.9312 | 92384.5846 | 8
2019-05-25 09:00 | 3.2897 | 103685.1972 | 9
2019-05-25 10:00 | 3.6704 | 115683.6356 | 10
2019-05-25 11:00 | 3.941 | 124212.6907 | 11
2019-05-25 12:00 | 4.1107 | 129559.2008 | 12
2019-05-25 13:00 | 4.2075 | 132611.2486 | 13
2019-05-25 14:00 | 4.26 | 134264.6009 | 14
2019-05-25 15:00 | 4.2913 | 135253.3683 | 15
2019-05-25 16:00 | 4.1549 | 130952.0643 | 16
2019-05-25 17:00 | 3.9886 | 125712.7118 | 17
2019-05-25 18:00 | 3.8568 | 121557.2284 | 18
2019-05-25 19:00 | 3.7751 | 118982.1113 | 19
2019-05-25 20:00 | 3.6322 | 114478.743 | 20
2019-05-25 21:00 | 3.474 | 109492.0252 | 21
2019-05-25 22:00 | 3.1675 | 99833.6196 | 22
2019-05-25 23:00 | 2.9204 | 92044.0488 | 23
2019-05-26 | 2.7154 | 85582.4188 | 0
2019-05-26 01:00 | 2.5778 | 81247.1998 | 1
2019-05-26 02:00 | 2.4577 | 77461.9996 | 2
2019-05-26 03:00 | 2.452 | 77283.1223 | 3
2019-05-26 04:00 | 2.5028 | 78881.8838 | 4
2019-05-26 05:00 | 2.4868 | 78377.7929 | 5
2019-05-26 06:00 | 2.5132 | 79212.1583 | 6
2019-05-26 07:00 | 2.5938 | 81751.6827 | 7
2019-05-26 08:00 | 2.7905 | 87951.4396 | 8
2019-05-26 09:00 | 3.0461 | 96006.9438 | 9
2019-05-26 10:00 | 3.3965 | 107051.5977 | 10
2019-05-26 11:00 | 3.6699 | 115668.1483 | 11
2019-05-26 12:00 | 3.6865 | 116190.8605 | 12
2019-05-26 13:00 | 3.7094 | 116911.8854 | 13
2019-05-26 14:00 | 3.8197 | 120387.9192 | 14
2019-05-26 15:00 | 3.8072 | 119994.1766 | 15
2019-05-26 16:00 | 3.9173 | 123465.5079 | 16
2019-05-26 17:00 | 3.858 | 121595.3654 | 17
2019-05-26 18:00 | 3.7148 | 117084.1149 | 18
2019-05-26 19:00 | 3.449 | 108705.81 | 19
2019-05-26 20:00 | 3.1899 | 100538.3649 | 20
2019-05-26 21:00 | 3.0016 | 94603.8009 | 21
2019-05-26 22:00 | 2.8314 | 89239.6162 | 22
2019-05-26 23:00 | 2.6894 | 84762.8783 | 23
2019-05-27 | 2.4817 | 78219.1508 | 0
2019-05-27 01:00 | 2.3124 | 72881.5912 | 1
2019-05-27 02:00 | 2.2915 | 72224.7077 | 2
2019-05-27 03:00 | 2.328 | 73372.6143 | 3
2019-05-27 04:00 | 2.3862 | 75206.4522 | 4
2019-05-27 05:00 | 2.4488 | 77179.9662 | 5
2019-05-27 06:00 | 2.6631 | 83933.7684 | 6
2019-05-27 07:00 | 2.6285 | 82843.1446 | 7
2019-05-27 08:00 | 2.8549 | 89980.8114 | 8
2019-05-27 09:00 | 3.0746 | 96905.837 | 9
2019-05-27 10:00 | 3.2345 | 101943.4066 | 10
2019-05-27 11:00 | 3.2935 | 103802.7206 | 11
2019-05-27 12:00 | 3.333 | 105050.4978 | 12
2019-05-27 13:00 | 3.5026 | 110394.3416 | 13
2019-05-27 14:00 | 3.6249 | 114247.9116 | 14
2019-05-27 15:00 | 3.6793 | 115964.1168 | 15
2019-05-27 16:00 | 3.6526 | 115123.6716 | 16
2019-05-27 17:00 | 3.3806 | 106548.2122 | 17
2019-05-27 18:00 | 3.3582 | 105842.2399 | 18
2019-05-27 19:00 | 3.2164 | 101373.1335 | 19
2019-05-27 20:00 | 3.2073 | 101087.2849 | 20
2019-05-27 21:00 | 3.0698 | 96753.1613 | 21
2019-05-27 22:00 | 2.7856 | 87797.6305 | 22
2019-05-27 23:00 | 2.5913 | 81672.1506 | 23
2019-05-28 | 2.5259 | 79612.3146 | 0
2019-05-28 01:00 | 2.4679 | 77784.3785 | 1
2019-05-28 02:00 | 2.4458 | 77087.3386 | 2
2019-05-28 03:00 | 2.4248 | 76425.6897 | 3
2019-05-28 04:00 | 2.5338 | 79859.3698 | 4
2019-05-28 05:00 | 2.768 | 87241.6045 | 5
2019-05-28 06:00 | 3.0844 | 97214.9779 | 6
2019-05-28 07:00 | 3.5639 | 112326.6677 | 7
2019-05-28 08:00 | 4.4727 | 140970.1815 | 8
2019-05-28 09:00 | 4.9028 | 154526.369 | 9
2019-05-28 10:00 | 5.1137 | 161171.8339 | 10
2019-05-28 11:00 | 5.4096 | 170498.5336 | 11
2019-05-28 12:00 | 5.5557 | 175102.6464 | 12
2019-05-28 13:00 | 5.7039 | 179773.7991 | 13
2019-05-28 14:00 | 5.5978 | 176429.732 | 14
2019-05-28 15:00 | 5.4967 | 173244.314 | 15
2019-05-28 16:00 | 5.1542 | 162449.4679 | 16
2019-05-28 17:00 | 4.7229 | 148854.4267 | 17
2019-05-28 18:00 | 4.3637 | 137534.3885 | 18
2019-05-28 19:00 | 4.1268 | 130068.4334 | 19
2019-05-28 20:00 | 3.771 | 118854.698 | 20
2019-05-28 21:00 | 3.5221 | 111008.58 | 21
2019-05-28 22:00 | 3.2206 | 101504.9657 | 22
2019-05-28 23:00 | 2.9277 | 92273.9435 | 23
2019-05-29 | 2.7351 | 86205.8783 | 0
2019-05-29 01:00 | 2.6014 | 81989.1197 | 1
2019-05-29 02:00 | 2.5625 | 80763.0326 | 2
2019-05-29 03:00 | 2.5384 | 80006.0571 | 3
2019-05-29 04:00 | 2.5212 | 79464.159 | 4
2019-05-29 05:00 | 2.7662 | 87183.1715 | 5
2019-05-29 06:00 | 3.3404 | 105282.5027 | 6
2019-05-29 07:00 | 3.75 | 118192.6423 | 7
2019-05-29 08:00 | 4.4029 | 138770.4832 | 8
2019-05-29 09:00 | 4.9257 | 155248.3572 | 9
2019-05-29 10:00 | 5.2879 | 166662.8585 | 10
2019-05-29 11:00 | 5.4527 | 171858.0182 | 11
2019-05-29 12:00 | 5.4303 | 171151.4496 | 12
2019-05-29 13:00 | 5.218 | 164461.0781 | 13
2019-05-29 14:00 | 4.8376 | 152471.6016 | 14
2019-05-29 15:00 | 4.4011 | 138711.7223 | 15
2019-05-29 16:00 | 4.003 | 126166.2742 | 16
2019-05-29 17:00 | 3.7746 | 118966.2485 | 17
2019-05-29 18:00 | 3.6717 | 115723.8504 | 18
2019-05-29 19:00 | 3.4825 | 109760.3663 | 19
2019-05-29 20:00 | 3.175 | 100069.7206 | 20
2019-05-29 21:00 | 2.9888 | 94200.4082 | 21
2019-05-29 22:00 | 2.7474 | 86591.3714 | 22
2019-05-29 23:00 | 2.6646 | 83983.4369 | 23
2019-05-30 | 2.5494 | 80353.1419 | 0
2019-05-30 01:00 | 2.4604 | 77545.9713 | 1
2019-05-30 02:00 | 2.3941 | 75456.2928 | 2
2019-05-30 03:00 | 2.2734 | 71653.0944 | 3
2019-05-30 04:00 | 2.3516 | 74117.1711 | 4
2019-05-30 05:00 | 2.6658 | 84021.3668 | 5
2019-05-30 06:00 | 3.0998 | 97697.546 | 6
2019-05-30 07:00 | 3.4035 | 107269.5663 | 7
2019-05-30 08:00 | 4.0041 | 126199.1065 | 8
2019-05-30 09:00 | 4.3853 | 138216.7888 | 9
2019-05-30 10:00 | 4.7662 | 150219.1537 | 10
2019-05-30 11:00 | 4.8387 | 152505.5089 | 11
2019-05-30 12:00 | 4.9323 | 155456.1921 | 12
2019-05-30 13:00 | 4.8714 | 153537.103 | 13
2019-05-30 14:00 | 4.8063 | 151483.7319 | 14
2019-05-30 15:00 | 4.5809 | 144379.835 | 15
2019-05-30 16:00 | 3.9914 | 125800.2802 | 16
2019-05-30 17:00 | 3.6208 | 114120.1854 | 17
2019-05-30 18:00 | 3.4014 | 107204.165 | 18
2019-05-30 19:00 | 3.3722 | 106285.528 | 19
2019-05-30 20:00 | 3.1088 | 97982.6036 | 20
2019-05-30 21:00 | 3.0103 | 94877.2619 | 21
2019-05-30 22:00 | 2.7644 | 87126.6364 | 22
2019-05-30 23:00 | 2.5574 | 80604.8062 | 23
2019-05-31 | 2.4644 | 77672.8093 | 0
2019-05-31 01:00 | 2.4469 | 77121.7966 | 1
2019-05-31 02:00 | 2.3596 | 74369.4848 | 2
2019-05-31 03:00 | 2.3735 | 74807.7591 | 3
2019-05-31 04:00 | 2.4941 | 78607.9421 | 4
2019-05-31 05:00 | 2.5798 | 81308.5819 | 5
2019-05-31 06:00 | 2.9134 | 91823.4481 | 6
2019-05-31 07:00 | 3.461 | 109083.7512 | 7
2019-05-31 08:00 | 3.989 | 125724.0275 | 8
2019-05-31 09:00 | 4.4408 | 139963.3743 | 9
2019-05-31 10:00 | 4.6779 | 147437.9712 | 10
2019-05-31 11:00 | 4.6948 | 147971.2284 | 11
2019-05-31 12:00 | 4.7059 | 148320.2871 | 12
2019-05-31 13:00 | 4.5632 | 143821.6221 | 13
2019-05-31 14:00 | 4.4086 | 138949.8057 | 14
2019-05-31 15:00 | 4.1806 | 131765.0835 | 15
2019-05-31 16:00 | 3.8059 | 119954.5514 | 16
2019-05-31 17:00 | 3.424 | 107918.6379 | 17
2019-05-31 18:00 | 3.3415 | 105316.4113 | 18
2019-05-31 19:00 | 3.3036 | 104122.7214 | 19
2019-05-31 20:00 | 3.0881 | 97329.5718 | 20
2019-05-31 21:00 | 2.8893 | 91064.9402 | 21
2019-05-31 22:00 | 2.7332 | 86145.5468 | 22
2019-05-31 23:00 | 2.5583 | 80632.3727 | 23
2019-06-01 | 2.7028 | 85185.38 | 0
2019-06-01 01:00 | 2.5942 | 81763.9283 | 1
2019-06-01 02:00 | 2.4303 | 76599.3355 | 2
2019-06-01 03:00 | 2.3811 | 75047.9306 | 3
2019-06-01 04:00 | 2.5024 | 78870.8371 | 4
2019-06-01 05:00 | 2.5177 | 79352.0146 | 5
2019-06-01 06:00 | 2.5883 | 81578.7922 | 6
2019-06-01 07:00 | 2.7245 | 85869.7083 | 7
2019-06-01 08:00 | 2.9234 | 92138.4539 | 8
2019-06-01 09:00 | 3.0476 | 96055.0884 | 9
2019-06-01 10:00 | 3.2368 | 102015.8658 | 10
2019-06-01 11:00 | 3.514 | 110752.4194 | 11
2019-06-01 12:00 | 3.6056 | 113639.4125 | 12
2019-06-01 13:00 | 3.7158 | 117115.0209 | 13
2019-06-01 14:00 | 3.7341 | 117689.8598 | 14
2019-06-01 15:00 | 3.7945 | 119594.341 | 15
2019-06-01 16:00 | 3.8216 | 120449.6873 | 16
2019-06-01 17:00 | 3.7163 | 117129.984 | 17
2019-06-01 18:00 | 3.6204 | 114106.2269 | 18
2019-06-01 19:00 | 3.5635 | 112312.9143 | 19
2019-06-01 20:00 | 3.4319 | 108164.8671 | 20
2019-06-01 21:00 | 3.2435 | 102228.8725 | 21
2019-06-01 22:00 | 3.0308 | 95523.6138 | 22
2019-06-01 23:00 | 2.734 | 86169.9452 | 23
2019-06-02 | 2.5687 | 80960.4191 | 0
2019-06-02 01:00 | 2.4128 | 76046.3916 | 1
2019-06-02 02:00 | 2.3133 | 72910.9532 | 2
2019-06-02 03:00 | 2.3204 | 73132.994 | 3
2019-06-02 04:00 | 2.3068 | 72704.1956 | 4
2019-06-02 05:00 | 2.4009 | 75669.7293 | 5
2019-06-02 06:00 | 2.466 | 77721.857 | 6
2019-06-02 07:00 | 2.4932 | 78581.5068 | 7
2019-06-02 08:00 | 2.7474 | 86593.2206 | 8
2019-06-02 09:00 | 3.1128 | 98108.77 | 9
2019-06-02 10:00 | 3.4433 | 108525.6661 | 10
2019-06-02 11:00 | 3.6687 | 115631.0066 | 11
2019-06-02 12:00 | 3.7554 | 118362.5779 | 12
2019-06-02 13:00 | 3.8515 | 121390.4729 | 13
2019-06-02 14:00 | 3.8747 | 122123.6927 | 14
2019-06-02 15:00 | 3.8279 | 120648.7825 | 15
2019-06-02 16:00 | 3.7116 | 116982.6361 | 16
2019-06-02 17:00 | 3.7524 | 118266.7109 | 17
2019-06-02 18:00 | 3.6779 | 115918.1833 | 18
2019-06-02 19:00 | 3.5705 | 112533.8478 | 19
2019-06-02 20:00 | 3.2891 | 103665.5919 | 20
2019-06-02 21:00 | 3.1515 | 99328.8793 | 21
2019-06-02 22:00 | 2.9763 | 93806.0298 | 22
2019-06-02 23:00 | 2.7782 | 87563.6279 | 23
2019-06-03 | 2.675 | 84311.4479 | 0
2019-06-03 01:00 | 2.5141 | 79238.8264 | 1
2019-06-03 02:00 | 2.4071 | 75866.6392 | 2
2019-06-03 03:00 | 2.4084 | 75907.691 | 3
2019-06-03 04:00 | 2.5024 | 78869.1627 | 4
2019-06-03 05:00 | 2.6911 | 84819.2498 | 5
2019-06-03 06:00 | 3.171 | 99944.4431 | 6
2019-06-03 07:00 | 3.5305 | 111274.6301 | 7
2019-06-03 08:00 | 4.0768 | 128491.4727 | 8
2019-06-03 09:00 | 4.4971 | 141739.002 | 9
2019-06-03 10:00 | 4.8408 | 152570.7505 | 10
2019-06-03 11:00 | 4.8107 | 151624.2968 | 11
2019-06-03 12:00 | 4.8398 | 152539.5237 | 12
2019-06-03 13:00 | 5.051 | 159197.3326 | 13
2019-06-03 14:00 | 4.8987 | 154395.1665 | 14
2019-06-03 15:00 | 4.9533 | 156117.3941 | 15
2019-06-03 16:00 | 4.529 | 142743.7819 | 16
2019-06-03 17:00 | 4.2218 | 133063.3527 | 17
2019-06-03 18:00 | 3.8482 | 121287.8734 | 18
2019-06-03 19:00 | 3.5993 | 113441.5296 | 19
2019-06-03 20:00 | 3.3093 | 104302.8099 | 20
2019-06-03 21:00 | 3.1561 | 99472.9121 | 21
2019-06-03 22:00 | 2.9023 | 91474.1527 | 22
2019-06-03 23:00 | 2.7217 | 85781.8289 | 23
2019-06-04 | 2.5333 | 79843.4207 | 0
2019-06-04 01:00 | 2.4738 | 77969.1514 | 1
2019-06-04 02:00 | 2.4248 | 76424.2685 | 2
2019-06-04 03:00 | 2.3083 | 72753.8152 | 3
2019-06-04 04:00 | 2.4023 | 75715.2529 | 4
2019-06-04 05:00 | 2.5679 | 80934.5228 | 5
2019-06-04 06:00 | 3.0375 | 95734.2634 | 6
2019-06-04 07:00 | 3.3483 | 105531.1016 | 7
2019-06-04 08:00 | 3.9086 | 123189.1649 | 8
2019-06-04 09:00 | 4.2098 | 132685.1684 | 9
2019-06-04 10:00 | 4.5924 | 144741.2301 | 10
2019-06-04 11:00 | 4.7338 | 149199.209 | 11
2019-06-04 12:00 | 4.8114 | 151646.0202 | 12
2019-06-04 13:00 | 4.9853 | 157125.0752 | 13
2019-06-04 14:00 | 5.1266 | 161579.1097 | 14
2019-06-04 15:00 | 5.1553 | 162484.5412 | 15
2019-06-04 16:00 | 4.7226 | 148846.4103 | 16
2019-06-04 17:00 | 4.4915 | 141563.8387 | 17
2019-06-04 18:00 | 4.1109 | 129565.4994 | 18
2019-06-04 19:00 | 3.9399 | 124176.9607 | 19
2019-06-04 20:00 | 3.62 | 114096.0912 | 20
2019-06-04 21:00 | 3.3572 | 105812.2854 | 21
2019-06-04 22:00 | 3.1581 | 99536.0656 | 22
2019-06-04 23:00 | 2.9458 | 92845.2569 | 23
2019-06-05 | 2.7063 | 85296.2278 | 0
2019-06-05 01:00 | 2.6039 | 82070.7518 | 1
2019-06-05 02:00 | 2.5479 | 80303.7219 | 2
2019-06-05 03:00 | 2.5572 | 80599.0336 | 3
2019-06-05 04:00 | 2.6736 | 84265.1682 | 4
2019-06-05 05:00 | 2.9465 | 92867.933 | 5
2019-06-05 06:00 | 3.2608 | 102773.9843 | 6
2019-06-05 07:00 | 3.5841 | 112962.2973 | 7
2019-06-05 08:00 | 4.0933 | 129010.5182 | 8
2019-06-05 09:00 | 4.5248 | 142613.1247 | 9
2019-06-05 10:00 | 4.5803 | 144360.9313 | 10
2019-06-05 11:00 | 4.4844 | 141339.9502 | 11
2019-06-05 12:00 | 4.6643 | 147009.3022 | 12
2019-06-05 13:00 | 4.6737 | 147304.9979 | 13
2019-06-05 14:00 | 4.8004 | 151297.1728 | 14
2019-06-05 15:00 | 4.8834 | 153914.5694 | 15
2019-06-05 16:00 | 4.793 | 151065.3134 | 16
2019-06-05 17:00 | 4.635 | 146085.9088 | 17
2019-06-05 18:00 | 4.5223 | 142533.8465 | 18
2019-06-05 19:00 | 4.203 | 132470.842 | 19
2019-06-05 20:00 | 3.7884 | 119402.9985 | 20
2019-06-05 21:00 | 3.5032 | 110414.2657 | 21
2019-06-05 22:00 | 3.3019 | 104068.5478 | 22
2019-06-05 23:00 | 2.9697 | 93600.0277 | 23
2019-06-06 | 2.6936 | 84897.5725 | 0
2019-06-06 01:00 | 2.6235 | 82687.157 | 1
2019-06-06 02:00 | 2.5185 | 79378.0157 | 2
2019-06-06 03:00 | 2.4932 | 78580.3349 | 3
2019-06-06 04:00 | 2.6203 | 82585.0331 | 4
2019-06-06 05:00 | 2.881 | 90802.3457 | 5
2019-06-06 06:00 | 3.3008 | 104032.6413 | 6
2019-06-06 07:00 | 3.6636 | 115470.2583 | 7
2019-06-06 08:00 | 4.2703 | 134592.156 | 8
2019-06-06 09:00 | 4.8733 | 153594.8523 | 9
2019-06-06 10:00 | 5.3064 | 167247.1781 | 10
2019-06-06 11:00 | 5.4719 | 172461.068 | 11
2019-06-06 12:00 | 5.6542 | 178209.0712 | 12
2019-06-06 13:00 | 5.7935 | 182599.6919 | 13
2019-06-06 14:00 | 5.8125 | 183196.12 | 14
2019-06-06 15:00 | 5.6255 | 177303.9935 | 15
2019-06-06 16:00 | 5.051 | 159196.0871 | 16
2019-06-06 17:00 | 4.7396 | 149382.8111 | 17
2019-06-06 18:00 | 4.2337 | 133437.8763 | 18
2019-06-06 19:00 | 3.9446 | 124325.326 | 19
2019-06-06 20:00 | 3.6124 | 113855.4107 | 20
2019-06-06 21:00 | 3.4629 | 109142.2191 | 21
2019-06-06 22:00 | 3.2836 | 103493.3686 | 22
2019-06-06 23:00 | 3.0699 | 96756.8323 | 23
2019-06-07 | 2.8774 | 90690.2028 | 0
2019-06-07 01:00 | 2.7108 | 85438.3908 | 1
2019-06-07 02:00 | 2.6861 | 84660.5202 | 2
2019-06-07 03:00 | 2.6054 | 82117.1325 | 3
2019-06-07 04:00 | 2.6504 | 83536.3937 | 4
2019-06-07 05:00 | 2.8001 | 88254.6287 | 5
2019-06-07 06:00 | 3.1602 | 99603.6465 | 6
2019-06-07 07:00 | 3.5096 | 110615.9145 | 7
2019-06-07 08:00 | 3.9372 | 124092.7686 | 8
2019-06-07 09:00 | 4.1846 | 131889.0108 | 9
2019-06-07 10:00 | 4.5343 | 142910.7853 | 10
2019-06-07 11:00 | 4.5862 | 144547.012 | 11
2019-06-07 12:00 | 4.5942 | 144799.9713 | 12
2019-06-07 13:00 | 4.5405 | 143107.1005 | 13
2019-06-07 14:00 | 4.666 | 147062.8211 | 14
2019-06-07 15:00 | 4.5539 | 143527.9581 | 15
2019-06-07 16:00 | 4.2316 | 133372.1958 | 16
2019-06-07 17:00 | 3.8703 | 121985.1112 | 17
2019-06-07 18:00 | 3.6155 | 113953.5396 | 18
2019-06-07 19:00 | 3.4203 | 107799.0126 | 19
2019-06-07 20:00 | 3.223 | 101582.4632 | 20
2019-06-07 21:00 | 3.2495 | 102418.4305 | 21
2019-06-07 22:00 | 3.0012 | 94592.6394 | 22
2019-06-07 23:00 | 2.8062 | 88444.5065 | 23
2019-06-08 | 2.6852 | 84632.4859 | 0
2019-06-08 01:00 | 2.5954 | 81802.3281 | 1
2019-06-08 02:00 | 2.5508 | 80394.9374 | 2
2019-06-08 03:00 | 2.4526 | 77299.3764 | 3
2019-06-08 04:00 | 2.4338 | 76709.2306 | 4
2019-06-08 05:00 | 2.4938 | 78600.0489 | 5
2019-06-08 06:00 | 2.7176 | 85651.569 | 6
2019-06-08 07:00 | 2.7177 | 85655.5984 | 7
2019-06-08 08:00 | 2.9141 | 91846.6666 | 8
2019-06-08 09:00 | 3.26 | 102747.9247 | 9
2019-06-08 10:00 | 3.428 | 108044.8027 | 10
2019-06-08 11:00 | 3.6121 | 113844.4484 | 11
2019-06-08 12:00 | 3.6534 | 115147.899 | 12
2019-06-08 13:00 | 3.9136 | 123349.7906 | 13
2019-06-08 14:00 | 3.9802 | 125448.4433 | 14
2019-06-08 15:00 | 4.0497 | 127638.1658 | 15
2019-06-08 16:00 | 4.0159 | 126571.4324 | 16
2019-06-08 17:00 | 3.7654 | 118677.1177 | 17
2019-06-08 18:00 | 3.6383 | 114673.0001 | 18
2019-06-08 19:00 | 3.5287 | 111217.8934 | 19
2019-06-08 20:00 | 3.3799 | 106526.6787 | 20
2019-06-08 21:00 | 3.2723 | 103134.7334 | 21
2019-06-08 22:00 | 3.0877 | 97317.0706 | 22
2019-06-08 23:00 | 2.8233 | 88984.5578 | 23
2019-06-09 | 2.6287 | 82851.3998 | 0
2019-06-09 01:00 | 2.5101 | 79114.4777 | 1
2019-06-09 02:00 | 2.4635 | 77644.6042 | 2
2019-06-09 03:00 | 2.4834 | 78270.2383 | 3
2019-06-09 04:00 | 2.5222 | 79492.802 | 4
2019-06-09 05:00 | 2.4925 | 78558.1748 | 5
2019-06-09 06:00 | 2.598 | 81882.2384 | 6
2019-06-09 07:00 | 2.6477 | 83450.4004 | 7
2019-06-09 08:00 | 2.791 | 87967.8113 | 8
2019-06-09 09:00 | 3.0136 | 94982.5852 | 9
2019-06-09 10:00 | 3.1849 | 100381.747 | 10
2019-06-09 11:00 | 3.3175 | 104561.3434 | 11
2019-06-09 12:00 | 3.3077 | 104250.7366 | 12
2019-06-09 13:00 | 3.4872 | 109910.4606 | 13
2019-06-09 14:00 | 3.6508 | 115064.1861 | 14
2019-06-09 15:00 | 3.6965 | 116505.0053 | 15
2019-06-09 16:00 | 3.6947 | 116450.4353 | 16
2019-06-09 17:00 | 3.6194 | 114075.3857 | 17
2019-06-09 18:00 | 3.6761 | 115861.7347 | 18
2019-06-09 19:00 | 3.521 | 110975.827 | 19
2019-06-09 20:00 | 3.3604 | 105913.7946 | 20
2019-06-09 21:00 | 3.2854 | 103550.3551 | 21
2019-06-09 22:00 | 3.0544 | 96267.1322 | 22
2019-06-09 23:00 | 2.8637 | 90258.3136 | 23
2019-06-10 | 2.726 | 85917.5357 | 0
2019-06-10 01:00 | 2.579 | 81284.8558 | 1
2019-06-10 02:00 | 2.4779 | 78098.7606 | 2
2019-06-10 03:00 | 2.481 | 78196.6283 | 3
2019-06-10 04:00 | 2.6098 | 82255.6201 | 4
2019-06-10 05:00 | 2.7887 | 87892.587 | 5
2019-06-10 06:00 | 3.3446 | 105414.3446 | 6
2019-06-10 07:00 | 3.6748 | 115820.7129 | 7
2019-06-10 08:00 | 4.2546 | 134095.3992 | 8
2019-06-10 09:00 | 4.7028 | 148223.1007 | 9
2019-06-10 10:00 | 4.8362 | 152425.677 | 10
2019-06-10 11:00 | 5.0456 | 159025.942 | 11
2019-06-10 12:00 | 5.2105 | 164225.2259 | 12
2019-06-10 13:00 | 5.2144 | 164345.2989 | 13
2019-06-10 14:00 | 5.0962 | 160622.6494 | 14
2019-06-10 15:00 | 4.9589 | 156295.0332 | 15
2019-06-10 16:00 | 4.6042 | 145115.862 | 16
2019-06-10 17:00 | 4.279 | 134866.3873 | 17
2019-06-10 18:00 | 3.8614 | 121702.146 | 18
2019-06-10 19:00 | 3.7398 | 117869.1717 | 19
2019-06-10 20:00 | 3.4802 | 109687.5319 | 20
2019-06-10 21:00 | 3.2816 | 103429.929 | 21
2019-06-10 22:00 | 2.9202 | 92037.9266 | 22
2019-06-10 23:00 | 2.6416 | 83257.6874 | 23
2019-06-11 | 2.4771 | 78074.1098 | 0
2019-06-11 01:00 | 2.4044 | 75783.0414 | 1
2019-06-11 02:00 | 2.3648 | 74532.0109 | 2
2019-06-11 03:00 | 2.2937 | 72292.1875 | 3
2019-06-11 04:00 | 2.4416 | 76953.7438 | 4
2019-06-11 05:00 | 2.6347 | 83041.1648 | 5
2019-06-11 06:00 | 3.044 | 95941.8959 | 6
2019-06-11 07:00 | 3.4264 | 107991.6314 | 7
2019-06-11 08:00 | 3.9406 | 124197.7161 | 8
2019-06-11 09:00 | 4.3489 | 137068.0681 | 9
2019-06-11 10:00 | 4.59 | 144667.8216 | 10
2019-06-11 11:00 | 4.5802 | 144357.2005 | 11
2019-06-11 12:00 | 4.8124 | 151676.2514 | 12
2019-06-11 13:00 | 4.8225 | 151994.9157 | 13
2019-06-11 14:00 | 4.8221 | 151983.0769 | 14
2019-06-11 15:00 | 4.8073 | 151516.31 | 15
2019-06-11 16:00 | 4.4663 | 140768.6685 | 16
2019-06-11 17:00 | 4.1192 | 129828.0983 | 17
2019-06-11 18:00 | 3.7328 | 117649.5183 | 18
2019-06-11 19:00 | 3.5142 | 110758.7859 | 19
2019-06-11 20:00 | 3.3674 | 106134.1405 | 20
2019-06-11 21:00 | 3.1915 | 100589.3511 | 21
2019-06-11 22:00 | 2.9562 | 93171.7956 | 22
2019-06-11 23:00 | 2.7628 | 87079.0411 | 23
2019-06-12 | 2.633 | 82986.5161 | 0
2019-06-12 01:00 | 2.4919 | 78538.2383 | 1
2019-06-12 02:00 | 2.4598 | 77526.9673 | 2
2019-06-12 03:00 | 2.3953 | 75495.6641 | 3
2019-06-12 04:00 | 2.5137 | 79226.2418 | 4
2019-06-12 05:00 | 2.6097 | 82251.9391 | 5
2019-06-12 06:00 | 3.1076 | 97943.6755 | 6
2019-06-12 07:00 | 3.4783 | 109629.3792 | 7
2019-06-12 08:00 | 3.9449 | 124333.8501 | 8
2019-06-12 09:00 | 4.2466 | 133844.9749 | 9
2019-06-12 10:00 | 4.4334 | 139732.2228 | 10
2019-06-12 11:00 | 4.5277 | 142704.7615 | 11
2019-06-12 12:00 | 4.5631 | 143820.5625 | 12
2019-06-12 13:00 | 4.7969 | 151188.8986 | 13
2019-06-12 14:00 | 4.8731 | 153591.2626 | 14
2019-06-12 15:00 | 4.6341 | 146057.1643 | 15
2019-06-12 16:00 | 4.2637 | 134383.6619 | 16
2019-06-12 17:00 | 3.8384 | 120976.6027 | 17
2019-06-12 18:00 | 3.7411 | 117912.9591 | 18
2019-06-12 19:00 | 3.5167 | 110839.4428 | 19
2019-06-12 20:00 | 3.2617 | 102800.9023 | 20
2019-06-12 21:00 | 3.1431 | 99063.4689 | 21
2019-06-12 22:00 | 2.8897 | 91077.7543 | 22
2019-06-12 23:00 | 2.6468 | 83420.689 | 23
2019-06-13 | 2.4128 | 76047.7239 | 0
2019-06-13 01:00 | 2.3019 | 72549.9696 | 1
2019-06-13 02:00 | 2.2199 | 69965.1734 | 2
2019-06-13 03:00 | 2.2274 | 70202.805 | 3
2019-06-13 04:00 | 2.4049 | 75796.673 | 4
2019-06-13 05:00 | 2.5802 | 81322.6457 | 5
2019-06-13 06:00 | 2.9999 | 94551.4894 | 6
2019-06-13 07:00 | 3.3377 | 105197.0178 | 7
2019-06-13 08:00 | 3.9124 | 123311.2092 | 8
2019-06-13 09:00 | 4.2332 | 133421.3228 | 9
2019-06-13 10:00 | 4.3229 | 136247.6074 | 10
2019-06-13 11:00 | 4.348 | 137038.4104 | 11
2019-06-13 12:00 | 4.4932 | 141615.1958 | 12
2019-06-13 13:00 | 4.5403 | 143100.5821 | 13
2019-06-13 14:00 | 4.4938 | 141636.3781 | 14
2019-06-13 15:00 | 4.4905 | 141530.9228 | 15
2019-06-13 16:00 | 4.0589 | 127927.5112 | 16
2019-06-13 17:00 | 3.5637 | 112319.009 | 17
2019-06-13 18:00 | 3.3793 | 106508.9707 | 18
2019-06-13 19:00 | 3.1339 | 98774.9813 | 19
2019-06-13 20:00 | 2.9481 | 92916.7437 | 20
2019-06-13 21:00 | 2.8869 | 90989.6654 | 21
2019-06-13 22:00 | 2.6683 | 84098.3532 | 22
2019-06-13 23:00 | 2.4643 | 77670.071 | 23
2019-06-14 | 2.3179 | 73055.7191 | 0
2019-06-14 01:00 | 2.2887 | 72135.2843 | 1
2019-06-14 02:00 | 2.1666 | 68288.0187 | 2
2019-06-14 03:00 | 2.2124 | 69731.0143 | 3
2019-06-14 04:00 | 2.3257 | 73301.5538 | 4
2019-06-14 05:00 | 2.414 | 76083.5823 | 5
2019-06-14 06:00 | 2.6598 | 83830.4372 | 6
2019-06-14 07:00 | 3.1729 | 100002.501 | 7
2019-06-14 08:00 | 3.5926 | 113232.5327 | 8
2019-06-14 09:00 | 3.9795 | 125423.9459 | 9
2019-06-14 10:00 | 4.2224 | 133080.232 | 10
2019-06-14 11:00 | 4.2165 | 132894.2558 | 11
2019-06-14 12:00 | 4.4672 | 140796.389 | 12
2019-06-14 13:00 | 4.536 | 142964.5544 | 13
2019-06-14 14:00 | 4.567 | 143941.4004 | 14
2019-06-14 15:00 | 4.5739 | 144160.4472 | 15
2019-06-14 16:00 | 4.3839 | 138169.9952 | 16
2019-06-14 17:00 | 3.9708 | 125151.6137 | 17
2019-06-14 18:00 | 3.7049 | 116769.1891 | 18
2019-06-14 19:00 | 3.5294 | 111239.3977 | 19
2019-06-14 20:00 | 3.2954 | 103865.1571 | 20
2019-06-14 21:00 | 3.2306 | 101823.1361 | 21
2019-06-14 22:00 | 2.8826 | 90853.233 | 22
2019-06-14 23:00 | 2.7049 | 85252.9976 | 23
2019-06-15 | 2.5245 | 79567.228 | 0
2019-06-15 01:00 | 2.404 | 75769.664 | 1
2019-06-15 02:00 | 2.3407 | 73773.609 | 2
2019-06-15 03:00 | 2.3052 | 72655.7883 | 3
2019-06-15 04:00 | 2.1926 | 69105.4471 | 4
2019-06-15 05:00 | 2.2851 | 72021.8856 | 5
2019-06-15 06:00 | 2.4209 | 76302.1014 | 6
2019-06-15 07:00 | 2.63 | 82891.4855 | 7
2019-06-15 08:00 | 2.7579 | 86922.9808 | 8
2019-06-15 09:00 | 3.0226 | 95264.4302 | 9
2019-06-15 10:00 | 3.3277 | 104880.5022 | 10
2019-06-15 11:00 | 3.5353 | 111424.6346 | 11
2019-06-15 12:00 | 3.7254 | 117417.6417 | 12
2019-06-15 13:00 | 3.9393 | 124158.0945 | 13
2019-06-15 14:00 | 3.9583 | 124756.4914 | 14
2019-06-15 15:00 | 3.9258 | 123734.1423 | 15
2019-06-15 16:00 | 3.8432 | 121130.9763 | 16
2019-06-15 17:00 | 3.7558 | 118375.1997 | 17
2019-06-15 18:00 | 3.6663 | 115553.2155 | 18
2019-06-15 19:00 | 3.5921 | 113215.8379 | 19
2019-06-15 20:00 | 3.4182 | 107735.4927 | 20
2019-06-15 21:00 | 3.3644 | 106037.211 | 21
2019-06-15 22:00 | 3.0306 | 95517.8659 | 22
2019-06-15 23:00 | 2.8159 | 88751.8082 | 23
2019-06-16 | 2.654 | 83648.2733 | 0
2019-06-16 01:00 | 2.5173 | 79339.0662 | 1
2019-06-16 02:00 | 2.5345 | 79881.0706 | 2
2019-06-16 03:00 | 2.4655 | 77706.501 | 3
2019-06-16 04:00 | 2.5349 | 79893.3957 | 4
2019-06-16 05:00 | 2.5834 | 81424.8065 | 5
2019-06-16 06:00 | 2.5922 | 81699.521 | 6
2019-06-16 07:00 | 2.694 | 84908.5807 | 7
2019-06-16 08:00 | 2.968 | 93545.7742 | 8
2019-06-16 09:00 | 3.2372 | 102029.7302 | 9
2019-06-16 10:00 | 3.4121 | 107540.7872 | 10
2019-06-16 11:00 | 3.541 | 111606.2904 | 11
2019-06-16 12:00 | 3.606 | 113653.67 | 12
2019-06-16 13:00 | 3.6933 | 116404.2174 | 13
2019-06-16 14:00 | 3.7619 | 118566.6483 | 14
2019-06-16 15:00 | 3.8571 | 121566.2965 | 15
2019-06-16 16:00 | 3.9132 | 123334.3881 | 16
2019-06-16 17:00 | 4.1481 | 130740.1145 | 17
2019-06-16 18:00 | 4.0787 | 128550.5363 | 18
2019-06-16 19:00 | 3.8635 | 121767.8429 | 19
2019-06-16 20:00 | 3.5612 | 112240.9601 | 20
2019-06-16 21:00 | 3.423 | 107885.7659 | 21
2019-06-16 22:00 | 3.1741 | 100042.2321 | 22
2019-06-16 23:00 | 2.9747 | 93756.9165 | 23
2019-06-17 | 2.8124 | 88641.1947 | 0
2019-06-17 01:00 | 2.6072 | 82174.7087 | 1
2019-06-17 02:00 | 2.5947 | 81778.2697 | 2
2019-06-17 03:00 | 2.5601 | 80688.638 | 3
2019-06-17 04:00 | 2.6996 | 85084.437 | 4
2019-06-17 05:00 | 2.8404 | 89522.5255 | 5
2019-06-17 06:00 | 3.2256 | 101663.2031 | 6
2019-06-17 07:00 | 3.5637 | 112320.6779 | 7
2019-06-17 08:00 | 4.1756 | 131604.7459 | 8
2019-06-17 09:00 | 4.5297 | 142765.0018 | 9
2019-06-17 10:00 | 4.7427 | 149481.172 | 10
2019-06-17 11:00 | 4.9814 | 157004.4248 | 11
2019-06-17 12:00 | 5.0972 | 160652.4998 | 12
2019-06-17 13:00 | 5.2921 | 166796.3767 | 13
2019-06-17 14:00 | 5.3886 | 169837.1947 | 14
2019-06-17 15:00 | 5.329 | 167957.5291 | 15
2019-06-17 16:00 | 4.817 | 151820.4853 | 16
2019-06-17 17:00 | 4.4157 | 139174.1185 | 17
2019-06-17 18:00 | 4.0317 | 127070.4567 | 18
2019-06-17 19:00 | 3.6688 | 115631.1801 | 19
2019-06-17 20:00 | 3.4901 | 110001.6176 | 20
2019-06-17 21:00 | 3.3843 | 106665.0306 | 21
2019-06-17 22:00 | 3.1098 | 98013.6723 | 22
2019-06-17 23:00 | 2.8977 | 91328.0075 | 23
2019-06-18 | 2.7619 | 87048.2955 | 0
2019-06-18 01:00 | 2.6222 | 82646.2452 | 1
2019-06-18 02:00 | 2.557 | 80590.7397 | 2
2019-06-18 03:00 | 2.6059 | 82131.8523 | 3
2019-06-18 04:00 | 2.6136 | 82374.2286 | 4
2019-06-18 05:00 | 2.7192 | 85701.8142 | 5
2019-06-18 06:00 | 3.152 | 99345.7794 | 6
2019-06-18 07:00 | 3.5209 | 110970.0388 | 7
2019-06-18 08:00 | 4.1458 | 130668.1264 | 8
2019-06-18 09:00 | 4.5961 | 144859.4404 | 9
2019-06-18 10:00 | 4.8589 | 153141.0729 | 10
2019-06-18 11:00 | 4.7735 | 150451.7296 | 11
2019-06-18 12:00 | 4.8982 | 154381.0523 | 12
2019-06-18 13:00 | 4.8049 | 151441.4594 | 13
2019-06-18 14:00 | 4.7717 | 150395.2917 | 14
2019-06-18 15:00 | 4.8675 | 153413.7735 | 15
2019-06-18 16:00 | 4.5856 | 144529.441 | 16
2019-06-18 17:00 | 4.1148 | 129691.0872 | 17
2019-06-18 18:00 | 3.8243 | 120534.8775 | 18
2019-06-18 19:00 | 3.6845 | 116126.9733 | 19
2019-06-18 20:00 | 3.5887 | 113107.562 | 20
2019-06-18 21:00 | 3.5367 | 111470.3068 | 21
2019-06-18 22:00 | 3.3362 | 105150.1036 | 22
2019-06-18 23:00 | 3.0859 | 97261.7809 | 23
2019-06-19 | 2.766 | 87178.5478 | 0
2019-06-19 01:00 | 2.7189 | 85694.5092 | 1
2019-06-19 02:00 | 2.6822 | 84536.9629 | 2
2019-06-19 03:00 | 2.5497 | 80360.1161 | 3
2019-06-19 04:00 | 2.6255 | 82750.8363 | 4
2019-06-19 05:00 | 2.8526 | 89907.8839 | 5
2019-06-19 06:00 | 3.5285 | 111211.329 | 6
2019-06-19 07:00 | 3.8733 | 122079.1925 | 7
2019-06-19 08:00 | 4.4257 | 139489.5977 | 8
2019-06-19 09:00 | 4.8008 | 151310.4786 | 9
2019-06-19 10:00 | 5.0203 | 158228.8352 | 10
2019-06-19 11:00 | 5.2321 | 164903.733 | 11
2019-06-19 12:00 | 5.3669 | 169151.967 | 12
2019-06-19 13:00 | 5.5608 | 175263.271 | 13
2019-06-19 14:00 | 5.5962 | 176379.2643 | 14
2019-06-19 15:00 | 5.5082 | 173606.4141 | 15
2019-06-19 16:00 | 5.0215 | 158267.7327 | 16
2019-06-19 17:00 | 4.7055 | 148306.0107 | 17
2019-06-19 18:00 | 4.481 | 141232.439 | 18
2019-06-19 19:00 | 4.3671 | 137642.9088 | 19
2019-06-19 20:00 | 3.8248 | 120549.4158 | 20
2019-06-19 21:00 | 3.6021 | 113531.5847 | 21
2019-06-19 22:00 | 3.3215 | 104685.3481 | 22
2019-06-19 23:00 | 3.0664 | 96647.0448 | 23
2019-06-20 | 2.8802 | 90778.0548 | 0
2019-06-20 01:00 | 2.6288 | 82855.6508 | 1
2019-06-20 02:00 | 2.5373 | 79971.3204 | 2
2019-06-20 03:00 | 2.6053 | 82113.3432 | 3
2019-06-20 04:00 | 2.6519 | 83580.7819 | 4
2019-06-20 05:00 | 2.7769 | 87521.995 | 5
2019-06-20 06:00 | 3.3613 | 105941.4121 | 6
2019-06-20 07:00 | 3.8127 | 120167.0696 | 7
2019-06-20 08:00 | 4.345 | 136945.605 | 8
2019-06-20 09:00 | 4.5565 | 143611.8014 | 9
2019-06-20 10:00 | 4.7127 | 148534.4637 | 10
2019-06-20 11:00 | 4.7982 | 151227.5244 | 11
2019-06-20 12:00 | 4.8297 | 152222.4922 | 12
2019-06-20 13:00 | 4.8033 | 151391.2501 | 13
2019-06-20 14:00 | 4.8636 | 153289.9962 | 14
2019-06-20 15:00 | 4.8391 | 152517.6644 | 15
2019-06-20 16:00 | 4.4788 | 141163.4948 | 16
2019-06-20 17:00 | 4.2076 | 132616.0724 | 17
2019-06-20 18:00 | 3.8548 | 121495.8953 | 18
2019-06-20 19:00 | 3.5985 | 113418.2212 | 19
2019-06-20 20:00 | 3.3507 | 105608.1888 | 20
2019-06-20 21:00 | 3.2603 | 102758.1444 | 21
2019-06-20 22:00 | 3.0568 | 96344.0647 | 22
2019-06-20 23:00 | 2.8676 | 90380.3265 | 23
2019-06-21 | 2.629 | 82861.1866 | 0
2019-06-21 01:00 | 2.4974 | 78711.8482 | 1
2019-06-21 02:00 | 2.4403 | 76914.0144 | 2
2019-06-21 03:00 | 2.4545 | 77359.7123 | 3
2019-06-21 04:00 | 2.5982 | 81888.5916 | 4
2019-06-21 05:00 | 2.679 | 84435.3068 | 5
2019-06-21 06:00 | 3.12 | 98336.1134 | 6
2019-06-21 07:00 | 3.5867 | 113044.0338 | 7
2019-06-21 08:00 | 4.1207 | 129876.705 | 8
2019-06-21 09:00 | 4.3898 | 138358.0852 | 9
2019-06-21 10:00 | 4.7775 | 150575.7145 | 10
2019-06-21 11:00 | 4.9279 | 155316.1236 | 11
2019-06-21 12:00 | 5.0725 | 159873.5252 | 12
2019-06-21 13:00 | 5.1217 | 161426.456 | 13
2019-06-21 14:00 | 5.163 | 162725.2746 | 14
2019-06-21 15:00 | 5.215 | 164365.8791 | 15
2019-06-21 16:00 | 4.8462 | 152742.7271 | 16
2019-06-21 17:00 | 4.4272 | 139535.9601 | 17
2019-06-21 18:00 | 4.1005 | 129238.1271 | 18
2019-06-21 19:00 | 3.7367 | 117772.2701 | 19
2019-06-21 20:00 | 3.5139 | 110749.3095 | 20
2019-06-21 21:00 | 3.4656 | 109229.6195 | 21
2019-06-21 22:00 | 3.1632 | 99698.7385 | 22
2019-06-21 23:00 | 2.9339 | 92469.5049 | 23
2019-06-22 | 2.7654 | 87158.8375 | 0
2019-06-22 01:00 | 2.6178 | 82507.2755 | 1
2019-06-22 02:00 | 2.5052 | 78959.0737 | 2
2019-06-22 03:00 | 2.4764 | 78051.4505 | 3
2019-06-22 04:00 | 2.4522 | 77287.9605 | 4
2019-06-22 05:00 | 2.4243 | 76409.6113 | 5
2019-06-22 06:00 | 2.5564 | 80571.7537 | 6
2019-06-22 07:00 | 2.779 | 87586.6227 | 7
2019-06-22 08:00 | 2.9366 | 92555.8334 | 8
2019-06-22 09:00 | 3.1871 | 100451.3804 | 9
2019-06-22 10:00 | 3.4156 | 107653.3826 | 10
2019-06-22 11:00 | 3.5474 | 111806.313 | 11
2019-06-22 12:00 | 3.6368 | 114623.0345 | 12
2019-06-22 13:00 | 3.5694 | 112498.3611 | 13
2019-06-22 14:00 | 3.5897 | 113139.3609 | 14
2019-06-22 15:00 | 3.609 | 113748.3698 | 15
2019-06-22 16:00 | 3.7283 | 117506.6231 | 16
2019-06-22 17:00 | 3.6351 | 114572.0611 | 17
2019-06-22 18:00 | 3.5963 | 113347.2058 | 18
2019-06-22 19:00 | 3.5439 | 111696.1053 | 19
2019-06-22 20:00 | 3.3321 | 105019.2724 | 20
2019-06-22 21:00 | 3.1808 | 100250.4966 | 21
2019-06-22 22:00 | 2.9204 | 92045.0297 | 22
2019-06-22 23:00 | 2.7396 | 86345.4159 | 23
2019-06-23 | 2.5748 | 81152.6563 | 0
2019-06-23 01:00 | 2.4486 | 77175.2305 | 1
2019-06-23 02:00 | 2.4027 | 75726.4432 | 2
2019-06-23 03:00 | 2.3889 | 75293.9485 | 3
2019-06-23 04:00 | 2.3936 | 75440.5401 | 4
2019-06-23 05:00 | 2.3522 | 74136.1611 | 5
2019-06-23 06:00 | 2.4048 | 75794.5687 | 6
2019-06-23 07:00 | 2.5696 | 80989.6797 | 7
2019-06-23 08:00 | 2.807 | 88472.1656 | 8
2019-06-23 09:00 | 3.0318 | 95556.8267 | 9
2019-06-23 10:00 | 3.4804 | 109696.0287 | 10
2019-06-23 11:00 | 3.5712 | 112556.7317 | 11
2019-06-23 12:00 | 3.5769 | 112735.4233 | 12
2019-06-23 13:00 | 3.7741 | 118950.501 | 13
2019-06-23 14:00 | 4.0383 | 127279.7878 | 14
2019-06-23 15:00 | 4.1328 | 130256.2542 | 15
2019-06-23 16:00 | 4.1398 | 130477.9971 | 16
2019-06-23 17:00 | 4.1538 | 130918.073 | 17
2019-06-23 18:00 | 4.1526 | 130880.6629 | 18
2019-06-23 19:00 | 3.9279 | 123799.7975 | 19
2019-06-23 20:00 | 3.6401 | 114727.8483 | 20
2019-06-23 21:00 | 3.4972 | 110225.61 | 21
2019-06-23 22:00 | 3.1665 | 99801.0873 | 22
2019-06-23 23:00 | 2.9602 | 93298.4042 | 23
2019-06-24 | 2.8158 | 88748.6884 | 0
2019-06-24 01:00 | 2.5699 | 80996.2406 | 1
2019-06-24 02:00 | 2.4781 | 78105.5059 | 2
2019-06-24 03:00 | 2.4715 | 77896.8313 | 3
2019-06-24 04:00 | 2.6185 | 82529.1004 | 4
2019-06-24 05:00 | 2.8125 | 88643.3353 | 5
2019-06-24 06:00 | 3.3918 | 106903.7784 | 6
2019-06-24 07:00 | 3.8427 | 121112.6551 | 7
2019-06-24 08:00 | 4.3557 | 137281.1114 | 8
2019-06-24 09:00 | 4.8205 | 151932.821 | 9
2019-06-24 10:00 | 5.4335 | 171251.1582 | 10
2019-06-24 11:00 | 5.6542 | 178208.1597 | 11
2019-06-24 12:00 | 5.8066 | 183010.5602 | 12
2019-06-24 13:00 | 5.7767 | 182069.1089 | 13
2019-06-24 14:00 | 5.8236 | 183546.6101 | 14
2019-06-24 15:00 | 5.6187 | 177090.5242 | 15
2019-06-24 16:00 | 5.1249 | 161525.4034 | 16
2019-06-24 17:00 | 4.5757 | 144214.8266 | 17
2019-06-24 18:00 | 3.9224 | 123625.9635 | 18
2019-06-24 19:00 | 3.5777 | 112760.4333 | 19
2019-06-24 20:00 | 3.4131 | 107573.1952 | 20
2019-06-24 21:00 | 3.301 | 104041.3707 | 21
2019-06-24 22:00 | 3.1583 | 99543.9457 | 22
2019-06-24 23:00 | 2.9469 | 92879.4589 | 23
2019-06-25 | 2.8081 | 88503.8698 | 0
2019-06-25 01:00 | 2.7441 | 86489.613 | 1
2019-06-25 02:00 | 2.6752 | 84316.9176 | 2
2019-06-25 03:00 | 2.5896 | 81618.7598 | 3
2019-06-25 04:00 | 2.8228 | 88968.6957 | 4
2019-06-25 05:00 | 2.9505 | 92993.6037 | 5
2019-06-25 06:00 | 3.4335 | 108216.228 | 6
2019-06-25 07:00 | 3.7941 | 119582.2015 | 7
2019-06-25 08:00 | 4.1196 | 129842.351 | 8
2019-06-25 09:00 | 4.5838 | 144470.0198 | 9
2019-06-25 10:00 | 4.8973 | 154353.808 | 10
2019-06-25 11:00 | 5.228 | 164776.6835 | 11
2019-06-25 12:00 | 5.3274 | 167909.7118 | 12
2019-06-25 13:00 | 5.451 | 171802.4468 | 13
2019-06-25 14:00 | 5.4911 | 173068.2626 | 14
2019-06-25 15:00 | 5.6212 | 177166.6495 | 15
2019-06-25 16:00 | 5.2376 | 165078.1467 | 16
2019-06-25 17:00 | 4.8957 | 154302.0564 | 17
2019-06-25 18:00 | 4.5256 | 142638.7146 | 18
2019-06-25 19:00 | 4.2698 | 134574.7238 | 19
2019-06-25 20:00 | 3.8931 | 122702.7383 | 20
2019-06-25 21:00 | 3.56 | 112205.1312 | 21
2019-06-25 22:00 | 3.3358 | 105137.7246 | 22
2019-06-25 23:00 | 3.0671 | 96669.5588 | 23
2019-06-26 | 2.885 | 90930.5195 | 0
2019-06-26 01:00 | 2.7776 | 87545.279 | 1
2019-06-26 02:00 | 2.6508 | 83546.7299 | 2
2019-06-26 03:00 | 2.663 | 83931.0907 | 3
2019-06-26 04:00 | 2.8313 | 89237.7696 | 4
2019-06-26 05:00 | 2.8869 | 90990.3044 | 5
2019-06-26 06:00 | 3.3403 | 105277.9938 | 6
2019-06-26 07:00 | 3.6682 | 115613.8057 | 7
2019-06-26 08:00 | 4.2541 | 134078.7748 | 8
2019-06-26 09:00 | 4.7181 | 148705.4536 | 9
2019-06-26 10:00 | 5.0165 | 158109.9952 | 10
2019-06-26 11:00 | 5.2591 | 165755.8088 | 11
2019-06-26 12:00 | 5.4163 | 170708.9291 | 12
2019-06-26 13:00 | 5.5921 | 176249.4687 | 13
2019-06-26 14:00 | 5.8585 | 184647.6561 | 14
2019-06-26 15:00 | 5.8344 | 183886.8482 | 15
2019-06-26 16:00 | 5.6344 | 177583.7492 | 16
2019-06-26 17:00 | 5.3442 | 168438.8125 | 17
2019-06-26 18:00 | 4.9631 | 156426.6938 | 18
2019-06-26 19:00 | 4.7254 | 148935.058 | 19
2019-06-26 20:00 | 4.2102 | 132695.2446 | 20
2019-06-26 21:00 | 3.7687 | 118780.8883 | 21
2019-06-26 22:00 | 3.4671 | 109274.6305 | 22
2019-06-26 23:00 | 3.1603 | 99604.9532 | 23
2019-06-27 | 2.9749 | 93762.612 | 0
2019-06-27 01:00 | 2.9157 | 91897.7931 | 1
2019-06-27 02:00 | 2.7773 | 87535.6922 | 2
2019-06-27 03:00 | 2.7222 | 85797.3626 | 3
2019-06-27 04:00 | 2.814 | 88691.4798 | 4
2019-06-27 05:00 | 3.047 | 96033.3892 | 5
2019-06-27 06:00 | 3.5456 | 111749.3728 | 6
2019-06-27 07:00 | 3.9439 | 124304.8101 | 7
2019-06-27 08:00 | 4.5562 | 143602.2879 | 8
2019-06-27 09:00 | 5.1277 | 161614.3631 | 9
2019-06-27 10:00 | 5.5665 | 175443.1463 | 10
2019-06-27 11:00 | 5.845 | 184220.7902 | 11
2019-06-27 12:00 | 6.0166 | 189629.5663 | 12
2019-06-27 13:00 | 6.2181 | 195981.4244 | 13
2019-06-27 14:00 | 6.3257 | 199374.0613 | 14
2019-06-27 15:00 | 6.2746 | 197762 | 15
2019-06-27 16:00 | 6.0203 | 189746.4892 | 16
2019-06-27 17:00 | 5.263 | 165878.9543 | 17
2019-06-27 18:00 | 4.9059 | 154622.5919 | 18
2019-06-27 19:00 | 4.6301 | 145929.9777 | 19
2019-06-27 20:00 | 4.2825 | 134976.6715 | 20
2019-06-27 21:00 | 4.0144 | 126525.9059 | 21
2019-06-27 22:00 | 3.7026 | 116696.8802 | 22
2019-06-27 23:00 | 3.3397 | 105258.9002 | 23
2019-06-28 | 3.0835 | 97184.5948 | 0
2019-06-28 01:00 | 2.9081 | 91655.8034 | 1
2019-06-28 02:00 | 2.8657 | 90319.9414 | 2
2019-06-28 03:00 | 2.7795 | 87603.8248 | 3
2019-06-28 04:00 | 2.8919 | 91146.2759 | 4
2019-06-28 05:00 | 3.0527 | 96214.764 | 5
2019-06-28 06:00 | 3.4426 | 108503.0995 | 6
2019-06-28 07:00 | 3.802 | 119830.653 | 7
2019-06-28 08:00 | 4.4851 | 141359.9136 | 8
2019-06-28 09:00 | 4.995 | 157431.2705 | 9
2019-06-28 10:00 | 5.4023 | 170267.5442 | 10
2019-06-28 11:00 | 5.7922 | 182558.4817 | 11
2019-06-28 12:00 | 5.9009 | 185983.2631 | 12
2019-06-28 13:00 | 6.1063 | 192457.2242 | 13
2019-06-28 14:00 | 6.2132 | 195825.6806 | 14
2019-06-28 15:00 | 6.2347 | 196503.427 | 15
2019-06-28 16:00 | 5.726 | 180471.3405 | 16
2019-06-28 17:00 | 5.2315 | 164885.686 | 17
2019-06-28 18:00 | 4.8671 | 153401.0346 | 18
2019-06-28 19:00 | 4.4893 | 141491.7927 | 19
2019-06-28 20:00 | 4.117 | 129758.4215 | 20
2019-06-28 21:00 | 3.9888 | 125717.9114 | 21
2019-06-28 22:00 | 3.698 | 116554.1206 | 22
2019-06-28 23:00 | 3.3592 | 105873.659 | 23
2019-06-29 | 3.0712 | 96799.1029 | 0
2019-06-29 01:00 | 2.8946 | 91230.5314 | 1
2019-06-29 02:00 | 2.7707 | 87325.5545 | 2
2019-06-29 03:00 | 2.7174 | 85646.6867 | 3
2019-06-29 04:00 | 2.6592 | 83811.8519 | 4
2019-06-29 05:00 | 2.7229 | 85821.5073 | 5
2019-06-29 06:00 | 2.9817 | 93977.1682 | 6
2019-06-29 07:00 | 3.0317 | 95552.8785 | 7
2019-06-29 08:00 | 3.3336 | 105067.6773 | 8
2019-06-29 09:00 | 3.7762 | 119017.2064 | 9
2019-06-29 10:00 | 4.1333 | 130272.9249 | 10
2019-06-29 11:00 | 4.3929 | 138455.4894 | 11
2019-06-29 12:00 | 4.4483 | 140202.0675 | 12
2019-06-29 13:00 | 4.5654 | 143892.0986 | 13
2019-06-29 14:00 | 4.6665 | 147079.4019 | 14
2019-06-29 15:00 | 4.6585 | 146824.4006 | 15
2019-06-29 16:00 | 4.6195 | 145595.9327 | 16
2019-06-29 17:00 | 4.5826 | 144432.2879 | 17
2019-06-29 18:00 | 4.5374 | 143008.1835 | 18
2019-06-29 19:00 | 4.3986 | 138634.2738 | 19
2019-06-29 20:00 | 4.1621 | 131181.848 | 20
2019-06-29 21:00 | 3.9792 | 125415.8225 | 21
2019-06-29 22:00 | 3.5558 | 112070.6082 | 22
2019-06-29 23:00 | 3.2869 | 103595.2788 | 23
2019-06-30 | 3.0849 | 97230.3243 | 0
2019-06-30 01:00 | 2.9049 | 91555.6438 | 1
2019-06-30 02:00 | 2.7265 | 85933.7713 | 2
2019-06-30 03:00 | 2.6675 | 84073.6972 | 3
2019-06-30 04:00 | 2.6976 | 85022.6147 | 4
2019-06-30 05:00 | 2.6879 | 84718.2264 | 5
2019-06-30 06:00 | 2.7147 | 85562.5326 | 6
2019-06-30 07:00 | 3.0443 | 95949.442 | 7
2019-06-30 08:00 | 3.2137 | 101288.1819 | 8
2019-06-30 09:00 | 3.6736 | 115784.4102 | 9
2019-06-30 10:00 | 4.1424 | 130559.8747 | 10
2019-06-30 11:00 | 4.3647 | 137566.2945 | 11
2019-06-30 12:00 | 4.2975 | 135448.88 | 12
2019-06-30 13:00 | 4.2573 | 134179.8247 | 13
2019-06-30 14:00 | 4.2526 | 134033.0403 | 14
2019-06-30 15:00 | 4.2295 | 133305.8085 | 15
2019-06-30 16:00 | 4.2034 | 132482.7673 | 16
2019-06-30 17:00 | 4.2315 | 133369.1062 | 17
2019-06-30 18:00 | 4.2667 | 134476.6809 | 18
2019-06-30 19:00 | 3.9772 | 125352.8433 | 19
2019-06-30 20:00 | 3.7051 | 116776.364 | 20
2019-06-30 21:00 | 3.5171 | 110851.2853 | 21
2019-06-30 22:00 | 3.2046 | 101003.1551 | 22
2019-06-30 23:00 | 3.0113 | 94910.9645 | 23
2019-07-01 | 2.6524 | 83596.8844 | 0
2019-07-01 01:00 | 2.6345 | 83035.1479 | 1
2019-07-01 02:00 | 2.5354 | 79911.6922 | 2
2019-07-01 03:00 | 2.5127 | 79194.6202 | 3
2019-07-01 04:00 | 2.6241 | 82707.4444 | 4
2019-07-01 05:00 | 2.8117 | 88619.1105 | 5
2019-07-01 06:00 | 3.2954 | 103863.8769 | 6
2019-07-01 07:00 | 3.487 | 109901.639 | 7
2019-07-01 08:00 | 4.1119 | 129599.2668 | 8
2019-07-01 09:00 | 4.4712 | 140921.6693 | 9
2019-07-01 10:00 | 4.7392 | 149370.4622 | 10
2019-07-01 11:00 | 4.9414 | 155743.4174 | 11
2019-07-01 12:00 | 5.1815 | 163311.1947 | 12
2019-07-01 13:00 | 5.351 | 168650.8033 | 13
2019-07-01 14:00 | 5.3546 | 168765.2911 | 14
2019-07-01 15:00 | 5.4822 | 172787.4793 | 15
2019-07-01 16:00 | 5.3164 | 167560.5155 | 16
2019-07-01 17:00 | 4.9725 | 156721.9938 | 17
2019-07-01 18:00 | 4.5685 | 143989.535 | 18
2019-07-01 19:00 | 4.245 | 133794.6766 | 19
2019-07-01 20:00 | 3.95 | 124496.7566 | 20
2019-07-01 21:00 | 3.654 | 115166.4944 | 21
2019-07-01 22:00 | 3.4707 | 109389.6869 | 22
2019-07-01 23:00 | 3.1782 | 100168.575 | 23
2019-07-02 | 2.9445 | 92804.1122 | 0
2019-07-02 01:00 | 2.8041 | 88378.4342 | 1
2019-07-02 02:00 | 2.7117 | 85465.6674 | 2
2019-07-02 03:00 | 2.6915 | 84831.8914 | 3
2019-07-02 04:00 | 2.7416 | 86409.6191 | 4
2019-07-02 05:00 | 3.0163 | 95066.3114 | 5
2019-07-02 06:00 | 3.3863 | 106729.7602 | 6
2019-07-02 07:00 | 3.6724 | 115746.9184 | 7
2019-07-02 08:00 | 4.2267 | 133217.5838 | 8
2019-07-02 09:00 | 4.6504 | 146571.3987 | 9
2019-07-02 10:00 | 4.8321 | 152298.8098 | 10
2019-07-02 11:00 | 5.0567 | 159375.5749 | 11
2019-07-02 12:00 | 5.1726 | 163029.8351 | 12
2019-07-02 13:00 | 5.3206 | 167693.0008 | 13
2019-07-02 14:00 | 5.3347 | 168139.6156 | 14
2019-07-02 15:00 | 5.3222 | 167745.3775 | 15
2019-07-02 16:00 | 4.9668 | 156542.6809 | 16
2019-07-02 17:00 | 4.5155 | 142318.7426 | 17
2019-07-02 18:00 | 4.051 | 127677.5979 | 18
2019-07-02 19:00 | 3.8339 | 120837.6076 | 19
2019-07-02 20:00 | 3.6173 | 114008.9559 | 20
2019-07-02 21:00 | 3.4464 | 108621.865 | 21
2019-07-02 22:00 | 3.2226 | 101569.4423 | 22
2019-07-02 23:00 | 2.9627 | 93378.523 | 23
2019-07-03 | 2.7499 | 86669.4651 | 0
2019-07-03 01:00 | 2.5883 | 81577.2098 | 1
2019-07-03 02:00 | 2.5896 | 81619.7897 | 2
2019-07-03 03:00 | 2.5562 | 80565.2778 | 3
2019-07-03 04:00 | 2.6355 | 83063.9618 | 4
2019-07-03 05:00 | 2.7606 | 87007.9901 | 5
2019-07-03 06:00 | 3.259 | 102715.3145 | 6
2019-07-03 07:00 | 3.4503 | 108747.3567 | 7
2019-07-03 08:00 | 3.9809 | 125469.2539 | 8
2019-07-03 09:00 | 4.3392 | 136763.101 | 9
2019-07-03 10:00 | 4.579 | 144320.2998 | 10
2019-07-03 11:00 | 4.6806 | 147521.5835 | 11
2019-07-03 12:00 | 4.8573 | 153092.2149 | 12
2019-07-03 13:00 | 5.1693 | 162925.5158 | 13
2019-07-03 14:00 | 5.412 | 170575.038 | 14
2019-07-03 15:00 | 5.4183 | 170772.0541 | 15
2019-07-03 16:00 | 5.0225 | 158297.9196 | 16
2019-07-03 17:00 | 4.4685 | 140838.8034 | 17
2019-07-03 18:00 | 4.153 | 130894.1727 | 18
2019-07-03 19:00 | 3.901 | 122952.3558 | 19
2019-07-03 20:00 | 3.6437 | 114841.2637 | 20
2019-07-03 21:00 | 3.4879 | 109932.4883 | 21
2019-07-03 22:00 | 3.2011 | 100890.268 | 22
2019-07-03 23:00 | 2.9346 | 92492.1854 | 23
2019-07-04 | 2.7734 | 87412.0155 | 0
2019-07-04 01:00 | 2.5637 | 80803.7785 | 1
2019-07-04 02:00 | 2.5002 | 78802.3126 | 2
2019-07-04 03:00 | 2.4582 | 77478.3887 | 3
2019-07-04 04:00 | 2.4971 | 78704.8003 | 4
2019-07-04 05:00 | 2.6996 | 85085.604 | 5
2019-07-04 06:00 | 2.9943 | 94375.2147 | 6
2019-07-04 07:00 | 3.0819 | 97134.9164 | 7
2019-07-04 08:00 | 3.2742 | 103195.9624 | 8
2019-07-04 09:00 | 3.4863 | 109880.4537 | 9
2019-07-04 10:00 | 3.8458 | 121210.161 | 10
2019-07-04 11:00 | 4.0135 | 126497.8266 | 11
2019-07-04 12:00 | 4.1876 | 131983.4689 | 12
2019-07-04 13:00 | 4.3448 | 136938.1062 | 13
2019-07-04 14:00 | 4.4355 | 139798.574 | 14
2019-07-04 15:00 | 4.3627 | 137502.7876 | 15
2019-07-04 16:00 | 4.2932 | 135312.4088 | 16
2019-07-04 17:00 | 3.9443 | 124316.7178 | 17
2019-07-04 18:00 | 3.6905 | 116317.0477 | 18
2019-07-04 19:00 | 3.534 | 111385.3597 | 19
2019-07-04 20:00 | 3.4149 | 107628.9005 | 20
2019-07-04 21:00 | 3.3625 | 105980.1812 | 21
2019-07-04 22:00 | 3.1768 | 100125.8436 | 22
2019-07-04 23:00 | 2.9549 | 93132.752 | 23
2019-07-05 | 2.7846 | 87763.7917 | 0
2019-07-05 01:00 | 2.6676 | 84076.2191 | 1
2019-07-05 02:00 | 2.6086 | 82217.7184 | 2
2019-07-05 03:00 | 2.6149 | 82416.1271 | 3
2019-07-05 04:00 | 2.6301 | 82894.3621 | 4
2019-07-05 05:00 | 2.6184 | 82526.4803 | 5
2019-07-05 06:00 | 2.8502 | 89832.078 | 6
2019-07-05 07:00 | 3.0444 | 95953.6801 | 7
2019-07-05 08:00 | 3.5452 | 111735.907 | 8
2019-07-05 09:00 | 3.8953 | 122771.6585 | 9
2019-07-05 10:00 | 4.3184 | 136107.9031 | 10
2019-07-05 11:00 | 4.547 | 143311.5451 | 11
2019-07-05 12:00 | 4.6455 | 146416.0111 | 12
2019-07-05 13:00 | 4.8539 | 152983.6616 | 13
2019-07-05 14:00 | 5.0861 | 160302.273 | 14
2019-07-05 15:00 | 5.0943 | 160562.1574 | 15
2019-07-05 16:00 | 5.0007 | 157610.8661 | 16
2019-07-05 17:00 | 4.7444 | 149534.5042 | 17
2019-07-05 18:00 | 4.5878 | 144598.7496 | 18
2019-07-05 19:00 | 4.4374 | 139856.4691 | 19
2019-07-05 20:00 | 4.1543 | 130934.7671 | 20
2019-07-05 21:00 | 3.9214 | 123592.8875 | 21
2019-07-05 22:00 | 3.5431 | 111671.4091 | 22
2019-07-05 23:00 | 3.2581 | 102688.8191 | 23
2019-07-06 | 3.0369 | 95716.4797 | 0
2019-07-06 01:00 | 2.8501 | 89830.2553 | 1
2019-07-06 02:00 | 2.7559 | 86860.9046 | 2
2019-07-06 03:00 | 2.7164 | 85615.0418 | 3
2019-07-06 04:00 | 2.6024 | 82020.7419 | 4
2019-07-06 05:00 | 2.6424 | 83281.3694 | 5
2019-07-06 06:00 | 2.7431 | 86455.2242 | 6
2019-07-06 07:00 | 2.8479 | 89760.0097 | 7
2019-07-06 08:00 | 3.1552 | 99443.8018 | 8
2019-07-06 09:00 | 3.5463 | 111770.6339 | 9
2019-07-06 10:00 | 3.8339 | 120835.886 | 10
2019-07-06 11:00 | 4.0703 | 128285.9096 | 11
2019-07-06 12:00 | 4.1918 | 132115.866 | 12
2019-07-06 13:00 | 4.1699 | 131426.5392 | 13
2019-07-06 14:00 | 4.2797 | 134886.4259 | 14
2019-07-06 15:00 | 4.3183 | 136104.6434 | 15
2019-07-06 16:00 | 4.2518 | 134006.7876 | 16
2019-07-06 17:00 | 3.9573 | 124724.8565 | 17
2019-07-06 18:00 | 3.8387 | 120988.5958 | 18
2019-07-06 19:00 | 3.7822 | 119206.4721 | 19
2019-07-06 20:00 | 3.6945 | 116442.1678 | 20
2019-07-06 21:00 | 3.6026 | 113545.6413 | 21
2019-07-06 22:00 | 3.3712 | 106251.6231 | 22
2019-07-06 23:00 | 3.1074 | 97937.2496 | 23
2019-07-07 | 2.9633 | 93397.4809 | 0
2019-07-07 01:00 | 2.8584 | 90089.2981 | 1
2019-07-07 02:00 | 2.7368 | 86258.9091 | 2
2019-07-07 03:00 | 2.6546 | 83666.9504 | 3
2019-07-07 04:00 | 2.7436 | 86472.1289 | 4
2019-07-07 05:00 | 2.6361 | 83084.1677 | 5
2019-07-07 06:00 | 2.6935 | 84892.6137 | 6
2019-07-07 07:00 | 2.7688 | 87266.6749 | 7
2019-07-07 08:00 | 3.0411 | 95848.0556 | 8
2019-07-07 09:00 | 3.3627 | 105985.3253 | 9
2019-07-07 10:00 | 3.7091 | 116902.8122 | 10
2019-07-07 11:00 | 3.9064 | 123122.6658 | 11
2019-07-07 12:00 | 3.7377 | 117803.3972 | 12
2019-07-07 13:00 | 3.6747 | 115818.9238 | 13
2019-07-07 14:00 | 3.732 | 117623.9617 | 14
2019-07-07 15:00 | 3.6975 | 116538.4365 | 15
2019-07-07 16:00 | 3.8211 | 120432.2846 | 16
2019-07-07 17:00 | 3.8757 | 122154.1356 | 17
2019-07-07 18:00 | 3.9418 | 124236.8613 | 18
2019-07-07 19:00 | 3.7539 | 118315.0502 | 19
2019-07-07 20:00 | 3.456 | 108925.0629 | 20
2019-07-07 21:00 | 3.3279 | 104887.3925 | 21
2019-07-07 22:00 | 3.1088 | 97982.3432 | 22
2019-07-07 23:00 | 2.9221 | 92098.038 | 23
2019-07-08 | 2.7804 | 87631.6951 | 0
2019-07-08 01:00 | 2.6453 | 83373.2316 | 1
2019-07-08 02:00 | 2.5749 | 81155.5997 | 2
2019-07-08 03:00 | 2.5788 | 81277.4843 | 3
2019-07-08 04:00 | 2.7609 | 87016.2817 | 4
2019-07-08 05:00 | 3.0699 | 96756.0862 | 5
2019-07-08 06:00 | 3.5017 | 110365.3998 | 6
2019-07-08 07:00 | 3.824 | 120523.6202 | 7
2019-07-08 08:00 | 4.328 | 136409.1411 | 8
2019-07-08 09:00 | 4.6741 | 147316.5454 | 9
2019-07-08 10:00 | 4.9153 | 154920.2881 | 10
2019-07-08 11:00 | 5.0832 | 160212.1622 | 11
2019-07-08 12:00 | 5.2513 | 165509.6436 | 12
2019-07-08 13:00 | 5.3424 | 168379.6515 | 13
2019-07-08 14:00 | 5.4933 | 173136.1133 | 14
2019-07-08 15:00 | 5.3898 | 169875.7989 | 15
2019-07-08 16:00 | 5.0739 | 159917.0479 | 16
2019-07-08 17:00 | 4.7172 | 148675.3554 | 17
2019-07-08 18:00 | 4.4646 | 140713.1061 | 18
2019-07-08 19:00 | 4.1709 | 131458.2351 | 19
2019-07-08 20:00 | 3.9414 | 124225.9254 | 20
2019-07-08 21:00 | 3.727 | 117468.2089 | 21
2019-07-08 22:00 | 3.392 | 106909.3437 | 22
2019-07-08 23:00 | 3.1463 | 99164.2678 | 23
2019-07-09 | 2.9641 | 93423.2525 | 0
2019-07-09 01:00 | 2.7417 | 86412.4419 | 1
2019-07-09 02:00 | 2.6719 | 84212.7515 | 2
2019-07-09 03:00 | 2.6505 | 83536.8256 | 3
2019-07-09 04:00 | 2.6832 | 84568.2732 | 4
2019-07-09 05:00 | 2.864 | 90267.3216 | 5
2019-07-09 06:00 | 3.4364 | 108307.2393 | 6
2019-07-09 07:00 | 3.7906 | 119471.0064 | 7
2019-07-09 08:00 | 4.2763 | 134779.1959 | 8
2019-07-09 09:00 | 4.649 | 146526.2811 | 9
2019-07-09 10:00 | 5.134 | 161811.9382 | 10
2019-07-09 11:00 | 5.4246 | 170973.0174 | 11
2019-07-09 12:00 | 5.7127 | 180053.3446 | 12
2019-07-09 13:00 | 5.867 | 184914.7467 | 13
2019-07-09 14:00 | 5.8207 | 183456.292 | 14
2019-07-09 15:00 | 5.774 | 181985.0586 | 15
2019-07-09 16:00 | 5.4616 | 172136.3957 | 16
2019-07-09 17:00 | 5.2577 | 165712.2919 | 17
2019-07-09 18:00 | 4.9362 | 155577.6435 | 18
2019-07-09 19:00 | 4.6219 | 145673.8851 | 19
2019-07-09 20:00 | 4.2927 | 135297.3372 | 20
2019-07-09 21:00 | 4.0665 | 128167.8468 | 21
2019-07-09 22:00 | 3.7522 | 118260.5827 | 22
2019-07-09 23:00 | 3.4528 | 108824.5518 | 23
2019-07-10 | 3.2482 | 102377.3695 | 0
2019-07-10 01:00 | 3.0472 | 96040.8377 | 1
2019-07-10 02:00 | 2.9001 | 91405.4034 | 2
2019-07-10 03:00 | 2.8641 | 90271.1861 | 3
2019-07-10 04:00 | 2.8699 | 90452.6749 | 4
2019-07-10 05:00 | 3.0021 | 94620.4733 | 5
2019-07-10 06:00 | 3.5093 | 110606.0969 | 6
2019-07-10 07:00 | 3.8346 | 120857.1889 | 7
2019-07-10 08:00 | 4.4274 | 139543.4194 | 8
2019-07-10 09:00 | 4.8879 | 154056.9537 | 9
2019-07-10 10:00 | 5.1883 | 163523.1881 | 10
2019-07-10 11:00 | 5.4754 | 172572.6006 | 11
2019-07-10 12:00 | 5.6162 | 177011.0872 | 12
2019-07-10 13:00 | 5.7725 | 181937.0628 | 13
2019-07-10 14:00 | 5.7677 | 181784.1729 | 14
2019-07-10 15:00 | 5.8043 | 182939.7619 | 15
2019-07-10 16:00 | 5.4837 | 172834.7937 | 16
2019-07-10 17:00 | 5.3379 | 168239.8002 | 17
2019-07-10 18:00 | 5.0736 | 159909.0407 | 18
2019-07-10 19:00 | 4.9015 | 154483.4784 | 19
2019-07-10 20:00 | 4.4243 | 139445.6728 | 20
2019-07-10 21:00 | 4.0645 | 128105.1642 | 21
2019-07-10 22:00 | 3.6377 | 114653.9807 | 22
2019-07-10 23:00 | 3.4014 | 107206.1567 | 23
2019-07-11 | 3.2638 | 102868.9568 | 0
2019-07-11 01:00 | 3.0453 | 95980.1276 | 1
2019-07-11 02:00 | 2.921 | 92063.6555 | 2
2019-07-11 03:00 | 2.944 | 92787.7758 | 3
2019-07-11 04:00 | 3.0766 | 96966.4672 | 4
2019-07-11 05:00 | 3.2152 | 101336.8185 | 5
2019-07-11 06:00 | 3.6448 | 114876.0815 | 6
2019-07-11 07:00 | 4.012 | 126448.1145 | 7
2019-07-11 08:00 | 4.5531 | 143503.7206 | 8
2019-07-11 09:00 | 4.904 | 154563.1235 | 9
2019-07-11 10:00 | 5.0011 | 157622.7492 | 10
2019-07-11 11:00 | 5.0234 | 158326.2356 | 11
2019-07-11 12:00 | 5.1889 | 163543.8469 | 12
2019-07-11 13:00 | 5.2353 | 165005.8402 | 13
2019-07-11 14:00 | 5.2152 | 164373.131 | 14
2019-07-11 15:00 | 5.305 | 167203.7718 | 15
2019-07-11 16:00 | 4.8242 | 152047.1648 | 16
2019-07-11 17:00 | 4.4097 | 138983.3685 | 17
2019-07-11 18:00 | 4.1233 | 129957.3437 | 18
2019-07-11 19:00 | 3.8551 | 121505.5045 | 19
2019-07-11 20:00 | 3.7195 | 117229.4883 | 20
2019-07-11 21:00 | 3.4928 | 110085.4964 | 21
2019-07-11 22:00 | 3.2259 | 101673.3313 | 22
2019-07-11 23:00 | 3.1253 | 98503.7215 | 23
2019-07-12 | 2.9332 | 92447.5456 | 0
2019-07-12 01:00 | 2.7746 | 87450.7948 | 1
2019-07-12 02:00 | 2.6894 | 84763.9403 | 2
2019-07-12 03:00 | 2.6161 | 82454.5026 | 3
2019-07-12 04:00 | 2.7124 | 85490.4026 | 4
2019-07-12 05:00 | 2.8582 | 90085.3864 | 5
2019-07-12 06:00 | 3.2893 | 103671.776 | 6
2019-07-12 07:00 | 3.5435 | 111684.8376 | 7
2019-07-12 08:00 | 4.1323 | 130240.1992 | 8
2019-07-12 09:00 | 4.6056 | 145159.752 | 9
2019-07-12 10:00 | 4.9728 | 156731.3465 | 10
2019-07-12 11:00 | 5.3044 | 167184.8326 | 11
2019-07-12 12:00 | 5.4749 | 172558.4155 | 12
2019-07-12 13:00 | 5.5321 | 174361.0595 | 13
2019-07-12 14:00 | 5.5381 | 174548.2372 | 14
2019-07-12 15:00 | 5.5704 | 175566.5664 | 15
2019-07-12 16:00 | 5.3387 | 168265.9826 | 16
2019-07-12 17:00 | 4.9532 | 156115.4556 | 17
2019-07-12 18:00 | 4.6263 | 145811.0815 | 18
2019-07-12 19:00 | 4.3858 | 138230.742 | 19
2019-07-12 20:00 | 4.1645 | 131256.5105 | 20
2019-07-12 21:00 | 3.9332 | 123966.045 | 21
2019-07-12 22:00 | 3.6082 | 113723.6901 | 22
2019-07-12 23:00 | 3.2527 | 102517.352 | 23
2019-07-13 | 2.9954 | 94408.4647 | 0
2019-07-13 01:00 | 2.8353 | 89361.6828 | 1
2019-07-13 02:00 | 2.6759 | 84338.3737 | 2
2019-07-13 03:00 | 2.6296 | 82880.8216 | 3
2019-07-13 04:00 | 2.5654 | 80857.2246 | 4
2019-07-13 05:00 | 2.5519 | 80430.0766 | 5
2019-07-13 06:00 | 2.6311 | 82927.1435 | 6
2019-07-13 07:00 | 2.8591 | 90113.0547 | 7
2019-07-13 08:00 | 3.2025 | 100935.2115 | 8
2019-07-13 09:00 | 3.4401 | 108425.0928 | 9
2019-07-13 10:00 | 3.8436 | 121141.9936 | 10
2019-07-13 11:00 | 4.2149 | 132845.9857 | 11
2019-07-13 12:00 | 4.4117 | 139048.4989 | 12
2019-07-13 13:00 | 4.4714 | 140928.2735 | 13
2019-07-13 14:00 | 4.5741 | 144167.3838 | 14
2019-07-13 15:00 | 4.5083 | 142092.8055 | 15
2019-07-13 16:00 | 4.5534 | 143511.8812 | 16
2019-07-13 17:00 | 4.3924 | 138437.7691 | 17
2019-07-13 18:00 | 4.4215 | 139355.6799 | 18
2019-07-13 19:00 | 4.2251 | 133166.2539 | 19
2019-07-13 20:00 | 3.9836 | 125554.4072 | 20
2019-07-13 21:00 | 3.8267 | 120608.0276 | 21
2019-07-13 22:00 | 3.4438 | 108540.033 | 22
2019-07-13 23:00 | 3.1442 | 99098.0876 | 23
2019-07-14 | 2.9445 | 92802.9499 | 0
2019-07-14 01:00 | 2.8417 | 89565.2042 | 1
2019-07-14 02:00 | 2.7821 | 87684.5495 | 2
2019-07-14 03:00 | 2.7305 | 86058.1677 | 3
2019-07-14 04:00 | 2.6168 | 82476.1005 | 4
2019-07-14 05:00 | 2.7247 | 85875.4017 | 5
2019-07-14 06:00 | 2.6254 | 82747.2824 | 6
2019-07-14 07:00 | 2.6842 | 84600.1398 | 7
2019-07-14 08:00 | 2.9772 | 93833.6972 | 8
2019-07-14 09:00 | 3.3401 | 105272.2029 | 9
2019-07-14 10:00 | 3.6848 | 116137.3425 | 10
2019-07-14 11:00 | 3.8783 | 122235.3423 | 11
2019-07-14 12:00 | 3.8895 | 122587.6124 | 12
2019-07-14 13:00 | 4.0916 | 128957.995 | 13
2019-07-14 14:00 | 4.1587 | 131071.8836 | 14
2019-07-14 15:00 | 4.2857 | 135076.4671 | 15
2019-07-14 16:00 | 4.3752 | 137898.1497 | 16
2019-07-14 17:00 | 4.3615 | 137465.5269 | 17
2019-07-14 18:00 | 4.3699 | 137729.3018 | 18
2019-07-14 19:00 | 4.1606 | 131131.8455 | 19
2019-07-14 20:00 | 3.8782 | 122231.5527 | 20
2019-07-14 21:00 | 3.747 | 118098.3772 | 21
2019-07-14 22:00 | 3.4292 | 108082.1624 | 22
2019-07-14 23:00 | 3.1935 | 100651.7472 | 23
2019-07-15 | 3.1149 | 98174.0592 | 0
2019-07-15 01:00 | 2.9828 | 94010.58 | 1
2019-07-15 02:00 | 2.8937 | 91201.6889 | 2
2019-07-15 03:00 | 2.856 | 90016.2953 | 3
2019-07-15 04:00 | 2.9437 | 92779.6836 | 4
2019-07-15 05:00 | 3.0276 | 95424.2315 | 5
2019-07-15 06:00 | 3.404 | 107288.3746 | 6
2019-07-15 07:00 | 3.8451 | 121190.5646 | 7
2019-07-15 08:00 | 4.5575 | 143643.7832 | 8
2019-07-15 09:00 | 4.9695 | 156627.6353 | 9
2019-07-15 10:00 | 5.333 | 168085.3005 | 10
2019-07-15 11:00 | 5.7606 | 181562.481 | 11
2019-07-15 12:00 | 5.8761 | 185202.7726 | 12
2019-07-15 13:00 | 5.9751 | 188321.4183 | 13
2019-07-15 14:00 | 5.9453 | 187382.96 | 14
2019-07-15 15:00 | 5.9391 | 187187.5758 | 15
2019-07-15 16:00 | 5.3417 | 168358.6395 | 16
2019-07-15 17:00 | 4.7544 | 149848.8756 | 17
2019-07-15 18:00 | 4.3144 | 135979.7899 | 18
2019-07-15 19:00 | 4.0403 | 127341.5782 | 19
2019-07-15 20:00 | 3.841 | 121058.8389 | 20
2019-07-15 21:00 | 3.6282 | 114351.5737 | 21
2019-07-15 22:00 | 3.3661 | 106092.4578 | 22
2019-07-15 23:00 | 3.1818 | 100284.669 | 23
2019-07-16 | 2.9252 | 92195.2701 | 0
2019-07-16 01:00 | 2.8163 | 88763.9952 | 1
2019-07-16 02:00 | 2.6833 | 84573.3578 | 2
2019-07-16 03:00 | 2.594 | 81757.4312 | 3
2019-07-16 04:00 | 2.6831 | 84565.5974 | 4
2019-07-16 05:00 | 2.942 | 92726.3115 | 5
2019-07-16 06:00 | 3.422 | 107854.2434 | 6
2019-07-16 07:00 | 3.6838 | 116104.9001 | 7
2019-07-16 08:00 | 4.0947 | 129057.2315 | 8
2019-07-16 09:00 | 4.7754 | 150510.0737 | 9
2019-07-16 10:00 | 5.1433 | 162107.1394 | 10
2019-07-16 11:00 | 5.3304 | 168002.8694 | 11
2019-07-16 12:00 | 5.4869 | 172936.9098 | 12
2019-07-16 13:00 | 5.7698 | 181852.0191 | 13
2019-07-16 14:00 | 6.0223 | 189811.5772 | 14
2019-07-16 15:00 | 5.9547 | 187680.8259 | 15
2019-07-16 16:00 | 5.7066 | 179861.393 | 16
2019-07-16 17:00 | 5.4502 | 171778.6915 | 17
2019-07-16 18:00 | 5.0447 | 158999.2205 | 18
2019-07-16 19:00 | 4.774 | 150465.6073 | 19
2019-07-16 20:00 | 4.4187 | 139267.9175 | 20
2019-07-16 21:00 | 4.0688 | 128238.9341 | 21
2019-07-16 22:00 | 3.6715 | 115718.645 | 22
2019-07-16 23:00 | 3.4436 | 108535.5957 | 23
2019-07-17 | 3.2841 | 103506.505 | 0
2019-07-17 01:00 | 3.1096 | 98007.9479 | 1
2019-07-17 02:00 | 3.0243 | 95320.2494 | 2
2019-07-17 03:00 | 2.9546 | 93122.6008 | 3
2019-07-17 04:00 | 2.9488 | 92940.9416 | 4
2019-07-17 05:00 | 3.2224 | 101562.0811 | 5
2019-07-17 06:00 | 3.5413 | 111614.7321 | 6
2019-07-17 07:00 | 3.8608 | 121683.5072 | 7
2019-07-17 08:00 | 4.4052 | 138843.1254 | 8
2019-07-17 09:00 | 4.7943 | 151106.2432 | 9
2019-07-17 10:00 | 5.1023 | 160812.0375 | 10
2019-07-17 11:00 | 5.2686 | 166055.6025 | 11
2019-07-17 12:00 | 5.3229 | 167765.8585 | 12
2019-07-17 13:00 | 5.5785 | 175823.472 | 13
2019-07-17 14:00 | 5.68 | 179020.3194 | 14
2019-07-17 15:00 | 5.4418 | 171512.4035 | 15
2019-07-17 16:00 | 5.1934 | 163683.5734 | 16
2019-07-17 17:00 | 5.0532 | 159264.6741 | 17
2019-07-17 18:00 | 4.7784 | 150605.7277 | 18
2019-07-17 19:00 | 4.4153 | 139162.2867 | 19
2019-07-17 20:00 | 3.9598 | 124803.621 | 20
2019-07-17 21:00 | 3.773 | 118917.6836 | 21
2019-07-17 22:00 | 3.3647 | 106048.6346 | 22
2019-07-17 23:00 | 3.3005 | 104024.5761 | 23
2019-07-18 | 3.1944 | 100681.2464 | 0
2019-07-18 01:00 | 3.0319 | 95559.3443 | 1
2019-07-18 02:00 | 2.8726 | 90538.3791 | 2
2019-07-18 03:00 | 2.8135 | 88674.5688 | 3
2019-07-18 04:00 | 2.8111 | 88600.6073 | 4
2019-07-18 05:00 | 2.9661 | 93483.742 | 5
2019-07-18 06:00 | 3.3174 | 104556.9559 | 6
2019-07-18 07:00 | 3.7456 | 118054.3242 | 7
2019-07-18 08:00 | 4.3472 | 137014.8973 | 8
2019-07-18 09:00 | 4.8882 | 154066.9964 | 9
2019-07-18 10:00 | 5.2858 | 166596.3338 | 10
2019-07-18 11:00 | 5.4933 | 173136.9797 | 11
2019-07-18 12:00 | 5.734 | 180724.623 | 12
2019-07-18 13:00 | 5.7398 | 180906.2624 | 13
2019-07-18 14:00 | 5.8408 | 184089.8228 | 14
2019-07-18 15:00 | 5.748 | 181164.9995 | 15
2019-07-18 16:00 | 5.508 | 173601.167 | 16
2019-07-18 17:00 | 4.9958 | 157455.5751 | 17
2019-07-18 18:00 | 4.6462 | 146438.4437 | 18
2019-07-18 19:00 | 4.4013 | 138719.1845 | 19
2019-07-18 20:00 | 4.1585 | 131065.5308 | 20
2019-07-18 21:00 | 3.7764 | 119023.8081 | 21
2019-07-18 22:00 | 3.5086 | 110582.1373 | 22
2019-07-18 23:00 | 3.3193 | 104616.097 | 23
2019-07-19 | 3.199 | 100826.4368 | 0
2019-07-19 01:00 | 2.9118 | 91774.4691 | 1
2019-07-19 02:00 | 2.7978 | 88181.1756 | 2
2019-07-19 03:00 | 2.7373 | 86275.2881 | 3
2019-07-19 04:00 | 2.7932 | 88036.5978 | 4
2019-07-19 05:00 | 3.0271 | 95406.9023 | 5
2019-07-19 06:00 | 3.3396 | 105256.2711 | 6
2019-07-19 07:00 | 3.6618 | 115411.9865 | 7
2019-07-19 08:00 | 4.3379 | 136722.8075 | 8
2019-07-19 09:00 | 4.9255 | 155241.8013 | 9
2019-07-19 10:00 | 5.2622 | 165853.4297 | 10
2019-07-19 11:00 | 5.3553 | 168787.7391 | 11
2019-07-19 12:00 | 5.7003 | 179661.5206 | 12
2019-07-19 13:00 | 5.9265 | 186790.527 | 13
2019-07-19 14:00 | 6.024 | 189862.8927 | 14
2019-07-19 15:00 | 6.082 | 191692.4508 | 15
2019-07-19 16:00 | 5.823 | 183527.7243 | 16
2019-07-19 17:00 | 5.4074 | 170428.4907 | 17
2019-07-19 18:00 | 5.1928 | 163667.406 | 18
2019-07-19 19:00 | 4.9136 | 154867.5387 | 19
2019-07-19 20:00 | 4.4417 | 139991.399 | 20
2019-07-19 21:00 | 4.1872 | 131971.4583 | 21
2019-07-19 22:00 | 3.8794 | 122270.3692 | 22
2019-07-19 23:00 | 3.7012 | 116653.7217 | 23
2019-07-20 | 3.4515 | 108784.2421 | 0
2019-07-20 01:00 | 3.2813 | 103419.0237 | 1
2019-07-20 02:00 | 3.1415 | 99012.6708 | 2
2019-07-20 03:00 | 2.9944 | 94377.6218 | 3
2019-07-20 04:00 | 2.8667 | 90353.4109 | 4
2019-07-20 05:00 | 2.9474 | 92894.298 | 5
2019-07-20 06:00 | 2.9781 | 93861.971 | 6
2019-07-20 07:00 | 3.2197 | 101479.4158 | 7
2019-07-20 08:00 | 3.5552 | 112053.6782 | 8
2019-07-20 09:00 | 3.9304 | 123876.9241 | 9
2019-07-20 10:00 | 4.32 | 136158.2267 | 10
2019-07-20 11:00 | 4.5678 | 143968.5753 | 11
2019-07-20 12:00 | 4.6325 | 146006.031 | 12
2019-07-20 13:00 | 4.7041 | 148264.6292 | 13
2019-07-20 14:00 | 4.8612 | 153214.4188 | 14
2019-07-20 15:00 | 4.9271 | 155290.2676 | 15
2019-07-20 16:00 | 4.9003 | 154446.5021 | 16
2019-07-20 17:00 | 4.8453 | 152714.6049 | 17
2019-07-20 18:00 | 4.7374 | 149312.7458 | 18
2019-07-20 19:00 | 4.5586 | 143678.4163 | 19
2019-07-20 20:00 | 4.293 | 135305.3277 | 20
2019-07-20 21:00 | 4.1299 | 130166.3274 | 21
2019-07-20 22:00 | 3.7909 | 119482.6357 | 22
2019-07-20 23:00 | 3.5078 | 110557.0137 | 23
2019-07-21 | 3.3218 | 104695.0561 | 0
2019-07-21 01:00 | 3.2261 | 101681.3109 | 1
2019-07-21 02:00 | 3.1622 | 99667.1614 | 2
2019-07-21 03:00 | 3.0461 | 96005.0116 | 3
2019-07-21 04:00 | 2.8935 | 91195.6237 | 4
2019-07-21 05:00 | 2.9639 | 93416.345 | 5
2019-07-21 06:00 | 2.9763 | 93805.8895 | 6
2019-07-21 07:00 | 3.0675 | 96681.6318 | 7
2019-07-21 08:00 | 3.3362 | 105149.0059 | 8
2019-07-21 09:00 | 3.6786 | 115940.5282 | 9
2019-07-21 10:00 | 3.9584 | 124760.9045 | 10
2019-07-21 11:00 | 3.996 | 125946.7927 | 11
2019-07-21 12:00 | 4.1309 | 130197.0736 | 12
2019-07-21 13:00 | 4.3277 | 136399.8752 | 13
2019-07-21 14:00 | 4.4713 | 140927.1125 | 14
2019-07-21 15:00 | 4.3602 | 137425.5182 | 15
2019-07-21 16:00 | 4.2022 | 132443.7843 | 16
2019-07-21 17:00 | 4.144 | 130610.3971 | 17
2019-07-21 18:00 | 3.9689 | 125092.7559 | 18
2019-07-21 19:00 | 3.7343 | 117696.7165 | 19
2019-07-21 20:00 | 3.5731 | 112616.449 | 20
2019-07-21 21:00 | 3.4527 | 108820.8765 | 21
2019-07-21 22:00 | 3.2224 | 101564.2321 | 22
2019-07-21 23:00 | 3.1193 | 98313.5075 | 23
2019-07-22 | 2.9952 | 94401.3298 | 0
2019-07-22 01:00 | 2.9222 | 92099.9467 | 1
2019-07-22 02:00 | 2.8618 | 90196.9667 | 2
2019-07-22 03:00 | 2.6816 | 84516.7856 | 3
2019-07-22 04:00 | 2.7906 | 87952.3116 | 4
2019-07-22 05:00 | 3.0011 | 94589.4355 | 5
2019-07-22 06:00 | 3.4101 | 107478.0727 | 6
2019-07-22 07:00 | 3.6843 | 116122.0368 | 7
2019-07-22 08:00 | 4.3244 | 136296.2709 | 8
2019-07-22 09:00 | 4.6224 | 145688.1364 | 9
2019-07-22 10:00 | 4.7927 | 151056.8892 | 10
2019-07-22 11:00 | 4.9387 | 155658.765 | 11
2019-07-22 12:00 | 4.9608 | 156353.829 | 12
2019-07-22 13:00 | 4.9423 | 155770.4905 | 13
2019-07-22 14:00 | 4.844 | 152671.2164 | 14
2019-07-22 15:00 | 4.8407 | 152568.0357 | 15
2019-07-22 16:00 | 4.6312 | 145967.0533 | 16
2019-07-22 17:00 | 4.2437 | 133753.2021 | 17
2019-07-22 18:00 | 3.9565 | 124698.8684 | 18
2019-07-22 19:00 | 3.6818 | 116043.1641 | 19
2019-07-22 20:00 | 3.6019 | 113524.8687 | 20
2019-07-22 21:00 | 3.365 | 106058.9604 | 21
2019-07-22 22:00 | 3.063 | 96537.7385 | 22
2019-07-22 23:00 | 2.85 | 89824.7607 | 23
2019-07-23 | 2.6849 | 84623.0156 | 0
2019-07-23 01:00 | 2.5839 | 81440.3352 | 1
2019-07-23 02:00 | 2.505 | 78952.9988 | 2
2019-07-23 03:00 | 2.5074 | 79027.8126 | 3
2019-07-23 04:00 | 2.5089 | 79075.0861 | 4
2019-07-23 05:00 | 2.7001 | 85100.8941 | 5
2019-07-23 06:00 | 3.1146 | 98164.3041 | 6
2019-07-23 07:00 | 3.2867 | 103590.3392 | 7
2019-07-23 08:00 | 3.8091 | 120056.1573 | 8
2019-07-23 09:00 | 4.0187 | 126661.5354 | 9
2019-07-23 10:00 | 4.2353 | 133487.7405 | 10
2019-07-23 11:00 | 4.3581 | 137358.5536 | 11
2019-07-23 12:00 | 4.5561 | 143598.5987 | 12
2019-07-23 13:00 | 4.6744 | 147327.4038 | 13
2019-07-23 14:00 | 4.8995 | 154422.6846 | 14
2019-07-23 15:00 | 4.8428 | 152635.1086 | 15
2019-07-23 16:00 | 4.6063 | 145181.7529 | 16
2019-07-23 17:00 | 4.2781 | 134837.6237 | 17
2019-07-23 18:00 | 3.7678 | 118753.9724 | 18
2019-07-23 19:00 | 3.5917 | 113201.1566 | 19
2019-07-23 20:00 | 3.353 | 105678.2574 | 20
2019-07-23 21:00 | 3.2203 | 101495.4622 | 21
2019-07-23 22:00 | 2.9334 | 92455.3556 | 22
2019-07-23 23:00 | 2.6951 | 84942.3001 | 23
2019-07-24 | 2.5106 | 79129.6768 | 0
2019-07-24 01:00 | 2.3959 | 75512.993 | 1
2019-07-24 02:00 | 2.38 | 75011.6482 | 2
2019-07-24 03:00 | 2.3609 | 74410.5235 | 3
2019-07-24 04:00 | 2.4096 | 75946.4103 | 4
2019-07-24 05:00 | 2.5586 | 80640.6225 | 5
2019-07-24 06:00 | 2.9937 | 94355.4257 | 6
2019-07-24 07:00 | 3.2253 | 101655.2387 | 7
2019-07-24 08:00 | 3.541 | 111603.3293 | 8
2019-07-24 09:00 | 3.945 | 124336.4694 | 9
2019-07-24 10:00 | 4.2752 | 134743.9755 | 10
2019-07-24 11:00 | 4.4183 | 139256.5937 | 11
2019-07-24 12:00 | 4.6829 | 147595.6257 | 12
2019-07-24 13:00 | 4.8534 | 152967.897 | 13
2019-07-24 14:00 | 5.0389 | 158816.924 | 14
2019-07-24 15:00 | 4.9922 | 157343.0787 | 15
2019-07-24 16:00 | 4.6861 | 147694.9332 | 16
2019-07-24 17:00 | 4.3353 | 136639.2789 | 17
2019-07-24 18:00 | 4.1693 | 131408.77 | 18
2019-07-24 19:00 | 3.8913 | 122645.0733 | 19
2019-07-24 20:00 | 3.5458 | 111756.6592 | 20
2019-07-24 21:00 | 3.3512 | 105622.4252 | 21
2019-07-24 22:00 | 3.0274 | 95416.4681 | 22
2019-07-24 23:00 | 2.8532 | 89925.3684 | 23
2019-07-25 | 2.7335 | 86153.3345 | 0
2019-07-25 01:00 | 2.5544 | 80507.8074 | 1
2019-07-25 02:00 | 2.4487 | 77177.6932 | 2
2019-07-25 03:00 | 2.3393 | 73730.0542 | 3
2019-07-25 04:00 | 2.2869 | 72079.4834 | 4
2019-07-25 05:00 | 2.5 | 78794.4797 | 5
2019-07-25 06:00 | 2.9675 | 93529.6578 | 6
2019-07-25 07:00 | 3.3176 | 104564.5469 | 7
2019-07-25 08:00 | 3.7218 | 117302.8224 | 8
2019-07-25 09:00 | 4.1185 | 129805.0633 | 9
2019-07-25 10:00 | 4.3415 | 136835.8533 | 10
2019-07-25 11:00 | 4.5803 | 144361.0001 | 11
2019-07-25 12:00 | 4.7962 | 151165.4102 | 12
2019-07-25 13:00 | 5.0247 | 158367.3831 | 13
2019-07-25 14:00 | 5.0737 | 159911.7573 | 14
2019-07-25 15:00 | 5.0583 | 159426.1261 | 15
2019-07-25 16:00 | 4.7337 | 149197.0506 | 16
2019-07-25 17:00 | 4.506 | 142019.9884 | 17
2019-07-25 18:00 | 4.234 | 133446.3433 | 18
2019-07-25 19:00 | 4.0041 | 126200.3954 | 19
2019-07-25 20:00 | 3.5789 | 112798.4824 | 20
2019-07-25 21:00 | 3.3582 | 105844.4966 | 21
2019-07-25 22:00 | 3.0533 | 96233.4984 | 22
2019-07-25 23:00 | 2.8016 | 88301.8601 | 23
2019-07-26 | 2.6772 | 84379.5864 | 0
2019-07-26 01:00 | 2.5304 | 79751.7326 | 1
2019-07-26 02:00 | 2.5111 | 79145.7375 | 2
2019-07-26 03:00 | 2.4395 | 76887.995 | 3
2019-07-26 04:00 | 2.4537 | 77334.0376 | 4
2019-07-26 05:00 | 2.6689 | 84117.2193 | 5
2019-07-26 06:00 | 3.0126 | 94952.216 | 6
2019-07-26 07:00 | 3.3007 | 104030.4371 | 7
2019-07-26 08:00 | 3.8107 | 120106.5753 | 8
2019-07-26 09:00 | 4.1431 | 130581.328 | 9
2019-07-26 10:00 | 4.5974 | 144901.1634 | 10
2019-07-26 11:00 | 4.8626 | 153258.6783 | 11
2019-07-26 12:00 | 5.0657 | 159658.5127 | 12
2019-07-26 13:00 | 5.1724 | 163024.3938 | 13
2019-07-26 14:00 | 5.2334 | 164945.5991 | 14
2019-07-26 15:00 | 5.239 | 165122.4506 | 15
2019-07-26 16:00 | 4.8521 | 152928.9083 | 16
2019-07-26 17:00 | 4.5906 | 144686.2987 | 17
2019-07-26 18:00 | 4.2429 | 133725.5851 | 18
2019-07-26 19:00 | 4.0674 | 128196.8981 | 19
2019-07-26 20:00 | 3.6961 | 116492.498 | 20
2019-07-26 21:00 | 3.5085 | 110580.2522 | 21
2019-07-26 22:00 | 3.2199 | 101483.1338 | 22
2019-07-26 23:00 | 3.0095 | 94851.6136 | 23
2019-07-27 | 2.7986 | 88205.4845 | 0
2019-07-27 01:00 | 2.6853 | 84634.5764 | 1
2019-07-27 02:00 | 2.5079 | 79043.103 | 2
2019-07-27 03:00 | 2.3921 | 75392.8501 | 3
2019-07-27 04:00 | 2.2929 | 72268.3203 | 4
2019-07-27 05:00 | 2.4746 | 77994.6292 | 5
2019-07-27 06:00 | 2.6913 | 84824.7432 | 6
2019-07-27 07:00 | 2.8287 | 89155.8948 | 7
2019-07-27 08:00 | 3.0637 | 96561.8426 | 8
2019-07-27 09:00 | 3.254 | 102559.6008 | 9
2019-07-27 10:00 | 3.6208 | 114120.0156 | 10
2019-07-27 11:00 | 3.8577 | 121585.5096 | 11
2019-07-27 12:00 | 4.0806 | 128612.5933 | 12
2019-07-27 13:00 | 4.2689 | 134547.1595 | 13
2019-07-27 14:00 | 4.2957 | 135391.2551 | 14
2019-07-27 15:00 | 4.2512 | 133988.3335 | 15
2019-07-27 16:00 | 4.2653 | 134432.4504 | 16
2019-07-27 17:00 | 4.2996 | 135515.2363 | 17
2019-07-27 18:00 | 4.2906 | 135229.6458 | 18
2019-07-27 19:00 | 4.0367 | 127228.8435 | 19
2019-07-27 20:00 | 3.7914 | 119497.6105 | 20
2019-07-27 21:00 | 3.48 | 109680.6 | 21
2019-07-27 22:00 | 3.1068 | 97920.0143 | 22
2019-07-27 23:00 | 2.9156 | 91893.504 | 23
2019-07-28 | 2.7583 | 86934.8277 | 0
2019-07-28 01:00 | 2.6074 | 82178.816 | 1
2019-07-28 02:00 | 2.4693 | 77828.4353 | 2
2019-07-28 03:00 | 2.478 | 78101.7428 | 3
2019-07-28 04:00 | 2.5339 | 79864.5719 | 4
2019-07-28 05:00 | 2.5873 | 81547.3582 | 5
2019-07-28 06:00 | 2.5766 | 81210.0531 | 6
2019-07-28 07:00 | 2.513 | 79203.0568 | 7
2019-07-28 08:00 | 2.7485 | 86626.1756 | 8
2019-07-28 09:00 | 3.2218 | 101545.3111 | 9
2019-07-28 10:00 | 3.5766 | 112725.335 | 10
2019-07-28 11:00 | 3.7225 | 117325.1299 | 11
2019-07-28 12:00 | 3.8195 | 120383.6897 | 12
2019-07-28 13:00 | 4.0211 | 126735.2507 | 13
2019-07-28 14:00 | 4.1573 | 131028.0874 | 14
2019-07-28 15:00 | 4.2204 | 133018.9159 | 15
2019-07-28 16:00 | 4.2934 | 135317.2294 | 16
2019-07-28 17:00 | 4.2126 | 132773.4559 | 17
2019-07-28 18:00 | 4.2397 | 133625.9367 | 18
2019-07-28 19:00 | 3.9159 | 123422.0176 | 19
2019-07-28 20:00 | 3.6579 | 115288.1532 | 20
2019-07-28 21:00 | 3.4994 | 110294.3122 | 21
2019-07-28 22:00 | 3.1708 | 99935.5056 | 22
2019-07-28 23:00 | 2.9615 | 93340.3951 | 23
2019-07-29 | 2.8512 | 89862.2237 | 0
2019-07-29 01:00 | 2.7476 | 86598.5679 | 1
2019-07-29 02:00 | 2.6841 | 84596.8832 | 2
2019-07-29 03:00 | 2.5904 | 81643.8284 | 3
2019-07-29 04:00 | 2.666 | 84025.7645 | 4
2019-07-29 05:00 | 2.872 | 90518.2209 | 5
2019-07-29 06:00 | 3.1909 | 100571.24 | 6
2019-07-29 07:00 | 3.531 | 111290.3591 | 7
2019-07-29 08:00 | 4.1622 | 131182.9418 | 8
2019-07-29 09:00 | 4.6309 | 145955.943 | 9
2019-07-29 10:00 | 5.2402 | 165159.1965 | 10
2019-07-29 11:00 | 5.3571 | 168844.0378 | 11
2019-07-29 12:00 | 5.459 | 172055.6095 | 12
2019-07-29 13:00 | 5.6258 | 177312.5802 | 13
2019-07-29 14:00 | 5.6452 | 177923.6127 | 14
2019-07-29 15:00 | 5.5674 | 175473.0993 | 15
2019-07-29 16:00 | 5.1962 | 163774.6126 | 16
2019-07-29 17:00 | 4.9482 | 155958.0852 | 17
2019-07-29 18:00 | 4.7296 | 149066.3813 | 18
2019-07-29 19:00 | 4.5154 | 142317.0847 | 19
2019-07-29 20:00 | 4.176 | 131617.9224 | 20
2019-07-29 21:00 | 3.841 | 121061.4001 | 21
2019-07-29 22:00 | 3.4951 | 110157.5332 | 22
2019-07-29 23:00 | 3.1724 | 99988.382 | 23
2019-07-30 | 2.9627 | 93377.5914 | 0
2019-07-30 01:00 | 2.8301 | 89199.5781 | 1
2019-07-30 02:00 | 2.7435 | 86468.091 | 2
2019-07-30 03:00 | 2.7514 | 86719.2445 | 3
2019-07-30 04:00 | 2.845 | 89668.6742 | 4
2019-07-30 05:00 | 3.0293 | 95478.3362 | 5
2019-07-30 06:00 | 3.487 | 109902.6033 | 6
2019-07-30 07:00 | 3.9105 | 123251.7263 | 7
2019-07-30 08:00 | 4.31 | 135840.9856 | 8
2019-07-30 09:00 | 4.6523 | 146631.2547 | 9
2019-07-30 10:00 | 4.9161 | 154946.4343 | 10
2019-07-30 11:00 | 5.192 | 163639.4591 | 11
2019-07-30 12:00 | 5.2794 | 166395.2212 | 12
2019-07-30 13:00 | 5.4208 | 170850.8559 | 13
2019-07-30 14:00 | 5.4398 | 171451.07 | 14
2019-07-30 15:00 | 5.3602 | 168942.2002 | 15
2019-07-30 16:00 | 4.9659 | 156515.9886 | 16
2019-07-30 17:00 | 4.6706 | 147207.9218 | 17
2019-07-30 18:00 | 4.1909 | 132089.7567 | 18
2019-07-30 19:00 | 3.958 | 124748.3632 | 19
2019-07-30 20:00 | 3.5928 | 113238.4987 | 20
2019-07-30 21:00 | 3.2747 | 103212.5067 | 21
2019-07-30 22:00 | 3.0732 | 96860.4973 | 22
2019-07-30 23:00 | 2.9229 | 92122.0372 | 23
2019-07-31 | 2.7946 | 88078.8239 | 0
2019-07-31 01:00 | 2.7447 | 86505.5157 | 1
2019-07-31 02:00 | 2.6843 | 84601.858 | 2
2019-07-31 03:00 | 2.6741 | 84282.1532 | 3
2019-07-31 04:00 | 2.7175 | 85648.4618 | 4
2019-07-31 05:00 | 2.7295 | 86029.0254 | 5
2019-07-31 06:00 | 3.1543 | 99417.1024 | 6
2019-07-31 07:00 | 3.3789 | 106494.4838 | 7
2019-07-31 08:00 | 3.9766 | 125334.9606 | 8
2019-07-31 09:00 | 4.5169 | 142362.806 | 9
2019-07-31 10:00 | 4.9524 | 156088.6993 | 10
2019-07-31 11:00 | 5.2759 | 166284.9616 | 11
2019-07-31 12:00 | 5.5161 | 173856.9881 | 12
2019-07-31 13:00 | 5.6181 | 177071.872 | 13
2019-07-31 14:00 | 5.6352 | 177609.9173 | 14
2019-07-31 15:00 | 5.486 | 172907.534 | 15
2019-07-31 16:00 | 5.334 | 168116.1352 | 16
2019-07-31 17:00 | 4.8317 | 152283.9578 | 17
2019-07-31 18:00 | 4.6504 | 146572.1961 | 18
2019-07-31 19:00 | 4.5785 | 144305.8607 | 19
2019-07-31 20:00 | 4.1581 | 131055.6072 | 20
2019-07-31 21:00 | 3.8793 | 122268.242 | 21
2019-07-31 22:00 | 3.4316 | 108155.5611 | 22
2019-07-31 23:00 | 3.1141 | 98149.568 | 23
2019-08-01 | 2.8716 | 90505.3626 | 0
2019-08-01 01:00 | 2.6825 | 84546.4918 | 1
2019-08-01 02:00 | 2.6276 | 82816.3844 | 2
2019-08-01 03:00 | 2.5625 | 80765.5305 | 3
2019-08-01 04:00 | 2.6607 | 83858.6941 | 4
2019-08-01 05:00 | 2.8401 | 89515.0975 | 5
2019-08-01 06:00 | 3.3025 | 104086.245 | 6
2019-08-01 07:00 | 3.5854 | 113005.3718 | 7
2019-08-01 08:00 | 4.1479 | 130732.3299 | 8
2019-08-01 09:00 | 4.5004 | 141842.639 | 9
2019-08-01 10:00 | 4.8278 | 152162.4324 | 10
2019-08-01 11:00 | 5.1759 | 163134.2894 | 11
2019-08-01 12:00 | 5.5868 | 176084.9452 | 12
2019-08-01 13:00 | 5.7264 | 180483.379 | 13
2019-08-01 14:00 | 5.7595 | 181528.2999 | 14
2019-08-01 15:00 | 5.7014 | 179695.2517 | 15
2019-08-01 16:00 | 5.4872 | 172943.7601 | 16
2019-08-01 17:00 | 5.2067 | 164102.9703 | 17
2019-08-01 18:00 | 4.7918 | 151028.5964 | 18
2019-08-01 19:00 | 4.344 | 136913.2391 | 19
2019-08-01 20:00 | 3.9578 | 124741.6922 | 20
2019-08-01 21:00 | 3.7609 | 118536.9006 | 21
2019-08-01 22:00 | 3.4572 | 108962.2265 | 22
2019-08-01 23:00 | 3.1543 | 99417.0802 | 23
2019-08-02 | 2.9825 | 94003.3628 | 0
2019-08-02 01:00 | 2.8673 | 90372.3104 | 1
2019-08-02 02:00 | 2.8158 | 88749.2722 | 2
2019-08-02 03:00 | 2.607 | 82168.4245 | 3
2019-08-02 04:00 | 2.6281 | 82831.0815 | 4
2019-08-02 05:00 | 2.7822 | 87688.856 | 5
2019-08-02 06:00 | 3.2536 | 102547.9828 | 6
2019-08-02 07:00 | 3.5321 | 111324.2861 | 7
2019-08-02 08:00 | 4.0288 | 126978.4158 | 8
2019-08-02 09:00 | 4.4592 | 140543.5186 | 9
2019-08-02 10:00 | 4.8705 | 153509.3079 | 10
2019-08-02 11:00 | 5.1387 | 161961.835 | 11
2019-08-02 12:00 | 5.3702 | 169257.5676 | 12
2019-08-02 13:00 | 5.5731 | 175651.5049 | 13
2019-08-02 14:00 | 5.5681 | 175494.1601 | 14
2019-08-02 15:00 | 5.5693 | 175531.9603 | 15
2019-08-02 16:00 | 5.2999 | 167042.2336 | 16
2019-08-02 17:00 | 4.7301 | 149083.9762 | 17
2019-08-02 18:00 | 4.3195 | 136141.3816 | 18
2019-08-02 19:00 | 4.0774 | 128510.3667 | 19
2019-08-02 20:00 | 3.8137 | 120199.1687 | 20
2019-08-02 21:00 | 3.6503 | 115050.6774 | 21
2019-08-02 22:00 | 3.32 | 104638.3294 | 22
2019-08-02 23:00 | 3.1175 | 98257.7171 | 23
2019-08-03 | 2.9232 | 92133.9293 | 0
2019-08-03 01:00 | 2.7334 | 86149.8227 | 1
2019-08-03 02:00 | 2.6187 | 82537.0721 | 2
2019-08-03 03:00 | 2.5547 | 80519.832 | 3
2019-08-03 04:00 | 2.4477 | 77147.7495 | 4
2019-08-03 05:00 | 2.5069 | 79013.4491 | 5
2019-08-03 06:00 | 2.6137 | 82379.6829 | 6
2019-08-03 07:00 | 2.7585 | 86941.6211 | 7
2019-08-03 08:00 | 3.0912 | 97428.1799 | 8
2019-08-03 09:00 | 3.4179 | 107723.5448 | 9
2019-08-03 10:00 | 3.7425 | 117955.837 | 10
2019-08-03 11:00 | 3.9692 | 125100.8324 | 11
2019-08-03 12:00 | 4.1517 | 130852.8895 | 12
2019-08-03 13:00 | 4.2242 | 133137.3214 | 13
2019-08-03 14:00 | 4.2756 | 134757.8479 | 14
2019-08-03 15:00 | 4.3019 | 135585.7115 | 15
2019-08-03 16:00 | 4.3431 | 136885.6498 | 16
2019-08-03 17:00 | 4.2518 | 134006.9001 | 17
2019-08-03 18:00 | 4.2138 | 132808.9968 | 18
2019-08-03 19:00 | 4.1196 | 129839.5419 | 19
2019-08-03 20:00 | 3.8161 | 120275.27 | 20
2019-08-03 21:00 | 3.6428 | 114814.5704 | 21
2019-08-03 22:00 | 3.3047 | 104157.3816 | 22
2019-08-03 23:00 | 2.9418 | 92717.9935 | 23
2019-08-04 | 2.7987 | 88207.528 | 0
2019-08-04 01:00 | 2.626 | 82764.7011 | 1
2019-08-04 02:00 | 2.5235 | 79534.2269 | 2
2019-08-04 03:00 | 2.4917 | 78533.1778 | 3
2019-08-04 04:00 | 2.5004 | 78807.059 | 4
2019-08-04 05:00 | 2.5282 | 79683.4565 | 5
2019-08-04 06:00 | 2.5294 | 79722.2099 | 6
2019-08-04 07:00 | 2.49 | 78479.6835 | 7
2019-08-04 08:00 | 2.7906 | 87953.752 | 8
2019-08-04 09:00 | 3.1621 | 99661.6287 | 9
2019-08-04 10:00 | 3.443 | 108517.3382 | 10
2019-08-04 11:00 | 3.7275 | 117481.9208 | 11
2019-08-04 12:00 | 3.7885 | 119406.619 | 12
2019-08-04 13:00 | 3.8724 | 122049.165 | 13
2019-08-04 14:00 | 4.0909 | 128937.0657 | 14
2019-08-04 15:00 | 4.2253 | 133172.6032 | 15
2019-08-04 16:00 | 4.1899 | 132056.0876 | 16
2019-08-04 17:00 | 4.1153 | 129705.2775 | 17
2019-08-04 18:00 | 3.9924 | 125831.1796 | 18
2019-08-04 19:00 | 3.761 | 118538.8622 | 19
2019-08-04 20:00 | 3.5063 | 110511.2446 | 20
2019-08-04 21:00 | 3.3573 | 105814.0069 | 21
2019-08-04 22:00 | 3.0884 | 97340.7778 | 22
2019-08-04 23:00 | 2.8446 | 89656.4549 | 23
2019-08-05 | 2.6415 | 83255.0989 | 0
2019-08-05 01:00 | 2.6137 | 82377.6415 | 1
2019-08-05 02:00 | 2.5553 | 80538.1037 | 2
2019-08-05 03:00 | 2.469 | 77817.4347 | 3
2019-08-05 04:00 | 2.5636 | 80799.8006 | 4
2019-08-05 05:00 | 2.6911 | 84818.3217 | 5
2019-08-05 06:00 | 3.2032 | 100959.0772 | 6
2019-08-05 07:00 | 3.448 | 108672.4726 | 7
2019-08-05 08:00 | 4.0457 | 127512.8088 | 8
2019-08-05 09:00 | 4.524 | 142587.4564 | 9
2019-08-05 10:00 | 4.8252 | 152079.4965 | 10
2019-08-05 11:00 | 5.2242 | 164655.3115 | 11
2019-08-05 12:00 | 5.5107 | 173684.052 | 12
2019-08-05 13:00 | 5.6421 | 177827.9951 | 13
2019-08-05 14:00 | 5.7454 | 181081.4828 | 14
2019-08-05 15:00 | 5.6795 | 179005.3609 | 15
2019-08-05 16:00 | 5.2621 | 165851.3614 | 16
2019-08-05 17:00 | 4.8338 | 152352.2669 | 17
2019-08-05 18:00 | 4.4405 | 139956.3716 | 18
2019-08-05 19:00 | 4.172 | 131493.7948 | 19
2019-08-05 20:00 | 3.8545 | 121486.3674 | 20
2019-08-05 21:00 | 3.6503 | 115049.5615 | 21
2019-08-05 22:00 | 3.3164 | 104525.5915 | 22
2019-08-05 23:00 | 3.0267 | 95394.5597 | 23
2019-08-06 | 2.8112 | 88602.5285 | 0
2019-08-06 01:00 | 2.6834 | 84575.2351 | 1
2019-08-06 02:00 | 2.5742 | 81133.8928 | 2
2019-08-06 03:00 | 2.5406 | 80075.6585 | 3
2019-08-06 04:00 | 2.5966 | 81840.6406 | 4
2019-08-06 05:00 | 2.8558 | 90008.6577 | 5
2019-08-06 06:00 | 3.3025 | 104087.1806 | 6
2019-08-06 07:00 | 3.6273 | 114324.5701 | 7
2019-08-06 08:00 | 4.0359 | 127203.8073 | 8
2019-08-06 09:00 | 4.6543 | 146692.0654 | 9
2019-08-06 10:00 | 5.0306 | 158552.5231 | 10
2019-08-06 11:00 | 5.2139 | 164329.5203 | 11
2019-08-06 12:00 | 5.5358 | 174478.007 | 12
2019-08-06 13:00 | 5.7707 | 181879.0237 | 13
2019-08-06 14:00 | 5.8225 | 183512.337 | 14
2019-08-06 15:00 | 5.7557 | 181407.5291 | 15
2019-08-06 16:00 | 5.4082 | 170453.4057 | 16
2019-08-06 17:00 | 5.0219 | 158279.6577 | 17
2019-08-06 18:00 | 4.5926 | 144749.2175 | 18
2019-08-06 19:00 | 4.3482 | 137045.5437 | 19
2019-08-06 20:00 | 3.931 | 123896.923 | 20
2019-08-06 21:00 | 3.7334 | 117669.6708 | 21
2019-08-06 22:00 | 3.4118 | 107533.97 | 22
2019-08-06 23:00 | 3.1461 | 99157.7162 | 23
2019-08-07 | 2.935 | 92504.7684 | 0
2019-08-07 01:00 | 2.8059 | 88437.3914 | 1
2019-08-07 02:00 | 2.7235 | 85839.0174 | 2
2019-08-07 03:00 | 2.6858 | 84649.7647 | 3
2019-08-07 04:00 | 2.7135 | 85523.5523 | 4
2019-08-07 05:00 | 2.945 | 92818.8164 | 5
2019-08-07 06:00 | 3.3327 | 105038.1056 | 6
2019-08-07 07:00 | 3.8392 | 121002.2723 | 7
2019-08-07 08:00 | 4.3187 | 136117.2349 | 8
2019-08-07 09:00 | 4.7442 | 149527.7691 | 9
2019-08-07 10:00 | 5.1106 | 161075.2121 | 10
2019-08-07 11:00 | 5.064 | 159607.6121 | 11
2019-08-07 12:00 | 5.069 | 159765.4377 | 12
2019-08-07 13:00 | 5.3647 | 169082.7531 | 13
2019-08-07 14:00 | 5.5574 | 175156.7565 | 14
2019-08-07 15:00 | 5.4871 | 172940.7434 | 15
2019-08-07 16:00 | 5.1762 | 163141.6355 | 16
2019-08-07 17:00 | 4.7493 | 149688.6455 | 17
2019-08-07 18:00 | 4.438 | 139876.2505 | 18
2019-08-07 19:00 | 4.2308 | 133344.6181 | 19
2019-08-07 20:00 | 3.8603 | 121667.7302 | 20
2019-08-07 21:00 | 3.6334 | 114515.8387 | 21
2019-08-07 22:00 | 3.3133 | 104428.1226 | 22
2019-08-07 23:00 | 3.0825 | 97152.9554 | 23
2019-08-08 | 2.8743 | 90592.6493 | 0
2019-08-08 01:00 | 2.7251 | 85890.7531 | 1
2019-08-08 02:00 | 2.674 | 84279.065 | 2
2019-08-08 03:00 | 2.5655 | 80860.4123 | 3
2019-08-08 04:00 | 2.5628 | 80772.5895 | 4
2019-08-08 05:00 | 2.8698 | 90449.0223 | 5
2019-08-08 06:00 | 3.4262 | 107986.6734 | 6
2019-08-08 07:00 | 3.7307 | 117583.7171 | 7
2019-08-08 08:00 | 4.3802 | 138053.3301 | 8
2019-08-08 09:00 | 4.8922 | 154191.9093 | 9
2019-08-08 10:00 | 5.2859 | 166600.8357 | 10
2019-08-08 11:00 | 5.6741 | 178835.934 | 11
2019-08-08 12:00 | 5.6982 | 179596.1344 | 12
2019-08-08 13:00 | 5.7461 | 181103.2934 | 13
2019-08-08 14:00 | 5.9004 | 185967.3068 | 14
2019-08-08 15:00 | 5.834 | 183874.0655 | 15
2019-08-08 16:00 | 5.3593 | 168912.2565 | 16
2019-08-08 17:00 | 4.97 | 156643.9114 | 17
2019-08-08 18:00 | 4.6497 | 146547.7626 | 18
2019-08-08 19:00 | 4.4143 | 139129.353 | 19
2019-08-08 20:00 | 4.0809 | 128621.5113 | 20
2019-08-08 21:00 | 3.7594 | 118487.1215 | 21
2019-08-08 22:00 | 3.4389 | 108386.4063 | 22
2019-08-08 23:00 | 3.176 | 100099.6484 | 23
2019-08-09 | 3.0035 | 94662.6179 | 0
2019-08-09 01:00 | 2.8255 | 89054.9439 | 1
2019-08-09 02:00 | 2.719 | 85696.0552 | 2
2019-08-09 03:00 | 2.5903 | 81639.1915 | 3
2019-08-09 04:00 | 2.6465 | 83412.315 | 4
2019-08-09 05:00 | 2.8858 | 90955.7974 | 5
2019-08-09 06:00 | 3.2582 | 102691.6367 | 6
2019-08-09 07:00 | 3.6724 | 115746.1704 | 7
2019-08-09 08:00 | 4.4742 | 141017.1271 | 8
2019-08-09 09:00 | 4.8908 | 154146.4474 | 9
2019-08-09 10:00 | 5.1059 | 160926.3686 | 10
2019-08-09 11:00 | 5.3532 | 168722.68 | 11
2019-08-09 12:00 | 5.6613 | 178433.6286 | 12
2019-08-09 13:00 | 5.7145 | 180108.5928 | 13
2019-08-09 14:00 | 5.774 | 181984.6889 | 14
2019-08-09 15:00 | 5.7632 | 181644.755 | 15
2019-08-09 16:00 | 5.3115 | 167407.8502 | 16
2019-08-09 17:00 | 4.8989 | 154402.0902 | 17
2019-08-09 18:00 | 4.571 | 144068.7972 | 18
2019-08-09 19:00 | 4.1009 | 129251.6023 | 19
2019-08-09 20:00 | 3.8405 | 121043.5682 | 20
2019-08-09 21:00 | 3.7486 | 118148.7691 | 21
2019-08-09 22:00 | 3.3622 | 105970.4513 | 22
2019-08-09 23:00 | 3.1394 | 98948.0025 | 23
2019-08-10 | 2.9933 | 94341.5574 | 0
2019-08-10 01:00 | 2.8595 | 90125.1744 | 1
2019-08-10 02:00 | 2.6783 | 84413.4895 | 2
2019-08-10 03:00 | 2.5862 | 81510.114 | 3
2019-08-10 04:00 | 2.6111 | 82295.6271 | 4
2019-08-10 05:00 | 2.6731 | 84251.6526 | 5
2019-08-10 06:00 | 2.7173 | 85642.9348 | 6
2019-08-10 07:00 | 2.7988 | 88212.0562 | 7
2019-08-10 08:00 | 3.0202 | 95190.8108 | 8
2019-08-10 09:00 | 3.3056 | 104185.1575 | 9
2019-08-10 10:00 | 3.5773 | 112749.0836 | 10
2019-08-10 11:00 | 3.7574 | 118425.7213 | 11
2019-08-10 12:00 | 4.0065 | 126277.1493 | 12
2019-08-10 13:00 | 4.152 | 130861.0301 | 13
2019-08-10 14:00 | 4.1712 | 131467.2793 | 14
2019-08-10 15:00 | 4.2753 | 134749.8226 | 15
2019-08-10 16:00 | 4.266 | 134455.8921 | 16
2019-08-10 17:00 | 4.0185 | 126655.8798 | 17
2019-08-10 18:00 | 4.1002 | 129230.6693 | 18
2019-08-10 19:00 | 3.847 | 121249.03 | 19
2019-08-10 20:00 | 3.603 | 113560.1847 | 20
2019-08-10 21:00 | 3.3219 | 104697.9458 | 21
2019-08-10 22:00 | 3.0257 | 95364.1351 | 22
2019-08-10 23:00 | 2.7741 | 87432.6219 | 23
2019-08-11 | 2.6016 | 81996.3805 | 0
2019-08-11 01:00 | 2.5072 | 79022.4238 | 1
2019-08-11 02:00 | 2.3906 | 75346.5658 | 2
2019-08-11 03:00 | 2.3448 | 73902.6279 | 3
2019-08-11 04:00 | 2.355 | 74223.9396 | 4
2019-08-11 05:00 | 2.4401 | 76907.4549 | 5
2019-08-11 06:00 | 2.4265 | 76477.281 | 6
2019-08-11 07:00 | 2.354 | 74191.8254 | 7
2019-08-11 08:00 | 2.6363 | 83089.277 | 8
2019-08-11 09:00 | 3.0777 | 97001.5922 | 9
2019-08-11 10:00 | 3.2733 | 103166.4952 | 10
2019-08-11 11:00 | 3.504 | 110439.5754 | 11
2019-08-11 12:00 | 3.5074 | 110546.279 | 12
2019-08-11 13:00 | 3.702 | 116679.7442 | 13
2019-08-11 14:00 | 3.774 | 118949.964 | 14
2019-08-11 15:00 | 3.8566 | 121552.7515 | 15
2019-08-11 16:00 | 3.9968 | 125969.1468 | 16
2019-08-11 17:00 | 3.9951 | 125916.5029 | 17
2019-08-11 18:00 | 3.9313 | 123905.3854 | 18
2019-08-11 19:00 | 3.6704 | 115682.3308 | 19
2019-08-11 20:00 | 3.4432 | 108521.062 | 20
2019-08-11 21:00 | 3.2296 | 101789.4677 | 21
2019-08-11 22:00 | 2.8898 | 91079.1664 | 22
2019-08-11 23:00 | 2.7017 | 85153.1192 | 23
2019-08-12 | 2.5694 | 80980.5013 | 0
2019-08-12 01:00 | 2.4581 | 77474.3104 | 1
2019-08-12 02:00 | 2.3388 | 73713.0619 | 2
2019-08-12 03:00 | 2.3321 | 73502.5396 | 3
2019-08-12 04:00 | 2.491 | 78510.8735 | 4
2019-08-12 05:00 | 2.6842 | 84601.2618 | 5
2019-08-12 06:00 | 3.207 | 101078.3359 | 6
2019-08-12 07:00 | 3.5745 | 112661.5669 | 7
2019-08-12 08:00 | 4.1879 | 131993.3477 | 8
2019-08-12 09:00 | 4.5813 | 144394.2467 | 9
2019-08-12 10:00 | 4.9967 | 157485.9404 | 10
2019-08-12 11:00 | 5.3205 | 167692.1766 | 11
2019-08-12 12:00 | 5.5325 | 174372.333 | 12
2019-08-12 13:00 | 5.6606 | 178409.3807 | 13
2019-08-12 14:00 | 5.6423 | 177834.1742 | 14
2019-08-12 15:00 | 5.4807 | 172739.9045 | 15
2019-08-12 16:00 | 5.108 | 160994.1526 | 16
2019-08-12 17:00 | 4.6056 | 145158.4208 | 17
2019-08-12 18:00 | 4.3346 | 136617.6075 | 18
2019-08-12 19:00 | 4.0963 | 129105.6255 | 19
2019-08-12 20:00 | 3.901 | 122952.5729 | 20
2019-08-12 21:00 | 3.7004 | 116627.2892 | 21
2019-08-12 22:00 | 3.3121 | 104389.053 | 22
2019-08-12 23:00 | 3.1804 | 100240.7841 | 23
2019-08-13 | 3.0051 | 94715.6816 | 0
2019-08-13 01:00 | 2.8631 | 90238.6789 | 1
2019-08-13 02:00 | 2.7945 | 88076.3465 | 2
2019-08-13 03:00 | 2.7886 | 87890.0874 | 3
2019-08-13 04:00 | 2.7883 | 87882.0858 | 4
2019-08-13 05:00 | 3.0152 | 95033.086 | 5
2019-08-13 06:00 | 3.5502 | 111894.5477 | 6
2019-08-13 07:00 | 3.9672 | 125037.0688 | 7
2019-08-13 08:00 | 4.6735 | 147298.8948 | 8
2019-08-13 09:00 | 5.1748 | 163098.9294 | 9
2019-08-13 10:00 | 5.3862 | 169760.3383 | 10
2019-08-13 11:00 | 5.577 | 175775.055 | 11
2019-08-13 12:00 | 5.5163 | 173862.9215 | 12
2019-08-13 13:00 | 5.6275 | 177368.2642 | 13
2019-08-13 14:00 | 5.7648 | 181695.1833 | 14
2019-08-13 15:00 | 5.6211 | 177165.6493 | 15
2019-08-13 16:00 | 5.2955 | 166901.5244 | 16
2019-08-13 17:00 | 4.894 | 154249.9135 | 17
2019-08-13 18:00 | 4.5185 | 142414.346 | 18
2019-08-13 19:00 | 4.2408 | 133660.131 | 19
2019-08-13 20:00 | 3.9212 | 123586.9956 | 20
2019-08-13 21:00 | 3.6998 | 116610.7572 | 21
2019-08-13 22:00 | 3.4657 | 109232.7916 | 22
2019-08-13 23:00 | 3.2372 | 102029.3781 | 23
2019-08-14 | 3.0589 | 96409.3157 | 0
2019-08-14 01:00 | 2.8731 | 90555.3308 | 1
2019-08-14 02:00 | 2.7455 | 86533.2594 | 2
2019-08-14 03:00 | 2.6498 | 83514.6018 | 3
2019-08-14 04:00 | 2.6887 | 84741.8355 | 4
2019-08-14 05:00 | 3.0178 | 95114.9508 | 5
2019-08-14 06:00 | 3.5333 | 111361.828 | 6
2019-08-14 07:00 | 4.0922 | 128976.4938 | 7
2019-08-14 08:00 | 4.7547 | 149857.6547 | 8
2019-08-14 09:00 | 5.2306 | 164856.6817 | 9
2019-08-14 10:00 | 5.4606 | 172107.1965 | 10
2019-08-14 11:00 | 5.7766 | 182065.2762 | 11
2019-08-14 12:00 | 6.0264 | 189938.0518 | 12
2019-08-14 13:00 | 6.1549 | 193990.8102 | 13
2019-08-14 14:00 | 6.1674 | 194382.009 | 14
2019-08-14 15:00 | 6.0073 | 189336.9339 | 15
2019-08-14 16:00 | 5.5864 | 176071.9292 | 16
2019-08-14 17:00 | 5.2435 | 165262.4047 | 17
2019-08-14 18:00 | 5.0025 | 157667.3947 | 18
2019-08-14 19:00 | 4.7178 | 148695.3681 | 19
2019-08-14 20:00 | 4.1432 | 130584.1733 | 20
2019-08-14 21:00 | 3.7557 | 118370.9483 | 21
2019-08-14 22:00 | 3.395 | 107004.1184 | 22
2019-08-14 23:00 | 3.1305 | 98665.4536 | 23
2019-08-15 | 2.9565 | 93182.4189 | 0
2019-08-15 01:00 | 2.8277 | 89124.0188 | 1
2019-08-15 02:00 | 2.7288 | 86006.8811 | 2
2019-08-15 03:00 | 2.76 | 86988.1763 | 3
2019-08-15 04:00 | 2.7606 | 87007.4813 | 4
2019-08-15 05:00 | 3.0945 | 97531.9365 | 5
2019-08-15 06:00 | 3.5436 | 111685.8706 | 6
2019-08-15 07:00 | 3.9602 | 124816.0905 | 7
2019-08-15 08:00 | 4.8192 | 151892.2597 | 8
2019-08-15 09:00 | 5.2422 | 165222.8695 | 9
2019-08-15 10:00 | 5.6121 | 176881.5459 | 10
2019-08-15 11:00 | 6.0287 | 190013.255 | 11
2019-08-15 12:00 | 6.0726 | 191393.893 | 12
2019-08-15 13:00 | 6.0912 | 191980.3296 | 13
2019-08-15 14:00 | 6.1607 | 194171.0537 | 14
2019-08-15 15:00 | 6.05 | 190682.3327 | 15
2019-08-15 16:00 | 5.6635 | 178500.2305 | 16
2019-08-15 17:00 | 5.1238 | 161490.922 | 17
2019-08-15 18:00 | 4.8004 | 151298.1517 | 18
2019-08-15 19:00 | 4.4232 | 139409.9101 | 19
2019-08-15 20:00 | 4.0675 | 128197.85 | 20
2019-08-15 21:00 | 3.8248 | 120548.8034 | 21
2019-08-15 22:00 | 3.503 | 110405.7248 | 22
2019-08-15 23:00 | 3.2049 | 101011.5791 | 23
2019-08-16 | 2.9764 | 93808.4548 | 0
2019-08-16 01:00 | 2.8288 | 89157.7621 | 1
2019-08-16 02:00 | 2.684 | 84593.2843 | 2
2019-08-16 03:00 | 2.6035 | 82056.1837 | 3
2019-08-16 04:00 | 2.6491 | 83494.8326 | 4
2019-08-16 05:00 | 2.9157 | 91896.1442 | 5
2019-08-16 06:00 | 3.3698 | 106208.862 | 6
2019-08-16 07:00 | 3.7402 | 117882.6003 | 7
2019-08-16 08:00 | 4.5436 | 143203.988 | 8
2019-08-16 09:00 | 5.1745 | 163089.6427 | 9
2019-08-16 10:00 | 5.3949 | 170035.4714 | 10
2019-08-16 11:00 | 5.6916 | 179386.7098 | 11
2019-08-16 12:00 | 5.8642 | 184827.8874 | 12
2019-08-16 13:00 | 5.9752 | 188326.4305 | 13
2019-08-16 14:00 | 6.0318 | 190110.5857 | 14
2019-08-16 15:00 | 6.0608 | 191023.2862 | 15
2019-08-16 16:00 | 5.4696 | 172391.4223 | 16
2019-08-16 17:00 | 5.0606 | 159499.311 | 17
2019-08-16 18:00 | 4.6528 | 146647.6526 | 18
2019-08-16 19:00 | 4.3802 | 138053.174 | 19
2019-08-16 20:00 | 4.0299 | 127014.8166 | 20
2019-08-16 21:00 | 3.774 | 118947.3503 | 21
2019-08-16 22:00 | 3.357 | 105804.0946 | 22
2019-08-16 23:00 | 3.0742 | 96891.8976 | 23
2019-08-17 | 2.9327 | 92431.362 | 0
2019-08-17 01:00 | 2.7148 | 85564.0482 | 1
2019-08-17 02:00 | 2.5993 | 81923.1702 | 2
2019-08-17 03:00 | 2.5143 | 79246.2789 | 3
2019-08-17 04:00 | 2.6452 | 83370.731 | 4
2019-08-17 05:00 | 2.7156 | 85590.9729 | 5
2019-08-17 06:00 | 2.8085 | 88518.0082 | 6
2019-08-17 07:00 | 2.9167 | 91929.2815 | 7
2019-08-17 08:00 | 3.1282 | 98594.0896 | 8
2019-08-17 09:00 | 3.4916 | 110047.3562 | 9
2019-08-17 10:00 | 3.8472 | 121254.2368 | 10
2019-08-17 11:00 | 4.1636 | 131226.7118 | 11
2019-08-17 12:00 | 4.291 | 135244.5379 | 12
2019-08-17 13:00 | 4.4672 | 140798.1151 | 13
2019-08-17 14:00 | 4.4817 | 141254.722 | 14
2019-08-17 15:00 | 4.4507 | 140277.4029 | 15
2019-08-17 16:00 | 4.4688 | 140847.4042 | 16
2019-08-17 17:00 | 4.3845 | 138190.4076 | 17
2019-08-17 18:00 | 4.2926 | 135294.9159 | 18
2019-08-17 19:00 | 4.1752 | 131594.0713 | 19
2019-08-17 20:00 | 4.0594 | 127942.4856 | 20
2019-08-17 21:00 | 3.9738 | 125246.5012 | 21
2019-08-17 22:00 | 3.4919 | 110057.3697 | 22
2019-08-17 23:00 | 3.2498 | 102425.6606 | 23
2019-08-18 | 3.0354 | 95669.4792 | 0
2019-08-18 01:00 | 2.8645 | 90283.2652 | 1
2019-08-18 02:00 | 2.7772 | 87532.2857 | 2
2019-08-18 03:00 | 2.6215 | 82625.1445 | 3
2019-08-18 04:00 | 2.5338 | 79858.5485 | 4
2019-08-18 05:00 | 2.5599 | 80682.2525 | 5
2019-08-18 06:00 | 2.6246 | 82721.6441 | 6
2019-08-18 07:00 | 2.754 | 86800.9256 | 7
2019-08-18 08:00 | 2.8788 | 90733.768 | 8
2019-08-18 09:00 | 3.2428 | 102204.9 | 9
2019-08-18 10:00 | 3.6869 | 116203.9319 | 10
2019-08-18 11:00 | 3.8908 | 122630.451 | 11
2019-08-18 12:00 | 4.1688 | 131391.4519 | 12
2019-08-18 13:00 | 4.2779 | 134829.4324 | 13
2019-08-18 14:00 | 4.4103 | 139003.3903 | 14
2019-08-18 15:00 | 4.5651 | 143880.7824 | 15
2019-08-18 16:00 | 4.6288 | 145891.1596 | 16
2019-08-18 17:00 | 4.7043 | 148269.5875 | 17
2019-08-18 18:00 | 4.5791 | 144322.6837 | 18
2019-08-18 19:00 | 4.2042 | 132505.8544 | 19
2019-08-18 20:00 | 3.9416 | 124231.4618 | 20
2019-08-18 21:00 | 3.705 | 116772.8216 | 21
2019-08-18 22:00 | 3.3451 | 105431.9011 | 22
2019-08-18 23:00 | 3.1277 | 98578.1472 | 23
2019-08-19 | 2.9704 | 93619.8596 | 0
2019-08-19 01:00 | 2.8404 | 89523.5675 | 1
2019-08-19 02:00 | 2.7948 | 88085.496 | 2
2019-08-19 03:00 | 2.7244 | 85868.341 | 3
2019-08-19 04:00 | 2.8775 | 90693.0296 | 4
2019-08-19 05:00 | 3.1007 | 97728.1044 | 5
2019-08-19 06:00 | 3.8653 | 121824.7659 | 6
2019-08-19 07:00 | 4.1267 | 130064.9554 | 7
2019-08-19 08:00 | 4.9478 | 155943.1314 | 8
2019-08-19 09:00 | 5.4214 | 170869.8547 | 9
2019-08-19 10:00 | 5.7631 | 181641.4091 | 10
2019-08-19 11:00 | 6.045 | 190524.4081 | 11
2019-08-19 12:00 | 6.3463 | 200020.731 | 12
2019-08-19 13:00 | 6.4598 | 203599.2682 | 13
2019-08-19 14:00 | 6.4913 | 204590.8922 | 14
2019-08-19 15:00 | 6.4043 | 201848.2773 | 15
2019-08-19 16:00 | 5.8495 | 184362.8776 | 16
2019-08-19 17:00 | 5.4913 | 173074.5497 | 17
2019-08-19 18:00 | 5.1372 | 161913.275 | 18
2019-08-19 19:00 | 4.745 | 149552.8209 | 19
2019-08-19 20:00 | 4.4479 | 140186.9987 | 20
2019-08-19 21:00 | 4.2911 | 135244.9735 | 21
2019-08-19 22:00 | 3.877 | 122194.6435 | 22
2019-08-19 23:00 | 3.5034 | 110420.3047 | 23
2019-08-20 | 3.2648 | 102900.9265 | 0
2019-08-20 01:00 | 3.0795 | 97059.0763 | 1
2019-08-20 02:00 | 2.9944 | 94376.3027 | 2
2019-08-20 03:00 | 2.9966 | 94446.0521 | 3
2019-08-20 04:00 | 3.0418 | 95872.019 | 4
2019-08-20 05:00 | 3.2825 | 103458.3956 | 5
2019-08-20 06:00 | 3.9766 | 125334.992 | 6
2019-08-20 07:00 | 4.2824 | 134970.9983 | 7
2019-08-20 08:00 | 4.9473 | 155928.3765 | 8
2019-08-20 09:00 | 5.5823 | 175940.7028 | 9
2019-08-20 10:00 | 5.9963 | 188989.9506 | 10
2019-08-20 11:00 | 6.3557 | 200318.8661 | 11
2019-08-20 12:00 | 6.5021 | 204933.529 | 12
2019-08-20 13:00 | 6.662 | 209971.0433 | 13
2019-08-20 14:00 | 6.7665 | 213266.5341 | 14
2019-08-20 15:00 | 6.5581 | 206696.2988 | 15
2019-08-20 16:00 | 6.0619 | 191059.3864 | 16
2019-08-20 17:00 | 5.485 | 172874.8074 | 17
2019-08-20 18:00 | 4.9165 | 154956.5564 | 18
2019-08-20 19:00 | 4.4732 | 140986.2333 | 19
2019-08-20 20:00 | 4.1313 | 130209.3767 | 20
2019-08-20 21:00 | 3.9008 | 122944.5127 | 21
2019-08-20 22:00 | 3.6168 | 113993.485 | 22
2019-08-20 23:00 | 3.4198 | 107784.1943 | 23
2019-08-21 | 3.1998 | 100850.1767 | 0
2019-08-21 01:00 | 3.1125 | 98098.0353 | 1
2019-08-21 02:00 | 2.9996 | 94539.8642 | 2
2019-08-21 03:00 | 2.9121 | 91783.015 | 3
2019-08-21 04:00 | 2.9596 | 93279.0235 | 4
2019-08-21 05:00 | 3.2291 | 101775.6183 | 5
2019-08-21 06:00 | 3.7146 | 117077.542 | 6
2019-08-21 07:00 | 4.0579 | 127897.3216 | 7
2019-08-21 08:00 | 4.9325 | 155462.6657 | 8
2019-08-21 09:00 | 5.5706 | 175572.8566 | 9
2019-08-21 10:00 | 5.9219 | 186644.4881 | 10
2019-08-21 11:00 | 6.3153 | 199045.1154 | 11
2019-08-21 12:00 | 6.383 | 201178.4211 | 12
2019-08-21 13:00 | 6.4904 | 204563.1437 | 13
2019-08-21 14:00 | 6.6077 | 208261.4421 | 14
2019-08-21 15:00 | 6.3384 | 199771.4002 | 15
2019-08-21 16:00 | 6.048 | 190621.5364 | 16
2019-08-21 17:00 | 5.797 | 182710.623 | 17
2019-08-21 18:00 | 5.4588 | 172048.6365 | 18
2019-08-21 19:00 | 5.0061 | 157782.9094 | 19
2019-08-21 20:00 | 4.4988 | 141791.2482 | 20
2019-08-21 21:00 | 4.0374 | 127251.2764 | 21
2019-08-21 22:00 | 3.6776 | 115909.7159 | 22
2019-08-21 23:00 | 3.4383 | 108369.3312 | 23
2019-08-22 | 3.2567 | 102643.5674 | 0
2019-08-22 01:00 | 3.0251 | 95344.5908 | 1
2019-08-22 02:00 | 2.8863 | 90970.6689 | 2
2019-08-22 03:00 | 2.8964 | 91289.4003 | 3
2019-08-22 04:00 | 2.9984 | 94503.2676 | 4
2019-08-22 05:00 | 3.2608 | 102773.7513 | 5
2019-08-22 06:00 | 3.9385 | 124132.5623 | 6
2019-08-22 07:00 | 4.2675 | 134503.7847 | 7
2019-08-22 08:00 | 4.9634 | 156434.3049 | 8
2019-08-22 09:00 | 5.4488 | 171734.601 | 9
2019-08-22 10:00 | 5.7558 | 181409.2935 | 10
2019-08-22 11:00 | 6.0569 | 190900.129 | 11
2019-08-22 12:00 | 6.3133 | 198980.5269 | 12
2019-08-22 13:00 | 6.4211 | 202378.4534 | 13
2019-08-22 14:00 | 6.3173 | 199106.8181 | 14
2019-08-22 15:00 | 6.182 | 194842.3844 | 15
2019-08-22 16:00 | 5.6137 | 176932.6856 | 16
2019-08-22 17:00 | 5.1578 | 162563.6621 | 17
2019-08-22 18:00 | 4.7052 | 148299.3391 | 18
2019-08-22 19:00 | 4.4291 | 139596.2291 | 19
2019-08-22 20:00 | 4.2156 | 132867.1947 | 20
2019-08-22 21:00 | 3.7635 | 118616.5843 | 21
2019-08-22 22:00 | 3.4116 | 107525.8795 | 22
2019-08-22 23:00 | 3.2952 | 103857.4566 | 23
2019-08-23 | 3.1378 | 98896.9725 | 0
2019-08-23 01:00 | 2.9918 | 94295.2375 | 1
2019-08-23 02:00 | 2.891 | 91119.4004 | 2
2019-08-23 03:00 | 2.858 | 90077.5942 | 3
2019-08-23 04:00 | 2.8342 | 89328.2191 | 4
2019-08-23 05:00 | 3.034 | 95626.1511 | 5
2019-08-23 06:00 | 3.5357 | 111437.8468 | 6
2019-08-23 07:00 | 4.1081 | 129476.9889 | 7
2019-08-23 08:00 | 4.6264 | 145815.7154 | 8
2019-08-23 09:00 | 4.9738 | 156764.8645 | 9
2019-08-23 10:00 | 5.0429 | 158940.5529 | 10
2019-08-23 11:00 | 5.1525 | 162394.5295 | 11
2019-08-23 12:00 | 5.2571 | 165692.7976 | 12
2019-08-23 13:00 | 5.1174 | 161288.2703 | 13
2019-08-23 14:00 | 5.0133 | 158007.1049 | 14
2019-08-23 15:00 | 4.6422 | 146312.8487 | 15
2019-08-23 16:00 | 4.1408 | 130509.2863 | 16
2019-08-23 17:00 | 3.6728 | 115758.9982 | 17
2019-08-23 18:00 | 3.6696 | 115659.1087 | 18
2019-08-23 19:00 | 3.7081 | 116870.4692 | 19
2019-08-23 20:00 | 3.6304 | 114421.0103 | 20
2019-08-23 21:00 | 3.3629 | 105992.8386 | 21
2019-08-23 22:00 | 3.0923 | 97461.853 | 22
2019-08-23 23:00 | 2.905 | 91560.7096 | 23
2019-08-24 | 2.7352 | 86207.8554 | 0
2019-08-24 01:00 | 2.6039 | 82070.2884 | 1
2019-08-24 02:00 | 2.3738 | 74816.0369 | 2
2019-08-24 03:00 | 2.3159 | 72990.914 | 3
2019-08-24 04:00 | 2.3327 | 73521.7612 | 4
2019-08-24 05:00 | 2.4063 | 75840.1914 | 5
2019-08-24 06:00 | 2.6397 | 83197.2576 | 6
2019-08-24 07:00 | 2.7172 | 85639.4262 | 7
2019-08-24 08:00 | 2.9291 | 92317.7997 | 8
2019-08-24 09:00 | 3.1551 | 99441.6189 | 9
2019-08-24 10:00 | 3.2688 | 103024.5875 | 10
2019-08-24 11:00 | 3.3875 | 106767.9836 | 11
2019-08-24 12:00 | 3.4959 | 110181.8602 | 12
2019-08-24 13:00 | 3.622 | 114159.0735 | 13
2019-08-24 14:00 | 3.7564 | 118394.1966 | 14
2019-08-24 15:00 | 3.676 | 115860.39 | 15
2019-08-24 16:00 | 3.6408 | 114751.3828 | 16
2019-08-24 17:00 | 3.5729 | 112610.1071 | 17
2019-08-24 18:00 | 3.5064 | 110514.6423 | 18
2019-08-24 19:00 | 3.4295 | 108089.4598 | 19
2019-08-24 20:00 | 3.3239 | 104760.9229 | 20
2019-08-24 21:00 | 3.1006 | 97723.5686 | 21
2019-08-24 22:00 | 2.7932 | 88034.8426 | 22
2019-08-24 23:00 | 2.6115 | 82309.7706 | 23
2019-08-25 | 2.4577 | 77463.0131 | 0
2019-08-25 01:00 | 2.3621 | 74449.4358 | 1
2019-08-25 02:00 | 2.2592 | 71205.5577 | 2
2019-08-25 03:00 | 2.2318 | 70342.8029 | 3
2019-08-25 04:00 | 2.2209 | 69999.1256 | 4
2019-08-25 05:00 | 2.313 | 72902.3727 | 5
2019-08-25 06:00 | 2.3863 | 75211.784 | 6
2019-08-25 07:00 | 2.4104 | 75970.2434 | 7
2019-08-25 08:00 | 2.6668 | 84050.3272 | 8
2019-08-25 09:00 | 2.9542 | 93111.6038 | 9
2019-08-25 10:00 | 3.2498 | 102427.136 | 10
2019-08-25 11:00 | 3.3666 | 106109.1521 | 11
2019-08-25 12:00 | 3.4205 | 107806.163 | 12
2019-08-25 13:00 | 3.4937 | 110113.3297 | 13
2019-08-25 14:00 | 3.5406 | 111591.5084 | 14
2019-08-25 15:00 | 3.7344 | 117701.5683 | 15
2019-08-25 16:00 | 3.7554 | 118362.0337 | 16
2019-08-25 17:00 | 3.6858 | 116168.7985 | 17
2019-08-25 18:00 | 3.6914 | 116345.375 | 18
2019-08-25 19:00 | 3.5391 | 111545.2371 | 19
2019-08-25 20:00 | 3.3566 | 105793.6753 | 20
2019-08-25 21:00 | 3.1589 | 99561.8531 | 21
2019-08-25 22:00 | 2.8807 | 90794.0451 | 22
2019-08-25 23:00 | 2.7546 | 86819.7544 | 23
2019-08-26 | 2.5972 | 81859.2444 | 0
2019-08-26 01:00 | 2.5386 | 80010.2214 | 1
2019-08-26 02:00 | 2.3667 | 74592.398 | 2
2019-08-26 03:00 | 2.3209 | 73148.9886 | 3
2019-08-26 04:00 | 2.4364 | 76790.9367 | 4
2019-08-26 05:00 | 2.7629 | 87079.3261 | 5
2019-08-26 06:00 | 3.2857 | 103557.7127 | 6
2019-08-26 07:00 | 3.6368 | 114624.3599 | 7
2019-08-26 08:00 | 4.3499 | 137100.8371 | 8
2019-08-26 09:00 | 4.6768 | 147402.0797 | 9
2019-08-26 10:00 | 4.9134 | 154858.9929 | 10
2019-08-26 11:00 | 4.9173 | 154981.7817 | 11
2019-08-26 12:00 | 4.9513 | 156055.6161 | 12
2019-08-26 13:00 | 4.8229 | 152007.379 | 13
2019-08-26 14:00 | 4.8237 | 152033.4982 | 14
2019-08-26 15:00 | 4.5796 | 144339.8225 | 15
2019-08-26 16:00 | 4.0455 | 127504.4223 | 16
2019-08-26 17:00 | 3.6397 | 114714.4267 | 17
2019-08-26 18:00 | 3.4128 | 107562.864 | 18
2019-08-26 19:00 | 3.3629 | 105990.0579 | 19
2019-08-26 20:00 | 3.244 | 102242.5724 | 20
2019-08-26 21:00 | 3.1149 | 98175.3339 | 21
2019-08-26 22:00 | 2.8874 | 91005.9249 | 22
2019-08-26 23:00 | 2.753 | 86769.8234 | 23
2019-08-27 | 2.6914 | 84828.5511 | 0
2019-08-27 01:00 | 2.5849 | 81471.6458 | 1
2019-08-27 02:00 | 2.4348 | 76739.5519 | 2
2019-08-27 03:00 | 2.351 | 74098.1146 | 3
2019-08-27 04:00 | 2.4773 | 78080.6747 | 4
2019-08-27 05:00 | 2.8387 | 89470.4815 | 5
2019-08-27 06:00 | 3.3376 | 105193.5053 | 6
2019-08-27 07:00 | 3.7064 | 116816.2808 | 7
2019-08-27 08:00 | 4.4319 | 139685.1573 | 8
2019-08-27 09:00 | 4.9 | 154437.122 | 9
2019-08-27 10:00 | 5.0465 | 159053.4547 | 10
2019-08-27 11:00 | 5.2392 | 165128.9164 | 11
2019-08-27 12:00 | 5.376 | 169440.3555 | 12
2019-08-27 13:00 | 5.4507 | 171795.9364 | 13
2019-08-27 14:00 | 5.48 | 172717.9267 | 14
2019-08-27 15:00 | 5.3372 | 168215.7841 | 15
2019-08-27 16:00 | 4.9784 | 156907.6299 | 16
2019-08-27 17:00 | 4.5504 | 143419.6859 | 17
2019-08-27 18:00 | 4.1207 | 129874.162 | 18
2019-08-27 19:00 | 3.9041 | 123050.1733 | 19
2019-08-27 20:00 | 3.6132 | 113881.0067 | 20
2019-08-27 21:00 | 3.3964 | 107048.2699 | 21
2019-08-27 22:00 | 3.0756 | 96936.8536 | 22
2019-08-27 23:00 | 2.9144 | 91854.2763 | 23
2019-08-28 | 2.8468 | 89726.5089 | 0
2019-08-28 01:00 | 2.651 | 83553.0795 | 1
2019-08-28 02:00 | 2.6067 | 82158.0203 | 2
2019-08-28 03:00 | 2.5473 | 80284.5119 | 3
2019-08-28 04:00 | 2.553 | 80463.8413 | 4
2019-08-28 05:00 | 2.9193 | 92010.7048 | 5
2019-08-28 06:00 | 3.5387 | 111533.0252 | 6
2019-08-28 07:00 | 4.033 | 127110.7834 | 7
2019-08-28 08:00 | 4.6982 | 148076.5838 | 8
2019-08-28 09:00 | 5.1887 | 163537.0195 | 9
2019-08-28 10:00 | 5.4018 | 170253.2592 | 10
2019-08-28 11:00 | 5.607 | 176720.1164 | 11
2019-08-28 12:00 | 5.4977 | 173275.0528 | 12
2019-08-28 13:00 | 5.5572 | 175151.3931 | 13
2019-08-28 14:00 | 5.6422 | 177829.6265 | 14
2019-08-28 15:00 | 5.5033 | 173452.7621 | 15
2019-08-28 16:00 | 5.0235 | 158329.711 | 16
2019-08-28 17:00 | 4.6448 | 146393.0345 | 17
2019-08-28 18:00 | 4.3687 | 137691.0627 | 18
2019-08-28 19:00 | 4.0122 | 126456.0142 | 19
2019-08-28 20:00 | 3.6378 | 114655.2552 | 20
2019-08-28 21:00 | 3.2765 | 103269.7807 | 21
2019-08-28 22:00 | 2.9127 | 91801.0869 | 22
2019-08-28 23:00 | 2.5934 | 81737.5634 | 23
2019-08-29 | 2.4866 | 78373.3368 | 0
2019-08-29 01:00 | 2.4247 | 76421.3375 | 1
2019-08-29 02:00 | 2.2951 | 72337.6952 | 2
2019-08-29 03:00 | 2.2481 | 70855.5252 | 3
2019-08-29 04:00 | 2.3694 | 74679.9343 | 4
2019-08-29 05:00 | 2.7293 | 86022.7418 | 5
2019-08-29 06:00 | 3.2821 | 103446.0152 | 6
2019-08-29 07:00 | 3.6494 | 115020.5146 | 7
2019-08-29 08:00 | 4.2059 | 132561.7758 | 8
2019-08-29 09:00 | 4.7399 | 149393.0735 | 9
2019-08-29 10:00 | 4.9502 | 156020.9594 | 10
2019-08-29 11:00 | 5.2254 | 164693.1073 | 11
2019-08-29 12:00 | 5.404 | 170321.6975 | 12
2019-08-29 13:00 | 5.4583 | 172034.159 | 13
2019-08-29 14:00 | 5.5451 | 174769.9876 | 14
2019-08-29 15:00 | 5.4848 | 172869.2969 | 15
2019-08-29 16:00 | 5.0708 | 159820.9896 | 16
2019-08-29 17:00 | 4.6436 | 146355.6389 | 17
2019-08-29 18:00 | 4.2061 | 132566.2479 | 18
2019-08-29 19:00 | 3.8025 | 119846.7786 | 19
2019-08-29 20:00 | 3.6535 | 115149.2856 | 20
2019-08-29 21:00 | 3.2854 | 103548.1497 | 21
2019-08-29 22:00 | 2.9131 | 91815.7569 | 22
2019-08-29 23:00 | 2.7505 | 86690.5504 | 23
2019-08-30 | 2.7108 | 85439.6199 | 0
2019-08-30 01:00 | 2.5782 | 81259.5601 | 1
2019-08-30 02:00 | 2.3876 | 75250.8409 | 2
2019-08-30 03:00 | 2.2621 | 71296.7869 | 3
2019-08-30 04:00 | 2.3253 | 73288.085 | 4
2019-08-30 05:00 | 2.6768 | 84366.8072 | 5
2019-08-30 06:00 | 3.0831 | 97173.8431 | 6
2019-08-30 07:00 | 3.3796 | 106517.1177 | 7
2019-08-30 08:00 | 3.9968 | 125971.9841 | 8
2019-08-30 09:00 | 4.4801 | 141202.6403 | 9
2019-08-30 10:00 | 4.7782 | 150599.2626 | 10
2019-08-30 11:00 | 5.1238 | 161490.7287 | 11
2019-08-30 12:00 | 5.3245 | 167816.0694 | 12
2019-08-30 13:00 | 5.5512 | 174960.9925 | 13
2019-08-30 14:00 | 5.5131 | 173761.537 | 14
2019-08-30 15:00 | 5.448 | 171708.9252 | 15
2019-08-30 16:00 | 5.0873 | 160341.4002 | 16
2019-08-30 17:00 | 4.7829 | 150746.2666 | 17
2019-08-30 18:00 | 4.3838 | 138167.4128 | 18
2019-08-30 19:00 | 4.0437 | 127447.9706 | 19
2019-08-30 20:00 | 3.8749 | 122128.0801 | 20
2019-08-30 21:00 | 3.6032 | 113565.0604 | 21
2019-08-30 22:00 | 3.2973 | 103923.8928 | 22
2019-08-30 23:00 | 3.0469 | 96032.1584 | 23
2019-08-31 | 2.8948 | 91238.7554 | 0
2019-08-31 01:00 | 2.7121 | 85478.4914 | 1
2019-08-31 02:00 | 2.472 | 77912.88 | 2
2019-08-31 03:00 | 2.4141 | 76087.9471 | 3
2019-08-31 04:00 | 2.3888 | 75289.4262 | 4
2019-08-31 05:00 | 2.4807 | 78187.5915 | 5
2019-08-31 06:00 | 2.571 | 81033.3452 | 6
2019-08-31 07:00 | 2.6306 | 82911.0292 | 7
2019-08-31 08:00 | 2.8661 | 90334.2908 | 8
2019-08-31 09:00 | 3.2039 | 100978.9971 | 9
2019-08-31 10:00 | 3.5828 | 112923.139 | 10
2019-08-31 11:00 | 3.8699 | 121970.0825 | 11
2019-08-31 12:00 | 4.151 | 130831.2821 | 12
2019-08-31 13:00 | 4.2915 | 135259.7677 | 13
2019-08-31 14:00 | 4.3197 | 136148.6993 | 14
2019-08-31 15:00 | 4.3542 | 137235.6613 | 15
2019-08-31 16:00 | 4.3001 | 135528.8496 | 16
2019-08-31 17:00 | 4.3354 | 136641.1158 | 17
2019-08-31 18:00 | 4.195 | 132217.48 | 18
2019-08-31 19:00 | 4.0626 | 128044.9692 | 19
2019-08-31 20:00 | 3.8787 | 122247.7036 | 20
2019-08-31 21:00 | 3.6383 | 114672.8296 | 21
2019-08-31 22:00 | 3.3204 | 104651.4164 | 22
2019-08-31 23:00 | 3.0825 | 97155.2037 | 23
2019-09-01 | 2.9768 | 93822.788 | 0
2019-09-01 01:00 | 2.8461 | 89702.3363 | 1
2019-09-01 02:00 | 2.7445 | 86501.8427 | 2
2019-09-01 03:00 | 2.6653 | 84004.5823 | 3
2019-09-01 04:00 | 2.7083 | 85360.5175 | 4
2019-09-01 05:00 | 2.7366 | 86251.1734 | 5
2019-09-01 06:00 | 2.6704 | 84166.7088 | 6
2019-09-01 07:00 | 2.7231 | 85826.7307 | 7
2019-09-01 08:00 | 2.9778 | 93853.5494 | 8
2019-09-01 09:00 | 3.3633 | 106002.6363 | 9
2019-09-01 10:00 | 3.7911 | 119488.6304 | 10
2019-09-01 11:00 | 3.9867 | 125653.4414 | 11
2019-09-01 12:00 | 4.039 | 127299.5308 | 12
2019-09-01 13:00 | 4.1223 | 129926.097 | 13
2019-09-01 14:00 | 4.2706 | 134600.4937 | 14
2019-09-01 15:00 | 4.2893 | 135188.2776 | 15
2019-09-01 16:00 | 4.4069 | 138894.5305 | 16
2019-09-01 17:00 | 4.3655 | 137591.872 | 17
2019-09-01 18:00 | 4.2527 | 134036.6782 | 18
2019-09-01 19:00 | 3.9349 | 124020.8981 | 19
2019-09-01 20:00 | 3.6903 | 116309.2103 | 20
2019-09-01 21:00 | 3.453 | 108830.0958 | 21
2019-09-01 22:00 | 3.2759 | 103248.6606 | 22
2019-09-01 23:00 | 3.0944 | 97528.7221 | 23
2019-09-02 | 2.9058 | 91583.0407 | 0
2019-09-02 01:00 | 2.6779 | 84402.5631 | 1
2019-09-02 02:00 | 2.5689 | 80967.2565 | 2
2019-09-02 03:00 | 2.5411 | 80090.9419 | 3
2019-09-02 04:00 | 2.6148 | 82412.7053 | 4
2019-09-02 05:00 | 2.6723 | 84224.8636 | 5
2019-09-02 06:00 | 2.9571 | 93202.1954 | 6
2019-09-02 07:00 | 2.8532 | 89925.8632 | 7
2019-09-02 08:00 | 3.069 | 96727.5444 | 8
2019-09-02 09:00 | 3.3367 | 105164.2902 | 9
2019-09-02 10:00 | 3.7263 | 117445.3066 | 10
2019-09-02 11:00 | 3.9963 | 125956.2439 | 11
2019-09-02 12:00 | 4.0813 | 128633.6615 | 12
2019-09-02 13:00 | 4.2762 | 134777.7569 | 13
2019-09-02 14:00 | 4.4099 | 138990.4109 | 14
2019-09-02 15:00 | 4.4354 | 139793.9207 | 15
2019-09-02 16:00 | 4.3896 | 138349.605 | 16
2019-09-02 17:00 | 4.2392 | 133609.4503 | 17
2019-09-02 18:00 | 4.025 | 126858.3924 | 18
2019-09-02 19:00 | 3.6779 | 115919.7026 | 19
2019-09-02 20:00 | 3.6376 | 114650.2632 | 20
2019-09-02 21:00 | 3.4838 | 109802.0526 | 21
2019-09-02 22:00 | 3.2171 | 101395.6875 | 22
2019-09-02 23:00 | 2.9985 | 94504.9019 | 23
2019-09-03 | 2.8021 | 88315.5514 | 0
2019-09-03 01:00 | 2.7332 | 86145.9651 | 1
2019-09-03 02:00 | 2.6732 | 84254.0534 | 2
2019-09-03 03:00 | 2.6928 | 84870.901 | 3
2019-09-03 04:00 | 2.6991 | 85069.013 | 4
2019-09-03 05:00 | 3.0609 | 96473.8143 | 5
2019-09-03 06:00 | 3.7618 | 118565.1146 | 6
2019-09-03 07:00 | 4.0854 | 128761.8308 | 7
2019-09-03 08:00 | 4.6427 | 146327.4341 | 8
2019-09-03 09:00 | 5.1051 | 160900.4039 | 9
2019-09-03 10:00 | 5.6708 | 178730.2557 | 10
2019-09-03 11:00 | 6.0384 | 190317.3905 | 11
2019-09-03 12:00 | 6.2348 | 196507.4195 | 12
2019-09-03 13:00 | 6.2738 | 197737.9236 | 13
2019-09-03 14:00 | 6.3359 | 199694.8174 | 14
2019-09-03 15:00 | 6.1327 | 193290.5157 | 15
2019-09-03 16:00 | 5.6215 | 177179.1331 | 16
2019-09-03 17:00 | 5.4297 | 171131.7435 | 17
2019-09-03 18:00 | 5.0525 | 159243.6663 | 18
2019-09-03 19:00 | 4.6836 | 147616.9476 | 19
2019-09-03 20:00 | 4.3806 | 138067.0008 | 20
2019-09-03 21:00 | 3.9493 | 124473.9212 | 21
2019-09-03 22:00 | 3.5453 | 111739.5176 | 22
2019-09-03 23:00 | 3.2625 | 102826.249 | 23
2019-09-04 | 3.065 | 96603.0585 | 0
2019-09-04 01:00 | 2.97 | 93607.4679 | 1
2019-09-04 02:00 | 2.8303 | 89203.6514 | 2
2019-09-04 03:00 | 2.7516 | 86724.6615 | 3
2019-09-04 04:00 | 2.7404 | 86372.6952 | 4
2019-09-04 05:00 | 3.0509 | 96157.6689 | 5
2019-09-04 06:00 | 3.6255 | 114268.0926 | 6
2019-09-04 07:00 | 4.0957 | 129088.3075 | 7
2019-09-04 08:00 | 4.7383 | 149342.5212 | 8
2019-09-04 09:00 | 5.2804 | 166426.5167 | 9
2019-09-04 10:00 | 5.7498 | 181222.5891 | 10
2019-09-04 11:00 | 6.0933 | 192047.4534 | 11
2019-09-04 12:00 | 6.322 | 199256.4634 | 12
2019-09-04 13:00 | 6.4469 | 203193.5456 | 13
2019-09-04 14:00 | 6.3989 | 201680.6874 | 14
2019-09-04 15:00 | 6.2728 | 197706.3673 | 15
2019-09-04 16:00 | 5.9688 | 188123.9621 | 16
2019-09-04 17:00 | 5.6783 | 178968.8426 | 17
2019-09-04 18:00 | 5.3438 | 168425.5087 | 18
2019-09-04 19:00 | 5.0242 | 158352.9834 | 19
2019-09-04 20:00 | 4.5278 | 142708.0313 | 20
2019-09-04 21:00 | 4.0138 | 126507.7706 | 21
2019-09-04 22:00 | 3.6741 | 115799.8945 | 22
2019-09-04 23:00 | 3.4034 | 107269.4499 | 23
2019-09-05 | 3.229 | 101771.1846 | 0
2019-09-05 01:00 | 3.049 | 96096.8477 | 1
2019-09-05 02:00 | 2.8149 | 88720.2642 | 2
2019-09-05 03:00 | 2.7339 | 86166.8651 | 3
2019-09-05 04:00 | 2.7584 | 86938.9315 | 4
2019-09-05 05:00 | 2.9601 | 93297.3562 | 5
2019-09-05 06:00 | 3.5178 | 110872.9572 | 6
2019-09-05 07:00 | 4.0704 | 128289.4491 | 7
2019-09-05 08:00 | 4.7206 | 148784.1558 | 8
2019-09-05 09:00 | 5.0409 | 158878.9839 | 9
2019-09-05 10:00 | 5.3291 | 167960.5183 | 10
2019-09-05 11:00 | 5.3241 | 167803.0619 | 11
2019-09-05 12:00 | 5.628 | 177381.9913 | 12
2019-09-05 13:00 | 5.8312 | 183787.5728 | 13
2019-09-05 14:00 | 5.9371 | 187126.0223 | 14
2019-09-05 15:00 | 5.6645 | 178532.912 | 15
2019-09-05 16:00 | 5.3646 | 169079.8552 | 16
2019-09-05 17:00 | 5.0536 | 159278.011 | 17
2019-09-05 18:00 | 4.6536 | 146670.0553 | 18
2019-09-05 19:00 | 4.3218 | 136214.8309 | 19
2019-09-05 20:00 | 4.0315 | 127063.582 | 20
2019-09-05 21:00 | 3.6155 | 113952.5039 | 21
2019-09-05 22:00 | 3.2825 | 103457.6188 | 22
2019-09-05 23:00 | 3.0629 | 96535.7277 | 23
2019-09-06 | 2.9305 | 92362.6435 | 0
2019-09-06 01:00 | 2.8451 | 89672.0748 | 1
2019-09-06 02:00 | 2.7171 | 85636.2977 | 2
2019-09-06 03:00 | 2.5925 | 81709.6285 | 3
2019-09-06 04:00 | 2.5652 | 80848.9685 | 4
2019-09-06 05:00 | 2.7318 | 86099.4187 | 5
2019-09-06 06:00 | 3.2744 | 103201.1537 | 6
2019-09-06 07:00 | 3.6637 | 115472.2465 | 7
2019-09-06 08:00 | 4.3652 | 137580.5495 | 8
2019-09-06 09:00 | 4.9182 | 155012.5384 | 9
2019-09-06 10:00 | 5.2903 | 166739.5388 | 10
2019-09-06 11:00 | 5.572 | 175618.8299 | 11
2019-09-06 12:00 | 5.5895 | 176168.3766 | 12
2019-09-06 13:00 | 5.6194 | 177110.0678 | 13
2019-09-06 14:00 | 5.6088 | 176777.8472 | 14
2019-09-06 15:00 | 5.4715 | 172449.9493 | 15
2019-09-06 16:00 | 5.0119 | 157964.4305 | 16
2019-09-06 17:00 | 4.651 | 146590.826 | 17
2019-09-06 18:00 | 4.3318 | 136528.0446 | 18
2019-09-06 19:00 | 4.1037 | 129339.1564 | 19
2019-09-06 20:00 | 3.8443 | 121163.3363 | 20
2019-09-06 21:00 | 3.6151 | 113940.4241 | 21
2019-09-06 22:00 | 3.3624 | 105977.2015 | 22
2019-09-06 23:00 | 3.093 | 97485.0013 | 23
2019-09-07 | 3.0493 | 96107.0323 | 0
2019-09-07 01:00 | 2.8889 | 91051.5981 | 1
2019-09-07 02:00 | 2.8707 | 90477.0909 | 2
2019-09-07 03:00 | 2.7211 | 85764.5377 | 3
2019-09-07 04:00 | 2.6993 | 85077.7213 | 4
2019-09-07 05:00 | 2.6422 | 83276.8689 | 5
2019-09-07 06:00 | 2.813 | 88660.6039 | 6
2019-09-07 07:00 | 2.974 | 93733.418 | 7
2019-09-07 08:00 | 3.1967 | 100753.8656 | 8
2019-09-07 09:00 | 3.4749 | 109521.3223 | 9
2019-09-07 10:00 | 3.6974 | 116533.7161 | 10
2019-09-07 11:00 | 3.7269 | 117463.1541 | 11
2019-09-07 12:00 | 3.8139 | 120205.9602 | 12
2019-09-07 13:00 | 3.9942 | 125887.6356 | 13
2019-09-07 14:00 | 4.0857 | 128773.9587 | 14
2019-09-07 15:00 | 4.1338 | 130288.1283 | 15
2019-09-07 16:00 | 4.1392 | 130459.4815 | 16
2019-09-07 17:00 | 3.9279 | 123799.3082 | 17
2019-09-07 18:00 | 3.929 | 123832.1778 | 18
2019-09-07 19:00 | 3.6854 | 116154.7607 | 19
2019-09-07 20:00 | 3.5504 | 111901.6692 | 20
2019-09-07 21:00 | 3.3548 | 105737.0039 | 21
2019-09-07 22:00 | 3.1141 | 98149.8868 | 22
2019-09-07 23:00 | 2.9243 | 92168.512 | 23
2019-09-08 | 2.7822 | 87690.0759 | 0
2019-09-08 01:00 | 2.6332 | 82991.9136 | 1
2019-09-08 02:00 | 2.5319 | 79800.2846 | 2
2019-09-08 03:00 | 2.4884 | 78429.7476 | 3
2019-09-08 04:00 | 2.5247 | 79572.0517 | 4
2019-09-08 05:00 | 2.5039 | 78919.0755 | 5
2019-09-08 06:00 | 2.6337 | 83007.3008 | 6
2019-09-08 07:00 | 2.6472 | 83435.6097 | 7
2019-09-08 08:00 | 2.7291 | 86016.2791 | 8
2019-09-08 09:00 | 3.0405 | 95830.9549 | 9
2019-09-08 10:00 | 3.4219 | 107849.4802 | 10
2019-09-08 11:00 | 3.5829 | 112926.0718 | 11
2019-09-08 12:00 | 3.6523 | 115111.892 | 12
2019-09-08 13:00 | 3.6257 | 114274.656 | 13
2019-09-08 14:00 | 3.776 | 119010.3807 | 14
2019-09-08 15:00 | 4.037 | 127237.0686 | 15
2019-09-08 16:00 | 4.0756 | 128455.7352 | 16
2019-09-08 17:00 | 3.998 | 126009.0335 | 17
2019-09-08 18:00 | 3.8408 | 121054.822 | 18
2019-09-08 19:00 | 3.6224 | 114169.3086 | 19
2019-09-08 20:00 | 3.4682 | 109309.5989 | 20
2019-09-08 21:00 | 3.3232 | 104739.3965 | 21
2019-09-08 22:00 | 2.9661 | 93486.0006 | 22
2019-09-08 23:00 | 2.7721 | 87372.0525 | 23
2019-09-09 | 2.6551 | 83681.6139 | 0
2019-09-09 01:00 | 2.5244 | 79563.3375 | 1
2019-09-09 02:00 | 2.4391 | 76875.7392 | 2
2019-09-09 03:00 | 2.4125 | 76037.6081 | 3
2019-09-09 04:00 | 2.5171 | 79334.4899 | 4
2019-09-09 05:00 | 2.8418 | 89566.1185 | 5
2019-09-09 06:00 | 3.439 | 108389.0033 | 6
2019-09-09 07:00 | 3.6662 | 115552.1234 | 7
2019-09-09 08:00 | 4.5159 | 142331.0212 | 8
2019-09-09 09:00 | 4.907 | 154658.7954 | 9
2019-09-09 10:00 | 5.4133 | 170614.4721 | 10
2019-09-09 11:00 | 5.692 | 179400.4281 | 11
2019-09-09 12:00 | 5.9589 | 187813.0731 | 12
2019-09-09 13:00 | 6.0526 | 190765.3938 | 13
2019-09-09 14:00 | 6.1788 | 194742.13 | 14
2019-09-09 15:00 | 6.0362 | 190249.4745 | 15
2019-09-09 16:00 | 5.4566 | 171980.4231 | 16
2019-09-09 17:00 | 5.0281 | 158474.2395 | 17
2019-09-09 18:00 | 4.7521 | 149775.9083 | 18
2019-09-09 19:00 | 4.4128 | 139082.4031 | 19
2019-09-09 20:00 | 4.0499 | 127644.5786 | 20
2019-09-09 21:00 | 3.7228 | 117336.2037 | 21
2019-09-09 22:00 | 3.3958 | 107027.7651 | 22
2019-09-09 23:00 | 3.0961 | 97580.8839 | 23
2019-09-10 | 2.9323 | 92419.6713 | 0
2019-09-10 01:00 | 2.7579 | 86921.6876 | 1
2019-09-10 02:00 | 2.6352 | 83056.7086 | 2
2019-09-10 03:00 | 2.4855 | 78336.1274 | 3
2019-09-10 04:00 | 2.6537 | 83640.1043 | 4
2019-09-10 05:00 | 2.9335 | 92456.6953 | 5
2019-09-10 06:00 | 3.4169 | 107692.3933 | 6
2019-09-10 07:00 | 3.9796 | 125428.7048 | 7
2019-09-10 08:00 | 4.6895 | 147802.5988 | 8
2019-09-10 09:00 | 5.2591 | 165755.0995 | 9
2019-09-10 10:00 | 5.5634 | 175345.8162 | 10
2019-09-10 11:00 | 5.9457 | 187396.3232 | 11
2019-09-10 12:00 | 6.2967 | 198457.3113 | 12
2019-09-10 13:00 | 6.5672 | 206984.6864 | 13
2019-09-10 14:00 | 6.6573 | 209824.4286 | 14
2019-09-10 15:00 | 6.5607 | 206778.5845 | 15
2019-09-10 16:00 | 6.1004 | 192273.1346 | 16
2019-09-10 17:00 | 5.8095 | 183101.7897 | 17
2019-09-10 18:00 | 5.4412 | 171495.3797 | 18
2019-09-10 19:00 | 5.1243 | 161506.7021 | 19
2019-09-10 20:00 | 4.6965 | 148022.9771 | 20
2019-09-10 21:00 | 4.2286 | 133275.9436 | 21
2019-09-10 22:00 | 3.8506 | 121361.2197 | 22
2019-09-10 23:00 | 3.5433 | 111675.7126 | 23
2019-09-11 | 3.2922 | 103763.4242 | 0
2019-09-11 01:00 | 3.1122 | 98090.1952 | 1
2019-09-11 02:00 | 3.0275 | 95421.4504 | 2
2019-09-11 03:00 | 2.9843 | 94058.3489 | 3
2019-09-11 04:00 | 2.9465 | 92868.3585 | 4
2019-09-11 05:00 | 3.1534 | 99389.7965 | 5
2019-09-11 06:00 | 3.6448 | 114875.8007 | 6
2019-09-11 07:00 | 4.0929 | 128999.0959 | 7
2019-09-11 08:00 | 4.8662 | 153372.6596 | 8
2019-09-11 09:00 | 5.4495 | 171755.8225 | 9
2019-09-11 10:00 | 5.9426 | 187296.9954 | 10
2019-09-11 11:00 | 6.2717 | 197670.1828 | 11
2019-09-11 12:00 | 6.601 | 208048.9329 | 12
2019-09-11 13:00 | 6.7393 | 212407.3674 | 13
2019-09-11 14:00 | 6.9012 | 217512.1309 | 14
2019-09-11 15:00 | 6.761 | 213092.5462 | 15
2019-09-11 16:00 | 6.2375 | 196593.6383 | 16
2019-09-11 17:00 | 5.6931 | 179435.3319 | 17
2019-09-11 18:00 | 5.2551 | 165630.8391 | 18
2019-09-11 19:00 | 5.0859 | 160297.2997 | 19
2019-09-11 20:00 | 4.5525 | 143484.9799 | 20
2019-09-11 21:00 | 4.1857 | 131923.5978 | 21
2019-09-11 22:00 | 3.8047 | 119917.5204 | 22
2019-09-11 23:00 | 3.5838 | 112953.9889 | 23
2019-09-12 | 3.3658 | 106081.7297 | 0
2019-09-12 01:00 | 3.1979 | 100792.3975 | 1
2019-09-12 02:00 | 3.0108 | 94895.4826 | 2
2019-09-12 03:00 | 2.9225 | 92111.2035 | 3
2019-09-12 04:00 | 2.9067 | 91613.5492 | 4
2019-09-12 05:00 | 3.201 | 100887.4625 | 5
2019-09-12 06:00 | 3.7122 | 117000.2584 | 6
2019-09-12 07:00 | 4.2416 | 133685.6525 | 7
2019-09-12 08:00 | 5.1248 | 161523.9513 | 8
2019-09-12 09:00 | 5.712 | 180029.5904 | 9
2019-09-12 10:00 | 6.221 | 196073.4368 | 10
2019-09-12 11:00 | 6.683 | 210634.9782 | 11
2019-09-12 12:00 | 6.8165 | 214841.5204 | 12
2019-09-12 13:00 | 6.9135 | 217898.2269 | 13
2019-09-12 14:00 | 6.8063 | 214518.5714 | 14
2019-09-12 15:00 | 6.6321 | 209030.8019 | 15
2019-09-12 16:00 | 6.3429 | 199914.5116 | 16
2019-09-12 17:00 | 5.8929 | 185731.5167 | 17
2019-09-12 18:00 | 5.584 | 175996.0853 | 18
2019-09-12 19:00 | 5.2745 | 166241.6491 | 19
2019-09-12 20:00 | 4.9307 | 155404.0179 | 20
2019-09-12 21:00 | 4.4873 | 141430.5549 | 21
2019-09-12 22:00 | 3.8282 | 120657.3266 | 22
2019-09-12 23:00 | 3.5441 | 111703.2895 | 23
2019-09-13 | 3.3303 | 104964.6426 | 0
2019-09-13 01:00 | 3.2609 | 102777.8105 | 1
2019-09-13 02:00 | 3.162 | 99660.1486 | 2
2019-09-13 03:00 | 3.0571 | 96354.3354 | 3
2019-09-13 04:00 | 3.0645 | 96586.7581 | 4
2019-09-13 05:00 | 3.2313 | 101843.0152 | 5
2019-09-13 06:00 | 3.7549 | 118345.9172 | 6
2019-09-13 07:00 | 4.2674 | 134499.0136 | 7
2019-09-13 08:00 | 5.0008 | 157615.5141 | 8
2019-09-13 09:00 | 5.5452 | 174774.0543 | 9
2019-09-13 10:00 | 6.0225 | 189817.6132 | 10
2019-09-13 11:00 | 6.424 | 202470.4878 | 11
2019-09-13 12:00 | 6.6915 | 210902.2095 | 12
2019-09-13 13:00 | 6.7279 | 212050.1403 | 13
2019-09-13 14:00 | 6.6641 | 210037.8567 | 14
2019-09-13 15:00 | 6.4767 | 204131.2132 | 15
2019-09-13 16:00 | 6.03 | 190051.5194 | 16
2019-09-13 17:00 | 5.6164 | 177016.4499 | 17
2019-09-13 18:00 | 5.2248 | 164676.0698 | 18
2019-09-13 19:00 | 4.968 | 156579.7072 | 19
2019-09-13 20:00 | 4.6589 | 146839.2969 | 20
2019-09-13 21:00 | 4.3865 | 138253.677 | 21
2019-09-13 22:00 | 4.0248 | 126851.744 | 22
2019-09-13 23:00 | 3.7598 | 118502.0088 | 23
2019-09-14 | 3.5706 | 112538.0334 | 0
2019-09-14 01:00 | 3.4267 | 108001.4589 | 1
2019-09-14 02:00 | 3.3475 | 105505.771 | 2
2019-09-14 03:00 | 3.1465 | 99170.1984 | 3
2019-09-14 04:00 | 3.0855 | 97249.4646 | 4
2019-09-14 05:00 | 3.0002 | 94559.5719 | 5
2019-09-14 06:00 | 3.1284 | 98599.0242 | 6
2019-09-14 07:00 | 3.2101 | 101176.2523 | 7
2019-09-14 08:00 | 3.4946 | 110143.7133 | 8
2019-09-14 09:00 | 3.7874 | 119372.011 | 9
2019-09-14 10:00 | 4.0386 | 127286.7207 | 10
2019-09-14 11:00 | 4.3084 | 135791.6995 | 11
2019-09-14 12:00 | 4.4976 | 141755.8631 | 12
2019-09-14 13:00 | 4.5879 | 144600.3094 | 13
2019-09-14 14:00 | 4.7393 | 149373.5419 | 14
2019-09-14 15:00 | 4.6407 | 146265.978 | 15
2019-09-14 16:00 | 4.604 | 145107.2286 | 16
2019-09-14 17:00 | 4.3794 | 138027.7803 | 17
2019-09-14 18:00 | 4.1621 | 131182.0389 | 18
2019-09-14 19:00 | 3.9288 | 123825.9921 | 19
2019-09-14 20:00 | 3.737 | 117782.5856 | 20
2019-09-14 21:00 | 3.5088 | 110588.9553 | 21
2019-09-14 22:00 | 3.2469 | 102335.9715 | 22
2019-09-14 23:00 | 3.0103 | 94876.8554 | 23
2019-09-15 | 2.7579 | 86922.6505 | 0
2019-09-15 01:00 | 2.5847 | 81463.1938 | 1
2019-09-15 02:00 | 2.4203 | 76282.0953 | 2
2019-09-15 03:00 | 2.3941 | 75457.4964 | 3
2019-09-15 04:00 | 2.408 | 75895.8811 | 4
2019-09-15 05:00 | 2.4453 | 77070.7506 | 5
2019-09-15 06:00 | 2.5002 | 78800.4575 | 6
2019-09-15 07:00 | 2.6939 | 84905.3931 | 7
2019-09-15 08:00 | 2.8386 | 89466.3305 | 8
2019-09-15 09:00 | 2.9942 | 94369.3355 | 9
2019-09-15 10:00 | 3.3612 | 105939.2541 | 10
2019-09-15 11:00 | 3.5424 | 111648.9634 | 11
2019-09-15 12:00 | 3.6708 | 115697.0732 | 12
2019-09-15 13:00 | 3.9221 | 123614.8449 | 13
2019-09-15 14:00 | 4.1384 | 130432.2494 | 14
2019-09-15 15:00 | 4.1382 | 130425.7185 | 15
2019-09-15 16:00 | 4.1429 | 130576.3771 | 16
2019-09-15 17:00 | 4.1693 | 131408.535 | 17
2019-09-15 18:00 | 4.0838 | 128712.1199 | 18
2019-09-15 19:00 | 3.6232 | 114194.6274 | 19
2019-09-15 20:00 | 3.481 | 109714.425 | 20
2019-09-15 21:00 | 3.2235 | 101597.5654 | 21
2019-09-15 22:00 | 2.8985 | 91354.0036 | 22
2019-09-15 23:00 | 2.7112 | 85452.4301 | 23
2019-09-16 | 2.6024 | 82023.6176 | 0
2019-09-16 01:00 | 2.5654 | 80855.0802 | 1
2019-09-16 02:00 | 2.4113 | 75999.68 | 2
2019-09-16 03:00 | 2.4949 | 78632.8924 | 3
2019-09-16 04:00 | 2.5449 | 80208.7817 | 4
2019-09-16 05:00 | 2.842 | 89573.3471 | 5
2019-09-16 06:00 | 3.3988 | 107124.4768 | 6
2019-09-16 07:00 | 3.7024 | 116691.1285 | 7
2019-09-16 08:00 | 4.4569 | 140472.2645 | 8
2019-09-16 09:00 | 4.8803 | 153817.9724 | 9
2019-09-16 10:00 | 5.1881 | 163516.6978 | 10
2019-09-16 11:00 | 5.6501 | 178077.8529 | 11
2019-09-16 12:00 | 6.1103 | 192583.6636 | 12
2019-09-16 13:00 | 6.1147 | 192721.7659 | 13
2019-09-16 14:00 | 6.1305 | 193218.938 | 14
2019-09-16 15:00 | 6.176 | 194653.3839 | 15
2019-09-16 16:00 | 5.8218 | 183489.457 | 16
2019-09-16 17:00 | 5.4407 | 171479.1047 | 17
2019-09-16 18:00 | 4.9614 | 156372.1037 | 18
2019-09-16 19:00 | 4.5266 | 142667.3726 | 19
2019-09-16 20:00 | 4.3857 | 138229.0241 | 20
2019-09-16 21:00 | 4.0281 | 126956.3535 | 21
2019-09-16 22:00 | 3.7104 | 116945.0411 | 22
2019-09-16 23:00 | 3.4026 | 107242.5431 | 23
2019-09-17 | 3.2085 | 101124.0525 | 0
2019-09-17 01:00 | 3.0649 | 96599.7695 | 1
2019-09-17 02:00 | 2.9964 | 94440.2043 | 2
2019-09-17 03:00 | 2.7486 | 86629.9202 | 3
2019-09-17 04:00 | 2.8495 | 89809.8038 | 4
2019-09-17 05:00 | 3.0194 | 95164.484 | 5
2019-09-17 06:00 | 3.6378 | 114654.1781 | 6
2019-09-17 07:00 | 4.1102 | 129545.8814 | 7
2019-09-17 08:00 | 4.7465 | 149598.2493 | 8
2019-09-17 09:00 | 5.1504 | 162329.3187 | 9
2019-09-17 10:00 | 5.6057 | 176679.094 | 10
2019-09-17 11:00 | 6.014 | 189547.9914 | 11
2019-09-17 12:00 | 6.3458 | 200005.2704 | 12
2019-09-17 13:00 | 6.4014 | 201757.5676 | 13
2019-09-17 14:00 | 6.2161 | 195917.8792 | 14
2019-09-17 15:00 | 6.1036 | 192372.8773 | 15
2019-09-17 16:00 | 5.6926 | 179419.2408 | 16
2019-09-17 17:00 | 5.1722 | 163016.2466 | 17
2019-09-17 18:00 | 4.8569 | 153080.2753 | 18
2019-09-17 19:00 | 4.5598 | 143714.0995 | 19
2019-09-17 20:00 | 4.2462 | 133832.5943 | 20
2019-09-17 21:00 | 3.8909 | 122632.4449 | 21
2019-09-17 22:00 | 3.4585 | 109004.4215 | 22
2019-09-17 23:00 | 3.2026 | 100939.3874 | 23
2019-09-18 | 3.0839 | 97196.3845 | 0
2019-09-18 01:00 | 2.8797 | 90762.5831 | 1
2019-09-18 02:00 | 2.7298 | 86038.5414 | 2
2019-09-18 03:00 | 2.5768 | 81214.8527 | 3
2019-09-18 04:00 | 2.6495 | 83507.7408 | 4
2019-09-18 05:00 | 2.9204 | 92045.7231 | 5
2019-09-18 06:00 | 3.4535 | 108847.4254 | 6
2019-09-18 07:00 | 4.121 | 129884.5531 | 7
2019-09-18 08:00 | 4.7258 | 148946.7792 | 8
2019-09-18 09:00 | 5.2239 | 164647.5442 | 9
2019-09-18 10:00 | 5.5186 | 173934.09 | 10
2019-09-18 11:00 | 5.7113 | 180008.4084 | 11
2019-09-18 12:00 | 5.9876 | 188715.3909 | 12
2019-09-18 13:00 | 6.1774 | 194697.0377 | 13
2019-09-18 14:00 | 6.3324 | 199582.9444 | 14
2019-09-18 15:00 | 6.1975 | 195332.3293 | 15
2019-09-18 16:00 | 5.8147 | 183265.567 | 16
2019-09-18 17:00 | 5.3449 | 168458.907 | 17
2019-09-18 18:00 | 5.3227 | 167761.0777 | 18
2019-09-18 19:00 | 4.9847 | 157107.7948 | 19
2019-09-18 20:00 | 4.5124 | 142220.8378 | 20
2019-09-18 21:00 | 3.8621 | 121723.6194 | 21
2019-09-18 22:00 | 3.4661 | 109243.0477 | 22
2019-09-18 23:00 | 3.3157 | 104502.8825 | 23
2019-09-19 | 3.1722 | 99981.9282 | 0
2019-09-19 01:00 | 2.9515 | 93025.1861 | 1
2019-09-19 02:00 | 2.7087 | 85372.604 | 2
2019-09-19 03:00 | 2.6806 | 84486.4055 | 3
2019-09-19 04:00 | 2.6518 | 83578.1944 | 4
2019-09-19 05:00 | 2.8709 | 90484.8105 | 5
2019-09-19 06:00 | 3.4524 | 108811.0702 | 6
2019-09-19 07:00 | 3.941 | 124211.202 | 7
2019-09-19 08:00 | 4.6432 | 146342.3533 | 8
2019-09-19 09:00 | 5.084 | 160236.8419 | 9
2019-09-19 10:00 | 5.3589 | 168900.2388 | 10
2019-09-19 11:00 | 5.6014 | 176545.5905 | 11
2019-09-19 12:00 | 5.6954 | 179506.6892 | 12
2019-09-19 13:00 | 5.688 | 179274.2945 | 13
2019-09-19 14:00 | 5.6477 | 178003.4222 | 14
2019-09-19 15:00 | 5.5338 | 174414.9411 | 15
2019-09-19 16:00 | 5.0388 | 158812.0308 | 16
2019-09-19 17:00 | 4.7182 | 148707.9912 | 17
2019-09-19 18:00 | 4.3118 | 135899.8349 | 18
2019-09-19 19:00 | 3.9649 | 124964.7359 | 19
2019-09-19 20:00 | 3.7737 | 118937.9225 | 20
2019-09-19 21:00 | 3.5117 | 110681.4078 | 21
2019-09-19 22:00 | 3.242 | 102179.6292 | 22
2019-09-19 23:00 | 2.8679 | 90390.7305 | 23
2019-09-20 | 2.7378 | 86291.1519 | 0
2019-09-20 01:00 | 2.6992 | 85071.6106 | 1
2019-09-20 02:00 | 2.5312 | 79776.93 | 2
2019-09-20 03:00 | 2.5939 | 81752.7642 | 3
2019-09-20 04:00 | 2.6815 | 84514.0637 | 4
2019-09-20 05:00 | 2.9097 | 91708.7949 | 5
2019-09-20 06:00 | 3.2987 | 103966.4521 | 6
2019-09-20 07:00 | 3.9277 | 123791.2844 | 7
2019-09-20 08:00 | 4.5357 | 142954.3431 | 8
2019-09-20 09:00 | 4.933 | 155477.1541 | 9
2019-09-20 10:00 | 5.4761 | 172593.7384 | 10
2019-09-20 11:00 | 5.7001 | 179656.0973 | 11
2019-09-20 12:00 | 5.7342 | 180730.5185 | 12
2019-09-20 13:00 | 5.7776 | 182096.634 | 13
2019-09-20 14:00 | 5.9283 | 186848.8565 | 14
2019-09-20 15:00 | 5.8782 | 185267.1419 | 15
2019-09-20 16:00 | 5.4588 | 172049.1284 | 16
2019-09-20 17:00 | 4.8886 | 154079.6231 | 17
2019-09-20 18:00 | 4.5549 | 143560.4343 | 18
2019-09-20 19:00 | 4.2308 | 133345.578 | 19
2019-09-20 20:00 | 4.013 | 126480.6892 | 20
2019-09-20 21:00 | 3.8456 | 121203.7476 | 21
2019-09-20 22:00 | 3.603 | 113557.4042 | 22
2019-09-20 23:00 | 3.3091 | 104296.4908 | 23
2019-09-21 | 3.1467 | 99176.068 | 0
2019-09-21 01:00 | 2.9771 | 93831.0878 | 1
2019-09-21 02:00 | 2.6806 | 84486.4274 | 2
2019-09-21 03:00 | 2.6408 | 83230.8221 | 3
2019-09-21 04:00 | 2.5621 | 80750.7705 | 4
2019-09-21 05:00 | 2.5438 | 80173.5891 | 5
2019-09-21 06:00 | 2.7646 | 87135.4745 | 6
2019-09-21 07:00 | 3.0017 | 94606.3675 | 7
2019-09-21 08:00 | 3.2181 | 101426.0717 | 8
2019-09-21 09:00 | 3.5338 | 111377.6104 | 9
2019-09-21 10:00 | 3.9093 | 123211.256 | 10
2019-09-21 11:00 | 4.198 | 132311.5717 | 11
2019-09-21 12:00 | 4.2972 | 135437.1654 | 12
2019-09-21 13:00 | 4.2925 | 135289.5712 | 13
2019-09-21 14:00 | 4.4258 | 139491.922 | 14
2019-09-21 15:00 | 4.2974 | 135444.2353 | 15
2019-09-21 16:00 | 4.2226 | 133086.2701 | 16
2019-09-21 17:00 | 4.1367 | 130380.9981 | 17
2019-09-21 18:00 | 4.0124 | 126462.5837 | 18
2019-09-21 19:00 | 3.9442 | 124312.0624 | 19
2019-09-21 20:00 | 3.7943 | 119589.0834 | 20
2019-09-21 21:00 | 3.5496 | 111875.6129 | 21
2019-09-21 22:00 | 3.2152 | 101336.6753 | 22
2019-09-21 23:00 | 2.9853 | 94089.6684 | 23
2019-09-22 | 2.8323 | 89266.8377 | 0
2019-09-22 01:00 | 2.6548 | 83675.1246 | 1
2019-09-22 02:00 | 2.584 | 81440.885 | 2
2019-09-22 03:00 | 2.5651 | 80845.1438 | 3
2019-09-22 04:00 | 2.5627 | 80769.8751 | 4
2019-09-22 05:00 | 2.5226 | 79508.0815 | 5
2019-09-22 06:00 | 2.5089 | 79073.9614 | 6
2019-09-22 07:00 | 2.7373 | 86275.1266 | 7
2019-09-22 08:00 | 2.8447 | 89659.7924 | 8
2019-09-22 09:00 | 3.0915 | 97436.5894 | 9
2019-09-22 10:00 | 3.5607 | 112225.0826 | 10
2019-09-22 11:00 | 3.8571 | 121568.5265 | 11
2019-09-22 12:00 | 3.8795 | 122274.4915 | 12
2019-09-22 13:00 | 4.0617 | 128016.0841 | 13
2019-09-22 14:00 | 4.2179 | 132940.5179 | 14
2019-09-22 15:00 | 4.2381 | 133576.4233 | 15
2019-09-22 16:00 | 4.3649 | 137572.7139 | 16
2019-09-22 17:00 | 4.4224 | 139385.8884 | 17
2019-09-22 18:00 | 4.1552 | 130961.7433 | 18
2019-09-22 19:00 | 3.8499 | 121340.3297 | 19
2019-09-22 20:00 | 3.559 | 112172.0274 | 20
2019-09-22 21:00 | 3.3951 | 107007.6766 | 21
2019-09-22 22:00 | 3.0064 | 94755.1694 | 22
2019-09-22 23:00 | 2.8347 | 89342.1542 | 23
2019-09-23 | 2.6481 | 83462.8905 | 0
2019-09-23 01:00 | 2.5477 | 80296.9318 | 1
2019-09-23 02:00 | 2.5392 | 80030.6022 | 2
2019-09-23 03:00 | 2.5639 | 80808.711 | 3
2019-09-23 04:00 | 2.6484 | 83472.2725 | 4
2019-09-23 05:00 | 2.896 | 91275.3041 | 5
2019-09-23 06:00 | 3.5206 | 110961.3343 | 6
2019-09-23 07:00 | 3.993 | 125852.0286 | 7
2019-09-23 08:00 | 4.6053 | 145149 | 8
2019-09-23 09:00 | 4.8948 | 154274.2278 | 9
2019-09-23 10:00 | 5.1521 | 162382.5783 | 10
2019-09-23 11:00 | 5.2166 | 164415.8704 | 11
2019-09-23 12:00 | 5.3162 | 167554.0468 | 12
2019-09-23 13:00 | 5.3676 | 169175.6693 | 13
2019-09-23 14:00 | 5.2992 | 167019.5456 | 14
2019-09-23 15:00 | 5.1503 | 162326.1702 | 15
2019-09-23 16:00 | 4.759 | 149994.1376 | 16
2019-09-23 17:00 | 4.1357 | 130347.6649 | 17
2019-09-23 18:00 | 3.8611 | 121694.0542 | 18
2019-09-23 19:00 | 3.6954 | 116472.3451 | 19
2019-09-23 20:00 | 3.6212 | 114131.3699 | 20
2019-09-23 21:00 | 3.4666 | 109258.3802 | 21
2019-09-23 22:00 | 3.3346 | 105100.2597 | 22
2019-09-23 23:00 | 3.0778 | 97006.4266 | 23
2019-09-24 | 2.963 | 93388.8731 | 0
2019-09-24 01:00 | 2.8448 | 89662.1427 | 1
2019-09-24 02:00 | 2.6935 | 84892.7109 | 2
2019-09-24 03:00 | 2.4851 | 78326.4066 | 3
2019-09-24 04:00 | 2.5424 | 80131.3276 | 4
2019-09-24 05:00 | 2.9027 | 91486.8118 | 5
2019-09-24 06:00 | 3.4005 | 107178.0567 | 6
2019-09-24 07:00 | 3.8629 | 121749.487 | 7
2019-09-24 08:00 | 4.5124 | 142221.6305 | 8
2019-09-24 09:00 | 4.8433 | 152651.7682 | 9
2019-09-24 10:00 | 5.0134 | 158013.1978 | 10
2019-09-24 11:00 | 5.0835 | 160221.9982 | 11
2019-09-24 12:00 | 5.2062 | 164088.4626 | 12
2019-09-24 13:00 | 5.2633 | 165887.4928 | 13
2019-09-24 14:00 | 5.3594 | 168915.7868 | 14
2019-09-24 15:00 | 5.2726 | 166179.7069 | 15
2019-09-24 16:00 | 4.9428 | 155785.1548 | 16
2019-09-24 17:00 | 4.6325 | 146005.03 | 17
2019-09-24 18:00 | 4.2833 | 135000.462 | 18
2019-09-24 19:00 | 3.9109 | 123264.4371 | 19
2019-09-24 20:00 | 3.7721 | 118889.7999 | 20
2019-09-24 21:00 | 3.4112 | 107513.0171 | 21
2019-09-24 22:00 | 3.0105 | 94884.6517 | 22
2019-09-24 23:00 | 2.8673 | 90370.9767 | 23
2019-09-25 | 2.7821 | 87684.895 | 0
2019-09-25 01:00 | 2.6504 | 83534.8643 | 1
2019-09-25 02:00 | 2.4222 | 76341.4016 | 2
2019-09-25 03:00 | 2.3434 | 73858.6589 | 3
2019-09-25 04:00 | 2.3873 | 75241.5934 | 4
2019-09-25 05:00 | 2.5753 | 81167.8734 | 5
2019-09-25 06:00 | 3.0977 | 97632.5579 | 6
2019-09-25 07:00 | 3.6682 | 115612.7976 | 7
2019-09-25 08:00 | 4.1894 | 132042.4316 | 8
2019-09-25 09:00 | 4.579 | 144318.9019 | 9
2019-09-25 10:00 | 4.9192 | 155043.8339 | 10
2019-09-25 11:00 | 5.113 | 161150.881 | 11
2019-09-25 12:00 | 5.3736 | 169363.0466 | 12
2019-09-25 13:00 | 5.567 | 175460.8259 | 13
2019-09-25 14:00 | 5.5531 | 175021.9265 | 14
2019-09-25 15:00 | 5.4538 | 171890.8576 | 15
2019-09-25 16:00 | 5.2759 | 166285.6992 | 16
2019-09-25 17:00 | 4.8374 | 152465.9453 | 17
2019-09-25 18:00 | 4.5107 | 142168.5531 | 18
2019-09-25 19:00 | 4.2142 | 132822.4032 | 19
2019-09-25 20:00 | 3.8285 | 120667.0466 | 20
2019-09-25 21:00 | 3.3639 | 106022.9956 | 21
2019-09-25 22:00 | 3.053 | 96223.0949 | 22
2019-09-25 23:00 | 2.8853 | 90937.2529 | 23
2019-09-26 | 2.8062 | 88444.3422 | 0
2019-09-26 01:00 | 2.6235 | 82687.358 | 1
2019-09-26 02:00 | 2.514 | 79234.5639 | 2
2019-09-26 03:00 | 2.5535 | 80479.3056 | 3
2019-09-26 04:00 | 2.6429 | 83297.8135 | 4
2019-09-26 05:00 | 2.9825 | 94003.3521 | 5
2019-09-26 06:00 | 3.6203 | 114104.9057 | 6
2019-09-26 07:00 | 3.9709 | 125155.5492 | 7
2019-09-26 08:00 | 4.5716 | 144086.791 | 8
2019-09-26 09:00 | 5.0188 | 158182.9038 | 9
2019-09-26 10:00 | 5.2635 | 165895.4587 | 10
2019-09-26 11:00 | 5.3669 | 169152.0687 | 11
2019-09-26 12:00 | 5.4159 | 170696.8184 | 12
2019-09-26 13:00 | 5.4546 | 171917.4681 | 13
2019-09-26 14:00 | 5.5453 | 174776.0847 | 14
2019-09-26 15:00 | 5.5725 | 175632.9833 | 15
2019-09-26 16:00 | 5.1243 | 161507.2736 | 16
2019-09-26 17:00 | 4.8023 | 151359.0739 | 17
2019-09-26 18:00 | 4.588 | 144603.3813 | 18
2019-09-26 19:00 | 4.2064 | 132576.0978 | 19
2019-09-26 20:00 | 3.9425 | 124258.0086 | 20
2019-09-26 21:00 | 3.6088 | 113741.1776 | 21
2019-09-26 22:00 | 3.1655 | 99769.1006 | 22
2019-09-26 23:00 | 3.002 | 94618.1153 | 23
2019-09-27 | 2.777 | 87525.5473 | 0
2019-09-27 01:00 | 2.6988 | 85059.3941 | 1
2019-09-27 02:00 | 2.5344 | 79879.2917 | 2
2019-09-27 03:00 | 2.4396 | 76890.4347 | 3
2019-09-27 04:00 | 2.5907 | 81652.2552 | 4
2019-09-27 05:00 | 2.8099 | 88563.4293 | 5
2019-09-27 06:00 | 3.2408 | 102142.3255 | 6
2019-09-27 07:00 | 3.6758 | 115852.6682 | 7
2019-09-27 08:00 | 4.2114 | 132732.7791 | 8
2019-09-27 09:00 | 4.5876 | 144592.6632 | 9
2019-09-27 10:00 | 4.8311 | 152267.2868 | 10
2019-09-27 11:00 | 5.2477 | 165397.8191 | 11
2019-09-27 12:00 | 5.5294 | 174274.5899 | 12
2019-09-27 13:00 | 5.7738 | 181977.4597 | 13
2019-09-27 14:00 | 5.9533 | 187636.3224 | 14
2019-09-27 15:00 | 5.7799 | 182169.5413 | 15
2019-09-27 16:00 | 5.4507 | 171794.8704 | 16
2019-09-27 17:00 | 4.9884 | 157223.5507 | 17
2019-09-27 18:00 | 4.5028 | 141919.4984 | 18
2019-09-27 19:00 | 4.3295 | 136457.1364 | 19
2019-09-27 20:00 | 4.0744 | 128415.714 | 20
2019-09-27 21:00 | 3.8126 | 120164.7899 | 21
2019-09-27 22:00 | 3.5287 | 111217.0493 | 22
2019-09-27 23:00 | 3.2474 | 102350.3575 | 23
2019-09-28 | 3.128 | 98589.1428 | 0
2019-09-28 01:00 | 3.0205 | 95200.7316 | 1
2019-09-28 02:00 | 2.8957 | 91266.2755 | 2
2019-09-28 03:00 | 2.7254 | 85899.816 | 3
2019-09-28 04:00 | 2.6959 | 84968.485 | 4
2019-09-28 05:00 | 2.7369 | 86259.8988 | 5
2019-09-28 06:00 | 2.9132 | 91818.592 | 6
2019-09-28 07:00 | 3.0544 | 96269.0379 | 7
2019-09-28 08:00 | 3.2445 | 102259.934 | 8
2019-09-28 09:00 | 3.5551 | 112047.8301 | 9
2019-09-28 10:00 | 3.8054 | 119938.5879 | 10
2019-09-28 11:00 | 4.0472 | 127557.8291 | 11
2019-09-28 12:00 | 4.2986 | 135481.5372 | 12
2019-09-28 13:00 | 4.3625 | 137497.3702 | 13
2019-09-28 14:00 | 4.524 | 142586.1843 | 14
2019-09-28 15:00 | 4.6164 | 145497.7822 | 15
2019-09-28 16:00 | 4.5846 | 144496.7 | 16
2019-09-28 17:00 | 4.4025 | 138758.3668 | 17
2019-09-28 18:00 | 4.3643 | 137553.9454 | 18
2019-09-28 19:00 | 4.1613 | 131155.0797 | 19
2019-09-28 20:00 | 3.8906 | 122622.4543 | 20
2019-09-28 21:00 | 3.6555 | 115212.423 | 21
2019-09-28 22:00 | 3.322 | 104701.3855 | 22
2019-09-28 23:00 | 3.1091 | 97990.8785 | 23
2019-09-29 | 3.0456 | 95991.5771 | 0
2019-09-29 01:00 | 2.8866 | 90979.8376 | 1
2019-09-29 02:00 | 2.786 | 87808.6586 | 2
2019-09-29 03:00 | 2.7361 | 86235.8024 | 3
2019-09-29 04:00 | 2.7261 | 85919.9902 | 4
2019-09-29 05:00 | 2.6838 | 84588.3952 | 5
2019-09-29 06:00 | 2.7235 | 85839.4515 | 6
2019-09-29 07:00 | 2.6919 | 84842.9318 | 7
2019-09-29 08:00 | 2.8392 | 89484.9533 | 8
2019-09-29 09:00 | 3.2069 | 101074.8603 | 9
2019-09-29 10:00 | 3.6761 | 115861.7091 | 10
2019-09-29 11:00 | 3.8817 | 122342.5091 | 11
2019-09-29 12:00 | 4.0776 | 128518.779 | 12
2019-09-29 13:00 | 4.2532 | 134051.6304 | 13
2019-09-29 14:00 | 4.2898 | 135204.7073 | 14
2019-09-29 15:00 | 4.375 | 137892.1101 | 15
2019-09-29 16:00 | 4.4586 | 140525.0389 | 16
2019-09-29 17:00 | 4.3743 | 137870.1067 | 17
2019-09-29 18:00 | 4.2489 | 133916.1054 | 18
2019-09-29 19:00 | 4.0647 | 128110.3532 | 19
2019-09-29 20:00 | 3.7897 | 119443.1608 | 20
2019-09-29 21:00 | 3.532 | 111319.6275 | 21
2019-09-29 22:00 | 3.2557 | 102614.1199 | 22
2019-09-29 23:00 | 3.0306 | 95516.6883 | 23
2019-09-30 | 2.8526 | 89907.0515 | 0
2019-09-30 01:00 | 2.8088 | 88526.8249 | 1
2019-09-30 02:00 | 2.8345 | 89335.9113 | 2
2019-09-30 03:00 | 2.698 | 85035.3027 | 3
2019-09-30 04:00 | 2.8075 | 88486.2682 | 4
2019-09-30 05:00 | 3.0802 | 97082.626 | 5
2019-09-30 06:00 | 3.5712 | 112555.189 | 6
2019-09-30 07:00 | 4.0149 | 126541.9038 | 7
2019-09-30 08:00 | 4.6765 | 147392.6311 | 8
2019-09-30 09:00 | 5.1947 | 163726.5967 | 9
2019-09-30 10:00 | 5.5475 | 174845.7911 | 10
2019-09-30 11:00 | 5.909 | 186240.0766 | 11
2019-09-30 12:00 | 6.2374 | 196590.9581 | 12
2019-09-30 13:00 | 6.3129 | 198969.8341 | 13
2019-09-30 14:00 | 6.2045 | 195552.865 | 14
2019-09-30 15:00 | 6.1169 | 192790.4333 | 15
2019-09-30 16:00 | 5.6321 | 177512.1653 | 16
2019-09-30 17:00 | 5.2453 | 165319.3416 | 17
2019-09-30 18:00 | 4.8263 | 152115.5121 | 18
2019-09-30 19:00 | 4.5419 | 143151.3333 | 19
2019-09-30 20:00 | 4.2957 | 135392.8164 | 20
2019-09-30 21:00 | 3.9256 | 123727.6702 | 21
2019-09-30 22:00 | 3.6285 | 114361.8034 | 22
2019-09-30 23:00 | 3.3419 | 105329.8505 | 23
2019-10-01 | 3.106 | 97893.8253 | 0
2019-10-01 01:00 | 2.9762 | 93804.8656 | 1
2019-10-01 02:00 | 2.819 | 88847.8087 | 2
2019-10-01 03:00 | 2.8005 | 88265.3607 | 3
2019-10-01 04:00 | 2.8476 | 89748.7751 | 4
2019-10-01 05:00 | 3.0104 | 94881.4447 | 5
2019-10-01 06:00 | 3.5166 | 110836.1143 | 6
2019-10-01 07:00 | 3.8565 | 121549.1864 | 7
2019-10-01 08:00 | 4.5282 | 142720.7245 | 8
2019-10-01 09:00 | 5.1539 | 162439.9785 | 9
2019-10-01 10:00 | 5.6098 | 176809.7191 | 10
2019-10-01 11:00 | 5.9692 | 188136.054 | 11
2019-10-01 12:00 | 6.0113 | 189463.2917 | 12
2019-10-01 13:00 | 6.1254 | 193058.3637 | 13
2019-10-01 14:00 | 6.1885 | 195048.148 | 14
2019-10-01 15:00 | 6.0403 | 190378.8923 | 15
2019-10-01 16:00 | 5.6741 | 178835.3884 | 16
2019-10-01 17:00 | 5.2279 | 164771.6001 | 17
2019-10-01 18:00 | 4.7837 | 150773.3773 | 18
2019-10-01 19:00 | 4.4148 | 139144.634 | 19
2019-10-01 20:00 | 4.2106 | 132710.1209 | 20
2019-10-01 21:00 | 3.8738 | 122094.6704 | 21
2019-10-01 22:00 | 3.4404 | 108433.1513 | 22
2019-10-01 23:00 | 3.1992 | 100833.3358 | 23
2019-10-02 | 2.9572 | 93206.197 | 0
2019-10-02 01:00 | 2.8043 | 88385.6254 | 1
2019-10-02 02:00 | 2.7106 | 85432.5717 | 2
2019-10-02 03:00 | 2.5657 | 80866.3326 | 3
2019-10-02 04:00 | 2.6504 | 83534.6333 | 4
2019-10-02 05:00 | 2.8968 | 91300.8809 | 5
2019-10-02 06:00 | 3.4336 | 108219.8051 | 6
2019-10-02 07:00 | 3.7932 | 119552.1284 | 7
2019-10-02 08:00 | 4.2906 | 135230.1082 | 8
2019-10-02 09:00 | 4.7804 | 150669.0037 | 9
2019-10-02 10:00 | 5.2392 | 165128.8338 | 10
2019-10-02 11:00 | 5.4496 | 171759.6135 | 11
2019-10-02 12:00 | 5.867 | 184915.0875 | 12
2019-10-02 13:00 | 6.0505 | 190699.283 | 13
2019-10-02 14:00 | 6.1835 | 194891.6932 | 14
2019-10-02 15:00 | 6.0365 | 190256.0474 | 15
2019-10-02 16:00 | 5.6749 | 178859.3802 | 16
2019-10-02 17:00 | 5.4314 | 171185.3042 | 17
2019-10-02 18:00 | 4.9794 | 156938.5176 | 18
2019-10-02 19:00 | 4.5751 | 144198.3497 | 19
2019-10-02 20:00 | 4.0391 | 127302.5763 | 20
2019-10-02 21:00 | 3.7619 | 118566.7009 | 21
2019-10-02 22:00 | 3.346 | 105457.4088 | 22
2019-10-02 23:00 | 3.097 | 97609.6174 | 23
2019-10-03 | 2.8615 | 90189.0064 | 0
2019-10-03 01:00 | 2.737 | 86264.5781 | 1
2019-10-03 02:00 | 2.6291 | 82862.4658 | 2
2019-10-03 03:00 | 2.6141 | 82390.5531 | 3
2019-10-03 04:00 | 2.7191 | 85699.0393 | 4
2019-10-03 05:00 | 2.8925 | 91165.4012 | 5
2019-10-03 06:00 | 3.5237 | 111059.3181 | 6
2019-10-03 07:00 | 3.6933 | 116405.3742 | 7
2019-10-03 08:00 | 4.0798 | 128586.7797 | 8
2019-10-03 09:00 | 4.4497 | 140246.1556 | 9
2019-10-03 10:00 | 4.928 | 155319.8359 | 10
2019-10-03 11:00 | 5.2638 | 165903.991 | 11
2019-10-03 12:00 | 5.5452 | 174773.5447 | 12
2019-10-03 13:00 | 5.92 | 186587.1446 | 13
2019-10-03 14:00 | 5.8948 | 185790.6397 | 14
2019-10-03 15:00 | 5.95 | 187530.6806 | 15
2019-10-03 16:00 | 5.634 | 177570.0836 | 16
2019-10-03 17:00 | 5.2055 | 164066.2098 | 17
2019-10-03 18:00 | 4.8452 | 152710.346 | 18
2019-10-03 19:00 | 4.704 | 148261.3785 | 19
2019-10-03 20:00 | 4.2753 | 134748.1266 | 20
2019-10-03 21:00 | 3.8507 | 121366.92 | 21
2019-10-03 22:00 | 3.5427 | 111659.5482 | 22
2019-10-03 23:00 | 3.3071 | 104232.2949 | 23
2019-10-04 | 3.177 | 100133.5369 | 0
2019-10-04 01:00 | 3.0141 | 94999.4022 | 1
2019-10-04 02:00 | 2.8179 | 88815.5821 | 2
2019-10-04 03:00 | 2.7782 | 87563.0114 | 3
2019-10-04 04:00 | 2.7702 | 87309.6417 | 4
2019-10-04 05:00 | 2.9498 | 92971.7268 | 5
2019-10-04 06:00 | 3.3278 | 104885.3086 | 6
2019-10-04 07:00 | 3.551 | 111919.6208 | 7
2019-10-04 08:00 | 3.9412 | 124219.1913 | 8
2019-10-04 09:00 | 4.152 | 130863.6753 | 9
2019-10-04 10:00 | 4.3644 | 137556.6862 | 10
2019-10-04 11:00 | 4.5317 | 142829.6947 | 11
2019-10-04 12:00 | 4.5537 | 143522.9577 | 12
2019-10-04 13:00 | 4.6046 | 145128.3767 | 13
2019-10-04 14:00 | 4.6543 | 146692.3491 | 14
2019-10-04 15:00 | 4.768 | 150277.9645 | 15
2019-10-04 16:00 | 4.4775 | 141121.6364 | 16
2019-10-04 17:00 | 3.8659 | 121844.1301 | 17
2019-10-04 18:00 | 3.6226 | 114177.4479 | 18
2019-10-04 19:00 | 3.5143 | 110763.9011 | 19
2019-10-04 20:00 | 3.3382 | 105211.7743 | 20
2019-10-04 21:00 | 3.1729 | 100002.3468 | 21
2019-10-04 22:00 | 2.8512 | 89865.0341 | 22
2019-10-04 23:00 | 2.6994 | 85078.3538 | 23
2019-10-05 | 2.5567 | 80582.6526 | 0
2019-10-05 01:00 | 2.4079 | 75890.5969 | 1
2019-10-05 02:00 | 2.2729 | 71636.9397 | 2
2019-10-05 03:00 | 2.2723 | 71616.702 | 3
2019-10-05 04:00 | 2.2957 | 72354.7005 | 4
2019-10-05 05:00 | 2.3756 | 74875.1007 | 5
2019-10-05 06:00 | 2.543 | 80151.0018 | 6
2019-10-05 07:00 | 2.6233 | 82679.614 | 7
2019-10-05 08:00 | 2.6041 | 82076.8291 | 8
2019-10-05 09:00 | 2.8204 | 88892.9332 | 9
2019-10-05 10:00 | 3.1388 | 98928.6696 | 10
2019-10-05 11:00 | 3.4237 | 107909.1036 | 11
2019-10-05 12:00 | 3.4507 | 108758.5115 | 12
2019-10-05 13:00 | 3.5498 | 111882.4443 | 13
2019-10-05 14:00 | 3.6758 | 115854.2385 | 14
2019-10-05 15:00 | 3.7196 | 117232.5567 | 15
2019-10-05 16:00 | 3.6911 | 116334.4165 | 16
2019-10-05 17:00 | 3.5394 | 111552.914 | 17
2019-10-05 18:00 | 3.4998 | 110306.3474 | 18
2019-10-05 19:00 | 3.5273 | 111174.0855 | 19
2019-10-05 20:00 | 3.3867 | 106740.9134 | 20
2019-10-05 21:00 | 3.2031 | 100954.2339 | 21
2019-10-05 22:00 | 2.971 | 93641.1296 | 22
2019-10-05 23:00 | 2.752 | 86736.9032 | 23
2019-10-06 | 2.5085 | 79060.9872 | 0
2019-10-06 01:00 | 2.4879 | 78414.1106 | 1
2019-10-06 02:00 | 2.3778 | 74942.5216 | 2
2019-10-06 03:00 | 2.3219 | 73181.141 | 3
2019-10-06 04:00 | 2.3702 | 74703.0824 | 4
2019-10-06 05:00 | 2.2999 | 72487.8321 | 5
2019-10-06 06:00 | 2.4167 | 76170.5547 | 6
2019-10-06 07:00 | 2.6157 | 82439.7039 | 7
2019-10-06 08:00 | 2.6978 | 85028.4712 | 8
2019-10-06 09:00 | 2.7345 | 86185.1419 | 9
2019-10-06 10:00 | 2.8168 | 88780.3836 | 10
2019-10-06 11:00 | 2.923 | 92125.6327 | 11
2019-10-06 12:00 | 3.0738 | 96881.0889 | 12
2019-10-06 13:00 | 3.2328 | 101891.9278 | 13
2019-10-06 14:00 | 3.2777 | 103306.1467 | 14
2019-10-06 15:00 | 3.2516 | 102483.0934 | 15
2019-10-06 16:00 | 3.2463 | 102315.8669 | 16
2019-10-06 17:00 | 3.1644 | 99736.1518 | 17
2019-10-06 18:00 | 3.1606 | 99616.6475 | 18
2019-10-06 19:00 | 3.0689 | 96724.9446 | 19
2019-10-06 20:00 | 2.9103 | 91724.9733 | 20
2019-10-06 21:00 | 2.8364 | 89396.6397 | 21
2019-10-06 22:00 | 2.6611 | 83873.1143 | 22
2019-10-06 23:00 | 2.4794 | 78144.9122 | 23
2019-10-07 | 2.352 | 74130.753 | 0
2019-10-07 01:00 | 2.3995 | 75627.5072 | 1
2019-10-07 02:00 | 2.2931 | 72273.5658 | 2
2019-10-07 03:00 | 2.3632 | 74484.0605 | 3
2019-10-07 04:00 | 2.471 | 77881.601 | 4
2019-10-07 05:00 | 2.6914 | 84825.7841 | 5
2019-10-07 06:00 | 3.1395 | 98949.0554 | 6
2019-10-07 07:00 | 3.561 | 112233.8005 | 7
2019-10-07 08:00 | 4.169 | 131399.3305 | 8
2019-10-07 09:00 | 4.3893 | 138341.4257 | 9
2019-10-07 10:00 | 4.3486 | 137058.2287 | 10
2019-10-07 11:00 | 4.4252 | 139474.3958 | 11
2019-10-07 12:00 | 4.3932 | 138463.7263 | 12
2019-10-07 13:00 | 4.3272 | 136382.937 | 13
2019-10-07 14:00 | 4.2 | 132375.8035 | 14
2019-10-07 15:00 | 3.9751 | 125287.7435 | 15
2019-10-07 16:00 | 3.5747 | 112666.3832 | 16
2019-10-07 17:00 | 3.2623 | 102821.7421 | 17
2019-10-07 18:00 | 3.094 | 97516.7771 | 18
2019-10-07 19:00 | 3.0578 | 96375.4916 | 19
2019-10-07 20:00 | 3.0252 | 95346.8803 | 20
2019-10-07 21:00 | 2.8666 | 90348.2729 | 21
2019-10-07 22:00 | 2.6441 | 83337.4726 | 22
2019-10-07 23:00 | 2.5532 | 80472.918 | 23
2019-10-08 | 2.5141 | 79239.4409 | 0
2019-10-08 01:00 | 2.3764 | 74900.0634 | 1
2019-10-08 02:00 | 2.2513 | 70957.4178 | 2
2019-10-08 03:00 | 2.2382 | 70544.4113 | 3
2019-10-08 04:00 | 2.2736 | 71659.7071 | 4
2019-10-08 05:00 | 2.4814 | 78208.5276 | 5
2019-10-08 06:00 | 3.002 | 94615.9464 | 6
2019-10-08 07:00 | 3.4543 | 108873.2703 | 7
2019-10-08 08:00 | 4.0155 | 126561.5003 | 8
2019-10-08 09:00 | 4.1972 | 132287.1218 | 9
2019-10-08 10:00 | 4.2591 | 134238.3659 | 10
2019-10-08 11:00 | 4.2662 | 134462.6073 | 11
2019-10-08 12:00 | 4.1721 | 131494.3893 | 12
2019-10-08 13:00 | 4.2054 | 132545.8452 | 13
2019-10-08 14:00 | 4.2349 | 133475.3409 | 14
2019-10-08 15:00 | 4.1849 | 131898.0477 | 15
2019-10-08 16:00 | 3.7087 | 116889.7975 | 16
2019-10-08 17:00 | 3.4824 | 109756.3885 | 17
2019-10-08 18:00 | 3.2513 | 102474.9594 | 18
2019-10-08 19:00 | 3.2152 | 101337.0849 | 19
2019-10-08 20:00 | 3.068 | 96698.0847 | 20
2019-10-08 21:00 | 2.9543 | 93114.671 | 21
2019-10-08 22:00 | 2.6655 | 84010.9313 | 22
2019-10-08 23:00 | 2.5266 | 79632.5101 | 23
2019-10-09 | 2.4836 | 78277.1788 | 0
2019-10-09 01:00 | 2.3941 | 75457.4199 | 1
2019-10-09 02:00 | 2.1795 | 68692.608 | 2
2019-10-09 03:00 | 2.1766 | 68602.6373 | 3
2019-10-09 04:00 | 2.257 | 71134.5437 | 4
2019-10-09 05:00 | 2.526 | 79612.5505 | 5
2019-10-09 06:00 | 3.0374 | 95733.6315 | 6
2019-10-09 07:00 | 3.5373 | 111489.5134 | 7
2019-10-09 08:00 | 4.0497 | 127637.9467 | 8
2019-10-09 09:00 | 4.2371 | 133543.63 | 9
2019-10-09 10:00 | 4.275 | 134739.9529 | 10
2019-10-09 11:00 | 4.3973 | 138592.9037 | 11
2019-10-09 12:00 | 4.3604 | 137431.58 | 12
2019-10-09 13:00 | 4.4767 | 141096.1572 | 13
2019-10-09 14:00 | 4.6562 | 146752.283 | 14
2019-10-09 15:00 | 4.6359 | 146112.1936 | 15
2019-10-09 16:00 | 4.2554 | 134121.4938 | 16
2019-10-09 17:00 | 3.8484 | 121291.8001 | 17
2019-10-09 18:00 | 3.6386 | 114680.7085 | 18
2019-10-09 19:00 | 3.642 | 114789.2325 | 19
2019-10-09 20:00 | 3.1901 | 100543.987 | 20
2019-10-09 21:00 | 2.9352 | 92510.351 | 21
2019-10-09 22:00 | 2.6647 | 83986.3099 | 22
2019-10-09 23:00 | 2.6136 | 82375.7123 | 23
2019-10-10 | 2.4716 | 77900.0614 | 0
2019-10-10 01:00 | 2.3607 | 74404.3004 | 1
2019-10-10 02:00 | 2.3171 | 73030.3911 | 2
2019-10-10 03:00 | 2.3092 | 72781.519 | 3
2019-10-10 04:00 | 2.2309 | 70314.5166 | 4
2019-10-10 05:00 | 2.4376 | 76827.813 | 5
2019-10-10 06:00 | 2.9044 | 91541.2991 | 6
2019-10-10 07:00 | 3.3999 | 107157.5764 | 7
2019-10-10 08:00 | 3.7731 | 118921.0051 | 8
2019-10-10 09:00 | 4.1495 | 130782.3381 | 9
2019-10-10 10:00 | 4.3147 | 135988.8356 | 10
2019-10-10 11:00 | 4.4809 | 141227.3657 | 11
2019-10-10 12:00 | 4.6153 | 145463.0232 | 12
2019-10-10 13:00 | 4.7116 | 148500.6081 | 13
2019-10-10 14:00 | 4.7621 | 150092.1171 | 14
2019-10-10 15:00 | 4.7313 | 149121.6732 | 15
2019-10-10 16:00 | 4.3292 | 136445.6994 | 16
2019-10-10 17:00 | 4.0423 | 127405.67 | 17
2019-10-10 18:00 | 3.7131 | 117029.6797 | 18
2019-10-10 19:00 | 3.5555 | 112061.1972 | 19
2019-10-10 20:00 | 3.1393 | 98942.6771 | 20
2019-10-10 21:00 | 2.9268 | 92246.3183 | 21
2019-10-10 22:00 | 2.6747 | 84299.8929 | 22
2019-10-10 23:00 | 2.5247 | 79572.8209 | 23
2019-10-11 | 2.4612 | 77571.5281 | 0
2019-10-11 01:00 | 2.3292 | 73410.3017 | 1
2019-10-11 02:00 | 2.1538 | 67882.1139 | 2
2019-10-11 03:00 | 2.1251 | 66978.5169 | 3
2019-10-11 04:00 | 2.1625 | 68157.2421 | 4
2019-10-11 05:00 | 2.3138 | 72924.9076 | 5
2019-10-11 06:00 | 2.7143 | 85548.6289 | 6
2019-10-11 07:00 | 3.2171 | 101397.3362 | 7
2019-10-11 08:00 | 3.7974 | 119686.286 | 8
2019-10-11 09:00 | 3.9977 | 125999.6488 | 9
2019-10-11 10:00 | 4.2686 | 134537.4031 | 10
2019-10-11 11:00 | 4.4349 | 139779.1012 | 11
2019-10-11 12:00 | 4.6884 | 147768.4363 | 12
2019-10-11 13:00 | 4.7773 | 150570.5681 | 13
2019-10-11 14:00 | 4.8241 | 152044.8248 | 14
2019-10-11 15:00 | 4.6596 | 146860.6798 | 15
2019-10-11 16:00 | 4.1799 | 131740.2217 | 16
2019-10-11 17:00 | 3.9592 | 124786.6592 | 17
2019-10-11 18:00 | 3.7453 | 118043.9534 | 18
2019-10-11 19:00 | 3.6158 | 113963.5432 | 19
2019-10-11 20:00 | 3.4757 | 109545.567 | 20
2019-10-11 21:00 | 3.2016 | 100907.0232 | 21
2019-10-11 22:00 | 2.9133 | 91822.463 | 22
2019-10-11 23:00 | 2.7726 | 87385.3039 | 23
2019-10-12 | 2.6771 | 84376.4125 | 0
2019-10-12 01:00 | 2.5573 | 80599.2214 | 1
2019-10-12 02:00 | 2.4237 | 76388.659 | 2
2019-10-12 03:00 | 2.3729 | 74788.4501 | 3
2019-10-12 04:00 | 2.3906 | 75346.9603 | 4
2019-10-12 05:00 | 2.3567 | 74278.7309 | 5
2019-10-12 06:00 | 2.4245 | 76415.2589 | 6
2019-10-12 07:00 | 2.5185 | 79378.6396 | 7
2019-10-12 08:00 | 2.5211 | 79458.2967 | 8
2019-10-12 09:00 | 2.6691 | 84123.7941 | 9
2019-10-12 10:00 | 2.7779 | 87551.9849 | 10
2019-10-12 11:00 | 2.7367 | 86253.6467 | 11
2019-10-12 12:00 | 2.7082 | 85356.7699 | 12
2019-10-12 13:00 | 2.6521 | 83587.5004 | 13
2019-10-12 14:00 | 2.5213 | 79467.5406 | 14
2019-10-12 15:00 | 2.5986 | 81903.665 | 15
2019-10-12 16:00 | 2.6498 | 83517.5611 | 16
2019-10-12 17:00 | 2.5144 | 79249.1198 | 17
2019-10-12 18:00 | 2.5808 | 81339.874 | 18
2019-10-12 19:00 | 2.6095 | 82245.2339 | 19
2019-10-12 20:00 | 2.537 | 79960.5593 | 20
2019-10-12 21:00 | 2.4509 | 77247.2484 | 21
2019-10-12 22:00 | 2.3932 | 75428.6615 | 22
2019-10-12 23:00 | 2.3338 | 73555.4273 | 23
2019-10-13 | 2.2 | 69339.3962 | 0
2019-10-13 01:00 | 2.1426 | 67528.7881 | 1
2019-10-13 02:00 | 2.1048 | 66340.0275 | 2
2019-10-13 03:00 | 2.0832 | 65658.562 | 3
2019-10-13 04:00 | 2.1146 | 66648.2641 | 4
2019-10-13 05:00 | 2.1465 | 67653.5761 | 5
2019-10-13 06:00 | 2.2822 | 71928.8758 | 6
2019-10-13 07:00 | 2.4033 | 75747.881 | 7
2019-10-13 08:00 | 2.4777 | 78092.2571 | 8
2019-10-13 09:00 | 2.5623 | 80757.8503 | 9
2019-10-13 10:00 | 2.5909 | 81658.987 | 10
2019-10-13 11:00 | 2.4525 | 77297.1479 | 11
2019-10-13 12:00 | 2.4839 | 78286.5146 | 12
2019-10-13 13:00 | 2.5621 | 80751.791 | 13
2019-10-13 14:00 | 2.5616 | 80735.1236 | 14
2019-10-13 15:00 | 2.6324 | 82969.1801 | 15
2019-10-13 16:00 | 2.6343 | 83028.2583 | 16
2019-10-13 17:00 | 2.5787 | 81275.7236 | 17
2019-10-13 18:00 | 2.5352 | 79904.4209 | 18
2019-10-13 19:00 | 2.5802 | 81323.6848 | 19
2019-10-13 20:00 | 2.4472 | 77130.6533 | 20
2019-10-13 21:00 | 2.4245 | 76415.8136 | 21
2019-10-13 22:00 | 2.3098 | 72799.6258 | 22
2019-10-13 23:00 | 2.2413 | 70641.6207 | 23
2019-10-14 | 2.1711 | 68426.8961 | 0
2019-10-14 01:00 | 2.1201 | 66821.2257 | 1
2019-10-14 02:00 | 2.0765 | 65445.5099 | 2
2019-10-14 03:00 | 2.0801 | 65560.0214 | 3
2019-10-14 04:00 | 2.2032 | 69441.5994 | 4
2019-10-14 05:00 | 2.4265 | 76478.8548 | 5
2019-10-14 06:00 | 3.1708 | 99936.0962 | 6
2019-10-14 07:00 | 3.7691 | 118793.7167 | 7
2019-10-14 08:00 | 4.1088 | 129499.2127 | 8
2019-10-14 09:00 | 4.2558 | 134134.5107 | 9
2019-10-14 10:00 | 4.2165 | 132893.9634 | 10
2019-10-14 11:00 | 4.2039 | 132498.9919 | 11
2019-10-14 12:00 | 4.2161 | 132882.255 | 12
2019-10-14 13:00 | 4.126 | 130041.196 | 13
2019-10-14 14:00 | 4.0027 | 126155.6658 | 14
2019-10-14 15:00 | 3.9642 | 124944.6837 | 15
2019-10-14 16:00 | 3.7564 | 118395.0676 | 16
2019-10-14 17:00 | 3.5357 | 111438.846 | 17
2019-10-14 18:00 | 3.2694 | 103043.1647 | 18
2019-10-14 19:00 | 3.1807 | 100249.1141 | 19
2019-10-14 20:00 | 2.9538 | 93096.3523 | 20
2019-10-14 21:00 | 2.8156 | 88743.1197 | 21
2019-10-14 22:00 | 2.6301 | 82896.1872 | 22
2019-10-14 23:00 | 2.4584 | 77484.0226 | 23
2019-10-15 | 2.5043 | 78929.5899 | 0
2019-10-15 01:00 | 2.3555 | 74240.0723 | 1
2019-10-15 02:00 | 2.2907 | 72197.083 | 2
2019-10-15 03:00 | 2.2837 | 71978.6264 | 3
2019-10-15 04:00 | 2.3912 | 75365.7884 | 4
2019-10-15 05:00 | 2.5308 | 79764.949 | 5
2019-10-15 06:00 | 3.1008 | 97731.8223 | 6
2019-10-15 07:00 | 3.7705 | 118836.7212 | 7
2019-10-15 08:00 | 4.3001 | 135531.1239 | 8
2019-10-15 09:00 | 4.615 | 145455.1223 | 9
2019-10-15 10:00 | 4.6165 | 145501.6014 | 10
2019-10-15 11:00 | 4.5008 | 141854.1398 | 11
2019-10-15 12:00 | 4.526 | 142649.3427 | 12
2019-10-15 13:00 | 4.6676 | 147113.9489 | 13
2019-10-15 14:00 | 4.6031 | 145080.6845 | 14
2019-10-15 15:00 | 4.4827 | 141285.308 | 15
2019-10-15 16:00 | 4.0524 | 127723.3199 | 16
2019-10-15 17:00 | 3.5906 | 113168.1493 | 17
2019-10-15 18:00 | 3.2439 | 102240.9019 | 18
2019-10-15 19:00 | 3.1462 | 99159.9394 | 19
2019-10-15 20:00 | 3.1489 | 99246.7215 | 20
2019-10-15 21:00 | 3.0143 | 95005.1549 | 21
2019-10-15 22:00 | 2.8607 | 90163.0497 | 22
2019-10-15 23:00 | 2.7244 | 85868.0502 | 23
2019-10-16 | 2.6174 | 82494.8892 | 0
2019-10-16 01:00 | 2.4106 | 75976.3497 | 1
2019-10-16 02:00 | 2.1629 | 68168.9625 | 2
2019-10-16 03:00 | 2.1602 | 68085.6872 | 3
2019-10-16 04:00 | 2.3098 | 72799.1853 | 4
2019-10-16 05:00 | 2.4845 | 78307.599 | 5
2019-10-16 06:00 | 2.8791 | 90741.6666 | 6
2019-10-16 07:00 | 3.5157 | 110808.2205 | 7
2019-10-16 08:00 | 4.0212 | 126739.2124 | 8
2019-10-16 09:00 | 4.217 | 132912.1613 | 9
2019-10-16 10:00 | 4.2758 | 134763.2366 | 10
2019-10-16 11:00 | 4.2987 | 135484.6028 | 11
2019-10-16 12:00 | 4.3498 | 137097.8071 | 12
2019-10-16 13:00 | 4.243 | 133731.4197 | 13
2019-10-16 14:00 | 4.2357 | 133499.1151 | 14
2019-10-16 15:00 | 3.9283 | 123811.2874 | 15
2019-10-16 16:00 | 3.6973 | 116531.3831 | 16
2019-10-16 17:00 | 3.4233 | 107894.874 | 17
2019-10-16 18:00 | 3.2438 | 102236.6737 | 18
2019-10-16 19:00 | 3.1745 | 100052.7252 | 19
2019-10-16 20:00 | 3.0123 | 94941.6602 | 20
2019-10-16 21:00 | 2.8386 | 89467.0128 | 21
2019-10-16 22:00 | 2.6556 | 83700.376 | 22
2019-10-16 23:00 | 2.5024 | 78871.2661 | 23
2019-10-17 | 2.4377 | 76831.8875 | 0
2019-10-17 01:00 | 2.2632 | 71330.0848 | 1
2019-10-17 02:00 | 2.2501 | 70917.3479 | 2
2019-10-17 03:00 | 2.3217 | 73174.7466 | 3
2019-10-17 04:00 | 2.4093 | 75937.1365 | 4
2019-10-17 05:00 | 2.6261 | 82770.3274 | 5
2019-10-17 06:00 | 3.2689 | 103027.8179 | 6
2019-10-17 07:00 | 3.7629 | 118597.76 | 7
2019-10-17 08:00 | 4.3528 | 137190.8845 | 8
2019-10-17 09:00 | 4.6282 | 145871.0234 | 9
2019-10-17 10:00 | 4.5196 | 142446.7423 | 10
2019-10-17 11:00 | 4.5362 | 142970.9263 | 11
2019-10-17 12:00 | 4.26 | 134266.7453 | 12
2019-10-17 13:00 | 4.2505 | 133967.0693 | 13
2019-10-17 14:00 | 4.0644 | 128100.8281 | 14
2019-10-17 15:00 | 3.8724 | 122051.0685 | 15
2019-10-17 16:00 | 3.7626 | 118589.4324 | 16
2019-10-17 17:00 | 3.4812 | 109720.6336 | 17
2019-10-17 18:00 | 3.0962 | 97584.6488 | 18
2019-10-17 19:00 | 3.0696 | 96746.5494 | 19
2019-10-17 20:00 | 2.996 | 94426.6513 | 20
2019-10-17 21:00 | 2.8763 | 90656.3501 | 21
2019-10-17 22:00 | 2.7069 | 85314.5419 | 22
2019-10-17 23:00 | 2.5995 | 81930.8479 | 23
2019-10-18 | 2.6501 | 83524.0365 | 0
2019-10-18 01:00 | 2.6141 | 82391.5127 | 1
2019-10-18 02:00 | 2.5401 | 80057.5935 | 2
2019-10-18 03:00 | 2.4526 | 77299.9075 | 3
2019-10-18 04:00 | 2.5299 | 79735.7758 | 4
2019-10-18 05:00 | 2.6601 | 83841.8232 | 5
2019-10-18 06:00 | 3.2334 | 101909.0327 | 6
2019-10-18 07:00 | 3.8716 | 122023.9512 | 7
2019-10-18 08:00 | 4.4604 | 140583.4441 | 8
2019-10-18 09:00 | 4.6385 | 146194.6127 | 9
2019-10-18 10:00 | 4.6689 | 147155.1222 | 10
2019-10-18 11:00 | 4.379 | 138016.5112 | 11
2019-10-18 12:00 | 4.2535 | 134061.3554 | 12
2019-10-18 13:00 | 4.0617 | 128014.6457 | 13
2019-10-18 14:00 | 4.0514 | 127692.2529 | 14
2019-10-18 15:00 | 4.0011 | 126104.8419 | 15
2019-10-18 16:00 | 3.7931 | 119550.7867 | 16
2019-10-18 17:00 | 3.4659 | 109238.1327 | 17
2019-10-18 18:00 | 3.0766 | 96966.9335 | 18
2019-10-18 19:00 | 3.0326 | 95582.103 | 19
2019-10-18 20:00 | 3.0322 | 95568.9606 | 20
2019-10-18 21:00 | 2.8652 | 90304.5105 | 21
2019-10-18 22:00 | 2.7068 | 85313.1128 | 22
2019-10-18 23:00 | 2.5963 | 81831.1945 | 23
2019-10-19 | 2.5889 | 81596.5631 | 0
2019-10-19 01:00 | 2.5387 | 80015.966 | 1
2019-10-19 02:00 | 2.4769 | 78066.7311 | 2
2019-10-19 03:00 | 2.4586 | 77489.7877 | 3
2019-10-19 04:00 | 2.487 | 78384.9481 | 4
2019-10-19 05:00 | 2.5515 | 80416.3471 | 5
2019-10-19 06:00 | 2.8832 | 90872.7917 | 6
2019-10-19 07:00 | 3.0981 | 97645.3884 | 7
2019-10-19 08:00 | 3.3236 | 104754.2729 | 8
2019-10-19 09:00 | 3.1921 | 100609.2537 | 9
2019-10-19 10:00 | 3.1312 | 98687.3633 | 10
2019-10-19 11:00 | 3.1521 | 99346.2668 | 11
2019-10-19 12:00 | 3.0297 | 95489.5117 | 12
2019-10-19 13:00 | 2.8408 | 89535.0414 | 13
2019-10-19 14:00 | 2.8606 | 90160.549 | 14
2019-10-19 15:00 | 2.838 | 89448.3867 | 15
2019-10-19 16:00 | 2.5971 | 81856.1396 | 16
2019-10-19 17:00 | 2.5462 | 80251.7049 | 17
2019-10-19 18:00 | 2.5681 | 80940.9156 | 18
2019-10-19 19:00 | 2.7109 | 85441.4183 | 19
2019-10-19 20:00 | 2.5958 | 81815.2223 | 20
2019-10-19 21:00 | 2.5137 | 79226.6082 | 21
2019-10-19 22:00 | 2.3786 | 74968.9961 | 22
2019-10-19 23:00 | 2.3736 | 74811.7202 | 23
2019-10-20 | 2.2817 | 71915.083 | 0
2019-10-20 01:00 | 2.1447 | 67596.0969 | 1
2019-10-20 02:00 | 2.0506 | 64630.7582 | 2
2019-10-20 03:00 | 2.06 | 64926.3596 | 3
2019-10-20 04:00 | 2.1278 | 67063.2712 | 4
2019-10-20 05:00 | 2.1306 | 67153.2529 | 5
2019-10-20 06:00 | 2.2439 | 70721.4124 | 6
2019-10-20 07:00 | 2.3703 | 74708.3169 | 7
2019-10-20 08:00 | 2.5216 | 79475.1846 | 8
2019-10-20 09:00 | 2.7066 | 85306.2459 | 9
2019-10-20 10:00 | 2.6629 | 83929.9818 | 10
2019-10-20 11:00 | 2.5672 | 80913.2142 | 11
2019-10-20 12:00 | 2.5857 | 81495.7388 | 12
2019-10-20 13:00 | 2.6074 | 82178.8904 | 13
2019-10-20 14:00 | 2.6095 | 82247.3053 | 14
2019-10-20 15:00 | 2.6887 | 84741.7899 | 15
2019-10-20 16:00 | 2.7046 | 85243.9621 | 16
2019-10-20 17:00 | 2.7589 | 86955.3449 | 17
2019-10-20 18:00 | 2.6333 | 82994.7376 | 18
2019-10-20 19:00 | 2.6009 | 81973.4381 | 19
2019-10-20 20:00 | 2.5803 | 81326.4703 | 20
2019-10-20 21:00 | 2.5654 | 80854.5818 | 21
2019-10-20 22:00 | 2.4048 | 75794.4392 | 22
2019-10-20 23:00 | 2.3553 | 74233.4012 | 23
2019-10-21 | 2.3048 | 72643.2649 | 0
2019-10-21 01:00 | 2.2835 | 71969.5081 | 1
2019-10-21 02:00 | 2.1818 | 68766.247 | 2
2019-10-21 03:00 | 2.2106 | 69672.4886 | 3
2019-10-21 04:00 | 2.3245 | 73261.8066 | 4
2019-10-21 05:00 | 2.5141 | 79238.6229 | 5
2019-10-21 06:00 | 3.1664 | 99797.9306 | 6
2019-10-21 07:00 | 3.6248 | 114247.4944 | 7
2019-10-21 08:00 | 3.9844 | 125580.965 | 8
2019-10-21 09:00 | 4.2412 | 133672.0877 | 9
2019-10-21 10:00 | 4.4533 | 140359.2619 | 10
2019-10-21 11:00 | 4.6183 | 145559.7031 | 11
2019-10-21 12:00 | 4.6293 | 145904.1583 | 12
2019-10-21 13:00 | 4.596 | 144854.5651 | 13
2019-10-21 14:00 | 4.5129 | 142237.381 | 14
2019-10-21 15:00 | 4.3937 | 138481.1379 | 15
2019-10-21 16:00 | 3.9643 | 124947.5404 | 16
2019-10-21 17:00 | 3.7068 | 116830.5237 | 17
2019-10-21 18:00 | 3.4465 | 108627.236 | 18
2019-10-21 19:00 | 3.3635 | 106010.9227 | 19
2019-10-21 20:00 | 3.3071 | 104232.956 | 20
2019-10-21 21:00 | 3.0812 | 97111.5526 | 21
2019-10-21 22:00 | 2.8264 | 89082.1623 | 22
2019-10-21 23:00 | 2.6387 | 83167.7271 | 23
2019-10-22 | 2.53 | 79741.5563 | 0
2019-10-22 01:00 | 2.4937 | 78594.7379 | 1
2019-10-22 02:00 | 2.3894 | 75309.3027 | 2
2019-10-22 03:00 | 2.317 | 73025.402 | 3
2019-10-22 04:00 | 2.3827 | 75097.4185 | 4
2019-10-22 05:00 | 2.5618 | 80743.3988 | 5
2019-10-22 06:00 | 3.0556 | 96306.328 | 6
2019-10-22 07:00 | 3.6535 | 115149.5521 | 7
2019-10-22 08:00 | 4.1124 | 129613.6472 | 8
2019-10-22 09:00 | 4.3706 | 137753.0097 | 9
2019-10-22 10:00 | 4.4302 | 139630.2651 | 10
2019-10-22 11:00 | 4.4786 | 141156.5326 | 11
2019-10-22 12:00 | 4.5037 | 141946.8057 | 12
2019-10-22 13:00 | 4.4698 | 140877.0658 | 13
2019-10-22 14:00 | 4.4129 | 139084.2489 | 14
2019-10-22 15:00 | 4.1637 | 131230.2656 | 15
2019-10-22 16:00 | 3.77 | 118821.068 | 16
2019-10-22 17:00 | 3.4213 | 107831.9787 | 17
2019-10-22 18:00 | 3.1374 | 98883.1113 | 18
2019-10-22 19:00 | 3.104 | 97832.2436 | 19
2019-10-22 20:00 | 3.0182 | 95127.8573 | 20
2019-10-22 21:00 | 2.9028 | 91489.0584 | 21
2019-10-22 22:00 | 2.7631 | 87086.6018 | 22
2019-10-22 23:00 | 2.6243 | 82712.2304 | 23
2019-10-23 | 2.4947 | 78629.12 | 0
2019-10-23 01:00 | 2.3519 | 74126.4361 | 1
2019-10-23 02:00 | 2.3162 | 73002.7211 | 2
2019-10-23 03:00 | 2.2481 | 70854.4555 | 3
2019-10-23 04:00 | 2.3661 | 74575.2169 | 4
2019-10-23 05:00 | 2.584 | 81442.7509 | 5
2019-10-23 06:00 | 3.1591 | 99569.0866 | 6
2019-10-23 07:00 | 3.7477 | 118118.0953 | 7
2019-10-23 08:00 | 4.1262 | 130048.9669 | 8
2019-10-23 09:00 | 4.4335 | 139735.8215 | 9
2019-10-23 10:00 | 4.3765 | 137938.7929 | 10
2019-10-23 11:00 | 4.4937 | 141631.4968 | 11
2019-10-23 12:00 | 4.4634 | 140678.3594 | 12
2019-10-23 13:00 | 4.3735 | 137843.9139 | 13
2019-10-23 14:00 | 4.3294 | 136453.2167 | 14
2019-10-23 15:00 | 4.2805 | 134913.737 | 15
2019-10-23 16:00 | 3.7829 | 119228.984 | 16
2019-10-23 17:00 | 3.4332 | 108208.1412 | 17
2019-10-23 18:00 | 3.2674 | 102982.5135 | 18
2019-10-23 19:00 | 3.2704 | 103075.393 | 19
2019-10-23 20:00 | 3.0468 | 96029.0331 | 20
2019-10-23 21:00 | 2.7858 | 87800.888 | 21
2019-10-23 22:00 | 2.6937 | 84900.6345 | 22
2019-10-23 23:00 | 2.6266 | 82783.2464 | 23
2019-10-24 | 2.6051 | 82107.3054 | 0
2019-10-24 01:00 | 2.3815 | 75060.0281 | 1
2019-10-24 02:00 | 2.3151 | 72966.7317 | 2
2019-10-24 03:00 | 2.3435 | 73861.3758 | 3
2019-10-24 04:00 | 2.4296 | 76575.6505 | 4
2019-10-24 05:00 | 2.6998 | 85091.8366 | 5
2019-10-24 06:00 | 3.3855 | 106704.5456 | 6
2019-10-24 07:00 | 4.0358 | 127201.1464 | 7
2019-10-24 08:00 | 4.5311 | 142810.3041 | 8
2019-10-24 09:00 | 4.6709 | 147215.2886 | 9
2019-10-24 10:00 | 4.8185 | 151868.7571 | 10
2019-10-24 11:00 | 4.58 | 144352.1081 | 11
2019-10-24 12:00 | 4.5552 | 143571.4931 | 12
2019-10-24 13:00 | 4.526 | 142649.0088 | 13
2019-10-24 14:00 | 4.3507 | 137124.2141 | 14
2019-10-24 15:00 | 4.205 | 132532.9627 | 15
2019-10-24 16:00 | 3.8095 | 120067.4419 | 16
2019-10-24 17:00 | 3.5597 | 112193.8471 | 17
2019-10-24 18:00 | 3.3063 | 104207.254 | 18
2019-10-24 19:00 | 3.0169 | 95087.7481 | 19
2019-10-24 20:00 | 3.0574 | 96362.0856 | 20
2019-10-24 21:00 | 2.9359 | 92531.8463 | 21
2019-10-24 22:00 | 2.6539 | 83646.6862 | 22
2019-10-24 23:00 | 2.5122 | 79178.3522 | 23
2019-10-25 | 2.4552 | 77381.721 | 0
2019-10-25 01:00 | 2.3433 | 73856.0628 | 1
2019-10-25 02:00 | 2.2891 | 72148.9198 | 2
2019-10-25 03:00 | 2.2712 | 71582.2195 | 3
2019-10-25 04:00 | 2.4648 | 77683.8911 | 4
2019-10-25 05:00 | 2.6639 | 83960.0459 | 5
2019-10-25 06:00 | 3.2403 | 102127.3135 | 6
2019-10-25 07:00 | 3.6454 | 114895.7586 | 7
2019-10-25 08:00 | 4.1623 | 131187.2621 | 8
2019-10-25 09:00 | 4.4693 | 140861.9525 | 9
2019-10-25 10:00 | 4.4509 | 140283.0368 | 10
2019-10-25 11:00 | 4.2181 | 132946.6317 | 11
2019-10-25 12:00 | 4.0979 | 129157.4292 | 12
2019-10-25 13:00 | 3.9984 | 126021.8767 | 13
2019-10-25 14:00 | 3.9631 | 124909.992 | 14
2019-10-25 15:00 | 3.9972 | 125983.2984 | 15
2019-10-25 16:00 | 3.8136 | 120195.1645 | 16
2019-10-25 17:00 | 3.5521 | 111954.2658 | 17
2019-10-25 18:00 | 3.3415 | 105316.4638 | 18
2019-10-25 19:00 | 3.1478 | 99210.5037 | 19
2019-10-25 20:00 | 3.0636 | 96557.7734 | 20
2019-10-25 21:00 | 2.818 | 88817.1148 | 21
2019-10-25 22:00 | 2.6773 | 84382.9894 | 22
2019-10-25 23:00 | 2.5426 | 80137.2937 | 23
2019-10-26 | 2.5384 | 80003.7933 | 0
2019-10-26 01:00 | 2.5163 | 79308.8962 | 1
2019-10-26 02:00 | 2.3441 | 73881.2511 | 2
2019-10-26 03:00 | 2.247 | 70821.9601 | 3
2019-10-26 04:00 | 2.2882 | 72119.6689 | 4
2019-10-26 05:00 | 2.3221 | 73189.0965 | 5
2019-10-26 06:00 | 2.517 | 79329.1588 | 6
2019-10-26 07:00 | 2.7038 | 85218.8335 | 7
2019-10-26 08:00 | 2.8051 | 88411.8704 | 8
2019-10-26 09:00 | 2.8523 | 89897.8926 | 9
2019-10-26 10:00 | 3.1024 | 97781.2575 | 10
2019-10-26 11:00 | 2.9791 | 93894.1989 | 11
2019-10-26 12:00 | 2.9726 | 93690.4427 | 12
2019-10-26 13:00 | 3.009 | 94837.7194 | 13
2019-10-26 14:00 | 2.9172 | 91943.4447 | 14
2019-10-26 15:00 | 2.85 | 89824.8772 | 15
2019-10-26 16:00 | 2.7259 | 85915.6561 | 16
2019-10-26 17:00 | 2.701 | 85129.7409 | 17
2019-10-26 18:00 | 2.8353 | 89362.7196 | 18
2019-10-26 19:00 | 2.8519 | 89886.0317 | 19
2019-10-26 20:00 | 2.8101 | 88567.9433 | 20
2019-10-26 21:00 | 2.7155 | 85585.4756 | 21
2019-10-26 22:00 | 2.6021 | 82011.0542 | 22
2019-10-26 23:00 | 2.4596 | 77520.5532 | 23
2019-10-27 | 2.3649 | 74537.0304 | 0
2019-10-27 01:00 | 2.312 | 72870.6329 | 1
2019-10-27 02:00 | 2.231 | 70317.4659 | 2
2019-10-27 03:00 | 2.1038 | 66305.7787 | 3
2019-10-27 04:00 | 2.1163 | 66702.2412 | 4
2019-10-27 05:00 | 2.1312 | 67172.3283 | 5
2019-10-27 06:00 | 2.2137 | 69770.8063 | 6
2019-10-27 07:00 | 2.3492 | 74042.1116 | 7
2019-10-27 08:00 | 2.4447 | 77051.287 | 8
2019-10-27 09:00 | 2.5266 | 79632.9582 | 9
2019-10-27 10:00 | 2.6112 | 82298.2777 | 10
2019-10-27 11:00 | 2.6383 | 83154.1725 | 11
2019-10-27 12:00 | 2.5902 | 81639.0814 | 12
2019-10-27 13:00 | 2.3988 | 75605.6533 | 13
2019-10-27 14:00 | 2.5442 | 80188.9142 | 14
2019-10-27 15:00 | 2.6539 | 83646.0356 | 15
2019-10-27 16:00 | 2.7851 | 87781.3735 | 16
2019-10-27 17:00 | 2.8233 | 88983.4873 | 17
2019-10-27 18:00 | 2.8123 | 88639.2192 | 18
2019-10-27 19:00 | 2.765 | 87148.2769 | 19
2019-10-27 20:00 | 2.6274 | 82811.5138 | 20
2019-10-27 21:00 | 2.5102 | 79114.7668 | 21
2019-10-27 22:00 | 2.3679 | 74632.3522 | 22
2019-10-27 23:00 | 2.4086 | 75913.4452 | 23
2019-10-28 | 2.2662 | 71424.3983 | 0
2019-10-28 01:00 | 2.1799 | 68704.8645 | 1
2019-10-28 02:00 | 2.1656 | 68254.7216 | 2
2019-10-28 03:00 | 2.1763 | 68591.5102 | 3
2019-10-28 04:00 | 2.2787 | 71819.5125 | 4
2019-10-28 05:00 | 2.5088 | 79072.1782 | 5
2019-10-28 06:00 | 3.0202 | 95190.5979 | 6
2019-10-28 07:00 | 3.57 | 112517.3871 | 7
2019-10-28 08:00 | 4.1532 | 130901.3998 | 8
2019-10-28 09:00 | 4.4519 | 140314.8979 | 9
2019-10-28 10:00 | 4.4979 | 141765.6218 | 10
2019-10-28 11:00 | 4.3857 | 138228.2946 | 11
2019-10-28 12:00 | 4.3081 | 135780.7063 | 12
2019-10-28 13:00 | 4.2733 | 134684.1821 | 13
2019-10-28 14:00 | 4.4198 | 139303.0056 | 14
2019-10-28 15:00 | 4.297 | 135433.1775 | 15
2019-10-28 16:00 | 3.8242 | 120531.8765 | 16
2019-10-28 17:00 | 3.5023 | 110385.6255 | 17
2019-10-28 18:00 | 3.165 | 99755.2339 | 18
2019-10-28 19:00 | 3.2103 | 101181.0254 | 19
2019-10-28 20:00 | 3.0165 | 95074.6201 | 20
2019-10-28 21:00 | 2.9342 | 92479.9396 | 21
2019-10-28 22:00 | 2.7174 | 85647.1588 | 22
2019-10-28 23:00 | 2.5657 | 80866.0466 | 23
2019-10-29 | 2.5355 | 79912.8284 | 0
2019-10-29 01:00 | 2.3561 | 74258.7561 | 1
2019-10-29 02:00 | 2.297 | 72395.7413 | 2
2019-10-29 03:00 | 2.332 | 73499.4008 | 3
2019-10-29 04:00 | 2.2948 | 72326.5898 | 4
2019-10-29 05:00 | 2.56 | 80686.6909 | 5
2019-10-29 06:00 | 3.1617 | 99648.777 | 6
2019-10-29 07:00 | 3.624 | 114221.1909 | 7
2019-10-29 08:00 | 4.1221 | 129918.7351 | 8
2019-10-29 09:00 | 4.2732 | 134681.8432 | 9
2019-10-29 10:00 | 4.275 | 134739.3145 | 10
2019-10-29 11:00 | 4.2153 | 132856.4677 | 11
2019-10-29 12:00 | 4.2854 | 135066.1189 | 12
2019-10-29 13:00 | 4.453 | 140349.1986 | 13
2019-10-29 14:00 | 4.3736 | 137847.959 | 14
2019-10-29 15:00 | 4.2255 | 133177.2221 | 15
2019-10-29 16:00 | 3.7235 | 117355.4993 | 16
2019-10-29 17:00 | 3.4307 | 108128.4118 | 17
2019-10-29 18:00 | 3.283 | 103472.8482 | 18
2019-10-29 19:00 | 3.1444 | 99103.3877 | 19
2019-10-29 20:00 | 3.0759 | 96945.6792 | 20
2019-10-29 21:00 | 2.8951 | 91246.2157 | 21
2019-10-29 22:00 | 2.6763 | 84349.8723 | 22
2019-10-29 23:00 | 2.5509 | 80400.312 | 23
2019-10-30 | 2.4828 | 78252.0117 | 0
2019-10-30 01:00 | 2.3746 | 74842.7003 | 1
2019-10-30 02:00 | 2.3913 | 75370.1517 | 2
2019-10-30 03:00 | 2.3882 | 75270.2818 | 3
2019-10-30 04:00 | 2.4148 | 76108.0873 | 4
2019-10-30 05:00 | 2.5946 | 81777.0293 | 5
2019-10-30 06:00 | 3.1356 | 98827.9986 | 6
2019-10-30 07:00 | 3.5349 | 111412.0327 | 7
2019-10-30 08:00 | 4.0395 | 127315.7009 | 8
2019-10-30 09:00 | 4.168 | 131367.5776 | 9
2019-10-30 10:00 | 4.398 | 138615.3559 | 10
2019-10-30 11:00 | 4.3862 | 138242.8953 | 11
2019-10-30 12:00 | 4.2763 | 134780.4751 | 12
2019-10-30 13:00 | 4.2568 | 134166.2553 | 13
2019-10-30 14:00 | 4.2617 | 134318.6069 | 14
2019-10-30 15:00 | 4.039 | 127300.4157 | 15
2019-10-30 16:00 | 3.7163 | 117131.1736 | 16
2019-10-30 17:00 | 3.3259 | 104825.9795 | 17
2019-10-30 18:00 | 3.2457 | 102297.8449 | 18
2019-10-30 19:00 | 3.2959 | 103880.5432 | 19
2019-10-30 20:00 | 3.0479 | 96063.8944 | 20
2019-10-30 21:00 | 2.8495 | 89810.0317 | 21
2019-10-30 22:00 | 2.7832 | 87719.7463 | 22
2019-10-30 23:00 | 2.6293 | 82870.9147 | 23
2019-10-31 | 2.5205 | 79441.7045 | 0
2019-10-31 01:00 | 2.4928 | 78566.2784 | 1
2019-10-31 02:00 | 2.3457 | 73931.864 | 2
2019-10-31 03:00 | 2.2332 | 70386.5462 | 3
2019-10-31 04:00 | 2.3526 | 74149.1022 | 4
2019-10-31 05:00 | 2.5803 | 81326.2911 | 5
2019-10-31 06:00 | 3.0978 | 97637.1284 | 6
2019-10-31 07:00 | 3.659 | 115322.9279 | 7
2019-10-31 08:00 | 4.181 | 131777.6279 | 8
2019-10-31 09:00 | 4.3595 | 137403.5379 | 9
2019-10-31 10:00 | 4.3524 | 137176.8784 | 10
2019-10-31 11:00 | 4.2887 | 135171.742 | 11
2019-10-31 12:00 | 4.2515 | 133997.6546 | 12
2019-10-31 13:00 | 4.2948 | 135362.1584 | 13
2019-10-31 14:00 | 3.9369 | 124081.6402 | 14
2019-10-31 15:00 | 3.8071 | 119990.0872 | 15
2019-10-31 16:00 | 3.4757 | 109547.2641 | 16
2019-10-31 17:00 | 3.1886 | 100499.3921 | 17
2019-10-31 18:00 | 3.0114 | 94914.3178 | 18
2019-10-31 19:00 | 3.0941 | 97518.3904 | 19
2019-10-31 20:00 | 3.2043 | 100991.9869 | 20
2019-10-31 21:00 | 2.9425 | 92742.168 | 21
2019-10-31 22:00 | 2.6997 | 85087.2321 | 22
2019-10-31 23:00 | 2.6753 | 84320.6926 | 23
2019-11-01 | 2.327 | 73343.1119 | 0
2019-11-01 01:00 | 2.3013 | 72533.1861 | 1
2019-11-01 02:00 | 2.2519 | 70975.9345 | 2
2019-11-01 03:00 | 2.2907 | 72196.7295 | 3
2019-11-01 04:00 | 2.3337 | 73552.1893 | 4
2019-11-01 05:00 | 2.4082 | 75900.7007 | 5
2019-11-01 06:00 | 2.8559 | 90011.1378 | 6
2019-11-01 07:00 | 3.2651 | 102909.8193 | 7
2019-11-01 08:00 | 3.8812 | 122327.2231 | 8
2019-11-01 09:00 | 4.0799 | 128590.3132 | 9
2019-11-01 10:00 | 4.104 | 129349.433 | 10
2019-11-01 11:00 | 3.9819 | 125501.297 | 11
2019-11-01 12:00 | 3.9599 | 124808.4635 | 12
2019-11-01 13:00 | 3.8407 | 121051.7444 | 13
2019-11-01 14:00 | 3.6913 | 116341.977 | 14
2019-11-01 15:00 | 3.5203 | 110951.537 | 15
2019-11-01 16:00 | 3.2348 | 101952.7028 | 16
2019-11-01 17:00 | 3.0532 | 96230.7117 | 17
2019-11-01 18:00 | 2.8529 | 89918.4579 | 18
2019-11-01 19:00 | 2.8105 | 88580.8753 | 19
2019-11-01 20:00 | 2.8829 | 90862.3088 | 20
2019-11-01 21:00 | 2.8522 | 89895.484 | 21
2019-11-01 22:00 | 2.7518 | 86731.8346 | 22
2019-11-01 23:00 | 2.6158 | 82444.8039 | 23
2019-11-02 | 2.6296 | 82879.6155 | 0
2019-11-02 01:00 | 2.6097 | 82250.9914 | 1
2019-11-02 02:00 | 2.6776 | 84391.0788 | 2
2019-11-02 03:00 | 2.6797 | 84457.6763 | 3
2019-11-02 04:00 | 2.6925 | 84863.0229 | 4
2019-11-02 05:00 | 2.689 | 84750.711 | 5
2019-11-02 06:00 | 2.8892 | 91060.3452 | 6
2019-11-02 07:00 | 3.0537 | 96247.4569 | 7
2019-11-02 08:00 | 3.2729 | 103155.458 | 8
2019-11-02 09:00 | 3.2159 | 101357.0999 | 9
2019-11-02 10:00 | 3.2451 | 102279.4745 | 10
2019-11-02 11:00 | 3.0195 | 95167.0899 | 11
2019-11-02 12:00 | 2.9222 | 92102.3201 | 12
2019-11-02 13:00 | 2.7917 | 87987.6964 | 13
2019-11-02 14:00 | 2.7548 | 86824.7696 | 14
2019-11-02 15:00 | 2.6661 | 84028.6032 | 15
2019-11-02 16:00 | 2.4706 | 77869.0096 | 16
2019-11-02 17:00 | 2.3708 | 74723.3224 | 17
2019-11-02 18:00 | 2.4104 | 75970.6627 | 18
2019-11-02 19:00 | 2.4998 | 78789.7187 | 19
2019-11-02 20:00 | 2.5144 | 79249.3216 | 20
2019-11-02 21:00 | 2.4998 | 78789.7247 | 21
2019-11-02 22:00 | 2.4565 | 77422.2275 | 22
2019-11-02 23:00 | 2.3878 | 75257.6084 | 23
2019-11-03 | 2.4429 | 76995.2326 | 0
2019-11-03 01:00 | 2.3187 | 73081.3094 | 1
2019-11-03 02:00 | 2.3923 | 75399.0473 | 2
2019-11-03 03:00 | 2.4819 | 78223.6855 | 3
2019-11-03 04:00 | 2.5637 | 80802.7841 | 4
2019-11-03 05:00 | 2.5843 | 81453.0381 | 5
2019-11-03 06:00 | 2.7609 | 87018.5139 | 6
2019-11-03 07:00 | 2.7548 | 86826.3439 | 7
2019-11-03 08:00 | 2.8811 | 90805.6814 | 8
2019-11-03 09:00 | 2.7642 | 87121.3293 | 9
2019-11-03 10:00 | 2.728 | 85981.8609 | 10
2019-11-03 11:00 | 2.6249 | 82731.2363 | 11
2019-11-03 12:00 | 2.5086 | 79066.9085 | 12
2019-11-03 13:00 | 2.4179 | 76205.6787 | 13
2019-11-03 14:00 | 2.428 | 76526.3393 | 14
2019-11-03 15:00 | 2.4023 | 75716.4925 | 15
2019-11-03 16:00 | 2.526 | 79612.787 | 16
2019-11-03 17:00 | 2.56 | 80686.6132 | 17
2019-11-03 18:00 | 2.5442 | 80186.7287 | 18
2019-11-03 19:00 | 2.5169 | 79326.5677 | 19
2019-11-03 20:00 | 2.4692 | 77824.6932 | 20
2019-11-03 21:00 | 2.4871 | 78388.2153 | 21
2019-11-03 22:00 | 2.4767 | 78059.9605 | 22
2019-11-03 23:00 | 2.5525 | 80450.6663 | 23
2019-11-04 | 2.5398 | 80048.7756 | 0
2019-11-04 01:00 | 2.5186 | 79382.4045 | 1
2019-11-04 02:00 | 2.4516 | 77269.7439 | 2
2019-11-04 03:00 | 2.5319 | 79801.1122 | 3
2019-11-04 04:00 | 2.7387 | 86316.9105 | 4
2019-11-04 05:00 | 3.0765 | 96966.2255 | 5
2019-11-04 06:00 | 3.5064 | 110514.9068 | 6
2019-11-04 07:00 | 3.8922 | 122673.6943 | 7
2019-11-04 08:00 | 4.3224 | 136233.9328 | 8
2019-11-04 09:00 | 4.4233 | 139412.3853 | 9
2019-11-04 10:00 | 4.2899 | 135209.2047 | 10
2019-11-04 11:00 | 3.9722 | 125196.2067 | 11
2019-11-04 12:00 | 3.841 | 121060.3415 | 12
2019-11-04 13:00 | 3.6962 | 116496.8864 | 13
2019-11-04 14:00 | 3.7259 | 117432.1626 | 14
2019-11-04 15:00 | 3.4982 | 110256.8003 | 15
2019-11-04 16:00 | 3.2059 | 101044.3597 | 16
2019-11-04 17:00 | 2.9754 | 93777.167 | 17
2019-11-04 18:00 | 2.7423 | 86431.7263 | 18
2019-11-04 19:00 | 2.6816 | 84517.053 | 19
2019-11-04 20:00 | 2.6771 | 84377.3603 | 20
2019-11-04 21:00 | 2.6439 | 83329.5969 | 21
2019-11-04 22:00 | 2.5646 | 80829.7409 | 22
2019-11-04 23:00 | 2.537 | 79962.3334 | 23
2019-11-05 | 2.616 | 82452.1462 | 0
2019-11-05 01:00 | 2.5714 | 81045.466 | 1
2019-11-05 02:00 | 2.5461 | 80246.722 | 2
2019-11-05 03:00 | 2.505 | 78953.4365 | 3
2019-11-05 04:00 | 2.6273 | 82805.5022 | 4
2019-11-05 05:00 | 2.7579 | 86924.0729 | 5
2019-11-05 06:00 | 3.0991 | 97675.8241 | 6
2019-11-05 07:00 | 3.4766 | 109574.6032 | 7
2019-11-05 08:00 | 3.9316 | 123917.0811 | 8
2019-11-05 09:00 | 4.0326 | 127099.3321 | 9
2019-11-05 10:00 | 3.955 | 124654.2896 | 10
2019-11-05 11:00 | 3.84 | 121027.7331 | 11
2019-11-05 12:00 | 3.6889 | 116265.668 | 12
2019-11-05 13:00 | 3.6543 | 115177.2617 | 13
2019-11-05 14:00 | 3.6027 | 113548.5938 | 14
2019-11-05 15:00 | 3.5825 | 112911.798 | 15
2019-11-05 16:00 | 3.2403 | 102126.506 | 16
2019-11-05 17:00 | 3.0182 | 95125.7031 | 17
2019-11-05 18:00 | 2.927 | 92251.7056 | 18
2019-11-05 19:00 | 2.6852 | 84630.3085 | 19
2019-11-05 20:00 | 2.6855 | 84642.4059 | 20
2019-11-05 21:00 | 2.592 | 81693.3744 | 21
2019-11-05 22:00 | 2.5293 | 79716.8011 | 22
2019-11-05 23:00 | 2.4184 | 76223.3753 | 23
2019-11-06 | 2.3904 | 75341.6743 | 0
2019-11-06 01:00 | 2.4397 | 76895.0321 | 1
2019-11-06 02:00 | 2.4946 | 78624.7693 | 2
2019-11-06 03:00 | 2.5397 | 80045.3408 | 3
2019-11-06 04:00 | 2.6611 | 83871.2617 | 4
2019-11-06 05:00 | 2.8922 | 91156.4414 | 5
2019-11-06 06:00 | 3.4163 | 107673.7003 | 6
2019-11-06 07:00 | 3.8941 | 122733.1547 | 7
2019-11-06 08:00 | 4.4414 | 139984.8578 | 8
2019-11-06 09:00 | 4.4601 | 140573.7702 | 9
2019-11-06 10:00 | 4.2449 | 133791.2785 | 10
2019-11-06 11:00 | 4.0643 | 128098.0261 | 11
2019-11-06 12:00 | 3.8955 | 122779.0372 | 12
2019-11-06 13:00 | 3.7146 | 117075.3324 | 13
2019-11-06 14:00 | 3.727 | 117466.3631 | 14
2019-11-06 15:00 | 3.5694 | 112499.8321 | 15
2019-11-06 16:00 | 3.3192 | 104612.692 | 16
2019-11-06 17:00 | 3.2717 | 103117.3342 | 17
2019-11-06 18:00 | 3.117 | 98240.6946 | 18
2019-11-06 19:00 | 2.9062 | 91597.6601 | 19
2019-11-06 20:00 | 2.72 | 85729.168 | 20
2019-11-06 21:00 | 2.5705 | 81018.2085 | 21
2019-11-06 22:00 | 2.479 | 78132.4985 | 22
2019-11-06 23:00 | 2.4196 | 76261.1722 | 23
2019-11-07 | 2.2853 | 72026.8719 | 0
2019-11-07 01:00 | 2.2718 | 71601.2236 | 1
2019-11-07 02:00 | 2.1424 | 67525.1002 | 2
2019-11-07 03:00 | 2.1868 | 68924.6469 | 3
2019-11-07 04:00 | 2.3021 | 72555.9377 | 4
2019-11-07 05:00 | 2.5553 | 80536.9425 | 5
2019-11-07 06:00 | 2.9804 | 93935.7203 | 6
2019-11-07 07:00 | 3.4167 | 107688.4505 | 7
2019-11-07 08:00 | 3.9218 | 123606.8923 | 8
2019-11-07 09:00 | 4.1136 | 129650.6265 | 9
2019-11-07 10:00 | 4.0234 | 126809.6897 | 10
2019-11-07 11:00 | 3.9453 | 124347.3954 | 11
2019-11-07 12:00 | 3.9003 | 122929.4429 | 12
2019-11-07 13:00 | 3.8654 | 121829.2736 | 13
2019-11-07 14:00 | 3.8593 | 121637.9796 | 14
2019-11-07 15:00 | 3.6544 | 115177.7473 | 15
2019-11-07 16:00 | 3.3692 | 106189.1764 | 16
2019-11-07 17:00 | 3.3009 | 104035.9598 | 17
2019-11-07 18:00 | 3.085 | 97233.7099 | 18
2019-11-07 19:00 | 2.9219 | 92093.1502 | 19
2019-11-07 20:00 | 2.9966 | 94445.9525 | 20
2019-11-07 21:00 | 2.8645 | 90282.1351 | 21
2019-11-07 22:00 | 2.7693 | 87281.3446 | 22
2019-11-07 23:00 | 2.8597 | 90130.191 | 23
2019-11-08 | 2.9197 | 92022.913 | 0
2019-11-08 01:00 | 2.8777 | 90699.9991 | 1
2019-11-08 02:00 | 2.8093 | 88542.5895 | 2
2019-11-08 03:00 | 2.8935 | 91196.0953 | 3
2019-11-08 04:00 | 2.9514 | 93020.4358 | 4
2019-11-08 05:00 | 3.1028 | 97794.0065 | 5
2019-11-08 06:00 | 3.6653 | 115520.8742 | 6
2019-11-08 07:00 | 4.1181 | 129793.5842 | 7
2019-11-08 08:00 | 4.4757 | 141064.6207 | 8
2019-11-08 09:00 | 4.549 | 143376.0696 | 9
2019-11-08 10:00 | 4.6758 | 147370.9248 | 10
2019-11-08 11:00 | 4.5499 | 143403.0156 | 11
2019-11-08 12:00 | 4.3912 | 138400.2182 | 12
2019-11-08 13:00 | 4.0629 | 128054.0582 | 13
2019-11-08 14:00 | 4.0465 | 127536.5054 | 14
2019-11-08 15:00 | 3.8013 | 119807.3828 | 15
2019-11-08 16:00 | 3.7028 | 116705.4867 | 16
2019-11-08 17:00 | 3.4878 | 109927.3092 | 17
2019-11-08 18:00 | 3.4463 | 108618.5258 | 18
2019-11-08 19:00 | 3.2852 | 103541.7232 | 19
2019-11-08 20:00 | 3.3479 | 105519.1432 | 20
2019-11-08 21:00 | 3.36 | 105900.9842 | 21
2019-11-08 22:00 | 3.2383 | 102063.6504 | 22
2019-11-08 23:00 | 3.2653 | 102916.2762 | 23
2019-11-09 | 3.3357 | 105135.0765 | 0
2019-11-09 01:00 | 3.2478 | 102362.3566 | 1
2019-11-09 02:00 | 3.2859 | 103564.881 | 2
2019-11-09 03:00 | 3.1859 | 100411.339 | 3
2019-11-09 04:00 | 3.2999 | 104006.7965 | 4
2019-11-09 05:00 | 3.3519 | 105645.4407 | 5
2019-11-09 06:00 | 3.6361 | 114603.0846 | 6
2019-11-09 07:00 | 3.7194 | 117228.6773 | 7
2019-11-09 08:00 | 3.7446 | 118021.7116 | 8
2019-11-09 09:00 | 3.8175 | 120318.656 | 9
2019-11-09 10:00 | 3.5909 | 113177.0777 | 10
2019-11-09 11:00 | 3.3315 | 105002.9818 | 11
2019-11-09 12:00 | 3.2114 | 101216.1423 | 12
2019-11-09 13:00 | 3.0912 | 97426.6284 | 13
2019-11-09 14:00 | 3.0106 | 94888.8797 | 14
2019-11-09 15:00 | 2.9586 | 93249.2968 | 15
2019-11-09 16:00 | 2.8789 | 90737.5565 | 16
2019-11-09 17:00 | 2.8199 | 88877.9611 | 17
2019-11-09 18:00 | 2.9662 | 93488.1855 | 18
2019-11-09 19:00 | 2.9904 | 94251.8679 | 19
2019-11-09 20:00 | 2.9737 | 93723.7361 | 20
2019-11-09 21:00 | 2.9854 | 94092.4599 | 21
2019-11-09 22:00 | 2.8791 | 90743.0969 | 22
2019-11-09 23:00 | 2.9248 | 92182.9204 | 23
2019-11-10 | 2.8935 | 91198.4755 | 0
2019-11-10 01:00 | 2.8478 | 89756.1931 | 1
2019-11-10 02:00 | 2.7404 | 86371.8991 | 2
2019-11-10 03:00 | 2.7593 | 86968.5972 | 3
2019-11-10 04:00 | 2.8056 | 88427.1613 | 4
2019-11-10 05:00 | 2.883 | 90867.1281 | 5
2019-11-10 06:00 | 2.9677 | 93534.3044 | 6
2019-11-10 07:00 | 3.0096 | 94855.8331 | 7
2019-11-10 08:00 | 3.0837 | 97193.1986 | 8
2019-11-10 09:00 | 3.053 | 96224.7079 | 9
2019-11-10 10:00 | 2.8647 | 90290.0587 | 10
2019-11-10 11:00 | 2.7589 | 86953.4683 | 11
2019-11-10 12:00 | 2.5634 | 80792.9762 | 12
2019-11-10 13:00 | 2.6318 | 82948.2408 | 13
2019-11-10 14:00 | 2.6258 | 82759.4544 | 14
2019-11-10 15:00 | 2.6158 | 82445.2826 | 15
2019-11-10 16:00 | 2.647 | 83427.2414 | 16
2019-11-10 17:00 | 2.6263 | 82776.8953 | 17
2019-11-10 18:00 | 2.6577 | 83765.1529 | 18
2019-11-10 19:00 | 2.6719 | 84212.1616 | 19
2019-11-10 20:00 | 2.5718 | 81056.4727 | 20
2019-11-10 21:00 | 2.5636 | 80799.3833 | 21
2019-11-10 22:00 | 2.4667 | 77744.9918 | 22
2019-11-10 23:00 | 2.4684 | 77799.8261 | 23
2019-11-11 | 2.3814 | 75058.176 | 0
2019-11-11 01:00 | 2.4208 | 76297.0643 | 1
2019-11-11 02:00 | 2.4244 | 76411.8884 | 2
2019-11-11 03:00 | 2.5313 | 79781.563 | 3
2019-11-11 04:00 | 2.7089 | 85379.7237 | 4
2019-11-11 05:00 | 2.9921 | 94305.4941 | 5
2019-11-11 06:00 | 3.5024 | 110389.3841 | 6
2019-11-11 07:00 | 3.9305 | 123880.1612 | 7
2019-11-11 08:00 | 4.1702 | 131435.9957 | 8
2019-11-11 09:00 | 4.1768 | 131643.7619 | 9
2019-11-11 10:00 | 4.0786 | 128550.29 | 10
2019-11-11 11:00 | 3.9172 | 123463.3347 | 11
2019-11-11 12:00 | 3.8615 | 121705.8248 | 12
2019-11-11 13:00 | 3.7153 | 117097.2265 | 13
2019-11-11 14:00 | 3.6163 | 113978.9928 | 14
2019-11-11 15:00 | 3.4827 | 109767.4502 | 15
2019-11-11 16:00 | 3.2505 | 102449.0993 | 16
2019-11-11 17:00 | 3.1192 | 98311.0831 | 17
2019-11-11 18:00 | 2.9627 | 93378.8028 | 18
2019-11-11 19:00 | 2.8397 | 89502.6864 | 19
2019-11-11 20:00 | 2.7253 | 85895.3611 | 20
2019-11-11 21:00 | 2.5984 | 81895.0639 | 21
2019-11-11 22:00 | 2.4866 | 78373.4609 | 22
2019-11-11 23:00 | 2.4603 | 77543.2386 | 23
2019-11-12 | 2.5905 | 81645.7403 | 0
2019-11-12 01:00 | 2.6427 | 83293.633 | 1
2019-11-12 02:00 | 2.7237 | 85845.5502 | 2
2019-11-12 03:00 | 2.8207 | 88901.8454 | 3
2019-11-12 04:00 | 2.8769 | 90672.6154 | 4
2019-11-12 05:00 | 3.1065 | 97910.7539 | 5
2019-11-12 06:00 | 3.5604 | 112215.5234 | 6
2019-11-12 07:00 | 3.8934 | 122711.6053 | 7
2019-11-12 08:00 | 4.4105 | 139008.6692 | 8
2019-11-12 09:00 | 4.6115 | 145344.19 | 9
2019-11-12 10:00 | 4.6044 | 145122.2563 | 10
2019-11-12 11:00 | 4.4996 | 141819.0048 | 11
2019-11-12 12:00 | 4.6735 | 147298.0672 | 12
2019-11-12 13:00 | 4.5685 | 143988.3208 | 13
2019-11-12 14:00 | 4.5505 | 143422.1427 | 14
2019-11-12 15:00 | 4.364 | 137544.5621 | 15
2019-11-12 16:00 | 4.2014 | 132419.3528 | 16
2019-11-12 17:00 | 4.1058 | 129407.3598 | 17
2019-11-12 18:00 | 4.1178 | 129783.7115 | 18
2019-11-12 19:00 | 4.1152 | 129703.3346 | 19
2019-11-12 20:00 | 4.0247 | 126850.5124 | 20
2019-11-12 21:00 | 3.8259 | 120582.8902 | 21
2019-11-12 22:00 | 3.8413 | 121070.7425 | 22
2019-11-12 23:00 | 3.9026 | 123002.0276 | 23
2019-11-13 | 3.8449 | 121183.5994 | 0
2019-11-13 01:00 | 3.8386 | 120985.8511 | 1
2019-11-13 02:00 | 3.781 | 119169.4205 | 2
2019-11-13 03:00 | 3.7746 | 118967.9285 | 3
2019-11-13 04:00 | 3.968 | 125063.9133 | 4
2019-11-13 05:00 | 4.1815 | 131791.2687 | 5
2019-11-13 06:00 | 4.7916 | 151020.1787 | 6
2019-11-13 07:00 | 5.111 | 161086.6255 | 7
2019-11-13 08:00 | 5.2792 | 166389.5699 | 8
2019-11-13 09:00 | 5.3508 | 168644.2855 | 9
2019-11-13 10:00 | 5.2092 | 164182.6345 | 10
2019-11-13 11:00 | 4.9703 | 156652.893 | 11
2019-11-13 12:00 | 4.7721 | 150407.8129 | 12
2019-11-13 13:00 | 4.6135 | 145408.525 | 13
2019-11-13 14:00 | 4.4898 | 141510.2884 | 14
2019-11-13 15:00 | 4.1806 | 131764.5232 | 15
2019-11-13 16:00 | 3.9629 | 124901.3982 | 16
2019-11-13 17:00 | 3.9918 | 125813.0835 | 17
2019-11-13 18:00 | 4.2338 | 133438.8715 | 18
2019-11-13 19:00 | 4.0397 | 127322.8919 | 19
2019-11-13 20:00 | 3.8469 | 121246.7269 | 20
2019-11-13 21:00 | 3.7967 | 119663.4869 | 21
2019-11-13 22:00 | 3.7386 | 117833.4753 | 22
2019-11-13 23:00 | 3.8928 | 122693.0976 | 23
2019-11-14 | 3.846 | 121216.7053 | 0
2019-11-14 01:00 | 3.6586 | 115311.3821 | 1
2019-11-14 02:00 | 3.5565 | 112094.1064 | 2
2019-11-14 03:00 | 3.6368 | 114624.3499 | 3
2019-11-14 04:00 | 3.7777 | 119063.9175 | 4
2019-11-14 05:00 | 3.9687 | 125083.9774 | 5
2019-11-14 06:00 | 4.5483 | 143352.9511 | 6
2019-11-14 07:00 | 5.067 | 159702.0141 | 7
2019-11-14 08:00 | 5.4248 | 170977.137 | 8
2019-11-14 09:00 | 5.4394 | 171438.4393 | 9
2019-11-14 10:00 | 5.2056 | 164069.3411 | 10
2019-11-14 11:00 | 4.9247 | 155217.5368 | 11
2019-11-14 12:00 | 4.6495 | 146541.2034 | 12
2019-11-14 13:00 | 4.526 | 142650.7954 | 13
2019-11-14 14:00 | 4.18 | 131745.9931 | 14
2019-11-14 15:00 | 4.1238 | 129973.7834 | 15
2019-11-14 16:00 | 3.7417 | 117930.0779 | 16
2019-11-14 17:00 | 3.6469 | 114941.9347 | 17
2019-11-14 18:00 | 3.5264 | 111146.0351 | 18
2019-11-14 19:00 | 3.5499 | 111883.7782 | 19
2019-11-14 20:00 | 3.5481 | 111829.8247 | 20
2019-11-14 21:00 | 3.562 | 112268.1399 | 21
2019-11-14 22:00 | 3.4266 | 107999.9439 | 22
2019-11-14 23:00 | 3.4079 | 107409.7325 | 23
2019-11-15 | 3.3482 | 105528.7209 | 0
2019-11-15 01:00 | 3.3086 | 104280.3487 | 1
2019-11-15 02:00 | 3.1586 | 99551.921 | 2
2019-11-15 03:00 | 3.3435 | 105380.4295 | 3
2019-11-15 04:00 | 3.4809 | 109710.0133 | 4
2019-11-15 05:00 | 3.5875 | 113070.8292 | 5
2019-11-15 06:00 | 4.0854 | 128762.703 | 6
2019-11-15 07:00 | 4.5925 | 144745.8678 | 7
2019-11-15 08:00 | 4.9306 | 155401.2219 | 8
2019-11-15 09:00 | 4.9009 | 154464.7199 | 9
2019-11-15 10:00 | 4.6754 | 147358.2421 | 10
2019-11-15 11:00 | 4.4441 | 140069.4613 | 11
2019-11-15 12:00 | 4.3064 | 135729.8528 | 12
2019-11-15 13:00 | 4.0811 | 128626.9266 | 13
2019-11-15 14:00 | 3.9465 | 124386.1867 | 14
2019-11-15 15:00 | 3.8514 | 121387.4234 | 15
2019-11-15 16:00 | 3.4663 | 109251.276 | 16
2019-11-15 17:00 | 3.2812 | 103415.2772 | 17
2019-11-15 18:00 | 3.1888 | 100502.782 | 18
2019-11-15 19:00 | 3.1635 | 99706.7781 | 19
2019-11-15 20:00 | 3.2567 | 102644.9809 | 20
2019-11-15 21:00 | 3.2291 | 101772.9462 | 21
2019-11-15 22:00 | 3.1721 | 99977.9117 | 22
2019-11-15 23:00 | 3.1983 | 100802.1262 | 23
2019-11-16 | 3.2606 | 102767.4347 | 0
2019-11-16 01:00 | 3.1997 | 100847.1688 | 1
2019-11-16 02:00 | 3.2357 | 101983.5429 | 2
2019-11-16 03:00 | 3.192 | 100605.4527 | 3
2019-11-16 04:00 | 3.2588 | 102709.9944 | 4
2019-11-16 05:00 | 3.349 | 105553.5239 | 5
2019-11-16 06:00 | 3.5216 | 110992.1198 | 6
2019-11-16 07:00 | 3.7512 | 118231.0807 | 7
2019-11-16 08:00 | 3.8153 | 120250.8234 | 8
2019-11-16 09:00 | 3.8263 | 120597.6475 | 9
2019-11-16 10:00 | 3.835 | 120870.87 | 10
2019-11-16 11:00 | 3.4735 | 109477.57 | 11
2019-11-16 12:00 | 3.2976 | 103933.8002 | 12
2019-11-16 13:00 | 3.0762 | 96956.714 | 13
2019-11-16 14:00 | 2.9444 | 92802.4488 | 14
2019-11-16 15:00 | 2.8472 | 89738.0105 | 15
2019-11-16 16:00 | 2.8683 | 90402.9781 | 16
2019-11-16 17:00 | 2.9021 | 91468.8375 | 17
2019-11-16 18:00 | 3.05 | 96128.207 | 18
2019-11-16 19:00 | 3.1655 | 99770.856 | 19
2019-11-16 20:00 | 3.1477 | 99208.1832 | 20
2019-11-16 21:00 | 3.168 | 99849.4142 | 21
2019-11-16 22:00 | 3.1856 | 100404.6374 | 22
2019-11-16 23:00 | 3.2134 | 101280.3905 | 23
2019-11-17 | 3.2065 | 101061.161 | 0
2019-11-17 01:00 | 3.1885 | 100493.8853 | 1
2019-11-17 02:00 | 3.1563 | 99478.3574 | 2
2019-11-17 03:00 | 3.2131 | 101270.3546 | 3
2019-11-17 04:00 | 3.297 | 103915.1161 | 4
2019-11-17 05:00 | 3.336 | 105143.7686 | 5
2019-11-17 06:00 | 3.4929 | 110088.7004 | 6
2019-11-17 07:00 | 3.6878 | 116232.2749 | 7
2019-11-17 08:00 | 3.757 | 118411.6164 | 8
2019-11-17 09:00 | 3.5998 | 113458.7431 | 9
2019-11-17 10:00 | 3.3807 | 106553.9265 | 10
2019-11-17 11:00 | 3.091 | 97421.1556 | 11
2019-11-17 12:00 | 2.8909 | 91113.5525 | 12
2019-11-17 13:00 | 2.7029 | 85188.7544 | 13
2019-11-17 14:00 | 2.6744 | 84291.6197 | 14
2019-11-17 15:00 | 2.5443 | 80190.9096 | 15
2019-11-17 16:00 | 2.6799 | 84463.4108 | 16
2019-11-17 17:00 | 2.7793 | 87598.1158 | 17
2019-11-17 18:00 | 2.7967 | 88146.6613 | 18
2019-11-17 19:00 | 2.74 | 86358.1341 | 19
2019-11-17 20:00 | 2.6901 | 84787.7775 | 20
2019-11-17 21:00 | 2.7916 | 87986.3999 | 21
2019-11-17 22:00 | 2.6453 | 83373.0989 | 22
2019-11-17 23:00 | 2.6261 | 82768.8443 | 23
2019-11-18 | 2.7182 | 85672.2237 | 0
2019-11-18 01:00 | 2.7486 | 86629.621 | 1
2019-11-18 02:00 | 2.6239 | 82699.9162 | 2
2019-11-18 03:00 | 2.6861 | 84658.7642 | 3
2019-11-18 04:00 | 2.812 | 88629.7587 | 4
2019-11-18 05:00 | 3.1746 | 100055.4315 | 5
2019-11-18 06:00 | 3.7249 | 117399.8145 | 6
2019-11-18 07:00 | 4.253 | 134045.5007 | 7
2019-11-18 08:00 | 4.5875 | 144589.046 | 8
2019-11-18 09:00 | 4.7886 | 150924.8942 | 9
2019-11-18 10:00 | 4.4469 | 140155.4555 | 10
2019-11-18 11:00 | 4.2438 | 133756.005 | 11
2019-11-18 12:00 | 4.1427 | 130568.4891 | 12
2019-11-18 13:00 | 4.0422 | 127403.0755 | 13
2019-11-18 14:00 | 3.9429 | 124272.5669 | 14
2019-11-18 15:00 | 3.7313 | 117603.0913 | 15
2019-11-18 16:00 | 3.4737 | 109482.5247 | 16
2019-11-18 17:00 | 3.3657 | 106078.5012 | 17
2019-11-18 18:00 | 3.209 | 101140.1566 | 18
2019-11-18 19:00 | 3.0063 | 94751.841 | 19
2019-11-18 20:00 | 3.0023 | 94626.476 | 20
2019-11-18 21:00 | 2.9607 | 93315.5646 | 21
2019-11-18 22:00 | 2.799 | 88220.0612 | 22
2019-11-18 23:00 | 2.738 | 86295.5282 | 23
2019-11-19 | 2.7124 | 85488.7708 | 0
2019-11-19 01:00 | 2.6507 | 83543.5109 | 1
2019-11-19 02:00 | 2.5447 | 80202.3973 | 2
2019-11-19 03:00 | 2.5817 | 81369.8157 | 3
2019-11-19 04:00 | 2.6342 | 83025.4481 | 4
2019-11-19 05:00 | 2.8815 | 90817.3451 | 5
2019-11-19 06:00 | 3.3725 | 106292.6437 | 6
2019-11-19 07:00 | 3.8292 | 120686.7637 | 7
2019-11-19 08:00 | 4.1612 | 131152.8931 | 8
2019-11-19 09:00 | 4.3058 | 135710.5817 | 9
2019-11-19 10:00 | 4.1952 | 132222.9999 | 10
2019-11-19 11:00 | 4.122 | 129916.017 | 11
2019-11-19 12:00 | 3.9086 | 123189.3305 | 12
2019-11-19 13:00 | 3.877 | 122194.3763 | 13
2019-11-19 14:00 | 3.8433 | 121132.3191 | 14
2019-11-19 15:00 | 3.581 | 112864.8314 | 15
2019-11-19 16:00 | 3.3681 | 106155.436 | 16
2019-11-19 17:00 | 3.3092 | 104299.316 | 17
2019-11-19 18:00 | 3.0795 | 97058.1783 | 18
2019-11-19 19:00 | 3.0027 | 94639.5384 | 19
2019-11-19 20:00 | 2.8706 | 90473.8202 | 20
2019-11-19 21:00 | 2.7376 | 86282.8106 | 21
2019-11-19 22:00 | 2.6676 | 84077.5062 | 22
2019-11-19 23:00 | 2.612 | 82323.2991 | 23
2019-11-20 | 2.5874 | 81549.6707 | 0
2019-11-20 01:00 | 2.5416 | 80106.4453 | 1
2019-11-20 02:00 | 2.4526 | 77300.3329 | 2
2019-11-20 03:00 | 2.3374 | 73668.9729 | 3
2019-11-20 04:00 | 2.4496 | 77207.3425 | 4
2019-11-20 05:00 | 2.6817 | 84521.6295 | 5
2019-11-20 06:00 | 3.268 | 103001.7505 | 6
2019-11-20 07:00 | 3.6362 | 114606.1468 | 7
2019-11-20 08:00 | 3.9918 | 125812.317 | 8
2019-11-20 09:00 | 4.2173 | 132920.5436 | 9
2019-11-20 10:00 | 4.3288 | 136436.0473 | 10
2019-11-20 11:00 | 4.2411 | 133670.3569 | 11
2019-11-20 12:00 | 4.1646 | 131259.5078 | 12
2019-11-20 13:00 | 4.126 | 130043.202 | 13
2019-11-20 14:00 | 4.0888 | 128869.3603 | 14
2019-11-20 15:00 | 3.6608 | 115379.6723 | 15
2019-11-20 16:00 | 3.4128 | 107564.3361 | 16
2019-11-20 17:00 | 3.4526 | 108819.2257 | 17
2019-11-20 18:00 | 3.3138 | 104443.4917 | 18
2019-11-20 19:00 | 3.1917 | 100597.1316 | 19
2019-11-20 20:00 | 3.0323 | 95571.8423 | 20
2019-11-20 21:00 | 2.9918 | 94295.6083 | 21
2019-11-20 22:00 | 2.8216 | 88931.9208 | 22
2019-11-20 23:00 | 2.7631 | 87087.8271 | 23
2019-11-21 | 2.7713 | 87346.4429 | 0
2019-11-21 01:00 | 2.7595 | 86974.828 | 1
2019-11-21 02:00 | 2.6143 | 82396.8848 | 2
2019-11-21 03:00 | 2.5808 | 81341.0498 | 3
2019-11-21 04:00 | 2.7319 | 86103.2388 | 4
2019-11-21 05:00 | 3.0712 | 96797.1262 | 5
2019-11-21 06:00 | 3.667 | 115574.4586 | 6
2019-11-21 07:00 | 4.1076 | 129462.8432 | 7
2019-11-21 08:00 | 4.3344 | 136609.8833 | 8
2019-11-21 09:00 | 4.5229 | 142552.4505 | 9
2019-11-21 10:00 | 4.3322 | 136540.5422 | 10
2019-11-21 11:00 | 4.2145 | 132831.7483 | 11
2019-11-21 12:00 | 4.0234 | 126807.6089 | 12
2019-11-21 13:00 | 3.9801 | 125443.758 | 13
2019-11-21 14:00 | 3.9043 | 123053.8989 | 14
2019-11-21 15:00 | 3.7283 | 117508.3251 | 15
2019-11-21 16:00 | 3.4142 | 107607.1214 | 16
2019-11-21 17:00 | 3.4042 | 107294.6451 | 17
2019-11-21 18:00 | 3.2841 | 103507.5285 | 18
2019-11-21 19:00 | 3.1479 | 99216.2741 | 19
2019-11-21 20:00 | 2.9643 | 93429.9348 | 20
2019-11-21 21:00 | 2.838 | 89446.9479 | 21
2019-11-21 22:00 | 2.6195 | 82562.0084 | 22
2019-11-21 23:00 | 2.5176 | 79348.1135 | 23
2019-11-22 | 2.4247 | 76421.1928 | 0
2019-11-22 01:00 | 2.3583 | 74327.2246 | 1
2019-11-22 02:00 | 2.425 | 76431.9 | 2
2019-11-22 03:00 | 2.3206 | 73141.8813 | 3
2019-11-22 04:00 | 2.3805 | 75029.4012 | 4
2019-11-22 05:00 | 2.5349 | 79894.4129 | 5
2019-11-22 06:00 | 2.8861 | 90964.1124 | 6
2019-11-22 07:00 | 3.3363 | 105153.6204 | 7
2019-11-22 08:00 | 3.8216 | 120447.4751 | 8
2019-11-22 09:00 | 3.9233 | 123652.8643 | 9
2019-11-22 10:00 | 3.9577 | 124739.2957 | 10
2019-11-22 11:00 | 3.9218 | 123607.2488 | 11
2019-11-22 12:00 | 3.8331 | 120812.2472 | 12
2019-11-22 13:00 | 3.7656 | 118684.0345 | 13
2019-11-22 14:00 | 3.7699 | 118817.847 | 14
2019-11-22 15:00 | 3.6062 | 113658.69 | 15
2019-11-22 16:00 | 3.3138 | 104444.8001 | 16
2019-11-22 17:00 | 3.2737 | 103179.6595 | 17
2019-11-22 18:00 | 3.0848 | 97226.438 | 18
2019-11-22 19:00 | 2.9209 | 92059.3227 | 19
2019-11-22 20:00 | 2.8959 | 91271.0466 | 20
2019-11-22 21:00 | 2.9211 | 92067.526 | 21
2019-11-22 22:00 | 2.705 | 85256.6904 | 22
2019-11-22 23:00 | 2.7851 | 87779.99 | 23
2019-11-23 | 2.7843 | 87753.6318 | 0
2019-11-23 01:00 | 2.7139 | 85537.0114 | 1
2019-11-23 02:00 | 2.606 | 82136.6089 | 2
2019-11-23 03:00 | 2.6059 | 82131.5465 | 3
2019-11-23 04:00 | 2.6321 | 82959.1279 | 4
2019-11-23 05:00 | 2.7068 | 85311.8935 | 5
2019-11-23 06:00 | 2.9239 | 92154.005 | 6
2019-11-23 07:00 | 2.8709 | 90485.6804 | 7
2019-11-23 08:00 | 3.0834 | 97181.9154 | 8
2019-11-23 09:00 | 3.0616 | 96493.958 | 9
2019-11-23 10:00 | 3.1687 | 99869.0846 | 10
2019-11-23 11:00 | 3.1686 | 99867.504 | 11
2019-11-23 12:00 | 3.0453 | 95980.9203 | 12
2019-11-23 13:00 | 2.972 | 93672.5488 | 13
2019-11-23 14:00 | 2.9255 | 92204.592 | 14
2019-11-23 15:00 | 2.9128 | 91804.6116 | 15
2019-11-23 16:00 | 2.8329 | 89286.7329 | 16
2019-11-23 17:00 | 2.8938 | 91207.1325 | 17
2019-11-23 18:00 | 2.9368 | 92560.5451 | 18
2019-11-23 19:00 | 2.8554 | 89995.7341 | 19
2019-11-23 20:00 | 2.8075 | 88484.9001 | 20
2019-11-23 21:00 | 2.7285 | 85995.1667 | 21
2019-11-23 22:00 | 2.5996 | 81934.8091 | 22
2019-11-23 23:00 | 2.5194 | 79406.5104 | 23
2019-11-24 | 2.6066 | 82155.0391 | 0
2019-11-24 01:00 | 2.6691 | 84122.7673 | 1
2019-11-24 02:00 | 2.7008 | 85124.2933 | 2
2019-11-24 03:00 | 2.5915 | 81677.2129 | 3
2019-11-24 04:00 | 2.6526 | 83603.7176 | 4
2019-11-24 05:00 | 2.7213 | 85770.3748 | 5
2019-11-24 06:00 | 2.8733 | 90559.1763 | 6
2019-11-24 07:00 | 2.9477 | 92905.6344 | 7
2019-11-24 08:00 | 2.9833 | 94026.2442 | 8
2019-11-24 09:00 | 2.9928 | 94327.3129 | 9
2019-11-24 10:00 | 3.0173 | 95100.3789 | 10
2019-11-24 11:00 | 2.9672 | 93519.4794 | 11
2019-11-24 12:00 | 2.9191 | 92003.4472 | 12
2019-11-24 13:00 | 2.7369 | 86259.8253 | 13
2019-11-24 14:00 | 2.6388 | 83170.6321 | 14
2019-11-24 15:00 | 2.6538 | 83640.9546 | 15
2019-11-24 16:00 | 2.7153 | 85580.2361 | 16
2019-11-24 17:00 | 2.8719 | 90515.3202 | 17
2019-11-24 18:00 | 2.9141 | 91845.1273 | 18
2019-11-24 19:00 | 2.8409 | 89540.6471 | 19
2019-11-24 20:00 | 2.8786 | 90728.1018 | 20
2019-11-24 21:00 | 2.8974 | 91321.3996 | 21
2019-11-24 22:00 | 2.9012 | 91440.2423 | 22
2019-11-24 23:00 | 2.911 | 91749.5217 | 23
2019-11-25 | 2.9162 | 91912.0697 | 0
2019-11-25 01:00 | 2.9028 | 91491.1954 | 1
2019-11-25 02:00 | 2.9059 | 91588.8945 | 2
2019-11-25 03:00 | 2.8257 | 89059.5635 | 3
2019-11-25 04:00 | 3.1452 | 99130.2742 | 4
2019-11-25 05:00 | 3.3555 | 105758.973 | 5
2019-11-25 06:00 | 3.9471 | 124403.3052 | 6
2019-11-25 07:00 | 4.4638 | 140690.6556 | 7
2019-11-25 08:00 | 4.806 | 151475.4344 | 8
2019-11-25 09:00 | 4.7616 | 150076.2153 | 9
2019-11-25 10:00 | 4.5409 | 143118.7998 | 10
2019-11-25 11:00 | 4.3533 | 137207.8982 | 11
2019-11-25 12:00 | 4.179 | 131712.1339 | 12
2019-11-25 13:00 | 4.0233 | 126806.2679 | 13
2019-11-25 14:00 | 3.8292 | 120688.9196 | 14
2019-11-25 15:00 | 3.6263 | 114293.5534 | 15
2019-11-25 16:00 | 3.3573 | 105813.409 | 16
2019-11-25 17:00 | 3.225 | 101644.1419 | 17
2019-11-25 18:00 | 3.2367 | 102012.902 | 18
2019-11-25 19:00 | 3.2359 | 101987.7688 | 19
2019-11-25 20:00 | 3.199 | 100824.0732 | 20
2019-11-25 21:00 | 3.1877 | 100468.9457 | 21
2019-11-25 22:00 | 2.911 | 91750.0281 | 22
2019-11-25 23:00 | 2.8426 | 89591.1135 | 23
2019-11-26 | 2.7723 | 87376.5438 | 0
2019-11-26 01:00 | 2.8051 | 88411.508 | 1
2019-11-26 02:00 | 2.8677 | 90382.5244 | 2
2019-11-26 03:00 | 2.8825 | 90850.0817 | 3
2019-11-26 04:00 | 3.1251 | 98497.7035 | 4
2019-11-26 05:00 | 3.3207 | 104661.0298 | 5
2019-11-26 06:00 | 3.8714 | 122018.0368 | 6
2019-11-26 07:00 | 4.2195 | 132990.314 | 7
2019-11-26 08:00 | 4.807 | 151507.2352 | 8
2019-11-26 09:00 | 4.7051 | 148296.1809 | 9
2019-11-26 10:00 | 4.5514 | 143449.5128 | 10
2019-11-26 11:00 | 4.228 | 133256.0042 | 11
2019-11-26 12:00 | 3.9884 | 125704.4995 | 12
2019-11-26 13:00 | 3.8761 | 122167.3151 | 13
2019-11-26 14:00 | 3.8022 | 119838.0112 | 14
2019-11-26 15:00 | 3.6391 | 114697.5229 | 15
2019-11-26 16:00 | 3.3935 | 106957.1099 | 16
2019-11-26 17:00 | 3.3209 | 104666.8301 | 17
2019-11-26 18:00 | 3.0297 | 95488.5635 | 18
2019-11-26 19:00 | 3.1029 | 97795.7837 | 19
2019-11-26 20:00 | 2.975 | 93765.8669 | 20
2019-11-26 21:00 | 2.9163 | 91914.3794 | 21
2019-11-26 22:00 | 2.7161 | 85606.6103 | 22
2019-11-26 23:00 | 2.6387 | 83166.5089 | 23
2019-11-27 | 2.5778 | 81246.7103 | 0
2019-11-27 01:00 | 2.5016 | 78845.4772 | 1
2019-11-27 02:00 | 2.3905 | 75343.537 | 2
2019-11-27 03:00 | 2.4057 | 75823.5966 | 3
2019-11-27 04:00 | 2.5364 | 79942.6047 | 4
2019-11-27 05:00 | 2.7 | 85096.9059 | 5
2019-11-27 06:00 | 3.0258 | 95365.2355 | 6
2019-11-27 07:00 | 3.2954 | 103863.0703 | 7
2019-11-27 08:00 | 3.5177 | 110870.3591 | 8
2019-11-27 09:00 | 3.562 | 112265.8565 | 9
2019-11-27 10:00 | 3.5752 | 112683.9393 | 10
2019-11-27 11:00 | 3.4159 | 107661.6663 | 11
2019-11-27 12:00 | 3.2214 | 101533.1525 | 12
2019-11-27 13:00 | 3.2253 | 101653.012 | 13
2019-11-27 14:00 | 3.3137 | 104441.3403 | 14
2019-11-27 15:00 | 3.2829 | 103469.3183 | 15
2019-11-27 16:00 | 3.0813 | 97117.2162 | 16
2019-11-27 17:00 | 2.9574 | 93212.051 | 17
2019-11-27 18:00 | 2.9811 | 93957.9502 | 18
2019-11-27 19:00 | 2.9577 | 93221.6214 | 19
2019-11-27 20:00 | 2.77 | 87305.5409 | 20
2019-11-27 21:00 | 2.7298 | 86038.6672 | 21
2019-11-27 22:00 | 2.6655 | 84010.9164 | 22
2019-11-27 23:00 | 2.562 | 80747.964 | 23
2019-11-28 | 2.561 | 80717.0307 | 0
2019-11-28 01:00 | 2.505 | 78951.3288 | 1
2019-11-28 02:00 | 2.3954 | 75496.4254 | 2
2019-11-28 03:00 | 2.4254 | 76442.9341 | 3
2019-11-28 04:00 | 2.4599 | 77529.4553 | 4
2019-11-28 05:00 | 2.44 | 76903.0673 | 5
2019-11-28 06:00 | 2.5666 | 80892.4995 | 6
2019-11-28 07:00 | 2.6622 | 83906.4796 | 7
2019-11-28 08:00 | 2.749 | 86641.713 | 8
2019-11-28 09:00 | 2.7245 | 85869.6495 | 9
2019-11-28 10:00 | 2.7665 | 87192.7281 | 10
2019-11-28 11:00 | 2.8102 | 88571.6707 | 11
2019-11-28 12:00 | 2.7391 | 86331.2054 | 12
2019-11-28 13:00 | 2.5609 | 80713.3606 | 13
2019-11-28 14:00 | 2.4978 | 78726.0073 | 14
2019-11-28 15:00 | 2.4838 | 78284.3263 | 15
2019-11-28 16:00 | 2.5325 | 79817.6298 | 16
2019-11-28 17:00 | 2.5897 | 81621.7091 | 17
2019-11-28 18:00 | 2.6171 | 82485.2076 | 18
2019-11-28 19:00 | 2.6924 | 84857.9343 | 19
2019-11-28 20:00 | 2.6987 | 85056.1392 | 20
2019-11-28 21:00 | 2.7077 | 85339.7906 | 21
2019-11-28 22:00 | 2.6381 | 83146.3039 | 22
2019-11-28 23:00 | 2.6132 | 82363.6217 | 23
2019-11-29 | 2.6154 | 82432.0569 | 0
2019-11-29 01:00 | 2.5586 | 80641.0194 | 1
2019-11-29 02:00 | 2.6126 | 82344.8625 | 2
2019-11-29 03:00 | 2.5534 | 80478.4544 | 3
2019-11-29 04:00 | 2.7295 | 86028.1995 | 4
2019-11-29 05:00 | 2.8027 | 88334.6349 | 5
2019-11-29 06:00 | 3.1094 | 98002.3954 | 6
2019-11-29 07:00 | 3.2218 | 101544.6212 | 7
2019-11-29 08:00 | 3.4799 | 109680.4295 | 8
2019-11-29 09:00 | 3.6215 | 114143.4485 | 9
2019-11-29 10:00 | 3.5373 | 111487.4919 | 10
2019-11-29 11:00 | 3.4491 | 108707.2382 | 11
2019-11-29 12:00 | 3.3673 | 106130.3586 | 12
2019-11-29 13:00 | 3.3033 | 104112.2392 | 13
2019-11-29 14:00 | 3.1752 | 100076.3519 | 14
2019-11-29 15:00 | 3.2067 | 101068.5366 | 15
2019-11-29 16:00 | 3.1726 | 99993.3953 | 16
2019-11-29 17:00 | 3.1545 | 99422.8811 | 17
2019-11-29 18:00 | 3.0511 | 96162.8193 | 18
2019-11-29 19:00 | 3.1332 | 98752.0953 | 19
2019-11-29 20:00 | 3.0622 | 96512.7172 | 20
2019-11-29 21:00 | 2.9744 | 93746.723 | 21
2019-11-29 22:00 | 2.8274 | 89113.4678 | 22
2019-11-29 23:00 | 2.7332 | 86144.5637 | 23
2019-11-30 | 2.6312 | 82930.9259 | 0
2019-11-30 01:00 | 2.5914 | 81674.9008 | 1
2019-11-30 02:00 | 2.6296 | 82880.4662 | 2
2019-11-30 03:00 | 2.5579 | 80618.5656 | 3
2019-11-30 04:00 | 2.5477 | 80297.248 | 4
2019-11-30 05:00 | 2.6066 | 82153.2955 | 5
2019-11-30 06:00 | 2.7533 | 86778.9465 | 6
2019-11-30 07:00 | 2.7889 | 87900.7772 | 7
2019-11-30 08:00 | 2.9157 | 91896.096 | 8
2019-11-30 09:00 | 2.9325 | 92426.6104 | 9
2019-11-30 10:00 | 3.0877 | 97318.7195 | 10
2019-11-30 11:00 | 3.0269 | 95402.0767 | 11
2019-11-30 12:00 | 2.9333 | 92450.6602 | 12
2019-11-30 13:00 | 2.9467 | 92874.0782 | 13
2019-11-30 14:00 | 2.8832 | 90872.5562 | 14
2019-11-30 15:00 | 2.9182 | 91975.1887 | 15
2019-11-30 16:00 | 2.9294 | 92329.8891 | 16
2019-11-30 17:00 | 2.9828 | 94010.567 | 17
2019-11-30 18:00 | 2.9297 | 92339.1723 | 18
2019-11-30 19:00 | 2.7345 | 86185.1198 | 19
2019-11-30 20:00 | 2.7265 | 85933.6918 | 20
2019-11-30 21:00 | 2.6843 | 84602.6009 | 21
2019-11-30 22:00 | 2.5129 | 79201.3823 | 22
2019-11-30 23:00 | 2.3989 | 75609.6514 | 23
2019-12-01 | 2.7488 | 86636.265 | 0
2019-12-01 01:00 | 2.744 | 86484.5082 | 1
2019-12-01 02:00 | 2.7172 | 85639.7502 | 2
2019-12-01 03:00 | 2.6828 | 84557.1138 | 3
2019-12-01 04:00 | 2.7185 | 85680.9417 | 4
2019-12-01 05:00 | 2.7098 | 85408.622 | 5
2019-12-01 06:00 | 2.7577 | 86916.2773 | 6
2019-12-01 07:00 | 2.8811 | 90806.1661 | 7
2019-12-01 08:00 | 2.8466 | 89719.2875 | 8
2019-12-01 09:00 | 2.8982 | 91344.887 | 9
2019-12-01 10:00 | 2.9123 | 91788.452 | 10
2019-12-01 11:00 | 2.9422 | 92733.2672 | 11
2019-12-01 12:00 | 2.8151 | 88727.3714 | 12
2019-12-01 13:00 | 2.7975 | 88169.7166 | 13
2019-12-01 14:00 | 2.7684 | 87253.6017 | 14
2019-12-01 15:00 | 2.8136 | 88680.0215 | 15
2019-12-01 16:00 | 2.8822 | 90841.6453 | 16
2019-12-01 17:00 | 3.0646 | 96588.1451 | 17
2019-12-01 18:00 | 3.1166 | 98227.1524 | 18
2019-12-01 19:00 | 3.0112 | 94906.2722 | 19
2019-12-01 20:00 | 2.9786 | 93879.3403 | 20
2019-12-01 21:00 | 3.019 | 95153.7827 | 21
2019-12-01 22:00 | 2.9901 | 94241.107 | 22
2019-12-01 23:00 | 2.8696 | 90443.6444 | 23
2019-12-02 | 2.9341 | 92476.7377 | 0
2019-12-02 01:00 | 2.9592 | 93267.6533 | 1
2019-12-02 02:00 | 2.9554 | 93147.4303 | 2
2019-12-02 03:00 | 2.9559 | 93164.7671 | 3
2019-12-02 04:00 | 3.0262 | 95380.5454 | 4
2019-12-02 05:00 | 3.2658 | 102932.3829 | 5
2019-12-02 06:00 | 3.8331 | 120811.4089 | 6
2019-12-02 07:00 | 4.485 | 141359.1668 | 7
2019-12-02 08:00 | 5.065 | 159639.4599 | 8
2019-12-02 09:00 | 5.2694 | 166079.7481 | 9
2019-12-02 10:00 | 5.3545 | 168761.2246 | 10
2019-12-02 11:00 | 5.3029 | 167136.788 | 11
2019-12-02 12:00 | 5.1788 | 163226.0689 | 12
2019-12-02 13:00 | 5.1529 | 162409.1276 | 13
2019-12-02 14:00 | 5.0245 | 158360.4168 | 14
2019-12-02 15:00 | 4.7003 | 148142.5095 | 15
2019-12-02 16:00 | 4.4781 | 141138.8265 | 16
2019-12-02 17:00 | 4.418 | 139245.1209 | 17
2019-12-02 18:00 | 4.2823 | 134968.7323 | 18
2019-12-02 19:00 | 4.1749 | 131582.9209 | 19
2019-12-02 20:00 | 4.1012 | 129259.5411 | 20
2019-12-02 21:00 | 3.831 | 120743.432 | 21
2019-12-02 22:00 | 3.6542 | 115171.9108 | 22
2019-12-02 23:00 | 3.6721 | 115737.1329 | 23
2019-12-03 | 3.6685 | 115624.3441 | 0
2019-12-03 01:00 | 3.6489 | 115006.5299 | 1
2019-12-03 02:00 | 3.5429 | 111664.3028 | 2
2019-12-03 03:00 | 3.5155 | 110800.4139 | 3
2019-12-03 04:00 | 3.5097 | 110617.2186 | 4
2019-12-03 05:00 | 3.7565 | 118397.0504 | 5
2019-12-03 06:00 | 4.2689 | 134547.1663 | 6
2019-12-03 07:00 | 4.7902 | 150975.8119 | 7
2019-12-03 08:00 | 5.3581 | 168876.869 | 8
2019-12-03 09:00 | 5.6722 | 178776.3806 | 9
2019-12-03 10:00 | 5.6599 | 178388.9741 | 10
2019-12-03 11:00 | 5.8049 | 182957.6567 | 11
2019-12-03 12:00 | 5.5963 | 176384.5978 | 12
2019-12-03 13:00 | 5.4674 | 172321.6403 | 13
2019-12-03 14:00 | 5.1823 | 163334.7434 | 14
2019-12-03 15:00 | 4.968 | 156579.7042 | 15
2019-12-03 16:00 | 4.5355 | 142949.8284 | 16
2019-12-03 17:00 | 4.4363 | 139822.6858 | 17
2019-12-03 18:00 | 4.394 | 138489.4438 | 18
2019-12-03 19:00 | 4.2541 | 134079.7994 | 19
2019-12-03 20:00 | 4.1689 | 131395.0861 | 20
2019-12-03 21:00 | 4.055 | 127803.5288 | 21
2019-12-03 22:00 | 3.8915 | 122651.652 | 22
2019-12-03 23:00 | 3.8205 | 120415.4117 | 23
2019-12-04 | 3.831 | 120744.5174 | 0
2019-12-04 01:00 | 3.6624 | 115431.9414 | 1
2019-12-04 02:00 | 3.5906 | 113169.0357 | 2
2019-12-04 03:00 | 3.6259 | 114279.6038 | 3
2019-12-04 04:00 | 3.7408 | 117901.8685 | 4
2019-12-04 05:00 | 3.9912 | 125793.9859 | 5
2019-12-04 06:00 | 4.4445 | 140080.2595 | 6
2019-12-04 07:00 | 5.2097 | 164198.0671 | 7
2019-12-04 08:00 | 5.748 | 181163.1213 | 8
2019-12-04 09:00 | 5.6435 | 177872.5163 | 9
2019-12-04 10:00 | 5.4068 | 170410.3276 | 10
2019-12-04 11:00 | 5.312 | 167421.5502 | 11
2019-12-04 12:00 | 5.0997 | 160730.8018 | 12
2019-12-04 13:00 | 4.9385 | 155650.438 | 13
2019-12-04 14:00 | 4.7764 | 150543.1554 | 14
2019-12-04 15:00 | 4.5996 | 144969.7181 | 15
2019-12-04 16:00 | 4.2417 | 133687.7436 | 16
2019-12-04 17:00 | 4.3178 | 136088.8387 | 17
2019-12-04 18:00 | 4.357 | 137322.1352 | 18
2019-12-04 19:00 | 4.1332 | 130269.5396 | 19
2019-12-04 20:00 | 3.8823 | 122361.6411 | 20
2019-12-04 21:00 | 3.6948 | 116453.4297 | 21
2019-12-04 22:00 | 3.5449 | 111727.6194 | 22
2019-12-04 23:00 | 3.3693 | 106192.927 | 23
2019-12-05 | 3.3147 | 104471.0367 | 0
2019-12-05 01:00 | 3.1904 | 100554.722 | 1
2019-12-05 02:00 | 3.1881 | 100482.2439 | 2
2019-12-05 03:00 | 3.3712 | 106253.1743 | 3
2019-12-05 04:00 | 3.5586 | 112159.769 | 4
2019-12-05 05:00 | 4.0025 | 126150.7944 | 5
2019-12-05 06:00 | 4.5913 | 144707.1165 | 6
2019-12-05 07:00 | 5.2396 | 165141.9092 | 7
2019-12-05 08:00 | 5.643 | 177855.0516 | 8
2019-12-05 09:00 | 5.7521 | 181293.8977 | 9
2019-12-05 10:00 | 5.5028 | 173437.3281 | 10
2019-12-05 11:00 | 5.2094 | 164189.6613 | 11
2019-12-05 12:00 | 5.0739 | 159917.4427 | 12
2019-12-05 13:00 | 4.9475 | 155935.8825 | 13
2019-12-05 14:00 | 4.7288 | 149042.3954 | 14
2019-12-05 15:00 | 4.5712 | 144074.1982 | 15
2019-12-05 16:00 | 4.1977 | 132301.0971 | 16
2019-12-05 17:00 | 4.0098 | 126381.5176 | 17
2019-12-05 18:00 | 3.8662 | 121855.0242 | 18
2019-12-05 19:00 | 3.7902 | 119459.2675 | 19
2019-12-05 20:00 | 3.831 | 120744.8852 | 20
2019-12-05 21:00 | 3.828 | 120650.9415 | 21
2019-12-05 22:00 | 3.7183 | 117191.4497 | 22
2019-12-05 23:00 | 3.6481 | 114981.3337 | 23
2019-12-06 | 3.5343 | 111394.2113 | 0
2019-12-06 01:00 | 3.5457 | 111754.14 | 1
2019-12-06 02:00 | 3.6711 | 115706.3204 | 2
2019-12-06 03:00 | 3.6975 | 116537.1106 | 3
2019-12-06 04:00 | 3.629 | 114378.6231 | 4
2019-12-06 05:00 | 3.8614 | 121702.2097 | 5
2019-12-06 06:00 | 4.3127 | 135928.4371 | 6
2019-12-06 07:00 | 4.9867 | 157170.4605 | 7
2019-12-06 08:00 | 5.3376 | 168228.6161 | 8
2019-12-06 09:00 | 5.5574 | 175158.7807 | 9
2019-12-06 10:00 | 5.3896 | 169869.255 | 10
2019-12-06 11:00 | 5.1621 | 162697.6585 | 11
2019-12-06 12:00 | 4.9289 | 155346.9534 | 12
2019-12-06 13:00 | 4.798 | 151221.1373 | 13
2019-12-06 14:00 | 4.6778 | 147434.6713 | 14
2019-12-06 15:00 | 4.4634 | 140676.8052 | 15
2019-12-06 16:00 | 4.1017 | 129275.4623 | 16
2019-12-06 17:00 | 3.9297 | 123854.9314 | 17
2019-12-06 18:00 | 3.8415 | 121075.4718 | 18
2019-12-06 19:00 | 3.8654 | 121827.6913 | 19
2019-12-06 20:00 | 3.6605 | 115371.2984 | 20
2019-12-06 21:00 | 3.5964 | 113349.9614 | 21
2019-12-06 22:00 | 3.4143 | 107610.1086 | 22
2019-12-06 23:00 | 3.2686 | 103019.8763 | 23
2019-12-07 | 3.3214 | 104682.8972 | 0
2019-12-07 01:00 | 3.3435 | 105380.333 | 1
2019-12-07 02:00 | 3.3187 | 104598.5251 | 2
2019-12-07 03:00 | 3.2624 | 102823.5406 | 3
2019-12-07 04:00 | 3.2782 | 103323.0735 | 4
2019-12-07 05:00 | 3.363 | 105994.469 | 5
2019-12-07 06:00 | 3.6615 | 115404.106 | 6
2019-12-07 07:00 | 3.745 | 118034.3549 | 7
2019-12-07 08:00 | 3.9733 | 125231.3702 | 8
2019-12-07 09:00 | 3.991 | 125788.2262 | 9
2019-12-07 10:00 | 4.1515 | 130845.8965 | 10
2019-12-07 11:00 | 3.8734 | 122081.6237 | 11
2019-12-07 12:00 | 3.8451 | 121190.3877 | 12
2019-12-07 13:00 | 3.7131 | 117030.1843 | 13
2019-12-07 14:00 | 3.6456 | 114901.1247 | 14
2019-12-07 15:00 | 3.6504 | 115051.4464 | 15
2019-12-07 16:00 | 3.5735 | 112628.5688 | 16
2019-12-07 17:00 | 3.5728 | 112607.21 | 17
2019-12-07 18:00 | 3.6714 | 115714.7921 | 18
2019-12-07 19:00 | 3.8131 | 120179.7096 | 19
2019-12-07 20:00 | 3.8487 | 121302.6148 | 20
2019-12-07 21:00 | 3.8708 | 121999.7812 | 21
2019-12-07 22:00 | 3.6896 | 116287.5986 | 22
2019-12-07 23:00 | 3.6522 | 115110.149 | 23
2019-12-08 | 3.659 | 115323.073 | 0
2019-12-08 01:00 | 3.6301 | 114412.5203 | 1
2019-12-08 02:00 | 3.6074 | 113697.2225 | 2
2019-12-08 03:00 | 3.6083 | 113726.332 | 3
2019-12-08 04:00 | 3.6167 | 113990.8418 | 4
2019-12-08 05:00 | 3.8307 | 120734.3836 | 5
2019-12-08 06:00 | 3.8967 | 122816.3243 | 6
2019-12-08 07:00 | 4.1568 | 131014.4752 | 7
2019-12-08 08:00 | 4.2918 | 135268.5278 | 8
2019-12-08 09:00 | 4.2548 | 134103.0798 | 9
2019-12-08 10:00 | 3.948 | 124433.1598 | 10
2019-12-08 11:00 | 3.6259 | 114281.5012 | 11
2019-12-08 12:00 | 3.4289 | 108072.505 | 12
2019-12-08 13:00 | 3.3292 | 104930.5549 | 13
2019-12-08 14:00 | 3.2328 | 101890.2893 | 14
2019-12-08 15:00 | 3.0676 | 96685.4579 | 15
2019-12-08 16:00 | 3.1355 | 98825.0832 | 16
2019-12-08 17:00 | 3.2848 | 103528.9451 | 17
2019-12-08 18:00 | 3.3835 | 106639.9782 | 18
2019-12-08 19:00 | 3.2997 | 104001.0313 | 19
2019-12-08 20:00 | 3.2382 | 102062.1736 | 20
2019-12-08 21:00 | 3.2535 | 102542.9671 | 21
2019-12-08 22:00 | 3.0261 | 95376.9891 | 22
2019-12-08 23:00 | 2.9007 | 91423.0985 | 23
2019-12-09 | 2.7753 | 87471.4774 | 0
2019-12-09 01:00 | 2.6225 | 82654.0869 | 1
2019-12-09 02:00 | 2.6305 | 82906.2904 | 2
2019-12-09 03:00 | 2.694 | 84908.1899 | 3
2019-12-09 04:00 | 2.854 | 89951.5658 | 4
2019-12-09 05:00 | 3.1297 | 98640.8673 | 5
2019-12-09 06:00 | 3.7975 | 119690.5161 | 6
2019-12-09 07:00 | 4.414 | 139119.7492 | 7
2019-12-09 08:00 | 4.7526 | 149791.006 | 8
2019-12-09 09:00 | 4.9314 | 155426.9387 | 9
2019-12-09 10:00 | 4.8996 | 154424.8404 | 10
2019-12-09 11:00 | 4.8008 | 151312.0233 | 11
2019-12-09 12:00 | 4.693 | 147914.4001 | 12
2019-12-09 13:00 | 4.6363 | 146126.6973 | 13
2019-12-09 14:00 | 4.5745 | 144178.9042 | 14
2019-12-09 15:00 | 4.3211 | 136192.666 | 15
2019-12-09 16:00 | 3.8751 | 122135.7244 | 16
2019-12-09 17:00 | 3.81 | 120084.0005 | 17
2019-12-09 18:00 | 3.6124 | 113855.1477 | 18
2019-12-09 19:00 | 3.3995 | 107144.6097 | 19
2019-12-09 20:00 | 3.1588 | 99557.9445 | 20
2019-12-09 21:00 | 3.0615 | 96492.3633 | 21
2019-12-09 22:00 | 2.9105 | 91732.8156 | 22
2019-12-09 23:00 | 2.8686 | 90413.5256 | 23
2019-12-10 | 2.7004 | 85111.8801 | 0
2019-12-10 01:00 | 2.5955 | 81805.1978 | 1
2019-12-10 02:00 | 2.6021 | 82011.7315 | 2
2019-12-10 03:00 | 2.6359 | 83078.0145 | 3
2019-12-10 04:00 | 2.7128 | 85501.7138 | 4
2019-12-10 05:00 | 2.8583 | 90088.0751 | 5
2019-12-10 06:00 | 3.4339 | 108230.0795 | 6
2019-12-10 07:00 | 3.9382 | 124122.9627 | 7
2019-12-10 08:00 | 4.5612 | 143760.368 | 8
2019-12-10 09:00 | 4.8258 | 152097.3335 | 9
2019-12-10 10:00 | 4.804 | 151410.7615 | 10
2019-12-10 11:00 | 4.6983 | 148080.0338 | 11
2019-12-10 12:00 | 4.8688 | 153455.4592 | 12
2019-12-10 13:00 | 4.9483 | 155960.7444 | 13
2019-12-10 14:00 | 4.965 | 156487.3177 | 14
2019-12-10 15:00 | 4.7621 | 150091.2868 | 15
2019-12-10 16:00 | 4.532 | 142837.5621 | 16
2019-12-10 17:00 | 4.585 | 144510.6721 | 17
2019-12-10 18:00 | 4.3722 | 137802.0884 | 18
2019-12-10 19:00 | 4.2987 | 135485.0288 | 19
2019-12-10 20:00 | 4.2263 | 133203.1571 | 20
2019-12-10 21:00 | 4.2441 | 133765.6982 | 21
2019-12-10 22:00 | 4.0603 | 127973.0166 | 22
2019-12-10 23:00 | 4.0303 | 127027.7515 | 23
2019-12-11 | 3.837 | 120934.9413 | 0
2019-12-11 01:00 | 3.7654 | 118676.0952 | 1
2019-12-11 02:00 | 3.8344 | 120852.3745 | 2
2019-12-11 03:00 | 3.819 | 120366.4187 | 3
2019-12-11 04:00 | 3.9827 | 125525.2163 | 4
2019-12-11 05:00 | 4.2931 | 135310.3428 | 5
2019-12-11 06:00 | 4.8707 | 153513.0645 | 6
2019-12-11 07:00 | 5.3456 | 168483.4262 | 7
2019-12-11 08:00 | 5.6634 | 178498.6271 | 8
2019-12-11 09:00 | 5.8331 | 183848.3196 | 9
2019-12-11 10:00 | 5.7407 | 180934.6813 | 10
2019-12-11 11:00 | 5.61 | 176814.3452 | 11
2019-12-11 12:00 | 5.3999 | 170192.7688 | 12
2019-12-11 13:00 | 5.2695 | 166082.7133 | 13
2019-12-11 14:00 | 4.9355 | 155556.8767 | 14
2019-12-11 15:00 | 4.713 | 148543.5018 | 15
2019-12-11 16:00 | 4.4173 | 139223.2851 | 16
2019-12-11 17:00 | 4.6155 | 145469.5494 | 17
2019-12-11 18:00 | 4.68 | 147502.1225 | 18
2019-12-11 19:00 | 4.7228 | 148853.7353 | 19
2019-12-11 20:00 | 4.5363 | 142973.8538 | 20
2019-12-11 21:00 | 4.3684 | 137682.1733 | 21
2019-12-11 22:00 | 4.2249 | 133158.4962 | 22
2019-12-11 23:00 | 4.2737 | 134698.1475 | 23
2019-12-12 | 4.251 | 133982.837 | 0
2019-12-12 01:00 | 4.2269 | 133223.2615 | 1
2019-12-12 02:00 | 4.1026 | 129306.2969 | 2
2019-12-12 03:00 | 4.2038 | 132494.9593 | 3
2019-12-12 04:00 | 4.2536 | 134063.6205 | 4
2019-12-12 05:00 | 4.5634 | 143829.2659 | 5
2019-12-12 06:00 | 5.1228 | 161460.3352 | 6
2019-12-12 07:00 | 5.8669 | 184912.0409 | 7
2019-12-12 08:00 | 6.5403 | 206135.227 | 8
2019-12-12 09:00 | 6.3763 | 200968.462 | 9
2019-12-12 10:00 | 6.015 | 189580.5259 | 10
2019-12-12 11:00 | 5.5622 | 175307.1127 | 11
2019-12-12 12:00 | 5.3609 | 168963.6158 | 12
2019-12-12 13:00 | 5.1 | 160742.0732 | 13
2019-12-12 14:00 | 4.959 | 156296.1776 | 14
2019-12-12 15:00 | 4.7804 | 150668.1263 | 15
2019-12-12 16:00 | 4.6791 | 147475.3374 | 16
2019-12-12 17:00 | 4.4469 | 140158.263 | 17
2019-12-12 18:00 | 4.4051 | 138840.3423 | 18
2019-12-12 19:00 | 4.2179 | 132937.849 | 19
2019-12-12 20:00 | 4.2283 | 133267.75 | 20
2019-12-12 21:00 | 4.0873 | 128822.7124 | 21
2019-12-12 22:00 | 4.068 | 128214.7153 | 22
2019-12-12 23:00 | 3.9558 | 124677.8159 | 23
2019-12-13 | 3.8926 | 122685.3515 | 0
2019-12-13 01:00 | 3.8334 | 120820.5226 | 1
2019-12-13 02:00 | 3.7124 | 117005.8332 | 2
2019-12-13 03:00 | 3.5194 | 110922.4049 | 3
2019-12-13 04:00 | 3.54 | 111573.436 | 4
2019-12-13 05:00 | 3.7234 | 117354.9345 | 5
2019-12-13 06:00 | 4.2986 | 135483.8965 | 6
2019-12-13 07:00 | 4.7119 | 148507.6658 | 7
2019-12-13 08:00 | 5.2042 | 164024.0451 | 8
2019-12-13 09:00 | 5.281 | 166446.6691 | 9
2019-12-13 10:00 | 5.1505 | 162333.2784 | 10
2019-12-13 11:00 | 5.0089 | 157868.3979 | 11
2019-12-13 12:00 | 5.0401 | 158852.3532 | 12
2019-12-13 13:00 | 4.8184 | 151866.466 | 13
2019-12-13 14:00 | 4.6933 | 147921.4252 | 14
2019-12-13 15:00 | 4.494 | 141640.9235 | 15
2019-12-13 16:00 | 4.1607 | 131136.6553 | 16
2019-12-13 17:00 | 3.8894 | 122584.9557 | 17
2019-12-13 18:00 | 3.7451 | 118037.2002 | 18
2019-12-13 19:00 | 3.7016 | 116665.5339 | 19
2019-12-13 20:00 | 3.6418 | 114780.8752 | 20
2019-12-13 21:00 | 3.41 | 107475.5721 | 21
2019-12-13 22:00 | 3.3252 | 104802.26 | 22
2019-12-13 23:00 | 3.1944 | 100680.7044 | 23
2019-12-14 | 3.0552 | 96294.5279 | 0
2019-12-14 01:00 | 3.0239 | 95306.4541 | 1
2019-12-14 02:00 | 2.9707 | 93630.4337 | 2
2019-12-14 03:00 | 3.0158 | 95050.421 | 3
2019-12-14 04:00 | 3.0659 | 96629.6912 | 4
2019-12-14 05:00 | 3.0358 | 95681.9954 | 5
2019-12-14 06:00 | 3.1972 | 100769.6192 | 6
2019-12-14 07:00 | 3.3546 | 105729.8583 | 7
2019-12-14 08:00 | 3.5616 | 112252.5635 | 8
2019-12-14 09:00 | 3.6265 | 114300.7792 | 9
2019-12-14 10:00 | 3.6831 | 116083.7615 | 10
2019-12-14 11:00 | 3.6791 | 115956.6068 | 11
2019-12-14 12:00 | 3.6103 | 113790.5075 | 12
2019-12-14 13:00 | 3.6936 | 116412.965 | 13
2019-12-14 14:00 | 3.7056 | 116792.589 | 14
2019-12-14 15:00 | 3.8281 | 120652.2318 | 15
2019-12-14 16:00 | 3.612 | 113842.7973 | 16
2019-12-14 17:00 | 3.5739 | 112642.6311 | 17
2019-12-14 18:00 | 3.6232 | 114194.8725 | 18
2019-12-14 19:00 | 3.688 | 116239.397 | 19
2019-12-14 20:00 | 3.6177 | 114023.1207 | 20
2019-12-14 21:00 | 3.5943 | 113286.0033 | 21
2019-12-14 22:00 | 3.4112 | 107515.071 | 22
2019-12-14 23:00 | 3.2159 | 101358.4374 | 23
2019-12-15 | 3.1027 | 97790.7576 | 0
2019-12-15 01:00 | 2.9836 | 94037.8481 | 1
2019-12-15 02:00 | 2.9608 | 93316.5479 | 2
2019-12-15 03:00 | 2.9944 | 94378.6007 | 3
2019-12-15 04:00 | 3.0587 | 96402.4274 | 4
2019-12-15 05:00 | 3.1919 | 100601.9799 | 5
2019-12-15 06:00 | 3.3898 | 106838.7124 | 6
2019-12-15 07:00 | 3.4313 | 108148.8031 | 7
2019-12-15 08:00 | 3.5783 | 112781.847 | 8
2019-12-15 09:00 | 3.579 | 112801.3798 | 9
2019-12-15 10:00 | 3.6679 | 115602.9864 | 10
2019-12-15 11:00 | 3.5395 | 111556.3125 | 11
2019-12-15 12:00 | 3.412 | 107537.9935 | 12
2019-12-15 13:00 | 3.219 | 101457.3899 | 13
2019-12-15 14:00 | 3.2213 | 101529.8287 | 14
2019-12-15 15:00 | 3.2165 | 101378.6187 | 15
2019-12-15 16:00 | 3.3576 | 105824.9799 | 16
2019-12-15 17:00 | 3.4932 | 110099.4145 | 17
2019-12-15 18:00 | 3.4743 | 109503.4259 | 18
2019-12-15 19:00 | 3.4534 | 108845.1895 | 19
2019-12-15 20:00 | 3.4324 | 108183.4478 | 20
2019-12-15 21:00 | 3.361 | 105931.19 | 21
2019-12-15 22:00 | 3.2482 | 102377.637 | 22
2019-12-15 23:00 | 3.1327 | 98737.0092 | 23
2019-12-16 | 3.1112 | 98057.4612 | 0
2019-12-16 01:00 | 3.086 | 97262.7329 | 1
2019-12-16 02:00 | 3.0945 | 97532.1905 | 2
2019-12-16 03:00 | 3.1412 | 99005.4378 | 3
2019-12-16 04:00 | 3.3345 | 105097.8524 | 4
2019-12-16 05:00 | 3.5746 | 112664.7293 | 5
2019-12-16 06:00 | 4.1017 | 129278.2383 | 6
2019-12-16 07:00 | 4.4731 | 140982.5992 | 7
2019-12-16 08:00 | 4.9046 | 154583.1013 | 8
2019-12-16 09:00 | 4.9066 | 154645.3916 | 9
2019-12-16 10:00 | 5.0305 | 158551.5474 | 10
2019-12-16 11:00 | 5.011 | 157936.5505 | 11
2019-12-16 12:00 | 4.8738 | 153612.5762 | 12
2019-12-16 13:00 | 4.8487 | 152821.8284 | 13
2019-12-16 14:00 | 4.9051 | 154599.1911 | 14
2019-12-16 15:00 | 4.7446 | 149539.1499 | 15
2019-12-16 16:00 | 4.3349 | 136625.6676 | 16
2019-12-16 17:00 | 4.1633 | 131217.3189 | 17
2019-12-16 18:00 | 3.9032 | 123019.8097 | 18
2019-12-16 19:00 | 3.6513 | 115081.3602 | 19
2019-12-16 20:00 | 3.5982 | 113407.1861 | 20
2019-12-16 21:00 | 3.4057 | 107338.8981 | 21
2019-12-16 22:00 | 3.2509 | 102462.454 | 22
2019-12-16 23:00 | 3.1632 | 99696.463 | 23
2019-12-17 | 3.0975 | 97626.7577 | 0
2019-12-17 01:00 | 2.9987 | 94511.3174 | 1
2019-12-17 02:00 | 3.0659 | 96632.0953 | 2
2019-12-17 03:00 | 3.051 | 96159.6228 | 3
2019-12-17 04:00 | 3.0084 | 94816.8885 | 4
2019-12-17 05:00 | 3.2401 | 102121.4461 | 5
2019-12-17 06:00 | 3.7023 | 116689.0455 | 6
2019-12-17 07:00 | 4.1459 | 130669.6894 | 7
2019-12-17 08:00 | 4.5558 | 143588.2983 | 8
2019-12-17 09:00 | 4.8506 | 152881.5784 | 9
2019-12-17 10:00 | 5.0211 | 158254.7878 | 10
2019-12-17 11:00 | 4.9619 | 156387.5699 | 11
2019-12-17 12:00 | 4.9739 | 156765.7602 | 12
2019-12-17 13:00 | 5.0233 | 158322.9723 | 13
2019-12-17 14:00 | 5.0075 | 157825.2685 | 14
2019-12-17 15:00 | 4.8866 | 154015.7354 | 15
2019-12-17 16:00 | 4.6159 | 145483.6412 | 16
2019-12-17 17:00 | 4.699 | 148100.9844 | 17
2019-12-17 18:00 | 4.5294 | 142758.333 | 18
2019-12-17 19:00 | 4.4863 | 141398.7814 | 19
2019-12-17 20:00 | 4.2315 | 133369.2374 | 20
2019-12-17 21:00 | 4.1703 | 131438.3301 | 21
2019-12-17 22:00 | 4.1721 | 131494.7713 | 22
2019-12-17 23:00 | 3.997 | 125977.7984 | 23
2019-12-18 | 3.9582 | 124753.5058 | 0
2019-12-18 01:00 | 4.04 | 127331.2883 | 1
2019-12-18 02:00 | 4.0864 | 128795.2943 | 2
2019-12-18 03:00 | 4.175 | 131585.5392 | 3
2019-12-18 04:00 | 4.3467 | 136998.4534 | 4
2019-12-18 05:00 | 4.4791 | 141170.0865 | 5
2019-12-18 06:00 | 5.0159 | 158089.764 | 6
2019-12-18 07:00 | 5.4145 | 170652.3701 | 7
2019-12-18 08:00 | 5.7844 | 182310.9558 | 8
2019-12-18 09:00 | 5.81 | 183118.6322 | 9
2019-12-18 10:00 | 5.9763 | 188360.7305 | 10
2019-12-18 11:00 | 5.8102 | 183124.0736 | 11
2019-12-18 12:00 | 5.6853 | 179188.3876 | 12
2019-12-18 13:00 | 5.6714 | 178750.7548 | 13
2019-12-18 14:00 | 5.7277 | 180526.0291 | 14
2019-12-18 15:00 | 5.5981 | 176440.2125 | 15
2019-12-18 16:00 | 5.243 | 165247.5004 | 16
2019-12-18 17:00 | 5.337 | 168210.9026 | 17
2019-12-18 18:00 | 5.2273 | 164753.3526 | 18
2019-12-18 19:00 | 4.9695 | 156627.5452 | 19
2019-12-18 20:00 | 4.6738 | 147306.7318 | 20
2019-12-18 21:00 | 4.6393 | 146219.2913 | 21
2019-12-18 22:00 | 4.4995 | 141813.7216 | 22
2019-12-18 23:00 | 4.3991 | 138651.8038 | 23
2019-12-19 | 4.4338 | 139743.7331 | 0
2019-12-19 01:00 | 4.4081 | 138934.159 | 1
2019-12-19 02:00 | 4.2952 | 135374.1985 | 2
2019-12-19 03:00 | 4.3712 | 137771.9444 | 3
2019-12-19 04:00 | 4.4109 | 139023.5107 | 4
2019-12-19 05:00 | 4.8849 | 153960.2509 | 5
2019-12-19 06:00 | 5.5165 | 173866.7714 | 6
2019-12-19 07:00 | 5.9573 | 187760.983 | 7
2019-12-19 08:00 | 6.527 | 205717.2489 | 8
2019-12-19 09:00 | 6.4934 | 204658.0363 | 9
2019-12-19 10:00 | 6.2141 | 195856.2261 | 10
2019-12-19 11:00 | 5.8122 | 183189.1963 | 11
2019-12-19 12:00 | 5.4545 | 171913.0279 | 12
2019-12-19 13:00 | 5.2918 | 166786.8232 | 13
2019-12-19 14:00 | 5.0978 | 160670.4411 | 14
2019-12-19 15:00 | 4.8774 | 153724.4076 | 15
2019-12-19 16:00 | 4.6393 | 146219.8364 | 16
2019-12-19 17:00 | 4.548 | 143342.2192 | 17
2019-12-19 18:00 | 4.5429 | 143183.8123 | 18
2019-12-19 19:00 | 4.5737 | 144151.9782 | 19
2019-12-19 20:00 | 4.4985 | 141781.5831 | 20
2019-12-19 21:00 | 4.4462 | 140135.8297 | 21
2019-12-19 22:00 | 4.2628 | 134354.7365 | 22
2019-12-19 23:00 | 4.2152 | 132853.8933 | 23
2019-12-20 | 4.1377 | 130412.7141 | 0
2019-12-20 01:00 | 4.2064 | 132576.0658 | 1
2019-12-20 02:00 | 4.1635 | 131223.4935 | 2
2019-12-20 03:00 | 4.1891 | 132030.0435 | 3
2019-12-20 04:00 | 4.32 | 136156.4621 | 4
2019-12-20 05:00 | 4.6766 | 147396.1007 | 5
2019-12-20 06:00 | 5.2716 | 166148.6511 | 6
2019-12-20 07:00 | 5.7008 | 179676.7843 | 7
2019-12-20 08:00 | 6.0498 | 190676.1483 | 8
2019-12-20 09:00 | 5.9401 | 187219.1822 | 9
2019-12-20 10:00 | 5.7557 | 181407.4234 | 10
2019-12-20 11:00 | 5.3978 | 170127.3409 | 11
2019-12-20 12:00 | 5.1432 | 162102.5905 | 12
2019-12-20 13:00 | 4.9682 | 156588.4171 | 13
2019-12-20 14:00 | 4.6395 | 146227.3115 | 14
2019-12-20 15:00 | 4.4687 | 140842.5852 | 15
2019-12-20 16:00 | 4.2502 | 133956.2492 | 16
2019-12-20 17:00 | 4.2176 | 132929.9501 | 17
2019-12-20 18:00 | 4.2822 | 134966.2748 | 18
2019-12-20 19:00 | 4.2159 | 132876.1449 | 19
2019-12-20 20:00 | 4.0531 | 127743.6505 | 20
2019-12-20 21:00 | 4.0626 | 128042.9284 | 21
2019-12-20 22:00 | 3.9786 | 125397.5104 | 22
2019-12-20 23:00 | 3.8119 | 120143.8944 | 23
2019-12-21 | 3.7244 | 117384.0096 | 0
2019-12-21 01:00 | 3.6801 | 115989.8251 | 1
2019-12-21 02:00 | 3.6276 | 114334.3382 | 2
2019-12-21 03:00 | 3.5187 | 110902.6368 | 3
2019-12-21 04:00 | 3.6018 | 113519.583 | 4
2019-12-21 05:00 | 3.7228 | 117335.8518 | 5
2019-12-21 06:00 | 4.0061 | 126264.5495 | 6
2019-12-21 07:00 | 4.1519 | 130860.3249 | 7
2019-12-21 08:00 | 4.4605 | 140585.6942 | 8
2019-12-21 09:00 | 4.3496 | 137090.7023 | 9
2019-12-21 10:00 | 4.1041 | 129351.8533 | 10
2019-12-21 11:00 | 3.8944 | 122744.6968 | 11
2019-12-21 12:00 | 3.5745 | 112661.3353 | 12
2019-12-21 13:00 | 3.5203 | 110952.7454 | 13
2019-12-21 14:00 | 3.4278 | 108035.4394 | 14
2019-12-21 15:00 | 3.3191 | 104610.685 | 15
2019-12-21 16:00 | 3.3425 | 105348.2558 | 16
2019-12-21 17:00 | 3.5451 | 111734.9868 | 17
2019-12-21 18:00 | 3.6583 | 115302.8882 | 18
2019-12-21 19:00 | 3.6609 | 115383.8488 | 19
2019-12-21 20:00 | 3.7586 | 118462.2482 | 20
2019-12-21 21:00 | 3.6881 | 116241.9267 | 21
2019-12-21 22:00 | 3.6532 | 115140.1166 | 22
2019-12-21 23:00 | 3.6153 | 113945.3636 | 23
2019-12-22 | 3.4705 | 109382.0724 | 0
2019-12-22 01:00 | 3.5002 | 110319.1363 | 1
2019-12-22 02:00 | 3.5204 | 110954.393 | 2
2019-12-22 03:00 | 3.5161 | 110819.1857 | 3
2019-12-22 04:00 | 3.5662 | 112399.8301 | 4
2019-12-22 05:00 | 3.6799 | 115983.8634 | 5
2019-12-22 06:00 | 3.8963 | 122803.2456 | 6
2019-12-22 07:00 | 4.219 | 132973.9039 | 7
2019-12-22 08:00 | 4.322 | 136218.7095 | 8
2019-12-22 09:00 | 4.271 | 134614.1728 | 9
2019-12-22 10:00 | 4.2182 | 132948.8928 | 10
2019-12-22 11:00 | 3.9256 | 123725.7553 | 11
2019-12-22 12:00 | 3.582 | 112896.0288 | 12
2019-12-22 13:00 | 3.448 | 108672.5501 | 13
2019-12-22 14:00 | 3.3684 | 106165.8044 | 14
2019-12-22 15:00 | 3.2792 | 103353.2233 | 15
2019-12-22 16:00 | 3.388 | 106781.4171 | 16
2019-12-22 17:00 | 3.6777 | 115912.7257 | 17
2019-12-22 18:00 | 3.619 | 114063.3029 | 18
2019-12-22 19:00 | 3.5762 | 112712.7971 | 19
2019-12-22 20:00 | 3.3743 | 106350.7998 | 20
2019-12-22 21:00 | 3.4795 | 109667.4576 | 21
2019-12-22 22:00 | 3.3792 | 106504.2483 | 22
2019-12-22 23:00 | 3.4 | 107161.29 | 23
2019-12-23 | 3.1938 | 100661.0188 | 0
2019-12-23 01:00 | 3.1383 | 98913.1742 | 1
2019-12-23 02:00 | 3.2173 | 101401.708 | 2
2019-12-23 03:00 | 3.2576 | 102673.819 | 3
2019-12-23 04:00 | 3.4113 | 107515.5151 | 4
2019-12-23 05:00 | 3.5044 | 110451.7338 | 5
2019-12-23 06:00 | 4.0108 | 126411.1794 | 6
2019-12-23 07:00 | 4.2165 | 132896.6102 | 7
2019-12-23 08:00 | 4.5018 | 141885.6639 | 8
2019-12-23 09:00 | 4.5671 | 143944.4724 | 9
2019-12-23 10:00 | 4.4512 | 140293.181 | 10
2019-12-23 11:00 | 4.3136 | 135955.088 | 11
2019-12-23 12:00 | 3.9738 | 125246.279 | 12
2019-12-23 13:00 | 3.9165 | 123440.9569 | 13
2019-12-23 14:00 | 3.7516 | 118241.0887 | 14
2019-12-23 15:00 | 3.649 | 115009.1985 | 15
2019-12-23 16:00 | 3.5626 | 112284.2271 | 16
2019-12-23 17:00 | 3.6085 | 113733.7584 | 17
2019-12-23 18:00 | 3.5683 | 112464.7783 | 18
2019-12-23 19:00 | 3.6116 | 113830.9611 | 19
2019-12-23 20:00 | 3.5584 | 112153.9968 | 20
2019-12-23 21:00 | 3.381 | 106561.7365 | 21
2019-12-23 22:00 | 3.3755 | 106387.4508 | 22
2019-12-23 23:00 | 3.3543 | 105720.5327 | 23
2019-12-24 | 3.3752 | 106379.5341 | 0
2019-12-24 01:00 | 3.4327 | 108191.6515 | 1
2019-12-24 02:00 | 3.4197 | 107780.2791 | 2
2019-12-24 03:00 | 3.3725 | 106293.4435 | 3
2019-12-24 04:00 | 3.4469 | 108640.423 | 4
2019-12-24 05:00 | 3.6135 | 113889.4155 | 5
2019-12-24 06:00 | 3.9213 | 123590.0101 | 6
2019-12-24 07:00 | 4.1408 | 130509.5405 | 7
2019-12-24 08:00 | 4.1038 | 129342.1786 | 8
2019-12-24 09:00 | 4.2484 | 133899.4258 | 9
2019-12-24 10:00 | 4.197 | 132281.7951 | 10
2019-12-24 11:00 | 3.9169 | 123451.4074 | 11
2019-12-24 12:00 | 3.6334 | 114517.0117 | 12
2019-12-24 13:00 | 3.3655 | 106074.2753 | 13
2019-12-24 14:00 | 3.2034 | 100964.5938 | 14
2019-12-24 15:00 | 3.1349 | 98804.8682 | 15
2019-12-24 16:00 | 3.0113 | 94909.2465 | 16
2019-12-24 17:00 | 3.146 | 99156.4705 | 17
2019-12-24 18:00 | 3.2417 | 102170.1277 | 18
2019-12-24 19:00 | 3.2837 | 103496.7469 | 19
2019-12-24 20:00 | 3.2807 | 103401.3579 | 20
2019-12-24 21:00 | 3.3245 | 104780.6038 | 21
2019-12-24 22:00 | 3.2465 | 102321.9581 | 22
2019-12-24 23:00 | 3.1837 | 100342.8663 | 23
2019-12-25 | 3.1652 | 99761.8195 | 0
2019-12-25 01:00 | 3.2452 | 102281.8946 | 1
2019-12-25 02:00 | 3.3249 | 104795.1922 | 2
2019-12-25 03:00 | 3.4771 | 109591.7859 | 3
2019-12-25 04:00 | 3.6234 | 114202.3336 | 4
2019-12-25 05:00 | 3.6695 | 115653.9137 | 5
2019-12-25 06:00 | 3.9155 | 123408.487 | 6
2019-12-25 07:00 | 3.8599 | 121655.0244 | 7
2019-12-25 08:00 | 3.8845 | 122429.7114 | 8
2019-12-25 09:00 | 3.7825 | 119216.4867 | 9
2019-12-25 10:00 | 3.5837 | 112949.1219 | 10
2019-12-25 11:00 | 3.265 | 102906.1831 | 11
2019-12-25 12:00 | 3.0372 | 95726.9543 | 12
2019-12-25 13:00 | 2.7832 | 87719.1481 | 13
2019-12-25 14:00 | 2.7912 | 87973.5345 | 14
2019-12-25 15:00 | 2.8747 | 90605.5732 | 15
2019-12-25 16:00 | 2.7059 | 85285.3385 | 16
2019-12-25 17:00 | 2.8347 | 89342.4754 | 17
2019-12-25 18:00 | 2.8736 | 90569.3002 | 18
2019-12-25 19:00 | 2.9351 | 92507.0479 | 19
2019-12-25 20:00 | 3.0144 | 95008.2456 | 20
2019-12-25 21:00 | 3.0727 | 96844.5926 | 21
2019-12-25 22:00 | 3.0339 | 95621.9225 | 22
2019-12-25 23:00 | 3.0268 | 95399.3547 | 23
2019-12-26 | 2.9375 | 92582.7453 | 0
2019-12-26 01:00 | 2.9667 | 93503.6832 | 1
2019-12-26 02:00 | 3.0948 | 97542.5237 | 2
2019-12-26 03:00 | 3.1567 | 99493.255 | 3
2019-12-26 04:00 | 3.2646 | 102894.3876 | 4
2019-12-26 05:00 | 3.423 | 107885.5347 | 5
2019-12-26 06:00 | 3.8254 | 120569.2864 | 6
2019-12-26 07:00 | 4.174 | 131556.8571 | 7
2019-12-26 08:00 | 4.5627 | 143807.1307 | 8
2019-12-26 09:00 | 4.6202 | 145619.3132 | 9
2019-12-26 10:00 | 4.2463 | 133833.1124 | 10
2019-12-26 11:00 | 4.0005 | 126088.0781 | 11
2019-12-26 12:00 | 3.7996 | 119756.2296 | 12
2019-12-26 13:00 | 3.7759 | 119007.9706 | 13
2019-12-26 14:00 | 3.5831 | 112932.8213 | 14
2019-12-26 15:00 | 3.4833 | 109786.7167 | 15
2019-12-26 16:00 | 3.3778 | 106461.3979 | 16
2019-12-26 17:00 | 3.45 | 108737.2347 | 17
2019-12-26 18:00 | 3.3355 | 105127.0894 | 18
2019-12-26 19:00 | 3.3421 | 105335.026 | 19
2019-12-26 20:00 | 3.3019 | 104068.5606 | 20
2019-12-26 21:00 | 3.1308 | 98675.3866 | 21
2019-12-26 22:00 | 3.0475 | 96051.5445 | 22
2019-12-26 23:00 | 2.8845 | 90914.0237 | 23
2019-12-27 | 2.9665 | 93499.0907 | 0
2019-12-27 01:00 | 2.8423 | 89583.2831 | 1
2019-12-27 02:00 | 2.884 | 90897.9886 | 2
2019-12-27 03:00 | 2.8793 | 90747.9303 | 3
2019-12-27 04:00 | 2.8203 | 88889.4113 | 4
2019-12-27 05:00 | 2.9761 | 93801.7944 | 5
2019-12-27 06:00 | 3.2438 | 102238.299 | 6
2019-12-27 07:00 | 3.4066 | 107368.1572 | 7
2019-12-27 08:00 | 3.8544 | 121483.7802 | 8
2019-12-27 09:00 | 3.9906 | 125774.1703 | 9
2019-12-27 10:00 | 3.964 | 124936.611 | 10
2019-12-27 11:00 | 3.8237 | 120513.5128 | 11
2019-12-27 12:00 | 3.6703 | 115680.3862 | 12
2019-12-27 13:00 | 3.7205 | 117260.9194 | 13
2019-12-27 14:00 | 3.6761 | 115862.8803 | 14
2019-12-27 15:00 | 3.6811 | 116019.394 | 15
2019-12-27 16:00 | 3.362 | 105961.6164 | 16
2019-12-27 17:00 | 3.3253 | 104806.008 | 17
2019-12-27 18:00 | 3.1931 | 100640.523 | 18
2019-12-27 19:00 | 3.077 | 96981.8141 | 19
2019-12-27 20:00 | 3.2044 | 100995.9668 | 20
2019-12-27 21:00 | 3.2111 | 101206.7658 | 21
2019-12-27 22:00 | 2.9726 | 93688.8336 | 22
2019-12-27 23:00 | 2.8977 | 91329.569 | 23
2019-12-28 | 2.7883 | 87879.8808 | 0
2019-12-28 01:00 | 2.6863 | 84665.2531 | 1
2019-12-28 02:00 | 2.6077 | 82189.4626 | 2
2019-12-28 03:00 | 2.6853 | 84634.6263 | 3
2019-12-28 04:00 | 2.6956 | 84959.1865 | 4
2019-12-28 05:00 | 2.7969 | 88151.3453 | 5
2019-12-28 06:00 | 2.9674 | 93526.7884 | 6
2019-12-28 07:00 | 3.1358 | 98834.6408 | 7
2019-12-28 08:00 | 3.263 | 102844.2741 | 8
2019-12-28 09:00 | 3.3068 | 104224.7328 | 9
2019-12-28 10:00 | 3.2154 | 101341.8229 | 10
2019-12-28 11:00 | 3.091 | 97420.5714 | 11
2019-12-28 12:00 | 3.0955 | 97562.3972 | 12
2019-12-28 13:00 | 3.0544 | 96266.5937 | 13
2019-12-28 14:00 | 3.0002 | 94558.3407 | 14
2019-12-28 15:00 | 2.94 | 92663.2416 | 15
2019-12-28 16:00 | 2.7401 | 86361.3713 | 16
2019-12-28 17:00 | 2.7897 | 87926.6887 | 17
2019-12-28 18:00 | 2.9016 | 91451.641 | 18
2019-12-28 19:00 | 3.09 | 97389.8658 | 19
2019-12-28 20:00 | 2.9582 | 93236.2983 | 20
2019-12-28 21:00 | 2.9163 | 91915.7542 | 21
2019-12-28 22:00 | 2.7965 | 88140.1112 | 22
2019-12-28 23:00 | 2.7322 | 86111.7567 | 23
2019-12-29 | 2.663 | 83933.1511 | 0
2019-12-29 01:00 | 2.5564 | 80572.928 | 1
2019-12-29 02:00 | 2.5164 | 79311.1626 | 2
2019-12-29 03:00 | 2.4956 | 78656.4781 | 3
2019-12-29 04:00 | 2.5966 | 81839.3674 | 4
2019-12-29 05:00 | 2.736 | 86231.8751 | 5
2019-12-29 06:00 | 2.8124 | 88641.0753 | 6
2019-12-29 07:00 | 2.9255 | 92204.0868 | 7
2019-12-29 08:00 | 2.9579 | 93225.9886 | 8
2019-12-29 09:00 | 2.9298 | 92339.9096 | 9
2019-12-29 10:00 | 2.9524 | 93053.3999 | 10
2019-12-29 11:00 | 3.0112 | 94907.3347 | 11
2019-12-29 12:00 | 2.9704 | 93622.0384 | 12
2019-12-29 13:00 | 2.8924 | 91161.7418 | 13
2019-12-29 14:00 | 2.7549 | 86829.8098 | 14
2019-12-29 15:00 | 2.6672 | 84065.4553 | 15
2019-12-29 16:00 | 2.7881 | 87876.1596 | 16
2019-12-29 17:00 | 2.965 | 93449.2359 | 17
2019-12-29 18:00 | 2.9866 | 94130.7684 | 18
2019-12-29 19:00 | 2.9005 | 91418.1707 | 19
2019-12-29 20:00 | 2.6736 | 84267.052 | 20
2019-12-29 21:00 | 2.6348 | 83044.526 | 21
2019-12-29 22:00 | 2.5177 | 79353.0079 | 22
2019-12-29 23:00 | 2.4813 | 78205.3997 | 23
2019-12-30 | 2.4438 | 77024.0411 | 0
2019-12-30 01:00 | 2.3625 | 74460.4588 | 1
2019-12-30 02:00 | 2.366 | 74570.5248 | 2
2019-12-30 03:00 | 2.3792 | 74986.1439 | 3
2019-12-30 04:00 | 2.4487 | 77178.1749 | 4
2019-12-30 05:00 | 2.6077 | 82190.275 | 5
2019-12-30 06:00 | 2.9486 | 92932.9077 | 6
2019-12-30 07:00 | 3.1974 | 100776.7088 | 7
2019-12-30 08:00 | 3.5813 | 112875.475 | 8
2019-12-30 09:00 | 3.6558 | 115223.1635 | 9
2019-12-30 10:00 | 3.8235 | 120508.3038 | 10
2019-12-30 11:00 | 3.7936 | 119566.4644 | 11
2019-12-30 12:00 | 3.6835 | 116095.4699 | 12
2019-12-30 13:00 | 3.6901 | 116303.3264 | 13
2019-12-30 14:00 | 3.5669 | 112421.2238 | 14
2019-12-30 15:00 | 3.5812 | 112870.401 | 15
2019-12-30 16:00 | 3.4898 | 109991.5534 | 16
2019-12-30 17:00 | 3.5119 | 110686.9707 | 17
2019-12-30 18:00 | 3.3647 | 106046.7261 | 18
2019-12-30 19:00 | 3.2973 | 103924.8429 | 19
2019-12-30 20:00 | 3.3322 | 105025.1867 | 20
2019-12-30 21:00 | 3.1388 | 98928.3112 | 21
2019-12-30 22:00 | 3.1257 | 98515.1132 | 22
2019-12-30 23:00 | 2.997 | 94459.6636 | 23
2019-12-31 | 2.8814 | 90814.1038 | 0
2019-12-31 01:00 | 2.7834 | 87725.2943 | 1
2019-12-31 02:00 | 2.769 | 87274.2818 | 2
2019-12-31 03:00 | 2.808 | 88500.8931 | 3
2019-12-31 04:00 | 2.8975 | 91322.5779 | 4
2019-12-31 05:00 | 3.0341 | 95628.2798 | 5
2019-12-31 06:00 | 3.3126 | 104406.4848 | 6
2019-12-31 07:00 | 3.6669 | 115571.8769 | 7
2019-12-31 08:00 | 4.1482 | 130741.9301 | 8
2019-12-31 09:00 | 4.0763 | 128477.1857 | 9
2019-12-31 10:00 | 4.0939 | 129031.7344 | 10
2019-12-31 11:00 | 4.0725 | 128355.8071 | 11
2019-12-31 12:00 | 3.9283 | 123811.0029 | 12
2019-12-31 13:00 | 3.8573 | 121574.8474 | 13
2019-12-31 14:00 | 3.7482 | 118135.0876 | 14
2019-12-31 15:00 | 3.7749 | 118975.8977 | 15
2019-12-31 16:00 | 3.7155 | 117105.8693 | 16
2019-12-31 17:00 | 3.6158 | 113963.7458 | 17
2019-12-31 18:00 | 3.5506 | 111907.133 | 18
2019-12-31 19:00 | 3.3958 | 107028.047 | 19
2019-12-31 20:00 | 3.3392 | 105245.2251 | 20
2019-12-31 21:00 | 3.2439 | 102239.908 | 21
2019-12-31 22:00 | 3.0879 | 97322.7168 | 22
2019-12-31 23:00 | 3.0523 | 96201.2968 | 23
2020-01-01 | 3.5373 | 111489.138 | 0
2020-01-01 01:00 | 3.4122 | 107545.3467 | 1
2020-01-01 02:00 | 3.4332 | 108207.8262 | 2
2020-01-01 03:00 | 3.4799 | 109679.8566 | 3
2020-01-01 04:00 | 3.4712 | 109403.4089 | 4
2020-01-01 05:00 | 3.6578 | 115287.4825 | 5
2020-01-01 06:00 | 3.9301 | 123867.7595 | 6
2020-01-01 07:00 | 4.0603 | 127972.8529 | 7
2020-01-01 08:00 | 4.1622 | 131183.7365 | 8
2020-01-01 09:00 | 4.1115 | 129584.5689 | 9
2020-01-01 10:00 | 4.1127 | 129624.8178 | 10
2020-01-01 11:00 | 3.8528 | 121432.753 | 11
2020-01-01 12:00 | 3.6301 | 114413.0433 | 12
2020-01-01 13:00 | 3.5139 | 110751.5085 | 13
2020-01-01 14:00 | 3.5314 | 111303.3447 | 14
2020-01-01 15:00 | 3.4437 | 108538.2451 | 15
2020-01-01 16:00 | 3.4683 | 109312.5098 | 16
2020-01-01 17:00 | 3.7075 | 116853.6692 | 17
2020-01-01 18:00 | 3.7411 | 117911.649 | 18
2020-01-01 19:00 | 3.6502 | 115047.1314 | 19
2020-01-01 20:00 | 3.6034 | 113572.9295 | 20
2020-01-01 21:00 | 3.7916 | 119504.533 | 21
2020-01-01 22:00 | 3.7889 | 119418.2027 | 22
2020-01-01 23:00 | 3.7701 | 118826.4445 | 23
2020-01-02 | 3.7809 | 119166.9869 | 0
2020-01-02 01:00 | 3.8188 | 120360.1357 | 1
2020-01-02 02:00 | 3.8155 | 120255.8007 | 2
2020-01-02 03:00 | 3.8961 | 122795.7055 | 3
2020-01-02 04:00 | 4.1069 | 129440.5801 | 4
2020-01-02 05:00 | 4.4665 | 140773.2817 | 5
2020-01-02 06:00 | 4.9609 | 156355.7624 | 6
2020-01-02 07:00 | 5.4209 | 170856.4904 | 7
2020-01-02 08:00 | 5.88 | 185324.7918 | 8
2020-01-02 09:00 | 5.9953 | 188960.4942 | 9
2020-01-02 10:00 | 6.025 | 189894.7748 | 10
2020-01-02 11:00 | 5.4098 | 170504.0623 | 11
2020-01-02 12:00 | 5.1692 | 162922.3109 | 12
2020-01-02 13:00 | 5.0127 | 157990.5185 | 13
2020-01-02 14:00 | 4.9517 | 156066.8916 | 14
2020-01-02 15:00 | 4.806 | 151475.8112 | 15
2020-01-02 16:00 | 4.4665 | 140774.1044 | 16
2020-01-02 17:00 | 4.2346 | 133464.6679 | 17
2020-01-02 18:00 | 4.0932 | 129009.6785 | 18
2020-01-02 19:00 | 3.8657 | 121839.5965 | 19
2020-01-02 20:00 | 3.7229 | 117338.1564 | 20
2020-01-02 21:00 | 3.5336 | 111370.6103 | 21
2020-01-02 22:00 | 3.3573 | 105815.752 | 22
2020-01-02 23:00 | 3.2931 | 103792.9778 | 23
2020-01-03 | 3.146 | 99154.5152 | 0
2020-01-03 01:00 | 3.1958 | 100724.7359 | 1
2020-01-03 02:00 | 3.0921 | 97457.7245 | 2
2020-01-03 03:00 | 2.966 | 93480.6856 | 3
2020-01-03 04:00 | 3.0455 | 95988.4399 | 4
2020-01-03 05:00 | 3.2317 | 101857.6949 | 5
2020-01-03 06:00 | 3.5927 | 113232.8138 | 6
2020-01-03 07:00 | 3.9675 | 125045.9497 | 7
2020-01-03 08:00 | 4.4606 | 140589.189 | 8
2020-01-03 09:00 | 4.8537 | 152978.9873 | 9
2020-01-03 10:00 | 4.8509 | 152889.8589 | 10
2020-01-03 11:00 | 4.6568 | 146773.4116 | 11
2020-01-03 12:00 | 4.6375 | 146164.0394 | 12
2020-01-03 13:00 | 4.7402 | 149401.6725 | 13
2020-01-03 14:00 | 4.6979 | 148066.6408 | 14
2020-01-03 15:00 | 4.4848 | 141350.0357 | 15
2020-01-03 16:00 | 4.1838 | 131865.2014 | 16
2020-01-03 17:00 | 3.9041 | 123047.8656 | 17
2020-01-03 18:00 | 3.7486 | 118148.6895 | 18
2020-01-03 19:00 | 3.5999 | 113460.4573 | 19
2020-01-03 20:00 | 3.4817 | 109734.609 | 20
2020-01-03 21:00 | 3.452 | 108800.8615 | 21
2020-01-03 22:00 | 3.2886 | 103650.1439 | 22
2020-01-03 23:00 | 3.1333 | 98754.2388 | 23
2020-01-04 | 3.0568 | 96342.8398 | 0
2020-01-04 01:00 | 2.9133 | 91821.1659 | 1
2020-01-04 02:00 | 2.8844 | 90911.2938 | 2
2020-01-04 03:00 | 2.8211 | 88914.2094 | 3
2020-01-04 04:00 | 2.7959 | 88120.4143 | 4
2020-01-04 05:00 | 2.947 | 92881.9801 | 5
2020-01-04 06:00 | 3.2927 | 103779.116 | 6
2020-01-04 07:00 | 3.4778 | 109613.362 | 7
2020-01-04 08:00 | 3.6669 | 115571.4087 | 8
2020-01-04 09:00 | 3.8121 | 120149.8759 | 9
2020-01-04 10:00 | 3.8701 | 121977.117 | 10
2020-01-04 11:00 | 3.8123 | 120156.181 | 11
2020-01-04 12:00 | 3.7681 | 118761.0141 | 12
2020-01-04 13:00 | 3.8145 | 120223.3431 | 13
2020-01-04 14:00 | 3.8365 | 120917.9894 | 14
2020-01-04 15:00 | 3.9259 | 123734.4338 | 15
2020-01-04 16:00 | 3.8151 | 120244.3016 | 16
2020-01-04 17:00 | 4.0685 | 128230.7332 | 17
2020-01-04 18:00 | 4.1416 | 130532.977 | 18
2020-01-04 19:00 | 4.1101 | 129543.044 | 19
2020-01-04 20:00 | 4.0579 | 127896.6752 | 20
2020-01-04 21:00 | 3.9557 | 124673.7608 | 21
2020-01-04 22:00 | 3.8329 | 120806.3622 | 22
2020-01-04 23:00 | 3.7392 | 117850.3725 | 23
2020-01-05 | 3.6519 | 115098.7971 | 0
2020-01-05 01:00 | 3.5512 | 111925.3015 | 1
2020-01-05 02:00 | 3.5705 | 112534.8998 | 2
2020-01-05 03:00 | 3.5862 | 113027.8253 | 3
2020-01-05 04:00 | 3.6589 | 115320.0019 | 4
2020-01-05 05:00 | 3.781 | 119168.7031 | 5
2020-01-05 06:00 | 3.9355 | 124037.2902 | 6
2020-01-05 07:00 | 4.0934 | 129014.9227 | 7
2020-01-05 08:00 | 4.3904 | 138377.0641 | 8
2020-01-05 09:00 | 4.3646 | 137564.2742 | 9
2020-01-05 10:00 | 4.439 | 139906.663 | 10
2020-01-05 11:00 | 4.2131 | 132787.1787 | 11
2020-01-05 12:00 | 3.824 | 120524.4144 | 12
2020-01-05 13:00 | 3.6081 | 113719.9427 | 13
2020-01-05 14:00 | 3.5873 | 113064.5868 | 14
2020-01-05 15:00 | 3.6402 | 114731.9678 | 15
2020-01-05 16:00 | 3.6123 | 113853.2244 | 16
2020-01-05 17:00 | 3.9312 | 123902.4412 | 17
2020-01-05 18:00 | 3.9798 | 125433.2836 | 18
2020-01-05 19:00 | 4.0101 | 126391.2622 | 19
2020-01-05 20:00 | 3.9742 | 125258.2273 | 20
2020-01-05 21:00 | 3.9852 | 125606.3379 | 21
2020-01-05 22:00 | 3.8075 | 120005.6675 | 22
2020-01-05 23:00 | 3.7704 | 118835.9451 | 23
2020-01-06 | 3.6378 | 114654.9563 | 0
2020-01-06 01:00 | 3.6275 | 114330.0461 | 1
2020-01-06 02:00 | 3.6698 | 115663.1289 | 2
2020-01-06 03:00 | 3.8409 | 121058.4804 | 3
2020-01-06 04:00 | 3.9853 | 125607.0739 | 4
2020-01-06 05:00 | 4.3886 | 138319.3335 | 5
2020-01-06 06:00 | 5.1744 | 163085.7418 | 6
2020-01-06 07:00 | 5.7841 | 182304.001 | 7
2020-01-06 08:00 | 6.1426 | 193602.3135 | 8
2020-01-06 09:00 | 6.2395 | 196655.3992 | 9
2020-01-06 10:00 | 6.0086 | 189379.1983 | 10
2020-01-06 11:00 | 5.7224 | 180356.3585 | 11
2020-01-06 12:00 | 5.5981 | 176440.7791 | 12
2020-01-06 13:00 | 5.4088 | 170473.0989 | 13
2020-01-06 14:00 | 4.9362 | 155578.5479 | 14
2020-01-06 15:00 | 4.609 | 145265.9329 | 15
2020-01-06 16:00 | 4.3267 | 136368.6076 | 16
2020-01-06 17:00 | 4.5018 | 141888.5655 | 17
2020-01-06 18:00 | 4.3723 | 137804.4841 | 18
2020-01-06 19:00 | 4.4683 | 140829.9531 | 19
2020-01-06 20:00 | 4.3995 | 138664.1421 | 20
2020-01-06 21:00 | 4.2773 | 134810.885 | 21
2020-01-06 22:00 | 4.2661 | 134459.1993 | 22
2020-01-06 23:00 | 4.2533 | 134055.637 | 23
2020-01-07 | 4.1725 | 131509.6355 | 0
2020-01-07 01:00 | 4.1878 | 131991.1884 | 1
2020-01-07 02:00 | 4.1261 | 130044.8401 | 2
2020-01-07 03:00 | 4.0403 | 127340.6705 | 3
2020-01-07 04:00 | 4.2561 | 134142.3322 | 4
2020-01-07 05:00 | 4.5083 | 142090.5234 | 5
2020-01-07 06:00 | 5.1523 | 162389.6 | 6
2020-01-07 07:00 | 5.5375 | 174529.9212 | 7
2020-01-07 08:00 | 5.9456 | 187393.497 | 8
2020-01-07 09:00 | 6.2326 | 196438.5024 | 9
2020-01-07 10:00 | 6.1631 | 194246.5115 | 10
2020-01-07 11:00 | 6.0027 | 189193.2724 | 11
2020-01-07 12:00 | 5.5189 | 173942.5754 | 12
2020-01-07 13:00 | 5.3838 | 169684.4852 | 13
2020-01-07 14:00 | 5.287 | 166635.2003 | 14
2020-01-07 15:00 | 5.2264 | 164726.0374 | 15
2020-01-07 16:00 | 4.9577 | 156256.1024 | 16
2020-01-07 17:00 | 4.907 | 154657.3613 | 17
2020-01-07 18:00 | 4.7162 | 148643.9807 | 18
2020-01-07 19:00 | 4.6265 | 145816.7731 | 19
2020-01-07 20:00 | 4.4426 | 140021.47 | 20
2020-01-07 21:00 | 4.4346 | 139768.7319 | 21
2020-01-07 22:00 | 4.4349 | 139777.8782 | 22
2020-01-07 23:00 | 4.2458 | 133817.0673 | 23
2020-01-08 | 4.2771 | 134805.6878 | 0
2020-01-08 01:00 | 4.2136 | 132803.8597 | 1
2020-01-08 02:00 | 4.2446 | 133779.4842 | 2
2020-01-08 03:00 | 4.1556 | 130976.2805 | 3
2020-01-08 04:00 | 4.2839 | 135017.9837 | 4
2020-01-08 05:00 | 4.563 | 143815.7504 | 5
2020-01-08 06:00 | 5.0655 | 159653.105 | 6
2020-01-08 07:00 | 5.4824 | 172793.0551 | 7
2020-01-08 08:00 | 6.0311 | 190086.0433 | 8
2020-01-08 09:00 | 6.3097 | 198869.1763 | 9
2020-01-08 10:00 | 6.1545 | 193976.7769 | 10
2020-01-08 11:00 | 5.7829 | 182263.6761 | 11
2020-01-08 12:00 | 5.6221 | 177198.0981 | 12
2020-01-08 13:00 | 5.4263 | 171025.7281 | 13
2020-01-08 14:00 | 5.4547 | 171919.5194 | 14
2020-01-08 15:00 | 5.1496 | 162305.4905 | 15
2020-01-08 16:00 | 4.8076 | 151524.6684 | 16
2020-01-08 17:00 | 4.7967 | 151180.2621 | 17
2020-01-08 18:00 | 5.0239 | 158342.8333 | 18
2020-01-08 19:00 | 4.8148 | 151750.7534 | 19
2020-01-08 20:00 | 4.6986 | 148089.3165 | 20
2020-01-08 21:00 | 4.6221 | 145679.2504 | 21
2020-01-08 22:00 | 4.5271 | 142685.2821 | 22
2020-01-08 23:00 | 4.5449 | 143245.8513 | 23
2020-01-09 | 4.4032 | 138779.0345 | 0
2020-01-09 01:00 | 4.4029 | 138769.241 | 1
2020-01-09 02:00 | 4.477 | 141105.0663 | 2
2020-01-09 03:00 | 4.4905 | 141531.5075 | 3
2020-01-09 04:00 | 4.6576 | 146798.6683 | 4
2020-01-09 05:00 | 4.987 | 157178.2503 | 5
2020-01-09 06:00 | 5.6168 | 177029.3135 | 6
2020-01-09 07:00 | 6.2576 | 197225.8685 | 7
2020-01-09 08:00 | 6.8208 | 214976.5899 | 8
2020-01-09 09:00 | 6.9369 | 218635.1429 | 9
2020-01-09 10:00 | 6.6901 | 210857.079 | 10
2020-01-09 11:00 | 6.1152 | 192738.0254 | 11
2020-01-09 12:00 | 5.9098 | 186265.1298 | 12
2020-01-09 13:00 | 5.5952 | 176349.9698 | 13
2020-01-09 14:00 | 5.4016 | 170245.3767 | 14
2020-01-09 15:00 | 4.8441 | 152674.1167 | 15
2020-01-09 16:00 | 4.4421 | 140004.8623 | 16
2020-01-09 17:00 | 4.2399 | 133631.1093 | 17
2020-01-09 18:00 | 4.1214 | 129896.8274 | 18
2020-01-09 19:00 | 4.0372 | 127244.0082 | 19
2020-01-09 20:00 | 3.9198 | 123543.2575 | 20
2020-01-09 21:00 | 3.7934 | 119558.5892 | 21
2020-01-09 22:00 | 3.7737 | 118938.4375 | 22
2020-01-09 23:00 | 3.7529 | 118283.5474 | 23
2020-01-10 | 3.6765 | 115875.4959 | 0
2020-01-10 01:00 | 3.6249 | 114249.6892 | 1
2020-01-10 02:00 | 3.4375 | 108343.159 | 2
2020-01-10 03:00 | 3.3296 | 104942.5897 | 3
2020-01-10 04:00 | 3.3455 | 105443.4354 | 4
2020-01-10 05:00 | 3.5895 | 113132.0383 | 5
2020-01-10 06:00 | 4.2768 | 134795.9249 | 6
2020-01-10 07:00 | 4.6056 | 145157.1748 | 7
2020-01-10 08:00 | 5.1996 | 163879.0716 | 8
2020-01-10 09:00 | 5.3872 | 169793.0647 | 9
2020-01-10 10:00 | 5.3659 | 169121.7213 | 10
2020-01-10 11:00 | 5.2579 | 165717.8136 | 11
2020-01-10 12:00 | 5.1805 | 163279.6682 | 12
2020-01-10 13:00 | 4.8893 | 154100.075 | 13
2020-01-10 14:00 | 4.6667 | 147085.1003 | 14
2020-01-10 15:00 | 4.3735 | 137842.0617 | 15
2020-01-10 16:00 | 3.9802 | 125446.9457 | 16
2020-01-10 17:00 | 3.8706 | 121993.5166 | 17
2020-01-10 18:00 | 3.6162 | 113973.723 | 18
2020-01-10 19:00 | 3.5023 | 110383.6851 | 19
2020-01-10 20:00 | 3.4902 | 110005.0336 | 20
2020-01-10 21:00 | 3.3104 | 104337.367 | 21
2020-01-10 22:00 | 3.0946 | 97535.9178 | 22
2020-01-10 23:00 | 2.8939 | 91208.8494 | 23
2020-01-11 | 2.9103 | 91727.5198 | 0
2020-01-11 01:00 | 2.6581 | 83778.0294 | 1
2020-01-11 02:00 | 2.6268 | 82789.7801 | 2
2020-01-11 03:00 | 2.6273 | 82807.0146 | 3
2020-01-11 04:00 | 2.7374 | 86276.3333 | 4
2020-01-11 05:00 | 2.8383 | 89458.4895 | 5
2020-01-11 06:00 | 3.2526 | 102514.0573 | 6
2020-01-11 07:00 | 3.3577 | 105827.2279 | 7
2020-01-11 08:00 | 3.4092 | 107449.1944 | 8
2020-01-11 09:00 | 3.5801 | 112836.203 | 9
2020-01-11 10:00 | 3.6429 | 114816.8063 | 10
2020-01-11 11:00 | 3.5695 | 112503.7578 | 11
2020-01-11 12:00 | 3.6986 | 116572.5773 | 12
2020-01-11 13:00 | 3.7006 | 116636.4558 | 13
2020-01-11 14:00 | 3.5312 | 111294.3717 | 14
2020-01-11 15:00 | 3.2473 | 102347.5434 | 15
2020-01-11 16:00 | 3.1653 | 99764.7657 | 16
2020-01-11 17:00 | 3.1585 | 99549.0567 | 17
2020-01-11 18:00 | 3.1654 | 99767.5492 | 18
2020-01-11 19:00 | 3.2179 | 101420.8586 | 19
2020-01-11 20:00 | 3.0272 | 95410.9418 | 20
2020-01-11 21:00 | 2.9274 | 92265.1997 | 21
2020-01-11 22:00 | 2.7778 | 87548.9358 | 22
2020-01-11 23:00 | 2.6388 | 83169.7351 | 23
2020-01-12 | 2.6181 | 82517.8696 | 0
2020-01-12 01:00 | 2.6766 | 84361.6253 | 1
2020-01-12 02:00 | 2.7047 | 85244.9218 | 2
2020-01-12 03:00 | 2.7526 | 86757.5499 | 3
2020-01-12 04:00 | 2.8366 | 89404.1942 | 4
2020-01-12 05:00 | 2.9522 | 93045.8258 | 5
2020-01-12 06:00 | 3.0813 | 97116.3243 | 6
2020-01-12 07:00 | 3.2892 | 103669.9519 | 7
2020-01-12 08:00 | 3.4604 | 109065.2525 | 8
2020-01-12 09:00 | 3.4857 | 109860.6892 | 9
2020-01-12 10:00 | 3.4517 | 108789.8951 | 10
2020-01-12 11:00 | 3.366 | 106088.003 | 11
2020-01-12 12:00 | 3.3063 | 104206.5684 | 12
2020-01-12 13:00 | 3.3269 | 104855.2886 | 13
2020-01-12 14:00 | 3.245 | 102275.1268 | 14
2020-01-12 15:00 | 3.2942 | 103827.3675 | 15
2020-01-12 16:00 | 3.2839 | 103500.7452 | 16
2020-01-12 17:00 | 3.4012 | 107200.0446 | 17
2020-01-12 18:00 | 3.533 | 111352.6131 | 18
2020-01-12 19:00 | 3.4488 | 108699.5091 | 19
2020-01-12 20:00 | 3.3285 | 104907.8634 | 20
2020-01-12 21:00 | 3.2036 | 100971.0958 | 21
2020-01-12 22:00 | 3.1099 | 98018.4443 | 22
2020-01-12 23:00 | 3.2093 | 101150.0612 | 23
2020-01-13 | 3.1766 | 100120.4605 | 0
2020-01-13 01:00 | 3.2577 | 102675.0543 | 1
2020-01-13 02:00 | 3.2522 | 102501.3693 | 2
2020-01-13 03:00 | 3.2502 | 102439.2345 | 3
2020-01-13 04:00 | 3.4816 | 109733.2282 | 4
2020-01-13 05:00 | 3.9509 | 124522.7051 | 5
2020-01-13 06:00 | 4.6622 | 146943.1877 | 6
2020-01-13 07:00 | 5.1859 | 163448.5094 | 7
2020-01-13 08:00 | 5.8244 | 183573.8792 | 8
2020-01-13 09:00 | 5.8175 | 183355.0507 | 9
2020-01-13 10:00 | 5.837 | 183968.2318 | 10
2020-01-13 11:00 | 5.3036 | 167158.5052 | 11
2020-01-13 12:00 | 5.1049 | 160896.241 | 12
2020-01-13 13:00 | 4.8334 | 152337.0287 | 13
2020-01-13 14:00 | 4.7283 | 149025.9217 | 14
2020-01-13 15:00 | 4.5527 | 143490.5945 | 15
2020-01-13 16:00 | 4.1743 | 131566.2443 | 16
2020-01-13 17:00 | 3.9899 | 125751.7999 | 17
2020-01-13 18:00 | 3.7554 | 118363.0286 | 18
2020-01-13 19:00 | 3.7033 | 116720.687 | 19
2020-01-13 20:00 | 3.704 | 116740.8122 | 20
2020-01-13 21:00 | 3.6804 | 115996.8804 | 21
2020-01-13 22:00 | 3.6182 | 114037.9634 | 22
2020-01-13 23:00 | 3.4594 | 109033.1777 | 23
2020-01-14 | 3.3436 | 105382.1985 | 0
2020-01-14 01:00 | 3.3958 | 107029.2077 | 1
2020-01-14 02:00 | 3.2541 | 102563.7601 | 2
2020-01-14 03:00 | 3.0674 | 96678.2423 | 3
2020-01-14 04:00 | 3.2267 | 101697.2019 | 4
2020-01-14 05:00 | 3.5374 | 111491.3594 | 5
2020-01-14 06:00 | 4.0914 | 128953.2291 | 6
2020-01-14 07:00 | 4.6149 | 145451.3596 | 7
2020-01-14 08:00 | 5.1553 | 162483.6094 | 8
2020-01-14 09:00 | 5.2968 | 166942.9048 | 9
2020-01-14 10:00 | 5.1495 | 162300.3479 | 10
2020-01-14 11:00 | 5.051 | 159197.4184 | 11
2020-01-14 12:00 | 5.0158 | 158085.9632 | 12
2020-01-14 13:00 | 4.9597 | 156318.3179 | 13
2020-01-14 14:00 | 4.7745 | 150482.9797 | 14
2020-01-14 15:00 | 4.5642 | 143853.3262 | 15
2020-01-14 16:00 | 4.2268 | 133219.6476 | 16
2020-01-14 17:00 | 4.0815 | 128639.2938 | 17
2020-01-14 18:00 | 3.8109 | 120111.8181 | 18
2020-01-14 19:00 | 3.7828 | 119226.3298 | 19
2020-01-14 20:00 | 3.6689 | 115634.8198 | 20
2020-01-14 21:00 | 3.455 | 108894.8313 | 21
2020-01-14 22:00 | 3.2861 | 103571.2017 | 22
2020-01-14 23:00 | 3.2733 | 103167.9626 | 23
2020-01-15 | 3.1437 | 99084.0222 | 0
2020-01-15 01:00 | 3.1046 | 97849.985 | 1
2020-01-15 02:00 | 3.0334 | 95605.6149 | 2
2020-01-15 03:00 | 2.944 | 92789.8888 | 3
2020-01-15 04:00 | 3.1443 | 99101.1213 | 4
2020-01-15 05:00 | 3.2997 | 104000.3716 | 5
2020-01-15 06:00 | 3.9022 | 122988.8792 | 6
2020-01-15 07:00 | 4.4265 | 139512.9194 | 7
2020-01-15 08:00 | 5.093 | 160520.2558 | 8
2020-01-15 09:00 | 5.3001 | 167049.119 | 9
2020-01-15 10:00 | 5.2229 | 164613.1289 | 10
2020-01-15 11:00 | 5.0966 | 160633.7123 | 11
2020-01-15 12:00 | 5.0054 | 157759.7547 | 12
2020-01-15 13:00 | 4.8527 | 152946.9877 | 13
2020-01-15 14:00 | 4.8373 | 152462.288 | 14
2020-01-15 15:00 | 4.4662 | 140764.1989 | 15
2020-01-15 16:00 | 4.1995 | 132359.6157 | 16
2020-01-15 17:00 | 4.0479 | 127582.0342 | 17
2020-01-15 18:00 | 4.1115 | 129584.1556 | 18
2020-01-15 19:00 | 3.8817 | 122342.0135 | 19
2020-01-15 20:00 | 3.5433 | 111677.2264 | 20
2020-01-15 21:00 | 3.3737 | 106332.4796 | 21
2020-01-15 22:00 | 3.2192 | 101462.2553 | 22
2020-01-15 23:00 | 3.0388 | 95776.2292 | 23
2020-01-16 | 2.9784 | 93871.4412 | 0
2020-01-16 01:00 | 2.8764 | 90658.5256 | 1
2020-01-16 02:00 | 2.8809 | 90798.9496 | 2
2020-01-16 03:00 | 2.8663 | 90339.4576 | 3
2020-01-16 04:00 | 3.0872 | 97302.8918 | 4
2020-01-16 05:00 | 3.4478 | 108665.7578 | 5
2020-01-16 06:00 | 4.0439 | 127455.4552 | 6
2020-01-16 07:00 | 4.6094 | 145278.1437 | 7
2020-01-16 08:00 | 5.1178 | 161303.3081 | 8
2020-01-16 09:00 | 5.2821 | 166479.2541 | 9
2020-01-16 10:00 | 5.5015 | 173396.7149 | 10
2020-01-16 11:00 | 5.1935 | 163687.7971 | 11
2020-01-16 12:00 | 5.1022 | 160808.8718 | 12
2020-01-16 13:00 | 5.0159 | 158091.306 | 13
2020-01-16 14:00 | 4.9059 | 154623.8667 | 14
2020-01-16 15:00 | 4.7386 | 149351.2547 | 15
2020-01-16 16:00 | 4.3697 | 137723.3248 | 16
2020-01-16 17:00 | 4.2848 | 135048.9401 | 17
2020-01-16 18:00 | 4.0308 | 127043.7592 | 18
2020-01-16 19:00 | 3.8857 | 122468.3394 | 19
2020-01-16 20:00 | 3.9263 | 123747.4709 | 20
2020-01-16 21:00 | 3.8977 | 122846.913 | 21
2020-01-16 22:00 | 3.8554 | 121512.9212 | 22
2020-01-16 23:00 | 3.7736 | 118935.7241 | 23
2020-01-17 | 3.804 | 119893.6696 | 0
2020-01-17 01:00 | 3.8806 | 122307.2753 | 1
2020-01-17 02:00 | 3.8318 | 120770.2194 | 2
2020-01-17 03:00 | 3.89 | 122604.3296 | 3
2020-01-17 04:00 | 4.0791 | 128563.71 | 4
2020-01-17 05:00 | 4.4208 | 139333.7737 | 5
2020-01-17 06:00 | 5.0246 | 158363.1497 | 6
2020-01-17 07:00 | 5.5161 | 173856.0854 | 7
2020-01-17 08:00 | 6.109 | 192543.3281 | 8
2020-01-17 09:00 | 6.3396 | 199811.2465 | 9
2020-01-17 10:00 | 6.3144 | 199016.6109 | 10
2020-01-17 11:00 | 6.0212 | 189774.0294 | 11
2020-01-17 12:00 | 5.7746 | 182003.3335 | 12
2020-01-17 13:00 | 5.5477 | 174851.8099 | 13
2020-01-17 14:00 | 5.3181 | 167614.336 | 14
2020-01-17 15:00 | 4.8666 | 153385.091 | 15
2020-01-17 16:00 | 4.5804 | 144363.8489 | 16
2020-01-17 17:00 | 4.545 | 143250.1527 | 17
2020-01-17 18:00 | 4.5817 | 144405.2259 | 18
2020-01-17 19:00 | 4.3272 | 136382.9599 | 19
2020-01-17 20:00 | 4.252 | 134013.1688 | 20
2020-01-17 21:00 | 4.116 | 129728.8882 | 21
2020-01-17 22:00 | 4.0131 | 126483.8618 | 22
2020-01-17 23:00 | 3.8777 | 122216.7504 | 23
2020-01-18 | 3.7332 | 117660.9554 | 0
2020-01-18 01:00 | 3.5749 | 112674.4598 | 1
2020-01-18 02:00 | 3.5217 | 110995.2417 | 2
2020-01-18 03:00 | 3.4846 | 109826.6668 | 3
2020-01-18 04:00 | 3.4563 | 108936.1154 | 4
2020-01-18 05:00 | 3.6311 | 114444.4163 | 5
2020-01-18 06:00 | 3.9501 | 124499.8318 | 6
2020-01-18 07:00 | 4.0701 | 128280.0899 | 7
2020-01-18 08:00 | 4.1038 | 129341.7815 | 8
2020-01-18 09:00 | 4.0728 | 128364.793 | 9
2020-01-18 10:00 | 4.0687 | 128235.2317 | 10
2020-01-18 11:00 | 3.9344 | 124004.6076 | 11
2020-01-18 12:00 | 3.9789 | 125405.6255 | 12
2020-01-18 13:00 | 3.9807 | 125463.7464 | 13
2020-01-18 14:00 | 3.6993 | 116593.7104 | 14
2020-01-18 15:00 | 3.7408 | 117901.0365 | 15
2020-01-18 16:00 | 3.5532 | 111990.8423 | 16
2020-01-18 17:00 | 3.5134 | 110735.6291 | 17
2020-01-18 18:00 | 3.6356 | 114585.0477 | 18
2020-01-18 19:00 | 3.5779 | 112767.177 | 19
2020-01-18 20:00 | 3.5317 | 111311.595 | 20
2020-01-18 21:00 | 3.3599 | 105895.3654 | 21
2020-01-18 22:00 | 3.2295 | 101785.9094 | 22
2020-01-18 23:00 | 3.2278 | 101734.22 | 23
2020-01-19 | 3.2428 | 102207.4309 | 0
2020-01-19 01:00 | 3.1643 | 99731.4075 | 1
2020-01-19 02:00 | 3.2898 | 103688.216 | 2
2020-01-19 03:00 | 3.447 | 108643.4233 | 3
2020-01-19 04:00 | 3.5443 | 111709.6826 | 4
2020-01-19 05:00 | 3.7185 | 117199.8255 | 5
2020-01-19 06:00 | 3.9487 | 124453.9543 | 6
2020-01-19 07:00 | 4.426 | 139497.6835 | 7
2020-01-19 08:00 | 4.585 | 144510.1336 | 8
2020-01-19 09:00 | 4.5906 | 144686.1136 | 9
2020-01-19 10:00 | 4.6813 | 147543.7031 | 10
2020-01-19 11:00 | 4.5392 | 143065.6704 | 11
2020-01-19 12:00 | 4.4516 | 140304.6835 | 12
2020-01-19 13:00 | 4.4841 | 141328.7009 | 13
2020-01-19 14:00 | 4.6045 | 145124.4805 | 14
2020-01-19 15:00 | 4.47 | 140885.8633 | 15
2020-01-19 16:00 | 4.592 | 144731.5407 | 16
2020-01-19 17:00 | 4.6556 | 146734.6721 | 17
2020-01-19 18:00 | 4.8046 | 151431.8112 | 18
2020-01-19 19:00 | 4.788 | 150908.3878 | 19
2020-01-19 20:00 | 4.7811 | 150688.8326 | 20
2020-01-19 21:00 | 4.8148 | 151752.066 | 21
2020-01-19 22:00 | 4.6364 | 146130.8674 | 22
2020-01-19 23:00 | 4.5875 | 144588.4998 | 23
2020-01-20 | 4.6021 | 145049.4948 | 0
2020-01-20 01:00 | 4.6297 | 145919.4454 | 1
2020-01-20 02:00 | 4.7283 | 149027.3322 | 2
2020-01-20 03:00 | 4.6595 | 146857.6348 | 3
2020-01-20 04:00 | 4.8732 | 153594.174 | 4
2020-01-20 05:00 | 5.1585 | 162584.1883 | 5
2020-01-20 06:00 | 5.7451 | 181071.9524 | 6
2020-01-20 07:00 | 5.976 | 188349.5373 | 7
2020-01-20 08:00 | 6.2194 | 196020.7432 | 8
2020-01-20 09:00 | 6.4031 | 201812.6774 | 9
2020-01-20 10:00 | 6.4441 | 203104.1102 | 10
2020-01-20 11:00 | 6.2291 | 196328.4016 | 11
2020-01-20 12:00 | 6.1293 | 193182.5139 | 12
2020-01-20 13:00 | 6.1043 | 192393.4309 | 13
2020-01-20 14:00 | 6.2636 | 197414.5823 | 14
2020-01-20 15:00 | 6.116 | 192764.651 | 15
2020-01-20 16:00 | 5.6896 | 179322.4696 | 16
2020-01-20 17:00 | 5.733 | 180690.7334 | 17
2020-01-20 18:00 | 5.6854 | 179193.1226 | 18
2020-01-20 19:00 | 5.6127 | 176900.7444 | 19
2020-01-20 20:00 | 5.5183 | 173923.5632 | 20
2020-01-20 21:00 | 5.5269 | 174194.6614 | 21
2020-01-20 22:00 | 5.3431 | 168402.4492 | 22
2020-01-20 23:00 | 5.3087 | 167317.6589 | 23
2020-01-21 | 5.2371 | 165061.4261 | 0
2020-01-21 01:00 | 5.1613 | 162672.496 | 1
2020-01-21 02:00 | 4.9773 | 156872.91 | 2
2020-01-21 03:00 | 4.9561 | 156207.1914 | 3
2020-01-21 04:00 | 5.2375 | 165076.3569 | 4
2020-01-21 05:00 | 5.619 | 177099.0891 | 5
2020-01-21 06:00 | 6.1003 | 192267.3492 | 6
2020-01-21 07:00 | 6.4917 | 204603.8995 | 7
2020-01-21 08:00 | 7 | 220625.9689 | 8
2020-01-21 09:00 | 7.1952 | 226776.2067 | 9
2020-01-21 10:00 | 6.7611 | 213094.3822 | 10
2020-01-21 11:00 | 6.6943 | 210990.7381 | 11
2020-01-21 12:00 | 6.5644 | 206897.425 | 12
2020-01-21 13:00 | 6.4411 | 203010.5354 | 13
2020-01-21 14:00 | 6.0722 | 191383.3349 | 14
2020-01-21 15:00 | 5.8596 | 184682.2431 | 15
2020-01-21 16:00 | 5.3986 | 170151.9568 | 16
2020-01-21 17:00 | 5.1947 | 163725.4313 | 17
2020-01-21 18:00 | 5.3941 | 170010.1681 | 18
2020-01-21 19:00 | 5.3891 | 169853.5178 | 19
2020-01-21 20:00 | 5.2183 | 164470.4718 | 20
2020-01-21 21:00 | 5.2618 | 165841.6729 | 21
2020-01-21 22:00 | 5.2654 | 165952.6995 | 22
2020-01-21 23:00 | 5.3375 | 168227.5463 | 23
2020-01-22 | 5.3206 | 167693.0337 | 0
2020-01-22 01:00 | 5.3649 | 169089.7712 | 1
2020-01-22 02:00 | 5.4378 | 171386.5853 | 2
2020-01-22 03:00 | 5.5882 | 176126.6638 | 3
2020-01-22 04:00 | 5.6756 | 178882.0191 | 4
2020-01-22 05:00 | 5.9305 | 186916.1356 | 5
2020-01-22 06:00 | 6.6095 | 208318.0295 | 6
2020-01-22 07:00 | 7.1754 | 226153.852 | 7
2020-01-22 08:00 | 7.6247 | 240313.9779 | 8
2020-01-22 09:00 | 7.4966 | 236278.0582 | 9
2020-01-22 10:00 | 7.2345 | 228015.6175 | 10
2020-01-22 11:00 | 6.9007 | 217494.9374 | 11
2020-01-22 12:00 | 6.3132 | 198977.5835 | 12
2020-01-22 13:00 | 5.8136 | 183233.0661 | 13
2020-01-22 14:00 | 5.5213 | 174020.0079 | 14
2020-01-22 15:00 | 5.2391 | 165125.5257 | 15
2020-01-22 16:00 | 4.9689 | 156609.783 | 16
2020-01-22 17:00 | 4.8997 | 154426.9534 | 17
2020-01-22 18:00 | 5.0362 | 158730.2576 | 18
2020-01-22 19:00 | 4.9597 | 156320.1904 | 19
2020-01-22 20:00 | 4.8941 | 154251.6345 | 20
2020-01-22 21:00 | 4.813 | 151696.9063 | 21
2020-01-22 22:00 | 4.7299 | 149074.92 | 22
2020-01-22 23:00 | 4.5583 | 143668.1327 | 23
2020-01-23 | 4.3683 | 137679.5793 | 0
2020-01-23 01:00 | 4.2964 | 135412.5961 | 1
2020-01-23 02:00 | 4.3442 | 136921.4552 | 2
2020-01-23 03:00 | 4.3313 | 136511.9167 | 3
2020-01-23 04:00 | 4.6317 | 145982.7022 | 4
2020-01-23 05:00 | 4.8568 | 153075.1256 | 5
2020-01-23 06:00 | 5.3068 | 167260.1034 | 6
2020-01-23 07:00 | 5.8432 | 184164.8407 | 7
2020-01-23 08:00 | 6.5796 | 207374.7588 | 8
2020-01-23 09:00 | 6.7304 | 212126.3905 | 9
2020-01-23 10:00 | 6.4745 | 204061.7842 | 10
2020-01-23 11:00 | 5.9386 | 187170.9379 | 11
2020-01-23 12:00 | 5.5895 | 176169.7416 | 12
2020-01-23 13:00 | 5.5088 | 173626.0249 | 13
2020-01-23 14:00 | 5.32 | 167674.3193 | 14
2020-01-23 15:00 | 5.121 | 161402.8775 | 15
2020-01-23 16:00 | 4.652 | 146621.2057 | 16
2020-01-23 17:00 | 4.4842 | 141332.5275 | 17
2020-01-23 18:00 | 4.4813 | 141241.3764 | 18
2020-01-23 19:00 | 4.3978 | 138609.8267 | 19
2020-01-23 20:00 | 4.3094 | 135824.6219 | 20
2020-01-23 21:00 | 4.0949 | 129063.294 | 21
2020-01-23 22:00 | 3.9426 | 124263.0048 | 22
2020-01-23 23:00 | 3.916 | 123424.7132 | 23
2020-01-24 | 3.78 | 119137.9885 | 0
2020-01-24 01:00 | 3.7723 | 118894.3724 | 1
2020-01-24 02:00 | 3.5613 | 112246.0219 | 2
2020-01-24 03:00 | 3.5909 | 113176.2794 | 3
2020-01-24 04:00 | 3.6786 | 115942.3384 | 4
2020-01-24 05:00 | 3.9538 | 124615.9041 | 5
2020-01-24 06:00 | 4.5036 | 141942.6342 | 6
2020-01-24 07:00 | 4.8723 | 153565.0958 | 7
2020-01-24 08:00 | 5.4087 | 170472.1547 | 8
2020-01-24 09:00 | 5.5049 | 173501.8733 | 9
2020-01-24 10:00 | 5.4059 | 170381.3378 | 10
2020-01-24 11:00 | 5.3892 | 169856.7981 | 11
2020-01-24 12:00 | 5.221 | 164554.9985 | 12
2020-01-24 13:00 | 4.9977 | 157516.8423 | 13
2020-01-24 14:00 | 4.9287 | 155341.5851 | 14
2020-01-24 15:00 | 4.7618 | 150081.8715 | 15
2020-01-24 16:00 | 4.5608 | 143746.6043 | 16
2020-01-24 17:00 | 4.3816 | 138098.0066 | 17
2020-01-24 18:00 | 4.2753 | 134746.852 | 18
2020-01-24 19:00 | 4.1733 | 131533.1183 | 19
2020-01-24 20:00 | 4.0682 | 128220.8193 | 20
2020-01-24 21:00 | 3.9085 | 123186.4418 | 21
2020-01-24 22:00 | 3.7613 | 118548.2798 | 22
2020-01-24 23:00 | 3.6008 | 113490.5711 | 23
2020-01-25 | 3.6049 | 113619.3734 | 0
2020-01-25 01:00 | 3.4751 | 109526.9236 | 1
2020-01-25 02:00 | 3.4397 | 108413.1256 | 2
2020-01-25 03:00 | 3.4477 | 108664.8018 | 3
2020-01-25 04:00 | 3.5318 | 111315.9029 | 4
2020-01-25 05:00 | 3.8426 | 121110.7059 | 5
2020-01-25 06:00 | 4.1096 | 129524.4639 | 6
2020-01-25 07:00 | 4.2343 | 133455.5443 | 7
2020-01-25 08:00 | 4.4657 | 140747.859 | 8
2020-01-25 09:00 | 4.5363 | 142973.3605 | 9
2020-01-25 10:00 | 4.7935 | 151081.3995 | 10
2020-01-25 11:00 | 4.7452 | 149559.4599 | 11
2020-01-25 12:00 | 4.5931 | 144764.4184 | 12
2020-01-25 13:00 | 4.5729 | 144129.4727 | 13
2020-01-25 14:00 | 4.4124 | 139068.396 | 14
2020-01-25 15:00 | 4.3843 | 138185.2874 | 15
2020-01-25 16:00 | 4.2747 | 134729.3873 | 16
2020-01-25 17:00 | 4.3914 | 138408.9421 | 17
2020-01-25 18:00 | 4.4005 | 138693.5664 | 18
2020-01-25 19:00 | 4.3068 | 135739.5965 | 19
2020-01-25 20:00 | 4.1196 | 129840.8671 | 20
2020-01-25 21:00 | 4.1751 | 131589.1506 | 21
2020-01-25 22:00 | 4.0821 | 128660.4674 | 22
2020-01-25 23:00 | 3.9621 | 124876.5275 | 23
2020-01-26 | 3.8251 | 120559.0932 | 0
2020-01-26 01:00 | 3.7811 | 119172.4937 | 1
2020-01-26 02:00 | 3.8093 | 120061.2719 | 2
2020-01-26 03:00 | 3.8099 | 120079.7101 | 3
2020-01-26 04:00 | 3.9336 | 123978.643 | 4
2020-01-26 05:00 | 4.0616 | 128012.8956 | 5
2020-01-26 06:00 | 4.2206 | 133025.7041 | 6
2020-01-26 07:00 | 4.2152 | 132854.1744 | 7
2020-01-26 08:00 | 4.4107 | 139015.8289 | 8
2020-01-26 09:00 | 4.6504 | 146571.3104 | 9
2020-01-26 10:00 | 4.6929 | 147911.3048 | 10
2020-01-26 11:00 | 4.4597 | 140560.9733 | 11
2020-01-26 12:00 | 4.1686 | 131385.9358 | 12
2020-01-26 13:00 | 3.9122 | 123305.1408 | 13
2020-01-26 14:00 | 3.8156 | 120260.8273 | 14
2020-01-26 15:00 | 3.7717 | 118875.2078 | 15
2020-01-26 16:00 | 3.8694 | 121954.4778 | 16
2020-01-26 17:00 | 3.978 | 125378.468 | 17
2020-01-26 18:00 | 4.0819 | 128652.4274 | 18
2020-01-26 19:00 | 4.0824 | 128668.2094 | 19
2020-01-26 20:00 | 3.9514 | 124540.8848 | 20
2020-01-26 21:00 | 3.9349 | 124018.3156 | 21
2020-01-26 22:00 | 3.7769 | 119040.8164 | 22
2020-01-26 23:00 | 3.847 | 121247.6968 | 23
2020-01-27 | 3.7479 | 118126.9429 | 0
2020-01-27 01:00 | 3.5891 | 113122.0579 | 1
2020-01-27 02:00 | 3.5047 | 110461.8365 | 2
2020-01-27 03:00 | 3.4624 | 109126.0398 | 3
2020-01-27 04:00 | 3.7402 | 117883.0262 | 4
2020-01-27 05:00 | 3.9881 | 125697.5472 | 5
2020-01-27 06:00 | 4.6231 | 145710.3009 | 6
2020-01-27 07:00 | 5.1495 | 162302.4125 | 7
2020-01-27 08:00 | 5.8027 | 182890.2167 | 8
2020-01-27 09:00 | 5.8861 | 185515.8258 | 9
2020-01-27 10:00 | 5.8417 | 184116.6692 | 10
2020-01-27 11:00 | 5.5586 | 175196.5238 | 11
2020-01-27 12:00 | 5.5911 | 176219.5826 | 12
2020-01-27 13:00 | 5.5229 | 174069.0428 | 13
2020-01-27 14:00 | 5.3644 | 169073.7773 | 14
2020-01-27 15:00 | 5.1804 | 163274.5992 | 15
2020-01-27 16:00 | 4.8839 | 153930.7039 | 16
2020-01-27 17:00 | 4.5748 | 144188.7178 | 17
2020-01-27 18:00 | 4.5419 | 143151.2225 | 18
2020-01-27 19:00 | 4.3041 | 135656.0478 | 19
2020-01-27 20:00 | 4.2069 | 132593.4789 | 20
2020-01-27 21:00 | 4.161 | 131145.858 | 21
2020-01-27 22:00 | 3.9391 | 124153.0947 | 22
2020-01-27 23:00 | 3.8625 | 121736.4996 | 23
2020-01-28 | 3.823 | 120492.7896 | 0
2020-01-28 01:00 | 3.7928 | 119540.9151 | 1
2020-01-28 02:00 | 3.6345 | 114551.1736 | 2
2020-01-28 03:00 | 3.6914 | 116344.6564 | 3
2020-01-28 04:00 | 3.9478 | 124427.0239 | 4
2020-01-28 05:00 | 4.1448 | 130635.2025 | 5
2020-01-28 06:00 | 4.8781 | 153746.3545 | 6
2020-01-28 07:00 | 5.4394 | 171439.6857 | 7
2020-01-28 08:00 | 5.9761 | 188355.0129 | 8
2020-01-28 09:00 | 6.0891 | 191915.0387 | 9
2020-01-28 10:00 | 6.0418 | 190423.0801 | 10
2020-01-28 11:00 | 6.0007 | 189129.0517 | 11
2020-01-28 12:00 | 5.9601 | 187848.8527 | 12
2020-01-28 13:00 | 5.5566 | 175133.4799 | 13
2020-01-28 14:00 | 5.4265 | 171032.3968 | 14
2020-01-28 15:00 | 5.3268 | 167890.5373 | 15
2020-01-28 16:00 | 5.1286 | 161641.6927 | 16
2020-01-28 17:00 | 4.724 | 148889.6708 | 17
2020-01-28 18:00 | 4.6031 | 145079.0973 | 18
2020-01-28 19:00 | 4.5614 | 143765.1872 | 19
2020-01-28 20:00 | 4.5567 | 143616.646 | 20
2020-01-28 21:00 | 4.5055 | 142005.0126 | 21
2020-01-28 22:00 | 4.3904 | 138375.1443 | 22
2020-01-28 23:00 | 4.0507 | 127670.811 | 23
2020-01-29 | 3.9886 | 125713.134 | 0
2020-01-29 01:00 | 4.0425 | 127410.9177 | 1
2020-01-29 02:00 | 4.1138 | 129657.1247 | 2
2020-01-29 03:00 | 4.2108 | 132715.7606 | 3
2020-01-29 04:00 | 4.3108 | 135867.4006 | 4
2020-01-29 05:00 | 4.4473 | 140168.5947 | 5
2020-01-29 06:00 | 5.1058 | 160924.9732 | 6
2020-01-29 07:00 | 5.6023 | 176572.7485 | 7
2020-01-29 08:00 | 6.1081 | 192514.1452 | 8
2020-01-29 09:00 | 6.1675 | 194387.5259 | 9
2020-01-29 10:00 | 6.2211 | 196074.9607 | 10
2020-01-29 11:00 | 6.0183 | 189683.9684 | 11
2020-01-29 12:00 | 5.6775 | 178943.3486 | 12
2020-01-29 13:00 | 5.5534 | 175029.8909 | 13
2020-01-29 14:00 | 5.4983 | 173294.5245 | 14
2020-01-29 15:00 | 5.3032 | 167145.1268 | 15
2020-01-29 16:00 | 4.9897 | 157265.365 | 16
2020-01-29 17:00 | 4.7724 | 150417.0087 | 17
2020-01-29 18:00 | 4.7327 | 149163.5472 | 18
2020-01-29 19:00 | 4.7904 | 150983.721 | 19
2020-01-29 20:00 | 4.5058 | 142012.9519 | 20
2020-01-29 21:00 | 4.2635 | 134375.7158 | 21
2020-01-29 22:00 | 4.2099 | 132688.4871 | 22
2020-01-29 23:00 | 4.0107 | 126409.3602 | 23
2020-01-30 | 3.9372 | 124093.0254 | 0
2020-01-30 01:00 | 3.9928 | 125843.2249 | 1
2020-01-30 02:00 | 3.8555 | 121517.4027 | 2
2020-01-30 03:00 | 3.8713 | 122014.1197 | 3
2020-01-30 04:00 | 4.0847 | 128742.3291 | 4
2020-01-30 05:00 | 4.3899 | 138359.0897 | 5
2020-01-30 06:00 | 5.0245 | 158362.5704 | 6
2020-01-30 07:00 | 5.4052 | 170359.9361 | 7
2020-01-30 08:00 | 5.9392 | 187190.2302 | 8
2020-01-30 09:00 | 6.0459 | 190552.7906 | 9
2020-01-30 10:00 | 6.0529 | 190775.2305 | 10
2020-01-30 11:00 | 5.9052 | 186117.8474 | 11
2020-01-30 12:00 | 5.761 | 181575.2496 | 12
2020-01-30 13:00 | 5.5089 | 173629.7533 | 13
2020-01-30 14:00 | 5.3195 | 167660.2604 | 14
2020-01-30 15:00 | 5.2603 | 165792.5515 | 15
2020-01-30 16:00 | 4.7826 | 150738.8555 | 16
2020-01-30 17:00 | 4.6005 | 144997.3783 | 17
2020-01-30 18:00 | 4.4812 | 141239.366 | 18
2020-01-30 19:00 | 4.4292 | 139598.0009 | 19
2020-01-30 20:00 | 4.233 | 133415.4093 | 20
2020-01-30 21:00 | 4.1483 | 130745.0606 | 21
2020-01-30 22:00 | 3.9846 | 125586.7429 | 22
2020-01-30 23:00 | 3.8384 | 120978.8268 | 23
2020-01-31 | 3.7535 | 118303.3648 | 0
2020-01-31 01:00 | 3.6297 | 114400.568 | 1
2020-01-31 02:00 | 3.6419 | 114784.1409 | 2
2020-01-31 03:00 | 3.7461 | 118069.6555 | 3
2020-01-31 04:00 | 3.8101 | 120086.0409 | 4
2020-01-31 05:00 | 4.0565 | 127851.583 | 5
2020-01-31 06:00 | 4.5785 | 144305.5762 | 6
2020-01-31 07:00 | 5.0605 | 159495.8518 | 7
2020-01-31 08:00 | 5.4698 | 172396.1507 | 8
2020-01-31 09:00 | 5.6587 | 178349.0246 | 9
2020-01-31 10:00 | 5.8633 | 184799.0104 | 10
2020-01-31 11:00 | 5.6566 | 178282.6698 | 11
2020-01-31 12:00 | 5.4909 | 173061.2974 | 12
2020-01-31 13:00 | 5.3689 | 169217.0178 | 13
2020-01-31 14:00 | 5.0831 | 160208.3956 | 14
2020-01-31 15:00 | 4.8442 | 152677.2916 | 15
2020-01-31 16:00 | 4.5531 | 143504.4329 | 16
2020-01-31 17:00 | 4.3488 | 137065.6551 | 17
2020-01-31 18:00 | 4.1909 | 132089.2102 | 18
2020-01-31 19:00 | 4.1913 | 132099.6253 | 19
2020-01-31 20:00 | 4.061 | 127993.171 | 20
2020-01-31 21:00 | 3.9806 | 125459.3572 | 21
2020-01-31 22:00 | 3.7706 | 118841.1092 | 22
2020-01-31 23:00 | 3.6244 | 114232.4885 | 23
2020-02-01 | 3.3367 | 105165.5408 | 0
2020-02-01 01:00 | 3.2839 | 103503.0057 | 1
2020-02-01 02:00 | 3.2891 | 103664.5946 | 2
2020-02-01 03:00 | 3.1415 | 99012.3797 | 3
2020-02-01 04:00 | 3.1607 | 99618.8279 | 4
2020-02-01 05:00 | 3.3714 | 106259.4204 | 5
2020-02-01 06:00 | 3.6346 | 114554.752 | 6
2020-02-01 07:00 | 3.6729 | 115760.9729 | 7
2020-02-01 08:00 | 3.8356 | 120889.1808 | 8
2020-02-01 09:00 | 3.9601 | 124813.1012 | 9
2020-02-01 10:00 | 4.0187 | 126661.7486 | 10
2020-02-01 11:00 | 4.0758 | 128459.832 | 11
2020-02-01 12:00 | 4.0278 | 126948.8048 | 12
2020-02-01 13:00 | 3.9738 | 125247.1769 | 13
2020-02-01 14:00 | 3.8719 | 122034.8853 | 14
2020-02-01 15:00 | 3.8204 | 120410.0634 | 15
2020-02-01 16:00 | 3.8298 | 120706.9515 | 16
2020-02-01 17:00 | 3.7575 | 118428.172 | 17
2020-02-01 18:00 | 3.785 | 119295.5055 | 18
2020-02-01 19:00 | 3.8067 | 119977.9752 | 19
2020-02-01 20:00 | 3.7999 | 119764.3082 | 20
2020-02-01 21:00 | 3.7767 | 119032.5999 | 21
2020-02-01 22:00 | 3.5489 | 111853.0871 | 22
2020-02-01 23:00 | 3.5247 | 111092.0931 | 23
2020-02-02 | 3.3757 | 106395.514 | 0
2020-02-02 01:00 | 3.2972 | 103921.3691 | 1
2020-02-02 02:00 | 3.2648 | 102898.8862 | 2
2020-02-02 03:00 | 3.2652 | 102910.7526 | 3
2020-02-02 04:00 | 3.4336 | 108218.3527 | 4
2020-02-02 05:00 | 3.5212 | 110981.1289 | 5
2020-02-02 06:00 | 3.6967 | 116512.2641 | 6
2020-02-02 07:00 | 4.0392 | 127308.47 | 7
2020-02-02 08:00 | 4.1942 | 132191.4881 | 8
2020-02-02 09:00 | 4.074 | 128402.7173 | 9
2020-02-02 10:00 | 4.0506 | 127666.9364 | 10
2020-02-02 11:00 | 3.6617 | 115409.9049 | 11
2020-02-02 12:00 | 3.4176 | 107715.3663 | 12
2020-02-02 13:00 | 3.4076 | 107400.1812 | 13
2020-02-02 14:00 | 3.2377 | 102046.7179 | 14
2020-02-02 15:00 | 3.1152 | 98185.5478 | 15
2020-02-02 16:00 | 3.2672 | 102976.1574 | 16
2020-02-02 17:00 | 3.233 | 101897.8286 | 17
2020-02-02 18:00 | 3.2103 | 101180.3494 | 18
2020-02-02 19:00 | 3.1582 | 99539.3408 | 19
2020-02-02 20:00 | 3.1415 | 99014.1568 | 20
2020-02-02 21:00 | 3.0927 | 97475.8983 | 21
2020-02-02 22:00 | 3.023 | 95278.5824 | 22
2020-02-02 23:00 | 3.0054 | 94723.0514 | 23
2020-02-03 | 2.9954 | 94408.3728 | 0
2020-02-03 01:00 | 3.0602 | 96451.9711 | 1
2020-02-03 02:00 | 3.0857 | 97253.4504 | 2
2020-02-03 03:00 | 3.1298 | 98645.3479 | 3
2020-02-03 04:00 | 3.2491 | 102405.8977 | 4
2020-02-03 05:00 | 3.665 | 115513.5488 | 5
2020-02-03 06:00 | 4.1825 | 131824.1519 | 6
2020-02-03 07:00 | 4.8046 | 151430.029 | 7
2020-02-03 08:00 | 5.1994 | 163872.5359 | 8
2020-02-03 09:00 | 5.1326 | 161770.1483 | 9
2020-02-03 10:00 | 4.914 | 154879.4101 | 10
2020-02-03 11:00 | 4.71 | 148448.5911 | 11
2020-02-03 12:00 | 4.4908 | 141540.4938 | 12
2020-02-03 13:00 | 4.3973 | 138594.3408 | 13
2020-02-03 14:00 | 4.2298 | 133313.2791 | 14
2020-02-03 15:00 | 4.2218 | 133062.3282 | 15
2020-02-03 16:00 | 3.8713 | 122016.3192 | 16
2020-02-03 17:00 | 3.5412 | 111612.3791 | 17
2020-02-03 18:00 | 3.4965 | 110200.6799 | 18
2020-02-03 19:00 | 3.3614 | 105943.9745 | 19
2020-02-03 20:00 | 3.3172 | 104549.8511 | 20
2020-02-03 21:00 | 3.1402 | 98971.4301 | 21
2020-02-03 22:00 | 2.8899 | 91084.5429 | 22
2020-02-03 23:00 | 2.8188 | 88842.613 | 23
2020-02-04 | 2.71 | 85414.8059 | 0
2020-02-04 01:00 | 2.6679 | 84086.0139 | 1
2020-02-04 02:00 | 2.591 | 81661.9242 | 2
2020-02-04 03:00 | 2.5925 | 81709.7348 | 3
2020-02-04 04:00 | 2.7077 | 85342.2662 | 4
2020-02-04 05:00 | 3.0065 | 94759.849 | 5
2020-02-04 06:00 | 3.4676 | 109289.8142 | 6
2020-02-04 07:00 | 3.7797 | 119128.4384 | 7
2020-02-04 08:00 | 4.3226 | 136239.105 | 8
2020-02-04 09:00 | 4.5467 | 143302.3066 | 9
2020-02-04 10:00 | 4.5422 | 143160.4461 | 10
2020-02-04 11:00 | 4.4451 | 140099.534 | 11
2020-02-04 12:00 | 4.4459 | 140124.0132 | 12
2020-02-04 13:00 | 4.5527 | 143490.3413 | 13
2020-02-04 14:00 | 4.3996 | 138665.9789 | 14
2020-02-04 15:00 | 4.1712 | 131465.7373 | 15
2020-02-04 16:00 | 3.8074 | 120000.9249 | 16
2020-02-04 17:00 | 3.5856 | 113010.0015 | 17
2020-02-04 18:00 | 3.5662 | 112398.3365 | 18
2020-02-04 19:00 | 3.5301 | 111262.2625 | 19
2020-02-04 20:00 | 3.3116 | 104373.8161 | 20
2020-02-04 21:00 | 3.1147 | 98168.6862 | 21
2020-02-04 22:00 | 3.0331 | 95595.5321 | 22
2020-02-04 23:00 | 2.9732 | 93707.4421 | 23
2020-02-05 | 2.9039 | 91525.2351 | 0
2020-02-05 01:00 | 2.9089 | 91681.1347 | 1
2020-02-05 02:00 | 2.8186 | 88835.4274 | 2
2020-02-05 03:00 | 2.7782 | 87562.1885 | 3
2020-02-05 04:00 | 2.7915 | 87982.9223 | 4
2020-02-05 05:00 | 3.2527 | 102517.928 | 5
2020-02-05 06:00 | 3.8966 | 122812.9189 | 6
2020-02-05 07:00 | 4.3373 | 136701.3808 | 7
2020-02-05 08:00 | 4.8952 | 154287.5972 | 8
2020-02-05 09:00 | 5.1242 | 161505.0058 | 9
2020-02-05 10:00 | 5.1295 | 161670.2793 | 10
2020-02-05 11:00 | 4.9329 | 155474.2421 | 11
2020-02-05 12:00 | 4.7388 | 149358.068 | 12
2020-02-05 13:00 | 4.7688 | 150302.6804 | 13
2020-02-05 14:00 | 4.7869 | 150872.1295 | 14
2020-02-05 15:00 | 4.6863 | 147702.2838 | 15
2020-02-05 16:00 | 4.289 | 135180.5909 | 16
2020-02-05 17:00 | 4.2689 | 134546.1121 | 17
2020-02-05 18:00 | 4.1228 | 129940.876 | 18
2020-02-05 19:00 | 4.0116 | 126435.8219 | 19
2020-02-05 20:00 | 3.8661 | 121852.6315 | 20
2020-02-05 21:00 | 3.655 | 115198.9633 | 21
2020-02-05 22:00 | 3.4745 | 109507.8641 | 22
2020-02-05 23:00 | 3.3572 | 105812.881 | 23
2020-02-06 | 3.3103 | 104334.2904 | 0
2020-02-06 01:00 | 3.1688 | 99872.2948 | 1
2020-02-06 02:00 | 3.0914 | 97434.5457 | 2
2020-02-06 03:00 | 2.9136 | 91829.7713 | 3
2020-02-06 04:00 | 2.9666 | 93499.8976 | 4
2020-02-06 05:00 | 3.249 | 102402.1836 | 5
2020-02-06 06:00 | 3.7978 | 119697.3112 | 6
2020-02-06 07:00 | 4.0942 | 129041.257 | 7
2020-02-06 08:00 | 4.6781 | 147444.7378 | 8
2020-02-06 09:00 | 4.7445 | 149537.0915 | 9
2020-02-06 10:00 | 4.7387 | 149353.074 | 10
2020-02-06 11:00 | 4.6518 | 146616.0658 | 11
2020-02-06 12:00 | 4.6064 | 145184.3778 | 12
2020-02-06 13:00 | 4.516 | 142333.4829 | 13
2020-02-06 14:00 | 4.5181 | 142401.8066 | 14
2020-02-06 15:00 | 4.49 | 141516.6395 | 15
2020-02-06 16:00 | 4.1053 | 129388.8281 | 16
2020-02-06 17:00 | 3.8609 | 121687.2117 | 17
2020-02-06 18:00 | 3.8228 | 120487.0467 | 18
2020-02-06 19:00 | 3.7742 | 118953.838 | 19
2020-02-06 20:00 | 3.7138 | 117050.5202 | 20
2020-02-06 21:00 | 3.4735 | 109478.7852 | 21
2020-02-06 22:00 | 3.4049 | 107315.1334 | 22
2020-02-06 23:00 | 3.3595 | 105884.5938 | 23
2020-02-07 | 3.3868 | 106744.3889 | 0
2020-02-07 01:00 | 3.3878 | 106775.4504 | 1
2020-02-07 02:00 | 3.4527 | 108821.0568 | 2
2020-02-07 03:00 | 3.457 | 108957.1558 | 3
2020-02-07 04:00 | 3.5913 | 113190.7594 | 4
2020-02-07 05:00 | 3.9128 | 123322.9828 | 5
2020-02-07 06:00 | 4.4825 | 141279.2625 | 6
2020-02-07 07:00 | 4.8916 | 154172.1349 | 7
2020-02-07 08:00 | 5.2987 | 167005.2175 | 8
2020-02-07 09:00 | 5.4695 | 172386.6964 | 9
2020-02-07 10:00 | 5.5069 | 173564.173 | 10
2020-02-07 11:00 | 5.7782 | 182117.1232 | 11
2020-02-07 12:00 | 5.8291 | 183722.1905 | 12
2020-02-07 13:00 | 5.912 | 186334.552 | 13
2020-02-07 14:00 | 5.6522 | 178145.3867 | 14
2020-02-07 15:00 | 5.4529 | 171863.2724 | 15
2020-02-07 16:00 | 5.2192 | 164498.7569 | 16
2020-02-07 17:00 | 4.8804 | 153819.1924 | 17
2020-02-07 18:00 | 4.7319 | 149140.4931 | 18
2020-02-07 19:00 | 4.7034 | 148242.5591 | 19
2020-02-07 20:00 | 4.5859 | 144538.5095 | 20
2020-02-07 21:00 | 4.6051 | 145144.4406 | 21
2020-02-07 22:00 | 4.4443 | 140074.0752 | 22
2020-02-07 23:00 | 4.4045 | 138820.8519 | 23
2020-02-08 | 4.349 | 137070.3912 | 0
2020-02-08 01:00 | 4.3416 | 136838.8235 | 1
2020-02-08 02:00 | 4.2842 | 135028.557 | 2
2020-02-08 03:00 | 4.2416 | 133685.7385 | 3
2020-02-08 04:00 | 4.4168 | 139209.261 | 4
2020-02-08 05:00 | 4.5364 | 142976.2062 | 5
2020-02-08 06:00 | 4.9195 | 155053.2472 | 6
2020-02-08 07:00 | 5.0846 | 160257.2841 | 7
2020-02-08 08:00 | 5.031 | 158566.4199 | 8
2020-02-08 09:00 | 5.0157 | 158084.9119 | 9
2020-02-08 10:00 | 4.9189 | 155032.6965 | 10
2020-02-08 11:00 | 4.6934 | 147925.0509 | 11
2020-02-08 12:00 | 4.5562 | 143603.2119 | 12
2020-02-08 13:00 | 4.4694 | 140864.89 | 13
2020-02-08 14:00 | 4.3412 | 136826.3639 | 14
2020-02-08 15:00 | 4.2371 | 133543.1085 | 15
2020-02-08 16:00 | 4.1414 | 130527.7484 | 16
2020-02-08 17:00 | 4.0964 | 129109.9339 | 17
2020-02-08 18:00 | 4.3055 | 135699.8459 | 18
2020-02-08 19:00 | 4.2358 | 133502.6091 | 19
2020-02-08 20:00 | 4.2112 | 132728.8236 | 20
2020-02-08 21:00 | 4.0363 | 127215.1704 | 21
2020-02-08 22:00 | 4.003 | 126166.3906 | 22
2020-02-08 23:00 | 3.9078 | 123166.5501 | 23
2020-02-09 | 3.826 | 120585.8522 | 0
2020-02-09 01:00 | 3.8242 | 120531.1438 | 1
2020-02-09 02:00 | 3.9172 | 123462.5293 | 2
2020-02-09 03:00 | 3.9175 | 123470.6785 | 3
2020-02-09 04:00 | 3.9061 | 123110.7058 | 4
2020-02-09 05:00 | 4.047 | 127553.3756 | 5
2020-02-09 06:00 | 4.1546 | 130942.9384 | 6
2020-02-09 07:00 | 4.4141 | 139124.4929 | 7
2020-02-09 08:00 | 4.4166 | 139201.8824 | 8
2020-02-09 09:00 | 4.419 | 139277.1163 | 9
2020-02-09 10:00 | 4.2134 | 132798.57 | 10
2020-02-09 11:00 | 3.8785 | 122242.5152 | 11
2020-02-09 12:00 | 3.7333 | 117667.0784 | 12
2020-02-09 13:00 | 3.5703 | 112528.0682 | 13
2020-02-09 14:00 | 3.57 | 112519.494 | 14
2020-02-09 15:00 | 3.751 | 118224.6581 | 15
2020-02-09 16:00 | 3.6624 | 115431.1934 | 16
2020-02-09 17:00 | 3.5915 | 113194.969 | 17
2020-02-09 18:00 | 3.7933 | 119556.1175 | 18
2020-02-09 19:00 | 3.7775 | 119060.2632 | 19
2020-02-09 20:00 | 3.6102 | 113784.4754 | 20
2020-02-09 21:00 | 3.6137 | 113897.4544 | 21
2020-02-09 22:00 | 3.4203 | 107801.1379 | 22
2020-02-09 23:00 | 3.3875 | 106766.7774 | 23
2020-02-10 | 3.2795 | 103362.3791 | 0
2020-02-10 01:00 | 3.2056 | 101034.756 | 1
2020-02-10 02:00 | 3.1521 | 99346.1654 | 2
2020-02-10 03:00 | 3.1448 | 99118.5004 | 3
2020-02-10 04:00 | 3.1909 | 100568.9846 | 4
2020-02-10 05:00 | 3.4709 | 109396.9141 | 5
2020-02-10 06:00 | 3.9343 | 124000.8626 | 6
2020-02-10 07:00 | 4.4885 | 141467.674 | 7
2020-02-10 08:00 | 4.9478 | 155944.934 | 8
2020-02-10 09:00 | 5.0788 | 160071.609 | 9
2020-02-10 10:00 | 5.0701 | 159798.1955 | 10
2020-02-10 11:00 | 4.9798 | 156951.679 | 11
2020-02-10 12:00 | 5.0143 | 158039.808 | 12
2020-02-10 13:00 | 4.9621 | 156394.0716 | 13
2020-02-10 14:00 | 4.9024 | 154514.6301 | 14
2020-02-10 15:00 | 4.5844 | 144490.722 | 15
2020-02-10 16:00 | 4.0995 | 129207.3893 | 16
2020-02-10 17:00 | 3.9561 | 124687.8336 | 17
2020-02-10 18:00 | 3.7811 | 119172.5611 | 18
2020-02-10 19:00 | 3.715 | 117087.3698 | 19
2020-02-10 20:00 | 3.5584 | 112154.7216 | 20
2020-02-10 21:00 | 3.3261 | 104830.4147 | 21
2020-02-10 22:00 | 3.1002 | 97713.0258 | 22
2020-02-10 23:00 | 3.0224 | 95259.4388 | 23
2020-02-11 | 2.964 | 93418.8264 | 0
2020-02-11 01:00 | 2.9163 | 91915.7013 | 1
2020-02-11 02:00 | 2.8859 | 90956.2939 | 2
2020-02-11 03:00 | 2.8765 | 90660.9112 | 3
2020-02-11 04:00 | 2.9752 | 93771.2369 | 4
2020-02-11 05:00 | 3.1908 | 100566.8048 | 5
2020-02-11 06:00 | 3.8284 | 120661.6183 | 6
2020-02-11 07:00 | 4.2797 | 134886.1748 | 7
2020-02-11 08:00 | 5.0162 | 158100.1077 | 8
2020-02-11 09:00 | 5.1696 | 162934.0735 | 9
2020-02-11 10:00 | 5.1532 | 162416.4768 | 10
2020-02-11 11:00 | 4.9059 | 154623.3128 | 11
2020-02-11 12:00 | 4.9654 | 156500.0814 | 12
2020-02-11 13:00 | 4.8736 | 153603.8952 | 13
2020-02-11 14:00 | 4.8047 | 151433.6724 | 14
2020-02-11 15:00 | 4.666 | 147061.7451 | 15
2020-02-11 16:00 | 4.3113 | 135881.6915 | 16
2020-02-11 17:00 | 4.1202 | 129859.1519 | 17
2020-02-11 18:00 | 4.0201 | 126704.9819 | 18
2020-02-11 19:00 | 3.9355 | 124039.8235 | 19
2020-02-11 20:00 | 3.8591 | 121629.905 | 20
2020-02-11 21:00 | 3.7521 | 118257.5719 | 21
2020-02-11 22:00 | 3.5727 | 112604.1342 | 22
2020-02-11 23:00 | 3.4353 | 108273.2913 | 23
2020-02-12 | 3.3245 | 104780.4049 | 0
2020-02-12 01:00 | 3.4636 | 109164.9408 | 1
2020-02-12 02:00 | 3.4573 | 108966.9165 | 2
2020-02-12 03:00 | 3.5038 | 110431.0388 | 3
2020-02-12 04:00 | 3.6038 | 113584.4396 | 4
2020-02-12 05:00 | 3.9747 | 125273.2238 | 5
2020-02-12 06:00 | 4.561 | 143753.0251 | 6
2020-02-12 07:00 | 4.9748 | 156794.0574 | 7
2020-02-12 08:00 | 5.2069 | 164109.8755 | 8
2020-02-12 09:00 | 5.4239 | 170950.2988 | 9
2020-02-12 10:00 | 5.6437 | 177876.5464 | 10
2020-02-12 11:00 | 5.598 | 176435.6766 | 11
2020-02-12 12:00 | 5.359 | 168904.6826 | 12
2020-02-12 13:00 | 5.2392 | 165127.4854 | 13
2020-02-12 14:00 | 5.1751 | 163108.5038 | 14
2020-02-12 15:00 | 5.06 | 159480.9623 | 15
2020-02-12 16:00 | 4.5926 | 144749.9615 | 16
2020-02-12 17:00 | 4.4316 | 139675.9215 | 17
2020-02-12 18:00 | 4.2976 | 135452.1407 | 18
2020-02-12 19:00 | 4.194 | 132186.2549 | 19
2020-02-12 20:00 | 3.9954 | 125925.9879 | 20
2020-02-12 21:00 | 3.6916 | 116352.6652 | 21
2020-02-12 22:00 | 3.4293 | 108085.5485 | 22
2020-02-12 23:00 | 3.3296 | 104942.2225 | 23
2020-02-13 | 3.2366 | 102012.1859 | 0
2020-02-13 01:00 | 3.1513 | 99321.8492 | 1
2020-02-13 02:00 | 3.0733 | 96862.596 | 2
2020-02-13 03:00 | 3.1206 | 98355.7941 | 3
2020-02-13 04:00 | 3.1351 | 98811.0495 | 4
2020-02-13 05:00 | 3.2941 | 103822.723 | 5
2020-02-13 06:00 | 3.8241 | 120527.9989 | 6
2020-02-13 07:00 | 4.1943 | 132195.0909 | 7
2020-02-13 08:00 | 4.6132 | 145399.7334 | 8
2020-02-13 09:00 | 4.8472 | 152773.7063 | 9
2020-02-13 10:00 | 4.9191 | 155040.7408 | 10
2020-02-13 11:00 | 4.9322 | 155451.8477 | 11
2020-02-13 12:00 | 4.9177 | 154995.0747 | 12
2020-02-13 13:00 | 4.8252 | 152078.8495 | 13
2020-02-13 14:00 | 4.9809 | 156987.2623 | 14
2020-02-13 15:00 | 4.9779 | 156891.3812 | 15
2020-02-13 16:00 | 4.5405 | 143106.5311 | 16
2020-02-13 17:00 | 4.3487 | 137063.277 | 17
2020-02-13 18:00 | 4.2151 | 132850.6944 | 18
2020-02-13 19:00 | 4.1104 | 129549.8665 | 19
2020-02-13 20:00 | 4.0468 | 127545.7145 | 20
2020-02-13 21:00 | 3.9766 | 125333.0744 | 21
2020-02-13 22:00 | 3.8965 | 122810.204 | 22
2020-02-13 23:00 | 3.8189 | 120362.783 | 23
2020-02-14 | 3.9452 | 124343.3054 | 0
2020-02-14 01:00 | 3.8157 | 120264.1576 | 1
2020-02-14 02:00 | 3.9068 | 123135.3549 | 2
2020-02-14 03:00 | 3.9148 | 123387.5859 | 3
2020-02-14 04:00 | 4.0778 | 128523.1116 | 4
2020-02-14 05:00 | 4.3554 | 137272.5106 | 5
2020-02-14 06:00 | 5.0376 | 158773.1938 | 6
2020-02-14 07:00 | 5.6104 | 176828.38 | 7
2020-02-14 08:00 | 6.0996 | 192246.4793 | 8
2020-02-14 09:00 | 6.2906 | 198265.9323 | 9
2020-02-14 10:00 | 6.3256 | 199368.4583 | 10
2020-02-14 11:00 | 6.2336 | 196469.2342 | 11
2020-02-14 12:00 | 6.0812 | 191666.0309 | 12
2020-02-14 13:00 | 5.8798 | 185317.9038 | 13
2020-02-14 14:00 | 5.7186 | 180238.7257 | 14
2020-02-14 15:00 | 5.4487 | 171732.1209 | 15
2020-02-14 16:00 | 5.1227 | 161455.8571 | 16
2020-02-14 17:00 | 5.1443 | 162137.3166 | 17
2020-02-14 18:00 | 5.1225 | 161448.7348 | 18
2020-02-14 19:00 | 4.9588 | 156290.6714 | 19
2020-02-14 20:00 | 4.9844 | 157096.5448 | 20
2020-02-14 21:00 | 4.9044 | 154575.852 | 21
2020-02-14 22:00 | 4.7538 | 149830.7572 | 22
2020-02-14 23:00 | 4.7896 | 150958.2087 | 23
2020-02-15 | 4.7859 | 150839.7899 | 0
2020-02-15 01:00 | 4.799 | 151253.9853 | 1
2020-02-15 02:00 | 4.8351 | 152392.311 | 2
2020-02-15 03:00 | 4.928 | 155320.7098 | 3
2020-02-15 04:00 | 4.9979 | 157522.7382 | 4
2020-02-15 05:00 | 5.2127 | 164292.5655 | 5
2020-02-15 06:00 | 5.4586 | 172042.3523 | 6
2020-02-15 07:00 | 5.7124 | 180042.5734 | 7
2020-02-15 08:00 | 5.6361 | 177638.619 | 8
2020-02-15 09:00 | 5.538 | 174545.9023 | 9
2020-02-15 10:00 | 5.1794 | 163242.7732 | 10
2020-02-15 11:00 | 4.8934 | 154228.9022 | 11
2020-02-15 12:00 | 4.5275 | 142696.883 | 12
2020-02-15 13:00 | 4.2092 | 132665.6441 | 13
2020-02-15 14:00 | 3.9589 | 124775.5635 | 14
2020-02-15 15:00 | 3.8492 | 121317.0432 | 15
2020-02-15 16:00 | 3.7351 | 117721.165 | 16
2020-02-15 17:00 | 3.6757 | 115850.242 | 17
2020-02-15 18:00 | 3.8888 | 122568.0554 | 18
2020-02-15 19:00 | 4.0275 | 126938.1636 | 19
2020-02-15 20:00 | 4.0528 | 127735.6507 | 20
2020-02-15 21:00 | 4.0532 | 127748.2308 | 21
2020-02-15 22:00 | 3.888 | 122541.9653 | 22
2020-02-15 23:00 | 3.9888 | 125718.4214 | 23
2020-02-16 | 3.8926 | 122686.1712 | 0
2020-02-16 01:00 | 3.8322 | 120783.0665 | 1
2020-02-16 02:00 | 3.7656 | 118682.4285 | 2
2020-02-16 03:00 | 3.7833 | 119242.4469 | 3
2020-02-16 04:00 | 3.8132 | 120183.5094 | 4
2020-02-16 05:00 | 3.8819 | 122350.4895 | 5
2020-02-16 06:00 | 4.107 | 129443.1046 | 6
2020-02-16 07:00 | 4.1495 | 130782.9466 | 7
2020-02-16 08:00 | 4.3751 | 137892.868 | 8
2020-02-16 09:00 | 4.1593 | 131090.85 | 9
2020-02-16 10:00 | 4.1757 | 131608.8506 | 10
2020-02-16 11:00 | 3.8073 | 119996.9689 | 11
2020-02-16 12:00 | 3.5231 | 111039.1465 | 12
2020-02-16 13:00 | 3.4944 | 110136.3235 | 13
2020-02-16 14:00 | 3.4818 | 109739.6074 | 14
2020-02-16 15:00 | 3.4882 | 109939.6669 | 15
2020-02-16 16:00 | 3.5696 | 112505.2137 | 16
2020-02-16 17:00 | 3.6971 | 116526.2135 | 17
2020-02-16 18:00 | 3.6451 | 114887.1576 | 18
2020-02-16 19:00 | 3.5424 | 111648.5834 | 19
2020-02-16 20:00 | 3.4132 | 107576.5372 | 20
2020-02-16 21:00 | 3.44 | 108421.0846 | 21
2020-02-16 22:00 | 3.355 | 105740.8665 | 22
2020-02-16 23:00 | 3.3334 | 105062.1763 | 23
2020-02-17 | 3.3768 | 106430.5917 | 0
2020-02-17 01:00 | 3.3377 | 105198.5631 | 1
2020-02-17 02:00 | 3.4032 | 107260.0909 | 2
2020-02-17 03:00 | 3.5542 | 112020.364 | 3
2020-02-17 04:00 | 3.8242 | 120531.8359 | 4
2020-02-17 05:00 | 4.0627 | 128046.6661 | 5
2020-02-17 06:00 | 5.0233 | 158324.5295 | 6
2020-02-17 07:00 | 5.2841 | 166543.4979 | 7
2020-02-17 08:00 | 5.7806 | 182193.5787 | 8
2020-02-17 09:00 | 5.5734 | 175662.9432 | 9
2020-02-17 10:00 | 5.3963 | 170079.4095 | 10
2020-02-17 11:00 | 5.0993 | 160717.6573 | 11
2020-02-17 12:00 | 4.9124 | 154827.4763 | 12
2020-02-17 13:00 | 4.6155 | 145469.5236 | 13
2020-02-17 14:00 | 4.5119 | 142206.9701 | 14
2020-02-17 15:00 | 4.1326 | 130250.0309 | 15
2020-02-17 16:00 | 3.7674 | 118740.4552 | 16
2020-02-17 17:00 | 3.5789 | 112800.122 | 17
2020-02-17 18:00 | 3.6032 | 113565.0818 | 18
2020-02-17 19:00 | 3.6953 | 116467.8859 | 19
2020-02-17 20:00 | 3.5155 | 110802.349 | 20
2020-02-17 21:00 | 3.4465 | 108626.8635 | 21
2020-02-17 22:00 | 3.3174 | 104558.5739 | 22
2020-02-17 23:00 | 3.2011 | 100892.588 | 23
2020-02-18 | 3.1488 | 99243.9864 | 0
2020-02-18 01:00 | 3.135 | 98809.6194 | 1
2020-02-18 02:00 | 3.1417 | 99019.6946 | 2
2020-02-18 03:00 | 3.113 | 98115.9492 | 3
2020-02-18 04:00 | 3.263 | 102844.0298 | 4
2020-02-18 05:00 | 3.5412 | 111610.2367 | 5
2020-02-18 06:00 | 4.0956 | 129084.8231 | 6
2020-02-18 07:00 | 4.5232 | 142561.4564 | 7
2020-02-18 08:00 | 5.1439 | 162125.652 | 8
2020-02-18 09:00 | 5.1774 | 163181.4766 | 9
2020-02-18 10:00 | 4.9288 | 155345.9186 | 10
2020-02-18 11:00 | 4.8225 | 151994.7058 | 11
2020-02-18 12:00 | 4.7186 | 148718.7859 | 12
2020-02-18 13:00 | 4.6691 | 147159.7034 | 13
2020-02-18 14:00 | 4.6195 | 145598.2013 | 14
2020-02-18 15:00 | 4.6393 | 146220.1984 | 15
2020-02-18 16:00 | 4.1679 | 131363.8039 | 16
2020-02-18 17:00 | 3.9004 | 122931.0804 | 17
2020-02-18 18:00 | 3.7484 | 118140.8667 | 18
2020-02-18 19:00 | 3.7338 | 117681.3824 | 19
2020-02-18 20:00 | 3.6031 | 113561.8782 | 20
2020-02-18 21:00 | 3.617 | 113998.7525 | 21
2020-02-18 22:00 | 3.3844 | 106667.5955 | 22
2020-02-18 23:00 | 3.3293 | 104933.4301 | 23
2020-02-19 | 3.2592 | 102722.7573 | 0
2020-02-19 01:00 | 3.2342 | 101936.2213 | 1
2020-02-19 02:00 | 3.1978 | 100787.5807 | 2
2020-02-19 03:00 | 3.3562 | 105779.7728 | 3
2020-02-19 04:00 | 3.6497 | 115031.0447 | 4
2020-02-19 05:00 | 3.9706 | 125144.5938 | 5
2020-02-19 06:00 | 4.656 | 146748.1279 | 6
2020-02-19 07:00 | 5.149 | 162285.8067 | 7
2020-02-19 08:00 | 5.7015 | 179698.7186 | 8
2020-02-19 09:00 | 5.62 | 177129.7523 | 9
2020-02-19 10:00 | 5.4901 | 173036.7387 | 10
2020-02-19 11:00 | 5.407 | 170415.6951 | 11
2020-02-19 12:00 | 5.0977 | 160667.7022 | 12
2020-02-19 13:00 | 5.0002 | 157594.3955 | 13
2020-02-19 14:00 | 4.7776 | 150580.0071 | 14
2020-02-19 15:00 | 4.6115 | 145345.7678 | 15
2020-02-19 16:00 | 4.1787 | 131703.3825 | 16
2020-02-19 17:00 | 3.8571 | 121567.531 | 17
2020-02-19 18:00 | 4.0919 | 128967.0977 | 18
2020-02-19 19:00 | 4.0609 | 127991.7842 | 19
2020-02-19 20:00 | 3.9245 | 123690.8562 | 20
2020-02-19 21:00 | 3.8284 | 120663.0419 | 21
2020-02-19 22:00 | 3.8036 | 119880.7732 | 22
2020-02-19 23:00 | 3.7826 | 119219.6507 | 23
2020-02-20 | 3.7667 | 118719.5226 | 0
2020-02-20 01:00 | 3.7787 | 119096.9634 | 1
2020-02-20 02:00 | 3.6586 | 115312.2562 | 2
2020-02-20 03:00 | 3.7587 | 118467.3035 | 3
2020-02-20 04:00 | 3.8282 | 120657.1496 | 4
2020-02-20 05:00 | 4.1175 | 129774.0415 | 5
2020-02-20 06:00 | 4.7473 | 149625.656 | 6
2020-02-20 07:00 | 5.1596 | 162618.926 | 7
2020-02-20 08:00 | 5.7746 | 182003.6704 | 8
2020-02-20 09:00 | 5.7976 | 182726.8791 | 9
2020-02-20 10:00 | 5.9643 | 187981.7815 | 10
2020-02-20 11:00 | 5.6079 | 176748.6832 | 11
2020-02-20 12:00 | 5.5756 | 175730.4843 | 12
2020-02-20 13:00 | 5.5516 | 174975.3729 | 13
2020-02-20 14:00 | 5.5607 | 175262.6577 | 14
2020-02-20 15:00 | 5.2608 | 165808.5905 | 15
2020-02-20 16:00 | 4.6789 | 147467.5412 | 16
2020-02-20 17:00 | 4.4549 | 140410.0354 | 17
2020-02-20 18:00 | 4.3307 | 136495.2172 | 18
2020-02-20 19:00 | 4.3719 | 137791.5174 | 19
2020-02-20 20:00 | 4.4409 | 139966.314 | 20
2020-02-20 21:00 | 4.3891 | 138335.2386 | 21
2020-02-20 22:00 | 4.3615 | 137465.736 | 22
2020-02-20 23:00 | 4.3776 | 137972.7224 | 23
2020-02-21 | 4.3499 | 137099.3304 | 0
2020-02-21 01:00 | 4.2877 | 135138.0291 | 1
2020-02-21 02:00 | 4.3484 | 137051.4967 | 2
2020-02-21 03:00 | 4.4295 | 139608.8165 | 3
2020-02-21 04:00 | 4.5779 | 144286.2975 | 4
2020-02-21 05:00 | 4.958 | 156265.5424 | 5
2020-02-21 06:00 | 5.4958 | 173215.5299 | 6
2020-02-21 07:00 | 5.9595 | 187829.7718 | 7
2020-02-21 08:00 | 6.4977 | 204793.6269 | 8
2020-02-21 09:00 | 6.5509 | 206471.3506 | 9
2020-02-21 10:00 | 6.2078 | 195656.8974 | 10
2020-02-21 11:00 | 5.9756 | 188339.3722 | 11
2020-02-21 12:00 | 5.6353 | 177612.9408 | 12
2020-02-21 13:00 | 5.6655 | 178563.3474 | 13
2020-02-21 14:00 | 5.4169 | 170728.7228 | 14
2020-02-21 15:00 | 5.1669 | 162848.7596 | 15
2020-02-21 16:00 | 4.677 | 147409.2647 | 16
2020-02-21 17:00 | 4.3067 | 135738.8733 | 17
2020-02-21 18:00 | 4.4154 | 139163.0559 | 18
2020-02-21 19:00 | 4.5742 | 144169.9952 | 19
2020-02-21 20:00 | 4.6391 | 146214.2851 | 20
2020-02-21 21:00 | 4.6827 | 147589.1724 | 21
2020-02-21 22:00 | 4.5581 | 143662.3099 | 22
2020-02-21 23:00 | 4.4962 | 141710.7527 | 23
2020-02-22 | 4.5359 | 142961.2865 | 0
2020-02-22 01:00 | 4.5994 | 144962.5533 | 1
2020-02-22 02:00 | 4.49 | 141515.7138 | 2
2020-02-22 03:00 | 4.5923 | 144739.6862 | 3
2020-02-22 04:00 | 4.722 | 148826.7573 | 4
2020-02-22 05:00 | 4.9118 | 154809.6685 | 5
2020-02-22 06:00 | 5.3039 | 167166.157 | 6
2020-02-22 07:00 | 5.3852 | 169729.1012 | 7
2020-02-22 08:00 | 5.2603 | 165792.5224 | 8
2020-02-22 09:00 | 5.3278 | 167922.23 | 9
2020-02-22 10:00 | 4.9484 | 155962.779 | 10
2020-02-22 11:00 | 4.5347 | 142924.5811 | 11
2020-02-22 12:00 | 4.4633 | 140672.5386 | 12
2020-02-22 13:00 | 4.0611 | 127996.2788 | 13
2020-02-22 14:00 | 3.8844 | 122428.2203 | 14
2020-02-22 15:00 | 3.6983 | 116561.4685 | 15
2020-02-22 16:00 | 3.5776 | 112757.1382 | 16
2020-02-22 17:00 | 3.4873 | 109912.093 | 17
2020-02-22 18:00 | 3.685 | 116144.3643 | 18
2020-02-22 19:00 | 3.9921 | 125822.761 | 19
2020-02-22 20:00 | 4.0744 | 128415.9281 | 20
2020-02-22 21:00 | 4.1866 | 131951.9969 | 21
2020-02-22 22:00 | 4.2026 | 132456.4104 | 22
2020-02-22 23:00 | 4.1721 | 131496.0663 | 23
2020-02-23 | 4.1379 | 130417.9879 | 0
2020-02-23 01:00 | 4.1758 | 131612.4612 | 1
2020-02-23 02:00 | 4.2723 | 134654.9824 | 2
2020-02-23 03:00 | 4.2657 | 134444.6904 | 3
2020-02-23 04:00 | 4.4105 | 139009.1662 | 4
2020-02-23 05:00 | 4.6571 | 146782.4776 | 5
2020-02-23 06:00 | 4.9763 | 156841.31 | 6
2020-02-23 07:00 | 5.0207 | 158242.2898 | 7
2020-02-23 08:00 | 4.994 | 157399.7034 | 8
2020-02-23 09:00 | 4.7558 | 149892.4416 | 9
2020-02-23 10:00 | 4.2902 | 135219.4293 | 10
2020-02-23 11:00 | 3.9463 | 124378.9097 | 11
2020-02-23 12:00 | 3.6074 | 113697.7177 | 12
2020-02-23 13:00 | 3.5888 | 113112.57 | 13
2020-02-23 14:00 | 3.6066 | 113672.5713 | 14
2020-02-23 15:00 | 3.5773 | 112747.3709 | 15
2020-02-23 16:00 | 3.4584 | 108999.951 | 16
2020-02-23 17:00 | 3.2059 | 101043.5533 | 17
2020-02-23 18:00 | 3.3803 | 106539.2248 | 18
2020-02-23 19:00 | 3.4972 | 110224.23 | 19
2020-02-23 20:00 | 3.4273 | 108022.2023 | 20
2020-02-23 21:00 | 3.4095 | 107458.7189 | 21
2020-02-23 22:00 | 3.3579 | 105833.5641 | 22
2020-02-23 23:00 | 3.3943 | 106980.0581 | 23
2020-02-24 | 3.4004 | 107174.4181 | 0
2020-02-24 01:00 | 3.43 | 108105.7628 | 1
2020-02-24 02:00 | 3.3479 | 105517.4268 | 2
2020-02-24 03:00 | 3.4077 | 107402.2634 | 3
2020-02-24 04:00 | 3.5764 | 112721.5396 | 4
2020-02-24 05:00 | 3.8011 | 119801.8491 | 5
2020-02-24 06:00 | 4.3858 | 138230.8804 | 6
2020-02-24 07:00 | 4.9858 | 157141.6055 | 7
2020-02-24 08:00 | 5.4251 | 170989.1303 | 8
2020-02-24 09:00 | 5.652 | 178137.4192 | 9
2020-02-24 10:00 | 5.4982 | 173290.7685 | 10
2020-02-24 11:00 | 5.2694 | 166080.7829 | 11
2020-02-24 12:00 | 5.0587 | 159438.4871 | 12
2020-02-24 13:00 | 4.9506 | 156033.8108 | 13
2020-02-24 14:00 | 4.8847 | 153955.8473 | 14
2020-02-24 15:00 | 4.7517 | 149762.8781 | 15
2020-02-24 16:00 | 4.4477 | 140183.5358 | 16
2020-02-24 17:00 | 4.2675 | 134503.5862 | 17
2020-02-24 18:00 | 4.0104 | 126399.3509 | 18
2020-02-24 19:00 | 3.7621 | 118574.4555 | 19
2020-02-24 20:00 | 3.7128 | 117018.7726 | 20
2020-02-24 21:00 | 3.5171 | 110852.6819 | 21
2020-02-24 22:00 | 3.2749 | 103218.8121 | 22
2020-02-24 23:00 | 3.2013 | 100898.8677 | 23
2020-02-25 | 3.1789 | 100190.5988 | 0
2020-02-25 01:00 | 3.1021 | 97770.3381 | 1
2020-02-25 02:00 | 3.1133 | 98126.0637 | 2
2020-02-25 03:00 | 2.9711 | 93642.1518 | 3
2020-02-25 04:00 | 3.189 | 100511.3685 | 4
2020-02-25 05:00 | 3.481 | 109714.4533 | 5
2020-02-25 06:00 | 3.9979 | 126006.5281 | 6
2020-02-25 07:00 | 4.4497 | 140243.8184 | 7
2020-02-25 08:00 | 4.9399 | 155696.6375 | 8
2020-02-25 09:00 | 5.1877 | 163504.5994 | 9
2020-02-25 10:00 | 5.0176 | 158143.6078 | 10
2020-02-25 11:00 | 4.8933 | 154226.8477 | 11
2020-02-25 12:00 | 4.687 | 147723.4615 | 12
2020-02-25 13:00 | 4.5069 | 142048.3376 | 13
2020-02-25 14:00 | 4.518 | 142396.3022 | 14
2020-02-25 15:00 | 4.2231 | 133104.3342 | 15
2020-02-25 16:00 | 3.8434 | 121135.2899 | 16
2020-02-25 17:00 | 3.5545 | 112029.4229 | 17
2020-02-25 18:00 | 3.498 | 110248.6278 | 18
2020-02-25 19:00 | 3.4287 | 108066.6604 | 19
2020-02-25 20:00 | 3.3871 | 106753.0719 | 20
2020-02-25 21:00 | 3.2248 | 101638.387 | 21
2020-02-25 22:00 | 3.0797 | 97065.8699 | 22
2020-02-25 23:00 | 3.0161 | 95060.9759 | 23
2020-02-26 | 3.0155 | 95040.9026 | 0
2020-02-26 01:00 | 2.9203 | 92040.8223 | 1
2020-02-26 02:00 | 2.8815 | 90817.5774 | 2
2020-02-26 03:00 | 2.8904 | 91099.263 | 3
2020-02-26 04:00 | 2.9135 | 91828.4588 | 4
2020-02-26 05:00 | 3.2656 | 102924.2316 | 5
2020-02-26 06:00 | 3.8587 | 121619.1396 | 6
2020-02-26 07:00 | 4.1388 | 130445.8445 | 7
2020-02-26 08:00 | 4.7264 | 148966.7319 | 8
2020-02-26 09:00 | 4.9174 | 154987.4782 | 9
2020-02-26 10:00 | 4.964 | 156454.8043 | 10
2020-02-26 11:00 | 4.9123 | 154824.9226 | 11
2020-02-26 12:00 | 4.7536 | 149822.5739 | 12
2020-02-26 13:00 | 4.8407 | 152568.422 | 13
2020-02-26 14:00 | 4.7738 | 150459.7501 | 14
2020-02-26 15:00 | 4.639 | 146211.5645 | 15
2020-02-26 16:00 | 4.3428 | 136875.6783 | 16
2020-02-26 17:00 | 4.2364 | 133523.2066 | 17
2020-02-26 18:00 | 4.1354 | 130338.1492 | 18
2020-02-26 19:00 | 4.2218 | 133062.038 | 19
2020-02-26 20:00 | 3.958 | 124747.3533 | 20
2020-02-26 21:00 | 3.8422 | 121096.7651 | 21
2020-02-26 22:00 | 3.8253 | 120564.8596 | 22
2020-02-26 23:00 | 3.805 | 119925.4641 | 23
2020-02-27 | 3.8409 | 121058.4473 | 0
2020-02-27 01:00 | 3.8693 | 121950.8189 | 1
2020-02-27 02:00 | 3.7303 | 117570.899 | 2
2020-02-27 03:00 | 3.777 | 119042.1034 | 3
2020-02-27 04:00 | 3.9897 | 125747.6419 | 4
2020-02-27 05:00 | 4.3248 | 136309.6634 | 5
2020-02-27 06:00 | 4.8589 | 153142.2063 | 6
2020-02-27 07:00 | 5.4174 | 170743.7582 | 7
2020-02-27 08:00 | 5.9053 | 186123.8211 | 8
2020-02-27 09:00 | 5.9198 | 186580.0371 | 9
2020-02-27 10:00 | 6.14 | 193520.0586 | 10
2020-02-27 11:00 | 5.8818 | 185381.7977 | 11
2020-02-27 12:00 | 5.7295 | 180582.611 | 12
2020-02-27 13:00 | 5.5215 | 174024.5232 | 13
2020-02-27 14:00 | 5.5778 | 175798.9003 | 14
2020-02-27 15:00 | 5.3666 | 169144.6007 | 15
2020-02-27 16:00 | 5.0167 | 158116.1305 | 16
2020-02-27 17:00 | 4.4999 | 141826.616 | 17
2020-02-27 18:00 | 4.6853 | 147670.0883 | 18
2020-02-27 19:00 | 4.5972 | 144892.7088 | 19
2020-02-27 20:00 | 4.3954 | 138533.2012 | 20
2020-02-27 21:00 | 4.3237 | 136273.5936 | 21
2020-02-27 22:00 | 4.3308 | 136498.544 | 22
2020-02-27 23:00 | 4.2547 | 134098.49 | 23
2020-02-28 | 4.2273 | 133236.0486 | 0
2020-02-28 01:00 | 4.127 | 130075.1572 | 1
2020-02-28 02:00 | 3.9852 | 125605.4028 | 2
2020-02-28 03:00 | 3.9408 | 124204.6692 | 3
2020-02-28 04:00 | 4.0915 | 128954.6052 | 4
2020-02-28 05:00 | 4.2716 | 134631.3455 | 5
2020-02-28 06:00 | 4.7304 | 149092.8038 | 6
2020-02-28 07:00 | 5.0318 | 158590.7782 | 7
2020-02-28 08:00 | 5.5329 | 174385.5754 | 8
2020-02-28 09:00 | 5.8056 | 182979.1452 | 9
2020-02-28 10:00 | 5.8762 | 185206.0934 | 10
2020-02-28 11:00 | 5.7791 | 182145.7042 | 11
2020-02-28 12:00 | 5.4319 | 171201.7247 | 12
2020-02-28 13:00 | 5.465 | 172246.2494 | 13
2020-02-28 14:00 | 5.2419 | 165214.814 | 14
2020-02-28 15:00 | 5.1326 | 161769.0463 | 15
2020-02-28 16:00 | 4.6032 | 145081.4887 | 16
2020-02-28 17:00 | 4.2204 | 133017.9852 | 17
2020-02-28 18:00 | 4.2216 | 133055.8318 | 18
2020-02-28 19:00 | 4.2181 | 132945.3829 | 19
2020-02-28 20:00 | 4.2007 | 132398.2599 | 20
2020-02-28 21:00 | 4.1212 | 129891.3277 | 21
2020-02-28 22:00 | 3.9864 | 125642.1219 | 22
2020-02-28 23:00 | 3.9514 | 124538.5871 | 23
2020-02-29 | 3.899 | 122888.2319 | 0
2020-02-29 01:00 | 4.012 | 126450.2577 | 1
2020-02-29 02:00 | 3.9394 | 124162.1233 | 2
2020-02-29 03:00 | 3.8553 | 121512.1697 | 3
2020-02-29 04:00 | 4.0266 | 126910.1371 | 4
2020-02-29 05:00 | 4.3597 | 137407.2533 | 5
2020-02-29 06:00 | 4.6004 | 144995.6238 | 6
2020-02-29 07:00 | 4.632 | 145991.5621 | 7
2020-02-29 08:00 | 4.663 | 146967.0188 | 8
2020-02-29 09:00 | 5.0166 | 158112.7938 | 9
2020-02-29 10:00 | 4.8958 | 154303.7032 | 10
2020-02-29 11:00 | 4.7889 | 150936.024 | 11
2020-02-29 12:00 | 4.6398 | 146237.4282 | 12
2020-02-29 13:00 | 4.4136 | 139107.9693 | 13
2020-02-29 14:00 | 4.2797 | 134888.3188 | 14
2020-02-29 15:00 | 4.1455 | 130658.5583 | 15
2020-02-29 16:00 | 3.9874 | 125673.2357 | 16
2020-02-29 17:00 | 3.8874 | 122522.5707 | 17
2020-02-29 18:00 | 4.063 | 128056.1167 | 18
2020-02-29 19:00 | 4.21 | 132690.6528 | 19
2020-02-29 20:00 | 4.2505 | 133967.5941 | 20
2020-02-29 21:00 | 4.2938 | 135330.9306 | 21
2020-02-29 22:00 | 4.2883 | 135159.3581 | 22
2020-02-29 23:00 | 4.3 | 135526.7876 | 23
2020-03-01 | 4.7095 | 148433.088 | 0
2020-03-01 01:00 | 4.6712 | 147225.0605 | 1
2020-03-01 02:00 | 4.8221 | 151981.8705 | 2
2020-03-01 03:00 | 4.8516 | 152913.3074 | 3
2020-03-01 04:00 | 4.8581 | 153117.0506 | 4
2020-03-01 05:00 | 5.1877 | 163503.9323 | 5
2020-03-01 06:00 | 5.3025 | 167122.0584 | 6
2020-03-01 07:00 | 5.4475 | 171694.5761 | 7
2020-03-01 08:00 | 5.6826 | 179102.8782 | 8
2020-03-01 09:00 | 5.3434 | 168413.8319 | 9
2020-03-01 10:00 | 4.9002 | 154445.1016 | 10
2020-03-01 11:00 | 4.5129 | 142235.4767 | 11
2020-03-01 12:00 | 4.1695 | 131412.3399 | 12
2020-03-01 13:00 | 4.051 | 127680.3458 | 13
2020-03-01 14:00 | 3.8357 | 120892.0979 | 14
2020-03-01 15:00 | 3.7564 | 118394.3806 | 15
2020-03-01 16:00 | 3.4973 | 110228.6103 | 16
2020-03-01 17:00 | 3.4665 | 109256.0884 | 17
2020-03-01 18:00 | 3.6643 | 115489.558 | 18
2020-03-01 19:00 | 3.717 | 117150.7683 | 19
2020-03-01 20:00 | 3.7899 | 119449.1453 | 20
2020-03-01 21:00 | 3.6952 | 116465.8209 | 21
2020-03-01 22:00 | 3.4546 | 108881.1831 | 22
2020-03-01 23:00 | 3.4571 | 108959.2522 | 23
2020-03-02 | 3.4689 | 109333.3928 | 0
2020-03-02 01:00 | 3.4816 | 109731.2792 | 1
2020-03-02 02:00 | 3.5532 | 111988.9668 | 2
2020-03-02 03:00 | 3.5927 | 113234.0735 | 3
2020-03-02 04:00 | 3.7535 | 118300.8364 | 4
2020-03-02 05:00 | 4.0261 | 126893.4389 | 5
2020-03-02 06:00 | 4.6443 | 146378.2993 | 6
2020-03-02 07:00 | 5.0861 | 160303.8679 | 7
2020-03-02 08:00 | 5.4973 | 173261.7941 | 8
2020-03-02 09:00 | 5.6114 | 176858.0168 | 9
2020-03-02 10:00 | 5.7223 | 180356.08 | 10
2020-03-02 11:00 | 5.5183 | 173924.6578 | 11
2020-03-02 12:00 | 5.0789 | 160075.9082 | 12
2020-03-02 13:00 | 5.0997 | 160730.8883 | 13
2020-03-02 14:00 | 5.1031 | 160837.9688 | 14
2020-03-02 15:00 | 4.8727 | 153577.4786 | 15
2020-03-02 16:00 | 4.4027 | 138765.1649 | 16
2020-03-02 17:00 | 4.2948 | 135362.602 | 17
2020-03-02 18:00 | 4.0382 | 127276.9944 | 18
2020-03-02 19:00 | 3.9161 | 123427.3222 | 19
2020-03-02 20:00 | 3.7879 | 119385.0989 | 20
2020-03-02 21:00 | 3.6033 | 113569.5552 | 21
2020-03-02 22:00 | 3.4225 | 107869.29 | 22
2020-03-02 23:00 | 3.3541 | 105715.108 | 23
2020-03-03 | 3.2521 | 102500.4344 | 0
2020-03-03 01:00 | 3.1627 | 99681.5048 | 1
2020-03-03 02:00 | 3.2037 | 100975.187 | 2
2020-03-03 03:00 | 3.0968 | 97603.2164 | 3
2020-03-03 04:00 | 3.1572 | 99506.8068 | 4
2020-03-03 05:00 | 3.4999 | 110308.1422 | 5
2020-03-03 06:00 | 4.239 | 133604.3897 | 6
2020-03-03 07:00 | 4.57 | 144038.0425 | 7
2020-03-03 08:00 | 4.9795 | 156943.4818 | 8
2020-03-03 09:00 | 5.1085 | 161009.4959 | 9
2020-03-03 10:00 | 5.0788 | 160074.2479 | 10
2020-03-03 11:00 | 4.9242 | 155199.5407 | 11
2020-03-03 12:00 | 4.8781 | 153747.0768 | 12
2020-03-03 13:00 | 4.8063 | 151483.7516 | 13
2020-03-03 14:00 | 4.892 | 154184.447 | 14
2020-03-03 15:00 | 4.635 | 146084.2348 | 15
2020-03-03 16:00 | 4.2794 | 134878.0254 | 16
2020-03-03 17:00 | 3.9729 | 125218.6249 | 17
2020-03-03 18:00 | 3.7944 | 119591.1031 | 18
2020-03-03 19:00 | 3.7376 | 117802.1695 | 19
2020-03-03 20:00 | 3.6286 | 114365.0763 | 20
2020-03-03 21:00 | 3.4281 | 108045.3141 | 21
2020-03-03 22:00 | 3.3475 | 105507.4322 | 22
2020-03-03 23:00 | 3.2949 | 103847.6414 | 23
2020-03-04 | 3.2887 | 103654.2803 | 0
2020-03-04 01:00 | 3.2975 | 103931.6725 | 1
2020-03-04 02:00 | 3.3214 | 104683.4496 | 2
2020-03-04 03:00 | 3.4455 | 108593.3338 | 3
2020-03-04 04:00 | 3.6264 | 114297.6082 | 4
2020-03-04 05:00 | 4.0604 | 127976.7005 | 5
2020-03-04 06:00 | 4.6697 | 147179.8944 | 6
2020-03-04 07:00 | 5.2284 | 164787.0374 | 7
2020-03-04 08:00 | 5.942 | 187278.0308 | 8
2020-03-04 09:00 | 5.9178 | 186515.4616 | 9
2020-03-04 10:00 | 5.4464 | 171657.3357 | 10
2020-03-04 11:00 | 5.2826 | 166495.6281 | 11
2020-03-04 12:00 | 5.081 | 160142.2156 | 12
2020-03-04 13:00 | 5.1213 | 161411.1738 | 13
2020-03-04 14:00 | 5.0068 | 157804.5599 | 14
2020-03-04 15:00 | 4.7779 | 150588.4928 | 15
2020-03-04 16:00 | 4.2222 | 133076.0392 | 16
2020-03-04 17:00 | 3.8657 | 121838.8455 | 17
2020-03-04 18:00 | 3.8722 | 122044.2203 | 18
2020-03-04 19:00 | 3.8586 | 121614.5948 | 19
2020-03-04 20:00 | 3.652 | 115103.0092 | 20
2020-03-04 21:00 | 3.5128 | 110716.641 | 21
2020-03-04 22:00 | 3.3017 | 104064.0959 | 22
2020-03-04 23:00 | 3.2084 | 101121.3893 | 23
2020-03-05 | 3.1252 | 98501.0745 | 0
2020-03-05 01:00 | 3.0379 | 95747.8577 | 1
2020-03-05 02:00 | 3.1194 | 98315.9025 | 2
2020-03-05 03:00 | 3.1636 | 99709.201 | 3
2020-03-05 04:00 | 3.3736 | 106328.0756 | 4
2020-03-05 05:00 | 3.8779 | 122223.1366 | 5
2020-03-05 06:00 | 4.8654 | 153348.1635 | 6
2020-03-05 07:00 | 5.3154 | 167528.905 | 7
2020-03-05 08:00 | 5.7984 | 182753.7213 | 8
2020-03-05 09:00 | 5.8613 | 184737.2174 | 9
2020-03-05 10:00 | 5.8393 | 184042.0659 | 10
2020-03-05 11:00 | 5.4031 | 170293.7327 | 11
2020-03-05 12:00 | 5.2601 | 165785.869 | 12
2020-03-05 13:00 | 5.069 | 159764.1142 | 13
2020-03-05 14:00 | 5.1401 | 162005.7169 | 14
2020-03-05 15:00 | 4.7954 | 151142.0322 | 15
2020-03-05 16:00 | 4.3223 | 136230.1548 | 16
2020-03-05 17:00 | 3.9569 | 124713.1429 | 17
2020-03-05 18:00 | 3.7978 | 119698.3935 | 18
2020-03-05 19:00 | 3.7319 | 117621.9054 | 19
2020-03-05 20:00 | 3.736 | 117752.1849 | 20
2020-03-05 21:00 | 3.6445 | 114866.6641 | 21
2020-03-05 22:00 | 3.4422 | 108489.2893 | 22
2020-03-05 23:00 | 3.3719 | 106274.7382 | 23
2020-03-06 | 3.4258 | 107972.7221 | 0
2020-03-06 01:00 | 3.3903 | 106854.4511 | 1
2020-03-06 02:00 | 3.4624 | 109126.2711 | 2
2020-03-06 03:00 | 3.5011 | 110345.9484 | 3
2020-03-06 04:00 | 3.4456 | 108597.9439 | 4
2020-03-06 05:00 | 3.7994 | 119750.1171 | 5
2020-03-06 06:00 | 4.4349 | 139778.1617 | 6
2020-03-06 07:00 | 4.9632 | 156430.2433 | 7
2020-03-06 08:00 | 5.6277 | 177372.7019 | 8
2020-03-06 09:00 | 5.9525 | 187610.3009 | 9
2020-03-06 10:00 | 5.9549 | 187686.4062 | 10
2020-03-06 11:00 | 5.8152 | 183281.3799 | 11
2020-03-06 12:00 | 5.6634 | 178498.8991 | 12
2020-03-06 13:00 | 5.6888 | 179298.1659 | 13
2020-03-06 14:00 | 5.6234 | 177237.858 | 14
2020-03-06 15:00 | 5.498 | 173285.9597 | 15
2020-03-06 16:00 | 5.0852 | 160273.4072 | 16
2020-03-06 17:00 | 4.747 | 149614.6137 | 17
2020-03-06 18:00 | 4.737 | 149299.345 | 18
2020-03-06 19:00 | 4.6673 | 147104.4233 | 19
2020-03-06 20:00 | 4.639 | 146210.2104 | 20
2020-03-06 21:00 | 4.4882 | 141457.4149 | 21
2020-03-06 22:00 | 4.2435 | 133746.5022 | 22
2020-03-06 23:00 | 4.0977 | 129150.5725 | 23
2020-03-07 | 3.8365 | 120917.2231 | 0
2020-03-07 01:00 | 3.8255 | 120570.4208 | 1
2020-03-07 02:00 | 3.8358 | 120897.457 | 2
2020-03-07 03:00 | 3.8369 | 120932.3293 | 3
2020-03-07 04:00 | 3.8786 | 122245.57 | 4
2020-03-07 05:00 | 4.156 | 130986.9033 | 5
2020-03-07 06:00 | 4.3532 | 137205.0146 | 6
2020-03-07 07:00 | 4.4428 | 140028.4987 | 7
2020-03-07 08:00 | 4.6726 | 147270.3874 | 8
2020-03-07 09:00 | 4.7183 | 148710.0515 | 9
2020-03-07 10:00 | 4.6727 | 147274.3222 | 10
2020-03-07 11:00 | 4.417 | 139213.5131 | 11
2020-03-07 12:00 | 4.1989 | 132340.2493 | 12
2020-03-07 13:00 | 3.8235 | 120507.8021 | 13
2020-03-07 14:00 | 3.7253 | 117413.0312 | 14
2020-03-07 15:00 | 3.6767 | 115882.2888 | 15
2020-03-07 16:00 | 3.4562 | 108932.9176 | 16
2020-03-07 17:00 | 3.3668 | 106113.259 | 17
2020-03-07 18:00 | 3.6194 | 114077.3248 | 18
2020-03-07 19:00 | 3.9307 | 123888.4093 | 19
2020-03-07 20:00 | 4.0031 | 126170.2127 | 20
2020-03-07 21:00 | 3.9917 | 125810.3557 | 21
2020-03-07 22:00 | 3.9951 | 125917.6324 | 22
2020-03-07 23:00 | 3.9611 | 124844.4164 | 23
2020-03-08 | 4.033 | 127111.7461 | 0
2020-03-08 01:00 | 4.0907 | 128931.0244 | 1
2020-03-08 02:00 | 0 | 0 | 2
2020-03-08 03:00 | 4.1385 | 130437.9485 | 3
2020-03-08 04:00 | 4.2226 | 133088.4424 | 4
2020-03-08 05:00 | 4.4516 | 140306.1433 | 5
2020-03-08 06:00 | 4.5631 | 143817.756 | 6
2020-03-08 07:00 | 4.8861 | 153998.5253 | 7
2020-03-08 08:00 | 5.1068 | 160954.0958 | 8
2020-03-08 09:00 | 5.1309 | 161715.3541 | 9
2020-03-08 10:00 | 4.7846 | 150801.2578 | 10
2020-03-08 11:00 | 4.3719 | 137792.9115 | 11
2020-03-08 12:00 | 4.0015 | 126120.1426 | 12
2020-03-08 13:00 | 3.9669 | 125028.3748 | 13
2020-03-08 14:00 | 3.9162 | 123429.6653 | 14
2020-03-08 15:00 | 3.5772 | 112746.2425 | 15
2020-03-08 16:00 | 3.3978 | 107091.6057 | 16
2020-03-08 17:00 | 3.3726 | 106296.3337 | 17
2020-03-08 18:00 | 3.3124 | 104400.0683 | 18
2020-03-08 19:00 | 3.1045 | 97845.9891 | 19
2020-03-08 20:00 | 3.2706 | 103082.9062 | 20
2020-03-08 21:00 | 3.2373 | 102032.1266 | 21
2020-03-08 22:00 | 3.2166 | 101379.6789 | 22
2020-03-08 23:00 | 3.2583 | 102695.2983 | 23
2020-03-09 | 3.2548 | 102583.6227 | 0
2020-03-09 01:00 | 3.1957 | 100721.5476 | 1
2020-03-09 02:00 | 3.2567 | 102643.879 | 2
2020-03-09 03:00 | 3.3726 | 106296.0116 | 3
2020-03-09 04:00 | 3.6582 | 115299.4804 | 4
2020-03-09 05:00 | 3.9803 | 125451.0093 | 5
2020-03-09 06:00 | 4.5922 | 144734.7803 | 6
2020-03-09 07:00 | 5.3015 | 167091.223 | 7
2020-03-09 08:00 | 5.9952 | 188955.4104 | 8
2020-03-09 09:00 | 6.3598 | 200446.9981 | 9
2020-03-09 10:00 | 6.132 | 193268.1236 | 10
2020-03-09 11:00 | 5.6843 | 179156.1785 | 11
2020-03-09 12:00 | 5.2558 | 165651.4793 | 12
2020-03-09 13:00 | 4.9107 | 154773.4515 | 13
2020-03-09 14:00 | 4.8349 | 152385.1016 | 14
2020-03-09 15:00 | 4.732 | 149142.7511 | 15
2020-03-09 16:00 | 4.1238 | 129973.1317 | 16
2020-03-09 17:00 | 3.7331 | 117657.8428 | 17
2020-03-09 18:00 | 3.7016 | 116667.1353 | 18
2020-03-09 19:00 | 3.6498 | 115033.8521 | 19
2020-03-09 20:00 | 3.5955 | 113323.2413 | 20
2020-03-09 21:00 | 3.3281 | 104896.1438 | 21
2020-03-09 22:00 | 3.1831 | 100324.4584 | 22
2020-03-09 23:00 | 3.035 | 95655.4094 | 23
2020-03-10 | 2.9904 | 94250.5122 | 0
2020-03-10 01:00 | 2.9541 | 93106.3506 | 1
2020-03-10 02:00 | 2.7574 | 86908.6016 | 2
2020-03-10 03:00 | 2.7357 | 86224.5516 | 3
2020-03-10 04:00 | 2.7703 | 87312.6948 | 4
2020-03-10 05:00 | 3.0846 | 97219.04 | 5
2020-03-10 06:00 | 3.6442 | 114858.5377 | 6
2020-03-10 07:00 | 4.3355 | 136646.6463 | 7
2020-03-10 08:00 | 4.9471 | 155922.7373 | 8
2020-03-10 09:00 | 5.1628 | 162720.1759 | 9
2020-03-10 10:00 | 5.1084 | 161004.3116 | 10
2020-03-10 11:00 | 4.8285 | 152184.0267 | 11
2020-03-10 12:00 | 4.885 | 153965.0578 | 12
2020-03-10 13:00 | 4.8295 | 152214.8313 | 13
2020-03-10 14:00 | 4.8474 | 152779.1716 | 14
2020-03-10 15:00 | 4.756 | 149899.7468 | 15
2020-03-10 16:00 | 4.3226 | 136238.6769 | 16
2020-03-10 17:00 | 4.0355 | 127191.296 | 17
2020-03-10 18:00 | 3.6634 | 115462.7311 | 18
2020-03-10 19:00 | 3.6663 | 115553.6066 | 19
2020-03-10 20:00 | 3.4215 | 107839.5308 | 20
2020-03-10 21:00 | 3.3096 | 104311.4489 | 21
2020-03-10 22:00 | 3.1794 | 100207.7325 | 22
2020-03-10 23:00 | 3.081 | 97107.0617 | 23
2020-03-11 | 3.0017 | 94606.5156 | 0
2020-03-11 01:00 | 2.9344 | 92484.8949 | 1
2020-03-11 02:00 | 2.8956 | 91262.5529 | 2
2020-03-11 03:00 | 2.8416 | 89560.245 | 3
2020-03-11 04:00 | 2.9163 | 91915.9949 | 4
2020-03-11 05:00 | 3.165 | 99754.6777 | 5
2020-03-11 06:00 | 3.8732 | 122074.7658 | 6
2020-03-11 07:00 | 4.3702 | 137737.9929 | 7
2020-03-11 08:00 | 4.9986 | 157544.7487 | 8
2020-03-11 09:00 | 5.1045 | 160883.2272 | 9
2020-03-11 10:00 | 4.956 | 156202.6388 | 10
2020-03-11 11:00 | 4.7821 | 150723.1348 | 11
2020-03-11 12:00 | 4.9485 | 155965.553 | 12
2020-03-11 13:00 | 4.8529 | 152951.5829 | 13
2020-03-11 14:00 | 4.7393 | 149371.424 | 14
2020-03-11 15:00 | 4.4999 | 141828.309 | 15
2020-03-11 16:00 | 4.2066 | 132582.2111 | 16
2020-03-11 17:00 | 3.8454 | 121199.2163 | 17
2020-03-11 18:00 | 3.61 | 113778.6006 | 18
2020-03-11 19:00 | 3.665 | 115513.4508 | 19
2020-03-11 20:00 | 3.5199 | 110939.1943 | 20
2020-03-11 21:00 | 3.2585 | 102699.4928 | 21
2020-03-11 22:00 | 3.1207 | 98357.9169 | 22
2020-03-11 23:00 | 2.9716 | 93659.9748 | 23
2020-03-12 | 2.9831 | 94020.0557 | 0
2020-03-12 01:00 | 2.9758 | 93791.6833 | 1
2020-03-12 02:00 | 2.8812 | 90810.4773 | 2
2020-03-12 03:00 | 3.0344 | 95637.8675 | 3
2020-03-12 04:00 | 3.1253 | 98502.7285 | 4
2020-03-12 05:00 | 3.429 | 108074.1094 | 5
2020-03-12 06:00 | 4.0432 | 127433.8471 | 6
2020-03-12 07:00 | 4.7205 | 148778.89 | 7
2020-03-12 08:00 | 5.3586 | 168892.9495 | 8
2020-03-12 09:00 | 5.3306 | 168009.2192 | 9
2020-03-12 10:00 | 5.1564 | 162517.7488 | 10
2020-03-12 11:00 | 4.984 | 157084.1931 | 11
2020-03-12 12:00 | 4.8441 | 152675.6636 | 12
2020-03-12 13:00 | 4.8763 | 153689.6854 | 13
2020-03-12 14:00 | 4.9139 | 154874.9335 | 14
2020-03-12 15:00 | 4.5877 | 144595.0868 | 15
2020-03-12 16:00 | 4.0698 | 128271.5371 | 16
2020-03-12 17:00 | 3.7031 | 116712.7236 | 17
2020-03-12 18:00 | 3.5546 | 112032.7477 | 18
2020-03-12 19:00 | 3.5196 | 110930.6064 | 19
2020-03-12 20:00 | 3.434 | 108232.2156 | 20
2020-03-12 21:00 | 3.258 | 102684.8698 | 21
2020-03-12 22:00 | 3.0559 | 96316.2958 | 22
2020-03-12 23:00 | 2.8849 | 90924.7767 | 23
2020-03-13 | 2.8586 | 90097.6262 | 0
2020-03-13 01:00 | 2.6419 | 83266.7001 | 1
2020-03-13 02:00 | 2.5988 | 81908.6436 | 2
2020-03-13 03:00 | 2.5989 | 81911.3073 | 3
2020-03-13 04:00 | 2.6234 | 82684.7899 | 4
2020-03-13 05:00 | 2.866 | 90329.7637 | 5
2020-03-13 06:00 | 3.346 | 105458.5952 | 6
2020-03-13 07:00 | 3.7928 | 119542.3742 | 7
2020-03-13 08:00 | 4.3534 | 137208.4812 | 8
2020-03-13 09:00 | 4.4278 | 139554.4536 | 9
2020-03-13 10:00 | 4.5136 | 142259.9566 | 10
2020-03-13 11:00 | 4.6318 | 145983.1005 | 11
2020-03-13 12:00 | 4.6721 | 147253.5518 | 12
2020-03-13 13:00 | 4.3664 | 137618.8395 | 13
2020-03-13 14:00 | 4.3284 | 136420.4617 | 14
2020-03-13 15:00 | 4.0838 | 128711.2105 | 15
2020-03-13 16:00 | 3.6855 | 116158.9733 | 16
2020-03-13 17:00 | 3.3656 | 106075.9936 | 17
2020-03-13 18:00 | 3.2061 | 101049.1552 | 18
2020-03-13 19:00 | 3.1916 | 100592.0409 | 19
2020-03-13 20:00 | 3.1981 | 100796.812 | 20
2020-03-13 21:00 | 3.0737 | 96877.9906 | 21
2020-03-13 22:00 | 2.8978 | 91334.0333 | 22
2020-03-13 23:00 | 2.8389 | 89474.4983 | 23
2020-03-14 | 2.9069 | 91619.836 | 0
2020-03-14 01:00 | 2.9542 | 93110.1759 | 1
2020-03-14 02:00 | 2.8941 | 91216.8172 | 2
2020-03-14 03:00 | 2.9357 | 92525.9396 | 3
2020-03-14 04:00 | 2.9855 | 94097.3253 | 4
2020-03-14 05:00 | 3.1049 | 97858.8708 | 5
2020-03-14 06:00 | 3.2544 | 102571.8504 | 6
2020-03-14 07:00 | 3.3131 | 104423.2242 | 7
2020-03-14 08:00 | 3.5327 | 111343.9917 | 8
2020-03-14 09:00 | 3.6787 | 115943.9844 | 9
2020-03-14 10:00 | 3.7202 | 117253.877 | 10
2020-03-14 11:00 | 3.6628 | 115444.5728 | 11
2020-03-14 12:00 | 3.7945 | 119595.7409 | 12
2020-03-14 13:00 | 3.7008 | 116641.1593 | 13
2020-03-14 14:00 | 3.6455 | 114898.1013 | 14
2020-03-14 15:00 | 3.5859 | 113021.3936 | 15
2020-03-14 16:00 | 3.4685 | 109319.8172 | 16
2020-03-14 17:00 | 3.5379 | 111507.433 | 17
2020-03-14 18:00 | 3.358 | 105837.7742 | 18
2020-03-14 19:00 | 3.6539 | 115164.1517 | 19
2020-03-14 20:00 | 3.6089 | 113744.879 | 20
2020-03-14 21:00 | 3.5459 | 111759.2694 | 21
2020-03-14 22:00 | 3.4188 | 107751.6944 | 22
2020-03-14 23:00 | 3.3754 | 106385.554 | 23
2020-03-15 | 3.2565 | 102637.6332 | 0
2020-03-15 01:00 | 3.2911 | 103726.936 | 1
2020-03-15 02:00 | 3.2935 | 103803.5474 | 2
2020-03-15 03:00 | 3.2665 | 102951.5766 | 3
2020-03-15 04:00 | 3.3107 | 104347.6427 | 4
2020-03-15 05:00 | 3.4099 | 107474.0477 | 5
2020-03-15 06:00 | 3.5919 | 113208.4033 | 6
2020-03-15 07:00 | 3.756 | 118382.14 | 7
2020-03-15 08:00 | 3.9502 | 124501.737 | 8
2020-03-15 09:00 | 3.9662 | 125005.9557 | 9
2020-03-15 10:00 | 4.1906 | 132078.7843 | 10
2020-03-15 11:00 | 4.1707 | 131450.7963 | 11
2020-03-15 12:00 | 4.0075 | 126308.4014 | 12
2020-03-15 13:00 | 3.9611 | 124846.0662 | 13
2020-03-15 14:00 | 3.9281 | 123806.3653 | 14
2020-03-15 15:00 | 3.8848 | 122441.4978 | 15
2020-03-15 16:00 | 3.6928 | 116390.3657 | 16
2020-03-15 17:00 | 3.5761 | 112710.4026 | 17
2020-03-15 18:00 | 3.4999 | 110310.8845 | 18
2020-03-15 19:00 | 3.6532 | 115141.444 | 19
2020-03-15 20:00 | 3.6286 | 114367.1159 | 20
2020-03-15 21:00 | 3.7241 | 117374.8615 | 21
2020-03-15 22:00 | 3.5212 | 110980.0973 | 22
2020-03-15 23:00 | 3.4356 | 108281.6688 | 23
2020-03-16 | 3.3983 | 107107.0499 | 0
2020-03-16 01:00 | 3.4214 | 107835.8835 | 1
2020-03-16 02:00 | 3.2608 | 102774.1886 | 2
2020-03-16 03:00 | 3.3224 | 104713.9861 | 3
2020-03-16 04:00 | 3.4302 | 108113.6038 | 4
2020-03-16 05:00 | 3.7238 | 117365.7325 | 5
2020-03-16 06:00 | 4.1186 | 129808.2912 | 6
2020-03-16 07:00 | 4.7631 | 150121.2899 | 7
2020-03-16 08:00 | 5.3234 | 167782.2575 | 8
2020-03-16 09:00 | 5.5387 | 174569.1518 | 9
2020-03-16 10:00 | 5.2553 | 165635.1504 | 10
2020-03-16 11:00 | 5.2319 | 164897.3904 | 11
2020-03-16 12:00 | 4.9346 | 155529.2143 | 12
2020-03-16 13:00 | 4.7927 | 151056.5979 | 13
2020-03-16 14:00 | 4.8087 | 151560.382 | 14
2020-03-16 15:00 | 4.7588 | 149988.7516 | 15
2020-03-16 16:00 | 4.2854 | 135067.1763 | 16
2020-03-16 17:00 | 4.0252 | 126864.9944 | 17
2020-03-16 18:00 | 3.7202 | 117252.1178 | 18
2020-03-16 19:00 | 3.6514 | 115083.1483 | 19
2020-03-16 20:00 | 3.4852 | 109844.4799 | 20
2020-03-16 21:00 | 3.433 | 108201.1893 | 21
2020-03-16 22:00 | 3.4623 | 109123.2752 | 22
2020-03-16 23:00 | 3.3324 | 105030.7427 | 23
2020-03-17 | 3.1721 | 99977.3032 | 0
2020-03-17 01:00 | 3.1477 | 99210.2414 | 1
2020-03-17 02:00 | 3.0989 | 97670.9657 | 2
2020-03-17 03:00 | 3.0987 | 97665.5984 | 3
2020-03-17 04:00 | 3.2529 | 102523.4458 | 4
2020-03-17 05:00 | 3.2304 | 101813.813 | 5
2020-03-17 06:00 | 3.7279 | 117496.7562 | 6
2020-03-17 07:00 | 4.3039 | 135650.7272 | 7
2020-03-17 08:00 | 4.8323 | 152303.1589 | 8
2020-03-17 09:00 | 4.8632 | 153278.4407 | 9
2020-03-17 10:00 | 4.8301 | 152233.3046 | 10
2020-03-17 11:00 | 4.7206 | 148784.2383 | 11
2020-03-17 12:00 | 4.8151 | 151762.2783 | 12
2020-03-17 13:00 | 4.8079 | 151535.1076 | 13
2020-03-17 14:00 | 4.7269 | 148981.6716 | 14
2020-03-17 15:00 | 4.7514 | 149753.8929 | 15
2020-03-17 16:00 | 4.2637 | 134383.9575 | 16
2020-03-17 17:00 | 4.0779 | 128527.7915 | 17
2020-03-17 18:00 | 3.7558 | 118373.7377 | 18
2020-03-17 19:00 | 3.733 | 117656.052 | 19
2020-03-17 20:00 | 3.5674 | 112435.2512 | 20
2020-03-17 21:00 | 3.5197 | 110934.899 | 21
2020-03-17 22:00 | 3.4882 | 109940.0443 | 22
2020-03-17 23:00 | 3.3055 | 104181.0303 | 23
2020-03-18 | 3.2166 | 101380.1574 | 0
2020-03-18 01:00 | 3.1726 | 99994.3399 | 1
2020-03-18 02:00 | 3.1939 | 100665.5559 | 2
2020-03-18 03:00 | 3.1776 | 100150.7998 | 3
2020-03-18 04:00 | 3.1481 | 99219.9803 | 4
2020-03-18 05:00 | 3.3786 | 106486.0078 | 5
2020-03-18 06:00 | 3.8247 | 120547.443 | 6
2020-03-18 07:00 | 4.3851 | 138208.2358 | 7
2020-03-18 08:00 | 4.7468 | 149609.6606 | 8
2020-03-18 09:00 | 4.7798 | 150648.2744 | 9
2020-03-18 10:00 | 4.776 | 150528.1697 | 10
2020-03-18 11:00 | 4.61 | 145297.4237 | 11
2020-03-18 12:00 | 4.524 | 142586.1592 | 12
2020-03-18 13:00 | 4.4745 | 141027.677 | 13
2020-03-18 14:00 | 4.3575 | 137339.5793 | 14
2020-03-18 15:00 | 4.1123 | 129611.961 | 15
2020-03-18 16:00 | 4.0224 | 126777.6566 | 16
2020-03-18 17:00 | 3.728 | 117499.2425 | 17
2020-03-18 18:00 | 3.3882 | 106789.9882 | 18
2020-03-18 19:00 | 3.4005 | 107177.7386 | 19
2020-03-18 20:00 | 3.2495 | 102417.8567 | 20
2020-03-18 21:00 | 3.1177 | 98264.1575 | 21
2020-03-18 22:00 | 2.9748 | 93759.1427 | 22
2020-03-18 23:00 | 2.8279 | 89127.9018 | 23
2020-03-19 | 2.7364 | 86245.7908 | 0
2020-03-19 01:00 | 2.6848 | 84619.3014 | 1
2020-03-19 02:00 | 2.6118 | 82318.6409 | 2
2020-03-19 03:00 | 2.5008 | 78819.6072 | 3
2020-03-19 04:00 | 2.6074 | 82180.7089 | 4
2020-03-19 05:00 | 2.8148 | 88717.6107 | 5
2020-03-19 06:00 | 3.2405 | 102133.6358 | 6
2020-03-19 07:00 | 3.7734 | 118928.3662 | 7
2020-03-19 08:00 | 4.1538 | 130917.6724 | 8
2020-03-19 09:00 | 4.3224 | 136232.0999 | 9
2020-03-19 10:00 | 4.2616 | 134315.8083 | 10
2020-03-19 11:00 | 4.2474 | 133869.9156 | 11
2020-03-19 12:00 | 4.279 | 134863.5719 | 12
2020-03-19 13:00 | 4.2131 | 132788.5655 | 13
2020-03-19 14:00 | 4.1651 | 131274.9387 | 14
2020-03-19 15:00 | 3.9953 | 125924.2782 | 15
2020-03-19 16:00 | 3.8097 | 120074.7485 | 16
2020-03-19 17:00 | 3.6233 | 114198.594 | 17
2020-03-19 18:00 | 3.4252 | 107954.4609 | 18
2020-03-19 19:00 | 3.3855 | 106704.8987 | 19
2020-03-19 20:00 | 3.3171 | 104547.3027 | 20
2020-03-19 21:00 | 3.1185 | 98289.9596 | 21
2020-03-19 22:00 | 2.9823 | 93995.0257 | 22
2020-03-19 23:00 | 2.8175 | 88801.052 | 23
2020-03-20 | 2.7076 | 85339.3184 | 0
2020-03-20 01:00 | 2.6382 | 83150.8163 | 1
2020-03-20 02:00 | 2.6112 | 82300.4475 | 2
2020-03-20 03:00 | 2.6051 | 82108.7285 | 3
2020-03-20 04:00 | 2.7146 | 85557.0434 | 4
2020-03-20 05:00 | 2.8286 | 89152.7971 | 5
2020-03-20 06:00 | 3.0856 | 97252.5962 | 6
2020-03-20 07:00 | 3.4782 | 109624.5963 | 7
2020-03-20 08:00 | 3.9734 | 125233.9999 | 8
2020-03-20 09:00 | 4.0359 | 127203.2093 | 9
2020-03-20 10:00 | 4.2503 | 133959.9978 | 10
2020-03-20 11:00 | 4.2247 | 133154.8928 | 11
2020-03-20 12:00 | 4.2484 | 133899.5242 | 12
2020-03-20 13:00 | 4.2335 | 133430.8586 | 13
2020-03-20 14:00 | 4.2274 | 133237.3743 | 14
2020-03-20 15:00 | 4.0102 | 126392.6597 | 15
2020-03-20 16:00 | 3.5648 | 112355.2486 | 16
2020-03-20 17:00 | 3.1572 | 99507.6319 | 17
2020-03-20 18:00 | 3.0863 | 97273.8515 | 18
2020-03-20 19:00 | 3.044 | 95941.5379 | 19
2020-03-20 20:00 | 3.1713 | 99951.7629 | 20
2020-03-20 21:00 | 3.0032 | 94655.2836 | 21
2020-03-20 22:00 | 2.8057 | 88429.3621 | 22
2020-03-20 23:00 | 2.695 | 84941.6232 | 23
2020-03-21 | 2.6609 | 83867.1464 | 0
2020-03-21 01:00 | 2.5801 | 81319.5352 | 1
2020-03-21 02:00 | 2.6111 | 82295.4055 | 2
2020-03-21 03:00 | 2.6046 | 82091.6476 | 3
2020-03-21 04:00 | 2.7599 | 86986.945 | 4
2020-03-21 05:00 | 2.8682 | 90400.2476 | 5
2020-03-21 06:00 | 3.0132 | 94969.5671 | 6
2020-03-21 07:00 | 3.2356 | 101980.3964 | 7
2020-03-21 08:00 | 3.2596 | 102734.8748 | 8
2020-03-21 09:00 | 3.3955 | 107018.0671 | 9
2020-03-21 10:00 | 3.4423 | 108494.3032 | 10
2020-03-21 11:00 | 3.5604 | 112215.6445 | 11
2020-03-21 12:00 | 3.5237 | 111058.4271 | 12
2020-03-21 13:00 | 3.5 | 110312.7584 | 13
2020-03-21 14:00 | 3.568 | 112454.6954 | 14
2020-03-21 15:00 | 3.567 | 112423.0368 | 15
2020-03-21 16:00 | 3.3828 | 106618.7223 | 16
2020-03-21 17:00 | 3.2869 | 103594.6381 | 17
2020-03-21 18:00 | 3.3296 | 104942.3706 | 18
2020-03-21 19:00 | 3.36 | 105898.5215 | 19
2020-03-21 20:00 | 3.5119 | 110686.2849 | 20
2020-03-21 21:00 | 3.4701 | 109370.241 | 21
2020-03-21 22:00 | 3.3998 | 107153.3929 | 22
2020-03-21 23:00 | 3.3039 | 104132.9848 | 23
2020-03-22 | 3.1779 | 100162.1657 | 0
2020-03-22 01:00 | 3.1538 | 99401.4366 | 1
2020-03-22 02:00 | 3.128 | 98587.4125 | 2
2020-03-22 03:00 | 3.1368 | 98864.7466 | 3
2020-03-22 04:00 | 3.28 | 103377.6863 | 4
2020-03-22 05:00 | 3.5036 | 110425.2799 | 5
2020-03-22 06:00 | 3.6312 | 114449.1391 | 6
2020-03-22 07:00 | 3.626 | 114283.6225 | 7
2020-03-22 08:00 | 3.6988 | 116579.0422 | 8
2020-03-22 09:00 | 3.5677 | 112445.8217 | 9
2020-03-22 10:00 | 3.5058 | 110496.0885 | 10
2020-03-22 11:00 | 3.4734 | 109474.1538 | 11
2020-03-22 12:00 | 3.4515 | 108785.4011 | 12
2020-03-22 13:00 | 3.3105 | 104341.2646 | 13
2020-03-22 14:00 | 3.1617 | 99649.0064 | 14
2020-03-22 15:00 | 3.1262 | 98532.66 | 15
2020-03-22 16:00 | 2.9325 | 92426.603 | 16
2020-03-22 17:00 | 2.8375 | 89431.7753 | 17
2020-03-22 18:00 | 2.8159 | 88750.9409 | 18
2020-03-22 19:00 | 2.948 | 92913.2595 | 19
2020-03-22 20:00 | 3.0488 | 96092.498 | 20
2020-03-22 21:00 | 3.0546 | 96274.761 | 21
2020-03-22 22:00 | 2.8887 | 91047.1329 | 22
2020-03-22 23:00 | 2.9441 | 92790.8637 | 23
2020-03-23 | 2.8808 | 90796.2674 | 0
2020-03-23 01:00 | 2.7776 | 87544.7981 | 1
2020-03-23 02:00 | 2.7191 | 85699.517 | 2
2020-03-23 03:00 | 2.7647 | 87136.4117 | 3
2020-03-23 04:00 | 2.9711 | 93642.046 | 4
2020-03-23 05:00 | 3.2317 | 101855.111 | 5
2020-03-23 06:00 | 3.5986 | 113420.1494 | 6
2020-03-23 07:00 | 4.1514 | 130843.7181 | 7
2020-03-23 08:00 | 4.6773 | 147417.3708 | 8
2020-03-23 09:00 | 4.7295 | 149062.4879 | 9
2020-03-23 10:00 | 4.666 | 147063.8698 | 10
2020-03-23 11:00 | 4.5603 | 143732.4731 | 11
2020-03-23 12:00 | 4.6001 | 144985.6942 | 12
2020-03-23 13:00 | 4.5316 | 142826.2409 | 13
2020-03-23 14:00 | 4.4316 | 139676.1168 | 14
2020-03-23 15:00 | 4.3113 | 135884.5028 | 15
2020-03-23 16:00 | 3.7889 | 119418.8892 | 16
2020-03-23 17:00 | 3.3926 | 106927.7009 | 17
2020-03-23 18:00 | 3.2704 | 103075.8528 | 18
2020-03-23 19:00 | 3.2795 | 103363.3633 | 19
2020-03-23 20:00 | 3.4022 | 107231.3804 | 20
2020-03-23 21:00 | 3.3046 | 104152.9802 | 21
2020-03-23 22:00 | 3.167 | 99818.3946 | 22
2020-03-23 23:00 | 2.9722 | 93676.2971 | 23
2020-03-24 | 3.0727 | 96844.2767 | 0
2020-03-24 01:00 | 3.0309 | 95527.784 | 1
2020-03-24 02:00 | 2.9944 | 94378.5732 | 2
2020-03-24 03:00 | 2.9907 | 94260.4437 | 3
2020-03-24 04:00 | 3.1246 | 98481.6021 | 4
2020-03-24 05:00 | 3.4407 | 108444.7856 | 5
2020-03-24 06:00 | 3.836 | 120903.8536 | 6
2020-03-24 07:00 | 4.2746 | 134726.1994 | 7
2020-03-24 08:00 | 4.6582 | 146817.8811 | 8
2020-03-24 09:00 | 4.7688 | 150301.5578 | 9
2020-03-24 10:00 | 4.7859 | 150842.355 | 10
2020-03-24 11:00 | 4.389 | 138330.3756 | 11
2020-03-24 12:00 | 4.1235 | 129963.5806 | 12
2020-03-24 13:00 | 4.0385 | 127286.2036 | 13
2020-03-24 14:00 | 4.0508 | 127671.6442 | 14
2020-03-24 15:00 | 4.1376 | 130409.335 | 15
2020-03-24 16:00 | 3.7317 | 117614.5574 | 16
2020-03-24 17:00 | 3.4254 | 107959.8602 | 17
2020-03-24 18:00 | 3.2022 | 100926.769 | 18
2020-03-24 19:00 | 3.2905 | 103708.2513 | 19
2020-03-24 20:00 | 3.2837 | 103494.1621 | 20
2020-03-24 21:00 | 3.1532 | 99383.4279 | 21
2020-03-24 22:00 | 3.0407 | 95835.6172 | 22
2020-03-24 23:00 | 2.9806 | 93942.652 | 23
2020-03-25 | 2.9085 | 91669.8629 | 0
2020-03-25 01:00 | 2.8888 | 91048.9561 | 1
2020-03-25 02:00 | 2.8655 | 90313.5446 | 2
2020-03-25 03:00 | 2.9004 | 91413.866 | 3
2020-03-25 04:00 | 3.0549 | 96282.868 | 4
2020-03-25 05:00 | 3.2804 | 103391.7912 | 5
2020-03-25 06:00 | 3.7277 | 117489.3776 | 6
2020-03-25 07:00 | 4.2049 | 132528.3561 | 7
2020-03-25 08:00 | 4.371 | 137765.4773 | 8
2020-03-25 09:00 | 4.5245 | 142603.2431 | 9
2020-03-25 10:00 | 4.6385 | 146195.9027 | 10
2020-03-25 11:00 | 4.5542 | 143538.4477 | 11
2020-03-25 12:00 | 4.4717 | 140938.0877 | 12
2020-03-25 13:00 | 4.3666 | 137624.713 | 13
2020-03-25 14:00 | 4.21 | 132690.2313 | 14
2020-03-25 15:00 | 4.0149 | 126539.9455 | 15
2020-03-25 16:00 | 3.6091 | 113749.8086 | 16
2020-03-25 17:00 | 3.3986 | 107118.1828 | 17
2020-03-25 18:00 | 3.2183 | 101432.6888 | 18
2020-03-25 19:00 | 3.2265 | 101691.6757 | 19
2020-03-25 20:00 | 3.194 | 100666.8915 | 20
2020-03-25 21:00 | 3.1329 | 98743.1769 | 21
2020-03-25 22:00 | 3.0708 | 96784.9372 | 22
2020-03-25 23:00 | 3.08 | 97073.621 | 23
2020-03-26 | 3.1094 | 98001.6331 | 0
2020-03-26 01:00 | 3.0231 | 95282.439 | 1
2020-03-26 02:00 | 2.9706 | 93627.8767 | 2
2020-03-26 03:00 | 2.9758 | 93791.0574 | 3
2020-03-26 04:00 | 3.1313 | 98693.3999 | 4
2020-03-26 05:00 | 3.4073 | 107390.1676 | 5
2020-03-26 06:00 | 3.7551 | 118353.8242 | 6
2020-03-26 07:00 | 4.3256 | 136333.0757 | 7
2020-03-26 08:00 | 4.5967 | 144877.4997 | 8
2020-03-26 09:00 | 4.8169 | 151819.5428 | 9
2020-03-26 10:00 | 4.3812 | 138084.9335 | 10
2020-03-26 11:00 | 4.2656 | 134443.5197 | 11
2020-03-26 12:00 | 4.1615 | 131161.4487 | 12
2020-03-26 13:00 | 4.0822 | 128662.0338 | 13
2020-03-26 14:00 | 4.1008 | 129247.3893 | 14
2020-03-26 15:00 | 3.9991 | 126044.5832 | 15
2020-03-26 16:00 | 3.6458 | 114906.44 | 16
2020-03-26 17:00 | 3.3196 | 104626.2328 | 17
2020-03-26 18:00 | 3.0556 | 96306.4328 | 18
2020-03-26 19:00 | 2.9627 | 93377.3255 | 19
2020-03-26 20:00 | 3.0553 | 96296.4127 | 20
2020-03-26 21:00 | 2.9106 | 91734.7609 | 21
2020-03-26 22:00 | 2.7802 | 87627.5197 | 22
2020-03-26 23:00 | 2.6811 | 84502.9058 | 23
2020-03-27 | 2.6785 | 84421.86 | 0
2020-03-27 01:00 | 2.5473 | 80286.9866 | 1
2020-03-27 02:00 | 2.5441 | 80184.824 | 2
2020-03-27 03:00 | 2.5356 | 79916.4668 | 3
2020-03-27 04:00 | 2.6069 | 82162.7592 | 4
2020-03-27 05:00 | 2.6689 | 84119.3101 | 5
2020-03-27 06:00 | 2.9935 | 94350.1919 | 6
2020-03-27 07:00 | 3.4084 | 107425.6334 | 7
2020-03-27 08:00 | 3.7971 | 119676.926 | 8
2020-03-27 09:00 | 3.988 | 125692.6597 | 9
2020-03-27 10:00 | 4.0278 | 126946.8821 | 10
2020-03-27 11:00 | 4.029 | 126984.3456 | 11
2020-03-27 12:00 | 4.1904 | 132072.9325 | 12
2020-03-27 13:00 | 3.8946 | 122748.861 | 13
2020-03-27 14:00 | 3.9489 | 124460.6583 | 14
2020-03-27 15:00 | 3.9097 | 123224.5567 | 15
2020-03-27 16:00 | 3.5075 | 110549.7307 | 16
2020-03-27 17:00 | 3.3212 | 104677.5816 | 17
2020-03-27 18:00 | 3.1718 | 99967.5222 | 18
2020-03-27 19:00 | 3.1257 | 98514.9349 | 19
2020-03-27 20:00 | 3.1162 | 98216.9759 | 20
2020-03-27 21:00 | 3.0123 | 94939.9557 | 21
2020-03-27 22:00 | 2.8229 | 88973.149 | 22
2020-03-27 23:00 | 2.5883 | 81577.8642 | 23
2020-03-28 | 2.5346 | 79885.4031 | 0
2020-03-28 01:00 | 2.5141 | 79238.3764 | 1
2020-03-28 02:00 | 2.5133 | 79215.1072 | 2
2020-03-28 03:00 | 2.4989 | 78760.2791 | 3
2020-03-28 04:00 | 2.4183 | 76218.7634 | 4
2020-03-28 05:00 | 2.4468 | 77118.0026 | 5
2020-03-28 06:00 | 2.5566 | 80577.5356 | 6
2020-03-28 07:00 | 2.6029 | 82038.7012 | 7
2020-03-28 08:00 | 2.762 | 87053.1382 | 8
2020-03-28 09:00 | 2.9391 | 92634.9853 | 9
2020-03-28 10:00 | 3.1752 | 100074.2759 | 10
2020-03-28 11:00 | 3.3006 | 104027.0458 | 11
2020-03-28 12:00 | 3.4762 | 109562.8179 | 12
2020-03-28 13:00 | 3.3955 | 107018.2149 | 13
2020-03-28 14:00 | 3.3965 | 107050.8937 | 14
2020-03-28 15:00 | 3.383 | 106623.6445 | 15
2020-03-28 16:00 | 3.2071 | 101080.9176 | 16
2020-03-28 17:00 | 3.1401 | 98968.2972 | 17
2020-03-28 18:00 | 3.0779 | 97010.0964 | 18
2020-03-28 19:00 | 3.1513 | 99323.3297 | 19
2020-03-28 20:00 | 3.1943 | 100676.3983 | 20
2020-03-28 21:00 | 3.0142 | 95001.8549 | 21
2020-03-28 22:00 | 2.8191 | 88852.9528 | 22
2020-03-28 23:00 | 2.6416 | 83258.3338 | 23
2020-03-29 | 2.5817 | 81370.3345 | 0
2020-03-29 01:00 | 2.5123 | 79181.49 | 1
2020-03-29 02:00 | 2.5274 | 79659.5799 | 2
2020-03-29 03:00 | 2.4964 | 78681.1917 | 3
2020-03-29 04:00 | 2.4009 | 75670.3038 | 4
2020-03-29 05:00 | 2.4522 | 77287.2064 | 5
2020-03-29 06:00 | 2.5361 | 79931.014 | 6
2020-03-29 07:00 | 2.5743 | 81135.0633 | 7
2020-03-29 08:00 | 2.6552 | 83686.6402 | 8
2020-03-29 09:00 | 2.7557 | 86852.6407 | 9
2020-03-29 10:00 | 2.7891 | 87906.5817 | 10
2020-03-29 11:00 | 2.788 | 87873.0559 | 11
2020-03-29 12:00 | 2.8594 | 90122.9859 | 12
2020-03-29 13:00 | 2.8624 | 90216.9943 | 13
2020-03-29 14:00 | 2.9735 | 93719.1576 | 14
2020-03-29 15:00 | 3.031 | 95531.8244 | 15
2020-03-29 16:00 | 2.991 | 94270.6187 | 16
2020-03-29 17:00 | 2.9032 | 91501.4091 | 17
2020-03-29 18:00 | 2.876 | 90644.2172 | 18
2020-03-29 19:00 | 2.7691 | 87275.4452 | 19
2020-03-29 20:00 | 2.6893 | 84759.7969 | 20
2020-03-29 21:00 | 2.7145 | 85553.815 | 21
2020-03-29 22:00 | 2.5642 | 80818.4486 | 22
2020-03-29 23:00 | 2.4902 | 78486.8042 | 23
2020-03-30 | 2.4863 | 78364.138 | 0
2020-03-30 01:00 | 2.3771 | 74920.3314 | 1
2020-03-30 02:00 | 2.3417 | 73805.0903 | 2
2020-03-30 03:00 | 2.3349 | 73591.2903 | 3
2020-03-30 04:00 | 2.4587 | 77493.2092 | 4
2020-03-30 05:00 | 2.6699 | 84150.0333 | 5
2020-03-30 06:00 | 2.9977 | 94482.1141 | 6
2020-03-30 07:00 | 3.3478 | 105514.7417 | 7
2020-03-30 08:00 | 3.5962 | 113346.0595 | 8
2020-03-30 09:00 | 3.8985 | 122871.5462 | 9
2020-03-30 10:00 | 4.0081 | 126327.1141 | 10
2020-03-30 11:00 | 3.854 | 121470.5026 | 11
2020-03-30 12:00 | 3.8761 | 122165.4872 | 12
2020-03-30 13:00 | 3.9505 | 124511.1647 | 13
2020-03-30 14:00 | 3.9297 | 123856.0027 | 14
2020-03-30 15:00 | 3.7195 | 117232.1732 | 15
2020-03-30 16:00 | 3.3873 | 106760.4914 | 16
2020-03-30 17:00 | 3.18 | 100228.03 | 17
2020-03-30 18:00 | 2.9388 | 92625.367 | 18
2020-03-30 19:00 | 2.9744 | 93745.7171 | 19
2020-03-30 20:00 | 3.0099 | 94866.4563 | 20
2020-03-30 21:00 | 2.8439 | 89634.4654 | 21
2020-03-30 22:00 | 2.7366 | 86250.2833 | 22
2020-03-30 23:00 | 2.7018 | 85155.3677 | 23
2020-03-31 | 2.7003 | 85108.461 | 0
2020-03-31 01:00 | 2.6365 | 83098.1762 | 1
2020-03-31 02:00 | 2.6414 | 83252.8218 | 2
2020-03-31 03:00 | 2.5231 | 79521.8105 | 3
2020-03-31 04:00 | 2.6286 | 82849.2437 | 4
2020-03-31 05:00 | 2.7986 | 88204.5277 | 5
2020-03-31 06:00 | 3.1464 | 99167.2181 | 6
2020-03-31 07:00 | 3.5376 | 111497.8765 | 7
2020-03-31 08:00 | 3.8646 | 121802.6954 | 8
2020-03-31 09:00 | 4.2561 | 134142.7694 | 9
2020-03-31 10:00 | 4.153 | 130893.2022 | 10
2020-03-31 11:00 | 3.9241 | 123678.3224 | 11
2020-03-31 12:00 | 3.9406 | 124200.7714 | 12
2020-03-31 13:00 | 3.856 | 121533.1654 | 13
2020-03-31 14:00 | 3.9195 | 123535.3173 | 14
2020-03-31 15:00 | 3.8278 | 120644.7916 | 15
2020-03-31 16:00 | 3.6671 | 115580.358 | 16
2020-03-31 17:00 | 3.5631 | 112300.3905 | 17
2020-03-31 18:00 | 3.3064 | 104211.1211 | 18
2020-03-31 19:00 | 3.3307 | 104977.6699 | 19
2020-03-31 20:00 | 3.4545 | 108879.0652 | 20
2020-03-31 21:00 | 3.3719 | 106274.0562 | 21
2020-03-31 22:00 | 3.2679 | 102998.6547 | 22
2020-03-31 23:00 | 3.1679 | 99845.5671 | 23

## Commercial Pivot
Row Labels | Average of Class Demand | Avg Customer | begin | end |  | Shape %
0 | 93603.9654 | 2.9699 | 11 | midnight |  | 0.032986
1 | 90996.1172 | 2.8871 | M | 1 | AM | 0.032067
2 | 88878.3311 | 2.8199 | 1 | 2 | AM | 0.03132
3 | 88652.8707 | 2.8128 | 2 | 3 | AM | 0.031241
4 | 91066.1828 | 2.8894 | 3 | 4 | AM | 0.032091
5 | 96916.0652 | 3.075 | 4 | 5 | AM | 0.034153
6 | 109592.7007 | 3.4772 | 5 | 6 | AM | 0.03862
7 | 120370.2763 | 3.8191 | 6 | 7 | AM | 0.042418
8 | 133739.2532 | 4.2433 | 7 | 8 | AM | 0.047129
9 | 140860.4507 | 4.4692 | 8 | 9 | AM | 0.049639
10 | 144417.7719 | 4.5821 | 9 | 10 | AM | 0.050892
11 | 144858.0539 | 4.5961 | 10 | 11 | AM | 0.051047
12 | 145085.6957 | 4.6033 | 11 | 12 | AM | 0.051128
13 | 145104.6999 | 4.6039 | 12 | 1 | PM | 0.051134
14 | 144496.6139 | 4.5846 | 1 | 2 | PM | 0.05092
15 | 141626.9655 | 4.4935 | 2 | 3 | PM | 0.049909
16 | 133403.1334 | 4.2326 | 3 | 4 | PM | 0.047011
17 | 126605.271 | 4.0169 | 4 | 5 | PM | 0.044615
18 | 121431.8506 | 3.8528 | 5 | 6 | PM | 0.042792
19 | 117319.7021 | 3.7223 | 6 | 7 | PM | 0.041343
20 | 112556.6775 | 3.5712 | 7 | 8 | PM | 0.039665
21 | 107947.1515 | 3.425 | 8 | 9 | PM | 0.03804
22 | 101400.1434 | 3.2172 | 9 | 10 | PM | 0.035733
23 | 96784.3375 | 3.0708 | 10 | 11 | PM | 0.034106
Grand Total | 118238.095 | 90.0351
2701.0534
| Avg Customers | 31517.8625
Note on C31: s207409: total year end customers from exhibit K, total GS and LGS

## Typical Install Comm
Modified Exhibit AEV R6 NMS II Updated Avoided Cost Rate for Commercial
Example of Typical Customer and Typical Solar Install - Commercial Class
|  |  |  | Typical Commercial | Typical
|  |  |  | Customer | NMS Solar System | Typical | Summer | Summer | Summer |  |  | 12CP
| Hour of the Day |  |  | 3022 | 26.14 | Solar | Peak 5CP | Peak 5CP | Peak 5CP | 12 CP | 12CP | Hours Wt
|  |  |  | kWh/Month | kW-ICAP
HE | begin | end |  | Load | Solar | Net Excess Gen | Excess % | Hours wt | Wtd Hours Excess | Excess % | Hours Wt | Wtd Excess Gen %
1 | midnight | 1 | AM | 96.9056 | 0 | 0
2 | 1 | 2 | AM | 94.6502 | 0 | 0
3 | 2 | 3 | AM | 94.4101 | 0 | 0
4 | 3 | 4 | AM | 96.9802 | 0 | 0
5 | 4 | 5 | AM | 103.21 | 0 | 0
6 | 5 | 6 | AM | 116.7098 | 0 | 0
7 | 6 | 7 | AM | 128.1873 | 0 | 0
8 | 7 | 8 | AM | 142.4245 | 15.2557 | 0 |  |  |  | 0% | 36.11% | 0%
9 | 8 | 9 | AM | 150.0082 | 78.5853 | 0 |  |  |  | 0% | 8.333% | 0%
10 | 9 | 10 | AM | 153.7965 | 198.1342 | 44.3377 |  |  |  | 22.38% | 2.778% | 0.6216%
11 | 10 | 11 | AM | 154.2654 | 313.1142 | 158.8488
12 | 11 | 12 | AM | 154.5078 | 393.1031 | 238.5953
13 | 12 | 1 | PM | 154.528 | 427.8481 | 273.3201
14 | 1 | 2 | PM | 153.8805 | 436.351 | 282.4705 |  |  |  | 64.73% | 2.778% | 1.798%
15 | 2 | 3 | PM | 150.8244 | 431.508 | 280.6835 | 65.05% | 5% | 3.252% | 65.05% | 5.556% | 3.614%
16 | 3 | 4 | PM | 142.0665 | 391.8977 | 249.8311 | 63.75% | 15% | 9.562% | 63.75% | 5.556% | 3.542%
17 | 4 | 5 | PM | 134.8272 | 310.793 | 175.9658 | 56.62% | 70% | 39.63% | 56.62% | 30.56% | 17.3%
18 | 5 | 6 | PM | 129.3178 | 198.9547 | 69.6369 | 35% | 10% | 3.5% | 35% | 2.778% | 0.9723%
19 | 6 | 7 | PM | 124.9386 | 82.9734 | 0 |  |  |  | 0% | 2.778% | 0%
20 | 7 | 8 | PM | 119.8663 | 16.9776 | 0 |  |  |  | 0% | 2.778% | 0%
21 | 8 | 9 | PM | 114.9574 | 0 | 0
22 | 9 | 10 | PM | 107.9852 | 0 | 0
23 | 10 | 11 | PM | 103.0697 | 0 | 0
0 | 11 | midnight |  | 99.6828 | 0 | 0
|  |  |  | 3022 | 3295.4959 | 1773.6898 |  | 1 | 55.95% |  | 1 | 27.85%
[6 empty] | 53.82% |  | Summer est | 73.08% |  |  | 35.34%
Estimation was necessary because KPCO did not include commercial summer profiles.
Avg Monthly kWh
|  | Net Billing kWh |  | 1428.771
|  | Net Excess Gen |  | 1773.6898
|  | Netted kWh |  | 1593.229
|  | NMS II vs Standard kWh |  | 0.47279
|  | Typical NMS billable kWh |  | 0
Note on E5: s207409: Exhibit K, test year ended kWh divided by test year number of customers divided by 12, GS and LGS

## Solar Pivot
Row Labels | Average of Solar Gen | begin | end
0 | -0.049801 | 11 | midnight |  | Shape %
1 | -0.049801 | M | 1 | AM
2 | -0.049801 | 1 | 2 | AM
3 | -0.049801 | 2 | 3 | AM
4 | -0.049801 | 3 | 4 | AM
5 | -0.049801 | 4 | 5 | AM
6 | -0.025771 | 5 | 6 | AM
7 | 0.49001 | 6 | 7 | AM | 0.4629%
8 | 2.5241 | 7 | 8 | AM | 2.385%
9 | 6.364 | 8 | 9 | AM | 6.012%
10 | 10.0571 | 9 | 10 | AM | 9.501%
11 | 12.6263 | 10 | 11 | AM | 11.93%
12 | 13.7423 | 11 | 12 | AM | 12.98%
13 | 14.0154 | 12 | 1 | PM | 13.24%
14 | 13.8598 | 1 | 2 | PM | 13.09%
15 | 12.5876 | 2 | 3 | PM | 11.89%
16 | 9.9825 | 3 | 4 | PM | 9.431%
17 | 6.3903 | 4 | 5 | PM | 6.037%
18 | 2.6651 | 5 | 6 | PM | 2.518%
19 | 0.54531 | 6 | 7 | PM | 0.5152%
20 | -0.0059106 | 7 | 8 | PM
21 | -0.049801 | 8 | 9 | PM
22 | -0.049801 | 9 | 10 | PM
23 | -0.049801 | 10 | 11 | PM
Grand Total | 4.3904
105.8498