## Table 6-4 (hidden)
Table 6-4 CO2 Storage Cost Curves in EPA Platform v6 Summer 2021 Reference Case
Note: The curves for each region are applicable in each model run year 2023 - 2050.
|  | CO2 Storage Region | Step Name | CO2 Storage Step Cost (2019$/Ton) | Annual Step Bound (MMTons) | Total Storage Capacity (MMTons)
Alabama | Alabama_FALSE | Alabama | STEP1 | -28.91 | 0.52056 | 26.0282
Alabama | Alabama_FALSE |  | STEP2 | -24.09 | 0 | 0
Alabama | Alabama_FALSE |  | STEP3 | -19.27 | 0 | 0
Alabama | Alabama_FALSE |  | STEP4 | -14.46 | 0 | 0
Alabama | Alabama_FALSE |  | STEP5 | -9.64 | 0 | 0
Alabama | Alabama_FALSE |  | STEP6 | -4.82 | 0 | 0
Alabama | Alabama_FALSE |  | STEP7 | 0 | 0 | 0
Alabama | Alabama_TRUE |  | STEP8 | 4.82 | 1964.9487 | 98247.4362
Alabama | Alabama_TRUE |  | STEP9 | 9.64 | 2371.6214 | 118581.071
Alabama | Alabama_TRUE |  | STEP10 | 14.46 | 1829.5091 | 91475.4547
Alabama | Alabama_TRUE |  | STEP11 | 19.27 | 0.11111 | 5.5556
Alabama | Alabama_TRUE |  | STEP12 | 24.09 | 0.28126 | 14.0632
Alabama | Alabama_FALSE |  | STEP13 | 28.91 | 0 | 0
Alabama | Alabama_TRUE |  | STEP14 | 33.73 | 609.891 | 30494.552
Alabama | Alabama_FALSE |  | STEP15 | 38.55 | 0 | 0
Alabama | Alabama_FALSE |  | STEP16 | 43.37 | 0 | 0
Alabama | Alabama_TRUE |  | STEP17 | 48.18 | 0.04762 | 2.381
Alabama | Alabama_FALSE |  | STEP18 | 53 | 0 | 0
Alabama | Alabama_TRUE |  | STEP19 | 57.82 | 0.24269 | 12.1347
Arizona | Arizona_FALSE | Arizona | STEP1 | -28.91 | 0 | 0
Arizona | Arizona_FALSE |  | STEP2 | -24.09 | 0 | 0
Arizona | Arizona_FALSE |  | STEP3 | -19.27 | 0 | 0
Arizona | Arizona_FALSE |  | STEP4 | -14.46 | 0 | 0
Arizona | Arizona_FALSE |  | STEP5 | -9.64 | 0 | 0
Arizona | Arizona_FALSE |  | STEP6 | -4.82 | 0 | 0
Arizona | Arizona_FALSE |  | STEP7 | 0 | 0 | 0
Arizona | Arizona_TRUE |  | STEP8 | 4.82 | 2.6852 | 134.2615
Arizona | Arizona_TRUE |  | STEP9 | 9.64 | 3.2408 | 162.0397
Arizona | Arizona_TRUE |  | STEP10 | 14.46 | 2.5 | 125.0021
Arizona | Arizona_FALSE |  | STEP11 | 19.27 | 0 | 0
Arizona | Arizona_FALSE |  | STEP12 | 24.09 | 0 | 0
Arizona | Arizona_TRUE |  | STEP13 | 28.91 | 0.83335 | 41.6674
Arizona | Arizona_FALSE |  | STEP14 | 33.73 | 0 | 0
Arizona | Arizona_FALSE |  | STEP15 | 38.55 | 0 | 0
Arizona | Arizona_FALSE |  | STEP16 | 43.37 | 0 | 0
Arizona | Arizona_FALSE |  | STEP17 | 48.18 | 0 | 0
Arizona | Arizona_FALSE |  | STEP18 | 53 | 0 | 0
Arizona | Arizona_FALSE |  | STEP19 | 57.82 | 0 | 0
Arkansas | Arkansas_FALSE | Arkansas | STEP1 | -28.91 | 0.72604 | 36.3018
Arkansas | Arkansas_FALSE |  | STEP2 | -24.09 | 0 | 0
Arkansas | Arkansas_FALSE |  | STEP3 | -19.27 | 0 | 0
Arkansas | Arkansas_FALSE |  | STEP4 | -14.46 | 0 | 0
Arkansas | Arkansas_FALSE |  | STEP5 | -9.64 | 0 | 0
Arkansas | Arkansas_FALSE |  | STEP6 | -4.82 | 0 | 0
Arkansas | Arkansas_FALSE |  | STEP7 | 0 | 0 | 0
Arkansas | Arkansas_TRUE |  | STEP8 | 4.82 | 135.5402 | 6777.008
Arkansas | Arkansas_TRUE |  | STEP9 | 9.64 | 164.119 | 8205.9512
Arkansas | Arkansas_TRUE |  | STEP10 | 14.46 | 126.4981 | 6324.9062
Arkansas | Arkansas_TRUE |  | STEP11 | 19.27 | 0.45834 | 22.917
Arkansas | Arkansas_TRUE |  | STEP12 | 24.09 | 0.43652 | 21.8258
Arkansas | Arkansas_TRUE |  | STEP13 | 28.91 | 42.0642 | 2103.2094
Arkansas | Arkansas_TRUE |  | STEP14 | 33.73 | 0.32739 | 16.3693
Arkansas | Arkansas_FALSE |  | STEP15 | 38.55 | 0 | 0
Arkansas | Arkansas_FALSE |  | STEP16 | 43.37 | 0 | 0
Arkansas | Arkansas_TRUE |  | STEP17 | 48.18 | 0.19643 | 9.8216
Arkansas | Arkansas_FALSE |  | STEP18 | 53 | 0 | 0
Arkansas | Arkansas_TRUE |  | STEP19 | 57.82 | 0.45834 | 22.917
Atlantic Offshore | Atlantic Offshore_FALSE | Atlantic Offshore | STEP1 | -28.91 | 0 | 0
Atlantic Offshore | Atlantic Offshore_FALSE |  | STEP2 | -24.09 | 0 | 0
Atlantic Offshore | Atlantic Offshore_FALSE |  | STEP3 | -19.27 | 0 | 0
Atlantic Offshore | Atlantic Offshore_FALSE |  | STEP4 | -14.46 | 0 | 0
Atlantic Offshore | Atlantic Offshore_FALSE |  | STEP5 | -9.64 | 0 | 0
Atlantic Offshore | Atlantic Offshore_FALSE |  | STEP6 | -4.82 | 0 | 0
Atlantic Offshore | Atlantic Offshore_FALSE |  | STEP7 | 0 | 0 | 0
Atlantic Offshore | Atlantic Offshore_FALSE |  | STEP8 | 4.82 | 0 | 0
Atlantic Offshore | Atlantic Offshore_FALSE |  | STEP9 | 9.64 | 0 | 0
Atlantic Offshore | Atlantic Offshore_TRUE |  | STEP10 | 14.46 | 267.2002 | 13360.0093
Atlantic Offshore | Atlantic Offshore_FALSE |  | STEP11 | 19.27 | 0 | 0
Atlantic Offshore | Atlantic Offshore_TRUE |  | STEP12 | 24.09 | 1024.2674 | 51213.3691
Atlantic Offshore | Atlantic Offshore_FALSE |  | STEP13 | 28.91 | 0 | 0
Atlantic Offshore | Atlantic Offshore_TRUE |  | STEP14 | 33.73 | 267.2002 | 13360.0093
Atlantic Offshore | Atlantic Offshore_FALSE |  | STEP15 | 38.55 | 0 | 0
Atlantic Offshore | Atlantic Offshore_TRUE |  | STEP16 | 43.37 | 890.6673 | 44533.3644
Atlantic Offshore | Atlantic Offshore_FALSE |  | STEP17 | 48.18 | 0 | 0
Atlantic Offshore | Atlantic Offshore_FALSE |  | STEP18 | 53 | 0 | 0
Atlantic Offshore | Atlantic Offshore_TRUE |  | STEP19 | 57.82 | 2004.0014 | 100200.0699
California Offshore | California Offshore_FALSE | California Offshore | STEP1 | -28.91 | 9.5518 | 477.5907
California Offshore | California Offshore_FALSE |  | STEP2 | -24.09 | 0 | 0
California Offshore | California Offshore_FALSE |  | STEP3 | -19.27 | 0 | 0
California Offshore | California Offshore_FALSE |  | STEP4 | -14.46 | 0 | 0
California Offshore | California Offshore_FALSE |  | STEP5 | -9.64 | 0 | 0
California Offshore | California Offshore_FALSE |  | STEP6 | -4.82 | 0 | 0
California Offshore | California Offshore_FALSE |  | STEP7 | 0 | 0 | 0
California Offshore | California Offshore_TRUE |  | STEP8 | 4.82 | 685.5693 | 34278.4665
California Offshore | California Offshore_TRUE |  | STEP9 | 9.64 | 1398.7555 | 69937.7749
California Offshore | California Offshore_TRUE |  | STEP10 | 14.46 | 502.3612 | 25118.0602
California Offshore | California Offshore_TRUE |  | STEP11 | 19.27 | 16.7225 | 836.1249
California Offshore | California Offshore_TRUE |  | STEP12 | 24.09 | 406.2766 | 20313.828
California Offshore | California Offshore_TRUE |  | STEP13 | 28.91 | 2.4562 | 122.809
California Offshore | California Offshore_TRUE |  | STEP14 | 33.73 | 304.7074 | 15235.371
California Offshore | California Offshore_FALSE |  | STEP15 | 38.55 | 0 | 0
California Offshore | California Offshore_FALSE |  | STEP16 | 43.37 | 0 | 0
California Offshore | California Offshore_TRUE |  | STEP17 | 48.18 | 7.1668 | 358.3393
California Offshore | California Offshore_FALSE |  | STEP18 | 53 | 0 | 0
California Offshore | California Offshore_TRUE |  | STEP19 | 57.82 | 16.7225 | 836.1249
Colorado | Colorado_FALSE | Colorado | STEP1 | -28.91 | 1.5514 | 77.5679
Colorado | Colorado_FALSE |  | STEP2 | -24.09 | 0 | 0
Colorado | Colorado_FALSE |  | STEP3 | -19.27 | 0 | 0
Colorado | Colorado_FALSE |  | STEP4 | -14.46 | 0 | 0
Colorado | Colorado_FALSE |  | STEP5 | -9.64 | 0 | 0
Colorado | Colorado_FALSE |  | STEP6 | -4.82 | 0 | 0
Colorado | Colorado_FALSE |  | STEP7 | 0 | 0 | 0
Colorado | Colorado_TRUE |  | STEP8 | 4.82 | 173.4288 | 8671.4397
Colorado | Colorado_TRUE |  | STEP9 | 9.64 | 1416.7341 | 70836.7037
Colorado | Colorado_TRUE |  | STEP10 | 14.46 | 266.776 | 13338.8009
Colorado | Colorado_TRUE |  | STEP11 | 19.27 | 444.0531 | 22202.6559
Colorado | Colorado_TRUE |  | STEP12 | 24.09 | 356.3331 | 17816.6527
Colorado | Colorado_FALSE |  | STEP13 | 28.91 | 0 | 0
Colorado | Colorado_TRUE |  | STEP14 | 33.73 | 7.5055 | 375.276
Colorado | Colorado_FALSE |  | STEP15 | 38.55 | 0 | 0
Colorado | Colorado_TRUE |  | STEP16 | 43.37 | 260.1432 | 13007.1596
Colorado | Colorado_TRUE |  | STEP17 | 48.18 | 4.264 | 213.198
Colorado | Colorado_FALSE |  | STEP18 | 53 | 0 | 0
Colorado | Colorado_TRUE |  | STEP19 | 57.82 | 9.9492 | 497.4619
Delaware | Delaware_FALSE | Delaware | STEP1 | -28.91 | 0 | 0
Delaware | Delaware_FALSE |  | STEP2 | -24.09 | 0 | 0
Delaware | Delaware_FALSE |  | STEP3 | -19.27 | 0 | 0
Delaware | Delaware_FALSE |  | STEP4 | -14.46 | 0 | 0
Delaware | Delaware_FALSE |  | STEP5 | -9.64 | 0 | 0
Delaware | Delaware_FALSE |  | STEP6 | -4.82 | 0 | 0
Delaware | Delaware_FALSE |  | STEP7 | 0 | 0 | 0
Delaware | Delaware_TRUE |  | STEP8 | 4.82 | 0.25574 | 12.7868
Delaware | Delaware_TRUE |  | STEP9 | 9.64 | 0.30865 | 15.4324
Delaware | Delaware_TRUE |  | STEP10 | 14.46 | 0.2381 | 11.905
Delaware | Delaware_FALSE |  | STEP11 | 19.27 | 0 | 0
Delaware | Delaware_FALSE |  | STEP12 | 24.09 | 0 | 0
Delaware | Delaware_TRUE |  | STEP13 | 28.91 | 0.079366 | 3.9683
Delaware | Delaware_FALSE |  | STEP14 | 33.73 | 0 | 0
Delaware | Delaware_FALSE |  | STEP15 | 38.55 | 0 | 0
Delaware | Delaware_FALSE |  | STEP16 | 43.37 | 0 | 0
Delaware | Delaware_FALSE |  | STEP17 | 48.18 | 0 | 0
Delaware | Delaware_FALSE |  | STEP18 | 53 | 0 | 0
Delaware | Delaware_FALSE |  | STEP19 | 57.82 | 0 | 0
Florida | Florida_FALSE | Florida | STEP1 | -28.91 | 1.1827 | 59.1365
Florida | Florida_FALSE |  | STEP2 | -24.09 | 0 | 0
Florida | Florida_FALSE |  | STEP3 | -19.27 | 0 | 0
Florida | Florida_FALSE |  | STEP4 | -14.46 | 0 | 0
Florida | Florida_FALSE |  | STEP5 | -9.64 | 0 | 0
Florida | Florida_FALSE |  | STEP6 | -4.82 | 0 | 0
Florida | Florida_FALSE |  | STEP7 | 0 | 0 | 0
Florida | Florida_TRUE |  | STEP8 | 4.82 | 1575.6544 | 78782.7183
Florida | Florida_TRUE |  | STEP9 | 9.64 | 1413.5154 | 70675.7721
Florida | Florida_TRUE |  | STEP10 | 14.46 | 1956.0773 | 97803.8662
Florida | Florida_TRUE |  | STEP11 | 19.27 | 0.13889 | 6.9446
Florida | Florida_TRUE |  | STEP12 | 24.09 | 0.13228 | 6.6139
Florida | Florida_FALSE |  | STEP13 | 28.91 | 0 | 0
Florida | Florida_TRUE |  | STEP14 | 33.73 | 489.0954 | 24454.7695
Florida | Florida_FALSE |  | STEP15 | 38.55 | 0 | 0
Florida | Florida_FALSE |  | STEP16 | 43.37 | 0 | 0
Florida | Florida_TRUE |  | STEP17 | 48.18 | 0.059525 | 2.9762
Florida | Florida_FALSE |  | STEP18 | 53 | 0 | 0
Florida | Florida_TRUE |  | STEP19 | 57.82 | 0.13889 | 6.9446
Georgia | Georgia_FALSE | Georgia | STEP1 | -28.91 | 0 | 0
Georgia | Georgia_FALSE |  | STEP2 | -24.09 | 0 | 0
Georgia | Georgia_FALSE |  | STEP3 | -19.27 | 0 | 0
Georgia | Georgia_FALSE |  | STEP4 | -14.46 | 0 | 0
Georgia | Georgia_FALSE |  | STEP5 | -9.64 | 0 | 0
Georgia | Georgia_FALSE |  | STEP6 | -4.82 | 0 | 0
Georgia | Georgia_FALSE |  | STEP7 | 0 | 0 | 0
Georgia | Georgia_TRUE |  | STEP8 | 4.82 | 1803.0501 | 90152.5051
Georgia | Georgia_TRUE |  | STEP9 | 9.64 | 1180.1782 | 59008.9125
Georgia | Georgia_FALSE |  | STEP10 | 14.46 | 0 | 0
Georgia | Georgia_TRUE |  | STEP11 | 19.27 | 295.0446 | 14752.2281
Georgia | Georgia_FALSE |  | STEP12 | 24.09 | 0 | 0
Georgia | Georgia_FALSE |  | STEP13 | 28.91 | 0 | 0
Georgia | Georgia_FALSE |  | STEP14 | 33.73 | 0 | 0
Georgia | Georgia_FALSE |  | STEP15 | 38.55 | 0 | 0
Georgia | Georgia_FALSE |  | STEP16 | 43.37 | 0 | 0
Georgia | Georgia_FALSE |  | STEP17 | 48.18 | 0 | 0
Georgia | Georgia_FALSE |  | STEP18 | 53 | 0 | 0
Georgia | Georgia_FALSE |  | STEP19 | 57.82 | 0 | 0
Idaho | Idaho_FALSE | Idaho | STEP1 | -28.91 | 0 | 0
Idaho | Idaho_FALSE |  | STEP2 | -24.09 | 0 | 0
Idaho | Idaho_FALSE |  | STEP3 | -19.27 | 0 | 0
Idaho | Idaho_FALSE |  | STEP4 | -14.46 | 0 | 0
Idaho | Idaho_FALSE |  | STEP5 | -9.64 | 0 | 0
Idaho | Idaho_FALSE |  | STEP6 | -4.82 | 0 | 0
Idaho | Idaho_FALSE |  | STEP7 | 0 | 0 | 0
Idaho | Idaho_TRUE |  | STEP8 | 4.82 | 0.95901 | 47.9505
Idaho | Idaho_TRUE |  | STEP9 | 9.64 | 1.1574 | 57.8713
Idaho | Idaho_TRUE |  | STEP10 | 14.46 | 0.89287 | 44.6436
Idaho | Idaho_FALSE |  | STEP11 | 19.27 | 0 | 0
Idaho | Idaho_FALSE |  | STEP12 | 24.09 | 0 | 0
Idaho | Idaho_TRUE |  | STEP13 | 28.91 | 0.29762 | 14.8812
Idaho | Idaho_FALSE |  | STEP14 | 33.73 | 0 | 0
Idaho | Idaho_FALSE |  | STEP15 | 38.55 | 0 | 0
Idaho | Idaho_FALSE |  | STEP16 | 43.37 | 0 | 0
Idaho | Idaho_FALSE |  | STEP17 | 48.18 | 0 | 0
Idaho | Idaho_FALSE |  | STEP18 | 53 | 0 | 0
Idaho | Idaho_FALSE |  | STEP19 | 57.82 | 0 | 0
Illinois | Illinois_FALSE | Illinois | STEP1 | -28.91 | 0.77162 | 38.5809
Illinois | Illinois_FALSE |  | STEP2 | -24.09 | 0 | 0
Illinois | Illinois_FALSE |  | STEP3 | -19.27 | 0 | 0
Illinois | Illinois_FALSE |  | STEP4 | -14.46 | 0 | 0
Illinois | Illinois_FALSE |  | STEP5 | -9.64 | 0 | 0
Illinois | Illinois_FALSE |  | STEP6 | -4.82 | 0.33069 | 16.5347
Illinois | Illinois_FALSE |  | STEP7 | 0 | 0 | 0
Illinois | Illinois_TRUE |  | STEP8 | 4.82 | 872.3138 | 43615.6905
Illinois | Illinois_TRUE |  | STEP9 | 9.64 | 534.0697 | 26703.484
Illinois | Illinois_TRUE |  | STEP10 | 14.46 | 213.9365 | 10696.8259
Illinois | Illinois_TRUE |  | STEP11 | 19.27 | 0.46297 | 23.1485
Illinois | Illinois_TRUE |  | STEP12 | 24.09 | 160.6618 | 8033.0914
Illinois | Illinois_FALSE |  | STEP13 | 28.91 | 0 | 0
Illinois | Illinois_TRUE |  | STEP14 | 33.73 | 0.33069 | 16.5347
Illinois | Illinois_FALSE |  | STEP15 | 38.55 | 0 | 0
Illinois | Illinois_FALSE |  | STEP16 | 43.37 | 0 | 0
Illinois | Illinois_TRUE |  | STEP17 | 48.18 | 0.19842 | 9.9208
Illinois | Illinois_FALSE |  | STEP18 | 53 | 0 | 0
Illinois | Illinois_TRUE |  | STEP19 | 57.82 | 0.46297 | 23.1485
Indiana | Indiana_FALSE | Indiana | STEP1 | -28.91 | 0.1462 | 7.3101
Indiana | Indiana_FALSE |  | STEP2 | -24.09 | 0 | 0
Indiana | Indiana_FALSE |  | STEP3 | -19.27 | 0 | 0
Indiana | Indiana_FALSE |  | STEP4 | -14.46 | 0 | 0
Indiana | Indiana_FALSE |  | STEP5 | -9.64 | 0 | 0
Indiana | Indiana_FALSE |  | STEP6 | -4.82 | 0.062658 | 3.1329
Indiana | Indiana_FALSE |  | STEP7 | 0 | 0 | 0
Indiana | Indiana_TRUE |  | STEP8 | 4.82 | 720.2125 | 36010.6264
Indiana | Indiana_TRUE |  | STEP9 | 9.64 | 440.9464 | 22047.3223
Indiana | Indiana_TRUE |  | STEP10 | 14.46 | 176.4434 | 8822.1697
Indiana | Indiana_TRUE |  | STEP11 | 19.27 | 0.097224 | 4.8612
Indiana | Indiana_TRUE |  | STEP12 | 24.09 | 132.3765 | 6618.8264
Indiana | Indiana_FALSE |  | STEP13 | 28.91 | 0 | 0
Indiana | Indiana_TRUE |  | STEP14 | 33.73 | 0.069446 | 3.4723
Indiana | Indiana_FALSE |  | STEP15 | 38.55 | 0 | 0
Indiana | Indiana_FALSE |  | STEP16 | 43.37 | 0 | 0
Indiana | Indiana_TRUE |  | STEP17 | 48.18 | 0.041667 | 2.0834
Indiana | Indiana_FALSE |  | STEP18 | 53 | 0 | 0
Indiana | Indiana_TRUE |  | STEP19 | 57.82 | 0.097224 | 4.8612
Kansas | Kansas_FALSE | Kansas | STEP1 | -28.91 | 3.1474 | 157.3694
Kansas | Kansas_FALSE |  | STEP2 | -24.09 | 0 | 0
Kansas | Kansas_FALSE |  | STEP3 | -19.27 | 0 | 0
Kansas | Kansas_FALSE |  | STEP4 | -14.46 | 0 | 0
Kansas | Kansas_FALSE |  | STEP5 | -9.64 | 0 | 0
Kansas | Kansas_FALSE |  | STEP6 | -4.82 | 0 | 0
Kansas | Kansas_FALSE |  | STEP7 | 0 | 0 | 0
Kansas | Kansas_TRUE |  | STEP8 | 4.82 | 371.6111 | 18580.5542
Kansas | Kansas_TRUE |  | STEP9 | 9.64 | 323.8204 | 16191.0178
Kansas | Kansas_TRUE |  | STEP10 | 14.46 | 1.1138 | 55.6888
Kansas | Kansas_TRUE |  | STEP11 | 19.27 | 9.2815 | 464.0729
Kansas | Kansas_TRUE |  | STEP12 | 24.09 | 68.2551 | 3412.7549
Kansas | Kansas_FALSE |  | STEP13 | 28.91 | 0 | 0
Kansas | Kansas_FALSE |  | STEP14 | 33.73 | 0 | 0
Kansas | Kansas_FALSE |  | STEP15 | 38.55 | 0 | 0
Kansas | Kansas_TRUE |  | STEP16 | 43.37 | 3.8982 | 194.9106
Kansas | Kansas_TRUE |  | STEP17 | 48.18 | 1.6707 | 83.5331
Kansas | Kansas_FALSE |  | STEP18 | 53 | 0 | 0
Kansas | Kansas_FALSE |  | STEP19 | 57.82 | 0 | 0
Kentucky | Kentucky_FALSE | Kentucky | STEP1 | -28.91 | 0.073101 | 3.655
Kentucky | Kentucky_FALSE |  | STEP2 | -24.09 | 0 | 0
Kentucky | Kentucky_FALSE |  | STEP3 | -19.27 | 0 | 0
Kentucky | Kentucky_FALSE |  | STEP4 | -14.46 | 0 | 0
Kentucky | Kentucky_FALSE |  | STEP5 | -9.64 | 0 | 0
Kentucky | Kentucky_FALSE |  | STEP6 | -4.82 | 0 | 0
Kentucky | Kentucky_FALSE |  | STEP7 | 0 | 0 | 0
Kentucky | Kentucky_TRUE |  | STEP8 | 4.82 | 143.3048 | 7165.242
Kentucky | Kentucky_TRUE |  | STEP9 | 9.64 | 419.6785 | 20983.9229
Kentucky | Kentucky_TRUE |  | STEP10 | 14.46 | 245.6654 | 12283.2719
Kentucky | Kentucky_TRUE |  | STEP11 | 19.27 | 128.2251 | 6411.2531
Kentucky | Kentucky_TRUE |  | STEP12 | 24.09 | 2.3468 | 117.3404
Kentucky | Kentucky_FALSE |  | STEP13 | 28.91 | 0 | 0
Kentucky | Kentucky_TRUE |  | STEP14 | 33.73 | 97.8819 | 4894.0955
Kentucky | Kentucky_TRUE |  | STEP15 | 38.55 | 13.4339 | 671.6932
Kentucky | Kentucky_FALSE |  | STEP16 | 43.37 | 0 | 0
Kentucky | Kentucky_FALSE |  | STEP17 | 48.18 | 0 | 0
Kentucky | Kentucky_FALSE |  | STEP18 | 53 | 0 | 0
Kentucky | Kentucky_TRUE |  | STEP19 | 57.82 | 11.5147 | 575.737
Louisiana Offshore | Louisiana Offshore_FALSE | Louisiana Offshore | STEP1 | -28.91 | 3.8214 | 191.0686
Louisiana Offshore | Louisiana Offshore_FALSE |  | STEP2 | -24.09 | 0 | 0
Louisiana Offshore | Louisiana Offshore_FALSE |  | STEP3 | -19.27 | 0 | 0
Louisiana Offshore | Louisiana Offshore_FALSE |  | STEP4 | -14.46 | 0 | 0
Louisiana Offshore | Louisiana Offshore_FALSE |  | STEP5 | -9.64 | 0 | 0
Louisiana Offshore | Louisiana Offshore_FALSE |  | STEP6 | -4.82 | 2.866 | 143.3014
Louisiana Offshore | Louisiana Offshore_FALSE |  | STEP7 | 0 | 0 | 0
Louisiana Offshore | Louisiana Offshore_FALSE |  | STEP8 | 4.82 | 0 | 0
Louisiana Offshore | Louisiana Offshore_TRUE |  | STEP9 | 9.64 | 1646.6879 | 82334.3934
Louisiana Offshore | Louisiana Offshore_FALSE |  | STEP10 | 14.46 | 0 | 0
Louisiana Offshore | Louisiana Offshore_TRUE |  | STEP11 | 19.27 | 6287.5819 | 314379.0972
Louisiana Offshore | Louisiana Offshore_FALSE |  | STEP12 | 24.09 | 0 | 0
Louisiana Offshore | Louisiana Offshore_TRUE |  | STEP13 | 28.91 | 1640.2388 | 82011.9384
Louisiana Offshore | Louisiana Offshore_TRUE |  | STEP14 | 33.73 | 5484.2618 | 274213.089
Louisiana Offshore | Louisiana Offshore_FALSE |  | STEP15 | 38.55 | 0 | 0
Louisiana Offshore | Louisiana Offshore_FALSE |  | STEP16 | 43.37 | 0 | 0
Louisiana Offshore | Louisiana Offshore_TRUE |  | STEP17 | 48.18 | 4105.4337 | 205271.6872
Louisiana Offshore | Louisiana Offshore_TRUE |  | STEP18 | 53 | 22.399 | 1119.948
Louisiana Offshore | Louisiana Offshore_TRUE |  | STEP19 | 57.82 | 8451.6563 | 422582.8152
Louisiana Onshore | Louisiana Onshore_FALSE | Louisiana Onshore | STEP1 | -28.91 | 10.951 | 547.5503
Louisiana Onshore | Louisiana Onshore_FALSE |  | STEP2 | -24.09 | 0 | 0
Louisiana Onshore | Louisiana Onshore_FALSE |  | STEP3 | -19.27 | 0 | 0
Louisiana Onshore | Louisiana Onshore_FALSE |  | STEP4 | -14.46 | 0 | 0
Louisiana Onshore | Louisiana Onshore_FALSE |  | STEP5 | -9.64 | 0 | 0
Louisiana Onshore | Louisiana Onshore_FALSE |  | STEP6 | -4.82 | 0 | 0
Louisiana Onshore | Louisiana Onshore_FALSE |  | STEP7 | 0 | 0 | 0
Louisiana Onshore | Louisiana Onshore_TRUE |  | STEP8 | 4.82 | 4698.9638 | 234948.191
Louisiana Onshore | Louisiana Onshore_TRUE |  | STEP9 | 9.64 | 5667.9178 | 283395.8908
Louisiana Onshore | Louisiana Onshore_TRUE |  | STEP10 | 14.46 | 4378.1412 | 218907.0596
Louisiana Onshore | Louisiana Onshore_TRUE |  | STEP11 | 19.27 | 22.0319 | 1101.5945
Louisiana Onshore | Louisiana Onshore_FALSE |  | STEP12 | 24.09 | 0 | 0
Louisiana Onshore | Louisiana Onshore_TRUE |  | STEP13 | 28.91 | 1457.4646 | 72873.2291
Louisiana Onshore | Louisiana Onshore_TRUE |  | STEP14 | 33.73 | 24.9056 | 1245.2807
Louisiana Onshore | Louisiana Onshore_TRUE |  | STEP15 | 38.55 | 3.5854 | 179.2706
Louisiana Onshore | Louisiana Onshore_FALSE |  | STEP16 | 43.37 | 0 | 0
Louisiana Onshore | Louisiana Onshore_TRUE |  | STEP17 | 48.18 | 8.6212 | 431.0587
Louisiana Onshore | Louisiana Onshore_FALSE |  | STEP18 | 53 | 0 | 0
Louisiana Onshore | Louisiana Onshore_TRUE |  | STEP19 | 57.82 | 37.1738 | 1858.6878
Maryland | Maryland_FALSE | Maryland | STEP1 | -28.91 | 0 | 0
Maryland | Maryland_FALSE |  | STEP2 | -24.09 | 0 | 0
Maryland | Maryland_FALSE |  | STEP3 | -19.27 | 0 | 0
Maryland | Maryland_FALSE |  | STEP4 | -14.46 | 0 | 0
Maryland | Maryland_FALSE |  | STEP5 | -9.64 | 0 | 0
Maryland | Maryland_FALSE |  | STEP6 | -4.82 | 0 | 0
Maryland | Maryland_FALSE |  | STEP7 | 0 | 0 | 0
Maryland | Maryland_TRUE |  | STEP8 | 4.82 | 20.309 | 1015.4489
Maryland | Maryland_TRUE |  | STEP9 | 9.64 | 6.217 | 310.8517
Maryland | Maryland_TRUE |  | STEP10 | 14.46 | 11.1907 | 559.5331
Maryland | Maryland_FALSE |  | STEP11 | 19.27 | 0 | 0
Maryland | Maryland_FALSE |  | STEP12 | 24.09 | 0 | 0
Maryland | Maryland_TRUE |  | STEP13 | 28.91 | 3.7302 | 186.511
Maryland | Maryland_FALSE |  | STEP14 | 33.73 | 0 | 0
Maryland | Maryland_FALSE |  | STEP15 | 38.55 | 0 | 0
Maryland | Maryland_FALSE |  | STEP16 | 43.37 | 0 | 0
Maryland | Maryland_FALSE |  | STEP17 | 48.18 | 0 | 0
Maryland | Maryland_FALSE |  | STEP18 | 53 | 0 | 0
Maryland | Maryland_FALSE |  | STEP19 | 57.82 | 0 | 0
Michigan | Michigan_FALSE | Michigan | STEP1 | -28.91 | 0.63354 | 31.6769
Michigan | Michigan_FALSE |  | STEP2 | -24.09 | 0 | 0
Michigan | Michigan_FALSE |  | STEP3 | -19.27 | 0 | 0
Michigan | Michigan_FALSE |  | STEP4 | -14.46 | 0 | 0
Michigan | Michigan_FALSE |  | STEP5 | -9.64 | 0 | 0
Michigan | Michigan_FALSE |  | STEP6 | -4.82 | 0 | 0
Michigan | Michigan_FALSE |  | STEP7 | 0 | 0 | 0
Michigan | Michigan_TRUE |  | STEP8 | 4.82 | 291.2835 | 14564.1739
Michigan | Michigan_TRUE |  | STEP9 | 9.64 | 261.1507 | 13057.5352
Michigan | Michigan_TRUE |  | STEP10 | 14.46 | 361.8287 | 18091.4368
Michigan | Michigan_TRUE |  | STEP11 | 19.27 | 0.85697 | 42.8486
Michigan | Michigan_TRUE |  | STEP12 | 24.09 | 0.23545 | 11.7727
Michigan | Michigan_TRUE |  | STEP13 | 28.91 | 0.58863 | 29.4317
Michigan | Michigan_TRUE |  | STEP14 | 33.73 | 91.1832 | 4559.1583
Michigan | Michigan_FALSE |  | STEP15 | 38.55 | 0 | 0
Michigan | Michigan_TRUE |  | STEP16 | 43.37 | 0.58863 | 29.4317
Michigan | Michigan_FALSE |  | STEP17 | 48.18 | 0 | 0
Michigan | Michigan_FALSE |  | STEP18 | 53 | 0 | 0
Michigan | Michigan_TRUE |  | STEP19 | 57.82 | 1.1773 | 58.8634
Mississippi | Mississippi_FALSE | Mississippi | STEP1 | -28.91 | 1.0397 | 51.9827
Mississippi | Mississippi_FALSE |  | STEP2 | -24.09 | 0 | 0
Mississippi | Mississippi_FALSE |  | STEP3 | -19.27 | 0 | 0
Mississippi | Mississippi_FALSE |  | STEP4 | -14.46 | 0 | 0
Mississippi | Mississippi_FALSE |  | STEP5 | -9.64 | 0 | 0
Mississippi | Mississippi_FALSE |  | STEP6 | -4.82 | 0.13367 | 6.6835
Mississippi | Mississippi_FALSE |  | STEP7 | 0 | 0 | 0
Mississippi | Mississippi_TRUE |  | STEP8 | 4.82 | 2935.5314 | 146776.5677
Mississippi | Mississippi_TRUE |  | STEP9 | 9.64 | 3543.2391 | 177161.9561
Mississippi | Mississippi_TRUE |  | STEP10 | 14.46 | 2733.4976 | 136674.8795
Mississippi | Mississippi_TRUE |  | STEP11 | 19.27 | 1.5972 | 79.8624
Mississippi | Mississippi_FALSE |  | STEP12 | 24.09 | 0 | 0
Mississippi | Mississippi_FALSE |  | STEP13 | 28.91 | 0 | 0
Mississippi | Mississippi_TRUE |  | STEP14 | 33.73 | 913.0999 | 45654.9949
Mississippi | Mississippi_FALSE |  | STEP15 | 38.55 | 0 | 0
Mississippi | Mississippi_FALSE |  | STEP16 | 43.37 | 0 | 0
Mississippi | Mississippi_TRUE |  | STEP17 | 48.18 | 0.62501 | 31.2505
Mississippi | Mississippi_FALSE |  | STEP18 | 53 | 0 | 0
Mississippi | Mississippi_TRUE |  | STEP19 | 57.82 | 2.5 | 125.0021
Missouri | Missouri_FALSE | Missouri | STEP1 | -28.91 | 0 | 0
Missouri | Missouri_FALSE |  | STEP2 | -24.09 | 0 | 0
Missouri | Missouri_FALSE |  | STEP3 | -19.27 | 0 | 0
Missouri | Missouri_FALSE |  | STEP4 | -14.46 | 0 | 0
Missouri | Missouri_FALSE |  | STEP5 | -9.64 | 0 | 0
Missouri | Missouri_FALSE |  | STEP6 | -4.82 | 0 | 0
Missouri | Missouri_FALSE |  | STEP7 | 0 | 0 | 0
Missouri | Missouri_TRUE |  | STEP8 | 4.82 | 0.63934 | 31.967
Missouri | Missouri_TRUE |  | STEP9 | 9.64 | 0.77162 | 38.5809
Missouri | Missouri_TRUE |  | STEP10 | 14.46 | 0.59525 | 29.7624
Missouri | Missouri_FALSE |  | STEP11 | 19.27 | 0 | 0
Missouri | Missouri_FALSE |  | STEP12 | 24.09 | 0 | 0
Missouri | Missouri_TRUE |  | STEP13 | 28.91 | 0.19842 | 9.9208
Missouri | Missouri_FALSE |  | STEP14 | 33.73 | 0 | 0
Missouri | Missouri_FALSE |  | STEP15 | 38.55 | 0 | 0
Missouri | Missouri_FALSE |  | STEP16 | 43.37 | 0 | 0
Missouri | Missouri_FALSE |  | STEP17 | 48.18 | 0 | 0
Missouri | Missouri_FALSE |  | STEP18 | 53 | 0 | 0
Missouri | Missouri_FALSE |  | STEP19 | 57.82 | 0 | 0
Montana | Montana_FALSE | Montana | STEP1 | -28.91 | 1.9381 | 96.9035
Montana | Montana_FALSE |  | STEP2 | -24.09 | 0 | 0
Montana | Montana_FALSE |  | STEP3 | -19.27 | 0 | 0
Montana | Montana_FALSE |  | STEP4 | -14.46 | 0 | 0
Montana | Montana_FALSE |  | STEP5 | -9.64 | 0 | 0
Montana | Montana_FALSE |  | STEP6 | -4.82 | 0 | 0
Montana | Montana_FALSE |  | STEP7 | 0 | 0 | 0
Montana | Montana_TRUE |  | STEP8 | 4.82 | 444.1079 | 22205.3937
Montana | Montana_TRUE |  | STEP9 | 9.64 | 3627.3791 | 181368.955
Montana | Montana_TRUE |  | STEP10 | 14.46 | 666.3324 | 33316.6224
Montana | Montana_TRUE |  | STEP11 | 19.27 | 1111.588 | 55579.3984
Montana | Montana_TRUE |  | STEP12 | 24.09 | 888.2157 | 44410.7874
Montana | Montana_FALSE |  | STEP13 | 28.91 | 0 | 0
Montana | Montana_TRUE |  | STEP14 | 33.73 | 1.2376 | 61.8779
Montana | Montana_TRUE |  | STEP15 | 38.55 | 666.1618 | 33308.0906
Montana | Montana_FALSE |  | STEP16 | 43.37 | 0 | 0
Montana | Montana_TRUE |  | STEP17 | 48.18 | 0.25596 | 12.7978
Montana | Montana_FALSE |  | STEP18 | 53 | 0 | 0
Montana | Montana_TRUE |  | STEP19 | 57.82 | 1.0238 | 51.1913
Nebraska | Nebraska_FALSE | Nebraska | STEP1 | -28.91 | 0.13808 | 6.9039
Nebraska | Nebraska_FALSE |  | STEP2 | -24.09 | 0 | 0
Nebraska | Nebraska_FALSE |  | STEP3 | -19.27 | 0 | 0
Nebraska | Nebraska_FALSE |  | STEP4 | -14.46 | 0 | 0
Nebraska | Nebraska_FALSE |  | STEP5 | -9.64 | 0 | 0
Nebraska | Nebraska_FALSE |  | STEP6 | -4.82 | 0 | 0
Nebraska | Nebraska_FALSE |  | STEP7 | 0 | 0 | 0
Nebraska | Nebraska_FALSE |  | STEP8 | 4.82 | 0 | 0
Nebraska | Nebraska_TRUE |  | STEP9 | 9.64 | 348.3671 | 17418.3529
Nebraska | Nebraska_TRUE |  | STEP10 | 14.46 | 240.2086 | 12010.4279
Nebraska | Nebraska_TRUE |  | STEP11 | 19.27 | 72.107 | 3605.3506
Nebraska | Nebraska_TRUE |  | STEP12 | 24.09 | 108.1301 | 5406.5048
Nebraska | Nebraska_TRUE |  | STEP13 | 28.91 | 324.2316 | 16211.5776
Nebraska | Nebraska_TRUE |  | STEP14 | 33.73 | 0.039683 | 1.9842
Nebraska | Nebraska_FALSE |  | STEP15 | 38.55 | 0 | 0
Nebraska | Nebraska_FALSE |  | STEP16 | 43.37 | 0 | 0
Nebraska | Nebraska_TRUE |  | STEP17 | 48.18 | 0.02381 | 1.1905
Nebraska | Nebraska_FALSE |  | STEP18 | 53 | 0 | 0
Nebraska | Nebraska_TRUE |  | STEP19 | 57.82 | 108.1327 | 5406.637
New Mexico | New Mexico_FALSE | New Mexico | STEP1 | -28.91 | 6.9822 | 349.1095
New Mexico | New Mexico_FALSE |  | STEP2 | -24.09 | 0 | 0
New Mexico | New Mexico_FALSE |  | STEP3 | -19.27 | 0 | 0
New Mexico | New Mexico_FALSE |  | STEP4 | -14.46 | 0 | 0
New Mexico | New Mexico_FALSE |  | STEP5 | -9.64 | 0 | 0
New Mexico | New Mexico_FALSE |  | STEP6 | -4.82 | 0 | 0
New Mexico | New Mexico_FALSE |  | STEP7 | 0 | 0 | 0
New Mexico | New Mexico_TRUE |  | STEP8 | 4.82 | 826.6032 | 41330.1589
New Mexico | New Mexico_TRUE |  | STEP9 | 9.64 | 742.8866 | 37144.3301
New Mexico | New Mexico_TRUE |  | STEP10 | 14.46 | 1053.3075 | 52665.3772
New Mexico | New Mexico_TRUE |  | STEP11 | 19.27 | 43.1613 | 2158.0662
New Mexico | New Mexico_TRUE |  | STEP12 | 24.09 | 38.8278 | 1941.3901
New Mexico | New Mexico_FALSE |  | STEP13 | 28.91 | 0 | 0
New Mexico | New Mexico_TRUE |  | STEP14 | 33.73 | 287.447 | 14372.3485
New Mexico | New Mexico_FALSE |  | STEP15 | 38.55 | 0 | 0
New Mexico | New Mexico_FALSE |  | STEP16 | 43.37 | 0 | 0
New Mexico | New Mexico_TRUE |  | STEP17 | 48.18 | 17.4725 | 873.6256
New Mexico | New Mexico_FALSE |  | STEP18 | 53 | 0 | 0
New Mexico | New Mexico_TRUE |  | STEP19 | 57.82 | 40.7692 | 2038.4596
New York | New York_FALSE | New York | STEP1 | -28.91 | 0 | 0
New York | New York_FALSE |  | STEP2 | -24.09 | 0 | 0
New York | New York_FALSE |  | STEP3 | -19.27 | 0 | 0
New York | New York_FALSE |  | STEP4 | -14.46 | 0 | 0
New York | New York_FALSE |  | STEP5 | -9.64 | 0 | 0
New York | New York_FALSE |  | STEP6 | -4.82 | 0 | 0
New York | New York_FALSE |  | STEP7 | 0 | 0 | 0
New York | New York_TRUE |  | STEP8 | 4.82 | 52.9881 | 2649.4045
New York | New York_TRUE |  | STEP9 | 9.64 | 23.369 | 1168.4497
New York | New York_TRUE |  | STEP10 | 14.46 | 20.3376 | 1016.8819
New York | New York_TRUE |  | STEP11 | 19.27 | 0.88185 | 44.0924
New York | New York_FALSE |  | STEP12 | 24.09 | 0 | 0
New York | New York_FALSE |  | STEP13 | 28.91 | 0 | 0
New York | New York_FALSE |  | STEP14 | 33.73 | 0 | 0
New York | New York_FALSE |  | STEP15 | 38.55 | 0 | 0
New York | New York_TRUE |  | STEP16 | 43.37 | 0.37038 | 18.5188
New York | New York_TRUE |  | STEP17 | 48.18 | 0.15873 | 7.9366
New York | New York_FALSE |  | STEP18 | 53 | 0 | 0
New York | New York_FALSE |  | STEP19 | 57.82 | 0 | 0
North Carolina | North Carolina_FALSE | North Carolina | STEP1 | -28.91 | 0 | 0
North Carolina | North Carolina_FALSE |  | STEP2 | -24.09 | 0 | 0
North Carolina | North Carolina_FALSE |  | STEP3 | -19.27 | 0 | 0
North Carolina | North Carolina_FALSE |  | STEP4 | -14.46 | 0 | 0
North Carolina | North Carolina_FALSE |  | STEP5 | -9.64 | 0 | 0
North Carolina | North Carolina_FALSE |  | STEP6 | -4.82 | 0 | 0
North Carolina | North Carolina_FALSE |  | STEP7 | 0 | 0 | 0
North Carolina | North Carolina_TRUE |  | STEP8 | 4.82 | 41.6211 | 2081.0529
North Carolina | North Carolina_TRUE |  | STEP9 | 9.64 | 50.2323 | 2511.6156
North Carolina | North Carolina_TRUE |  | STEP10 | 14.46 | 38.7506 | 1937.532
North Carolina | North Carolina_FALSE |  | STEP11 | 19.27 | 0 | 0
North Carolina | North Carolina_FALSE |  | STEP12 | 24.09 | 0 | 0
North Carolina | North Carolina_TRUE |  | STEP13 | 28.91 | 12.9169 | 645.844
North Carolina | North Carolina_FALSE |  | STEP14 | 33.73 | 0 | 0
North Carolina | North Carolina_FALSE |  | STEP15 | 38.55 | 0 | 0
North Carolina | North Carolina_FALSE |  | STEP16 | 43.37 | 0 | 0
North Carolina | North Carolina_FALSE |  | STEP17 | 48.18 | 0 | 0
North Carolina | North Carolina_FALSE |  | STEP18 | 53 | 0 | 0
North Carolina | North Carolina_FALSE |  | STEP19 | 57.82 | 0 | 0
North Dakota | North Dakota_FALSE | North Dakota | STEP1 | -28.91 | 2.6529 | 132.6468
North Dakota | North Dakota_FALSE |  | STEP2 | -24.09 | 0 | 0
North Dakota | North Dakota_FALSE |  | STEP3 | -19.27 | 0 | 0
North Dakota | North Dakota_FALSE |  | STEP4 | -14.46 | 0 | 0
North Dakota | North Dakota_FALSE |  | STEP5 | -9.64 | 0 | 0
North Dakota | North Dakota_FALSE |  | STEP6 | -4.82 | 0 | 0
North Dakota | North Dakota_FALSE |  | STEP7 | 0 | 0 | 0
North Dakota | North Dakota_TRUE |  | STEP8 | 4.82 | 872.6996 | 43634.9809
North Dakota | North Dakota_TRUE |  | STEP9 | 9.64 | 1505.2832 | 75264.159
North Dakota | North Dakota_TRUE |  | STEP10 | 14.46 | 0.7844 | 39.2202
North Dakota | North Dakota_TRUE |  | STEP11 | 19.27 | 364.9622 | 18248.1094
North Dakota | North Dakota_TRUE |  | STEP12 | 24.09 | 270.8378 | 13541.8906
North Dakota | North Dakota_FALSE |  | STEP13 | 28.91 | 0 | 0
North Dakota | North Dakota_TRUE |  | STEP14 | 33.73 | 4.0278 | 201.3876
North Dakota | North Dakota_FALSE |  | STEP15 | 38.55 | 0 | 0
North Dakota | North Dakota_FALSE |  | STEP16 | 43.37 | 0 | 0
North Dakota | North Dakota_TRUE |  | STEP17 | 48.18 | 1.1766 | 58.8303
North Dakota | North Dakota_FALSE |  | STEP18 | 53 | 0 | 0
North Dakota | North Dakota_TRUE |  | STEP19 | 57.82 | 4.7064 | 235.3214
Ohio | Ohio_FALSE | Ohio | STEP1 | -28.91 | 0 | 0
Ohio | Ohio_FALSE |  | STEP2 | -24.09 | 0 | 0
Ohio | Ohio_FALSE |  | STEP3 | -19.27 | 0 | 0
Ohio | Ohio_FALSE |  | STEP4 | -14.46 | 0 | 0
Ohio | Ohio_FALSE |  | STEP5 | -9.64 | 0 | 0
Ohio | Ohio_FALSE |  | STEP6 | -4.82 | 0 | 0
Ohio | Ohio_FALSE |  | STEP7 | 0 | 0 | 0
Ohio | Ohio_TRUE |  | STEP8 | 4.82 | 30.5869 | 1529.3463
Ohio | Ohio_TRUE |  | STEP9 | 9.64 | 89.576 | 4478.7998
Ohio | Ohio_TRUE |  | STEP10 | 14.46 | 19.663 | 983.1512
Ohio | Ohio_TRUE |  | STEP11 | 19.27 | 62.3225 | 3116.123
Ohio | Ohio_TRUE |  | STEP12 | 24.09 | 1.4286 | 71.4298
Ohio | Ohio_FALSE |  | STEP13 | 28.91 | 0 | 0
Ohio | Ohio_TRUE |  | STEP14 | 33.73 | 3.5715 | 178.5744
Ohio | Ohio_TRUE |  | STEP15 | 38.55 | 27.9965 | 1399.8247
Ohio | Ohio_FALSE |  | STEP16 | 43.37 | 0 | 0
Ohio | Ohio_FALSE |  | STEP17 | 48.18 | 0 | 0
Ohio | Ohio_FALSE |  | STEP18 | 53 | 0 | 0
Ohio | Ohio_TRUE |  | STEP19 | 57.82 | 7.143 | 357.1488
Oklahoma | Oklahoma_FALSE | Oklahoma | STEP1 | -28.91 | 12.5003 | 625.0172
Oklahoma | Oklahoma_FALSE |  | STEP2 | -24.09 | 0 | 0
Oklahoma | Oklahoma_FALSE |  | STEP3 | -19.27 | 0 | 0
Oklahoma | Oklahoma_FALSE |  | STEP4 | -14.46 | 0 | 0
Oklahoma | Oklahoma_FALSE |  | STEP5 | -9.64 | 0 | 0
Oklahoma | Oklahoma_FALSE |  | STEP6 | -4.82 | 1.6072 | 80.3594
Oklahoma | Oklahoma_FALSE |  | STEP7 | 0 | 0 | 0
Oklahoma | Oklahoma_TRUE |  | STEP8 | 4.82 | 834.1353 | 41706.7663
Oklahoma | Oklahoma_TRUE |  | STEP9 | 9.64 | 508.4079 | 25420.394
Oklahoma | Oklahoma_TRUE |  | STEP10 | 14.46 | 207.3156 | 10365.7799
Oklahoma | Oklahoma_TRUE |  | STEP11 | 19.27 | 17.9529 | 897.6443
Oklahoma | Oklahoma_TRUE |  | STEP12 | 24.09 | 152.5224 | 7626.1182
Oklahoma | Oklahoma_FALSE |  | STEP13 | 28.91 | 0 | 0
Oklahoma | Oklahoma_TRUE |  | STEP14 | 33.73 | 17.1273 | 856.3634
Oklahoma | Oklahoma_FALSE |  | STEP15 | 38.55 | 0 | 0
Oklahoma | Oklahoma_FALSE |  | STEP16 | 43.37 | 0 | 0
Oklahoma | Oklahoma_TRUE |  | STEP17 | 48.18 | 5.9287 | 296.4335
Oklahoma | Oklahoma_FALSE |  | STEP18 | 53 | 0 | 0
Oklahoma | Oklahoma_TRUE |  | STEP19 | 57.82 | 23.7147 | 1185.7339
Oregon | Oregon_FALSE | Oregon | STEP1 | -28.91 | 0 | 0
Oregon | Oregon_FALSE |  | STEP2 | -24.09 | 0 | 0
Oregon | Oregon_FALSE |  | STEP3 | -19.27 | 0 | 0
Oregon | Oregon_FALSE |  | STEP4 | -14.46 | 0 | 0
Oregon | Oregon_FALSE |  | STEP5 | -9.64 | 0 | 0
Oregon | Oregon_FALSE |  | STEP6 | -4.82 | 0 | 0
Oregon | Oregon_FALSE |  | STEP7 | 0 | 0 | 0
Oregon | Oregon_TRUE |  | STEP8 | 4.82 | 211.9413 | 10597.0668
Oregon | Oregon_TRUE |  | STEP9 | 9.64 | 255.7913 | 12789.5634
Oregon | Oregon_TRUE |  | STEP10 | 14.46 | 197.3247 | 9866.2346
Oregon | Oregon_FALSE |  | STEP11 | 19.27 | 0 | 0
Oregon | Oregon_FALSE |  | STEP12 | 24.09 | 0 | 0
Oregon | Oregon_TRUE |  | STEP13 | 28.91 | 65.7749 | 3288.7449
Oregon | Oregon_FALSE |  | STEP14 | 33.73 | 0 | 0
Oregon | Oregon_FALSE |  | STEP15 | 38.55 | 0 | 0
Oregon | Oregon_FALSE |  | STEP16 | 43.37 | 0 | 0
Oregon | Oregon_FALSE |  | STEP17 | 48.18 | 0 | 0
Oregon | Oregon_FALSE |  | STEP18 | 53 | 0 | 0
Oregon | Oregon_FALSE |  | STEP19 | 57.82 | 0 | 0
Pacific Offshore | Pacific Offshore_FALSE | Pacific Offshore | STEP1 | -28.91 | 0 | 0
Pacific Offshore | Pacific Offshore_FALSE |  | STEP2 | -24.09 | 0 | 0
Pacific Offshore | Pacific Offshore_FALSE |  | STEP3 | -19.27 | 0 | 0
Pacific Offshore | Pacific Offshore_FALSE |  | STEP4 | -14.46 | 0 | 0
Pacific Offshore | Pacific Offshore_FALSE |  | STEP5 | -9.64 | 0 | 0
Pacific Offshore | Pacific Offshore_FALSE |  | STEP6 | -4.82 | 0 | 0
Pacific Offshore | Pacific Offshore_FALSE |  | STEP7 | 0 | 0 | 0
Pacific Offshore | Pacific Offshore_FALSE |  | STEP8 | 4.82 | 0 | 0
Pacific Offshore | Pacific Offshore_FALSE |  | STEP9 | 9.64 | 0 | 0
Pacific Offshore | Pacific Offshore_TRUE |  | STEP10 | 14.46 | 48.9426 | 2447.1304
Pacific Offshore | Pacific Offshore_TRUE |  | STEP11 | 19.27 | 65.2568 | 3262.8406
Pacific Offshore | Pacific Offshore_TRUE |  | STEP12 | 24.09 | 122.3565 | 6117.8261
Pacific Offshore | Pacific Offshore_TRUE |  | STEP13 | 28.91 | 48.9426 | 2447.1304
Pacific Offshore | Pacific Offshore_FALSE |  | STEP14 | 33.73 | 0 | 0
Pacific Offshore | Pacific Offshore_TRUE |  | STEP15 | 38.55 | 163.142 | 8157.1014
Pacific Offshore | Pacific Offshore_FALSE |  | STEP16 | 43.37 | 0 | 0
Pacific Offshore | Pacific Offshore_FALSE |  | STEP17 | 48.18 | 0 | 0
Pacific Offshore | Pacific Offshore_FALSE |  | STEP18 | 53 | 0 | 0
Pacific Offshore | Pacific Offshore_TRUE |  | STEP19 | 57.82 | 368.1719 | 18408.5937
Pennsylvania | Pennsylvania_FALSE | Pennsylvania | STEP1 | -28.91 | 0 | 0
Pennsylvania | Pennsylvania_FALSE |  | STEP2 | -24.09 | 0 | 0
Pennsylvania | Pennsylvania_FALSE |  | STEP3 | -19.27 | 0 | 0
Pennsylvania | Pennsylvania_FALSE |  | STEP4 | -14.46 | 0 | 0
Pennsylvania | Pennsylvania_FALSE |  | STEP5 | -9.64 | 0 | 0
Pennsylvania | Pennsylvania_FALSE |  | STEP6 | -4.82 | 0 | 0
Pennsylvania | Pennsylvania_FALSE |  | STEP7 | 0 | 0 | 0
Pennsylvania | Pennsylvania_FALSE |  | STEP8 | 4.82 | 0 | 0
Pennsylvania | Pennsylvania_TRUE |  | STEP9 | 9.64 | 22.9369 | 1146.8444
Pennsylvania | Pennsylvania_TRUE |  | STEP10 | 14.46 | 87.9247 | 4396.2367
Pennsylvania | Pennsylvania_TRUE |  | STEP11 | 19.27 | 4.1359 | 206.7935
Pennsylvania | Pennsylvania_TRUE |  | STEP12 | 24.09 | 24.7094 | 1235.4702
Pennsylvania | Pennsylvania_TRUE |  | STEP13 | 28.91 | 76.4563 | 3822.8145
Pennsylvania | Pennsylvania_TRUE |  | STEP14 | 33.73 | 38.8366 | 1941.8311
Pennsylvania | Pennsylvania_TRUE |  | STEP15 | 38.55 | 67.6819 | 3384.0948
Pennsylvania | Pennsylvania_FALSE |  | STEP16 | 43.37 | 0 | 0
Pennsylvania | Pennsylvania_FALSE |  | STEP17 | 48.18 | 0 | 0
Pennsylvania | Pennsylvania_FALSE |  | STEP18 | 53 | 0 | 0
Pennsylvania | Pennsylvania_TRUE |  | STEP19 | 57.82 | 89.1417 | 4457.0843
South Carolina | South Carolina_FALSE | South Carolina | STEP1 | -28.91 | 0 | 0
South Carolina | South Carolina_FALSE |  | STEP2 | -24.09 | 0 | 0
South Carolina | South Carolina_FALSE |  | STEP3 | -19.27 | 0 | 0
South Carolina | South Carolina_FALSE |  | STEP4 | -14.46 | 0 | 0
South Carolina | South Carolina_FALSE |  | STEP5 | -9.64 | 0 | 0
South Carolina | South Carolina_FALSE |  | STEP6 | -4.82 | 0 | 0
South Carolina | South Carolina_FALSE |  | STEP7 | 0 | 0 | 0
South Carolina | South Carolina_TRUE |  | STEP8 | 4.82 | 198.6431 | 9932.1528
South Carolina | South Carolina_TRUE |  | STEP9 | 9.64 | 239.7416 | 11987.081
South Carolina | South Carolina_TRUE |  | STEP10 | 14.46 | 184.9435 | 9247.1767
South Carolina | South Carolina_FALSE |  | STEP11 | 19.27 | 0 | 0
South Carolina | South Carolina_FALSE |  | STEP12 | 24.09 | 0 | 0
South Carolina | South Carolina_TRUE |  | STEP13 | 28.91 | 61.6478 | 3082.3922
South Carolina | South Carolina_FALSE |  | STEP14 | 33.73 | 0 | 0
South Carolina | South Carolina_FALSE |  | STEP15 | 38.55 | 0 | 0
South Carolina | South Carolina_FALSE |  | STEP16 | 43.37 | 0 | 0
South Carolina | South Carolina_FALSE |  | STEP17 | 48.18 | 0 | 0
South Carolina | South Carolina_FALSE |  | STEP18 | 53 | 0 | 0
South Carolina | South Carolina_FALSE |  | STEP19 | 57.82 | 0 | 0
South Dakota | South Dakota_FALSE | South Dakota | STEP1 | -28.91 | 0 | 0
South Dakota | South Dakota_FALSE |  | STEP2 | -24.09 | 0 | 0
South Dakota | South Dakota_FALSE |  | STEP3 | -19.27 | 0 | 0
South Dakota | South Dakota_FALSE |  | STEP4 | -14.46 | 0 | 0
South Dakota | South Dakota_FALSE |  | STEP5 | -9.64 | 0 | 0
South Dakota | South Dakota_FALSE |  | STEP6 | -4.82 | 0 | 0
South Dakota | South Dakota_FALSE |  | STEP7 | 0 | 0 | 0
South Dakota | South Dakota_FALSE |  | STEP8 | 4.82 | 0 | 0
South Dakota | South Dakota_TRUE |  | STEP9 | 9.64 | 21.7288 | 1086.4377
South Dakota | South Dakota_TRUE |  | STEP10 | 14.46 | 63.6342 | 3181.7105
South Dakota | South Dakota_FALSE |  | STEP11 | 19.27 | 0 | 0
South Dakota | South Dakota_TRUE |  | STEP12 | 24.09 | 23.2808 | 1164.0404
South Dakota | South Dakota_FALSE |  | STEP13 | 28.91 | 0 | 0
South Dakota | South Dakota_TRUE |  | STEP14 | 33.73 | 32.5931 | 1629.6566
South Dakota | South Dakota_FALSE |  | STEP15 | 38.55 | 0 | 0
South Dakota | South Dakota_FALSE |  | STEP16 | 43.37 | 0 | 0
South Dakota | South Dakota_FALSE |  | STEP17 | 48.18 | 0 | 0
South Dakota | South Dakota_TRUE |  | STEP18 | 53 | 13.9685 | 698.4242
South Dakota | South Dakota_FALSE |  | STEP19 | 57.82 | 0 | 0
Tennessee | Tennessee_FALSE | Tennessee | STEP1 | -28.91 | 0 | 0
Tennessee | Tennessee_FALSE |  | STEP2 | -24.09 | 0 | 0
Tennessee | Tennessee_FALSE |  | STEP3 | -19.27 | 0 | 0
Tennessee | Tennessee_FALSE |  | STEP4 | -14.46 | 0 | 0
Tennessee | Tennessee_FALSE |  | STEP5 | -9.64 | 0 | 0
Tennessee | Tennessee_FALSE |  | STEP6 | -4.82 | 0 | 0
Tennessee | Tennessee_FALSE |  | STEP7 | 0 | 0 | 0
Tennessee | Tennessee_FALSE |  | STEP8 | 4.82 | 0 | 0
Tennessee | Tennessee_TRUE |  | STEP9 | 9.64 | 5.71 | 285.4985
Tennessee | Tennessee_TRUE |  | STEP10 | 14.46 | 6.1178 | 305.8913
Tennessee | Tennessee_TRUE |  | STEP11 | 19.27 | 10.6042 | 530.2116
Tennessee | Tennessee_FALSE |  | STEP12 | 24.09 | 0 | 0
Tennessee | Tennessee_TRUE |  | STEP13 | 28.91 | 3.6707 | 183.5348
Tennessee | Tennessee_TRUE |  | STEP14 | 33.73 | 6.1178 | 305.8913
Tennessee | Tennessee_FALSE |  | STEP15 | 38.55 | 0 | 0
Tennessee | Tennessee_TRUE |  | STEP16 | 43.37 | 4.8943 | 244.713
Tennessee | Tennessee_FALSE |  | STEP17 | 48.18 | 0 | 0
Tennessee | Tennessee_FALSE |  | STEP18 | 53 | 0 | 0
Tennessee | Tennessee_TRUE |  | STEP19 | 57.82 | 3.6707 | 183.5348
Texas Offshore | Texas Offshore_FALSE | Texas Offshore | STEP1 | -28.91 | 0 | 0
Texas Offshore | Texas Offshore_FALSE |  | STEP2 | -24.09 | 0 | 0
Texas Offshore | Texas Offshore_FALSE |  | STEP3 | -19.27 | 0 | 0
Texas Offshore | Texas Offshore_FALSE |  | STEP4 | -14.46 | 0 | 0
Texas Offshore | Texas Offshore_FALSE |  | STEP5 | -9.64 | 0 | 0
Texas Offshore | Texas Offshore_FALSE |  | STEP6 | -4.82 | 0 | 0
Texas Offshore | Texas Offshore_FALSE |  | STEP7 | 0 | 0 | 0
Texas Offshore | Texas Offshore_FALSE |  | STEP8 | 4.82 | 0 | 0
Texas Offshore | Texas Offshore_FALSE |  | STEP9 | 9.64 | 0 | 0
Texas Offshore | Texas Offshore_TRUE |  | STEP10 | 14.46 | 1055.573 | 52778.6507
Texas Offshore | Texas Offshore_FALSE |  | STEP11 | 19.27 | 0 | 0
Texas Offshore | Texas Offshore_TRUE |  | STEP12 | 24.09 | 4046.3632 | 202318.1609
Texas Offshore | Texas Offshore_FALSE |  | STEP13 | 28.91 | 0 | 0
Texas Offshore | Texas Offshore_TRUE |  | STEP14 | 33.73 | 1055.573 | 52778.6507
Texas Offshore | Texas Offshore_FALSE |  | STEP15 | 38.55 | 0 | 0
Texas Offshore | Texas Offshore_TRUE |  | STEP16 | 43.37 | 3518.5767 | 175928.8356
Texas Offshore | Texas Offshore_FALSE |  | STEP17 | 48.18 | 0 | 0
Texas Offshore | Texas Offshore_TRUE |  | STEP18 | 53 | 3.9286 | 196.4318
Texas Offshore | Texas Offshore_TRUE |  | STEP19 | 57.82 | 7978.3462 | 398917.3119
Texas Onshore | Texas Onshore_FALSE | Texas Onshore | STEP1 | -28.91 | 64.6606 | 3233.0305
Texas Onshore | Texas Onshore_FALSE |  | STEP2 | -24.09 | 0 | 0
Texas Onshore | Texas Onshore_FALSE |  | STEP3 | -19.27 | 0 | 0
Texas Onshore | Texas Onshore_FALSE |  | STEP4 | -14.46 | 0 | 0
Texas Onshore | Texas Onshore_FALSE |  | STEP5 | -9.64 | 0 | 0
Texas Onshore | Texas Onshore_FALSE |  | STEP6 | -4.82 | 0 | 0
Texas Onshore | Texas Onshore_FALSE |  | STEP7 | 0 | 0 | 0
Texas Onshore | Texas Onshore_TRUE |  | STEP8 | 4.82 | 9642.1123 | 482105.6134
Texas Onshore | Texas Onshore_TRUE |  | STEP9 | 9.64 | 11618.9422 | 580947.1082
Texas Onshore | Texas Onshore_TRUE |  | STEP10 | 14.46 | 4385.0205 | 219251.0248
Texas Onshore | Texas Onshore_TRUE |  | STEP11 | 19.27 | 5601.6064 | 280080.3215
Texas Onshore | Texas Onshore_TRUE |  | STEP12 | 24.09 | 573.4045 | 28670.2273
Texas Onshore | Texas Onshore_FALSE |  | STEP13 | 28.91 | 0 | 0
Texas Onshore | Texas Onshore_TRUE |  | STEP14 | 33.73 | 430.0534 | 21502.6704
Texas Onshore | Texas Onshore_TRUE |  | STEP15 | 38.55 | 2987.728 | 149386.3993
Texas Onshore | Texas Onshore_FALSE |  | STEP16 | 43.37 | 0 | 0
Texas Onshore | Texas Onshore_TRUE |  | STEP17 | 48.18 | 258.032 | 12901.6023
Texas Onshore | Texas Onshore_FALSE |  | STEP18 | 53 | 0 | 0
Texas Onshore | Texas Onshore_TRUE |  | STEP19 | 57.82 | 617.0635 | 30853.1767
Utah | Utah_FALSE | Utah | STEP1 | -28.91 | 2.1951 | 109.7561
Utah | Utah_FALSE |  | STEP2 | -24.09 | 0 | 0
Utah | Utah_FALSE |  | STEP3 | -19.27 | 0 | 0
Utah | Utah_FALSE |  | STEP4 | -14.46 | 0 | 0
Utah | Utah_FALSE |  | STEP5 | -9.64 | 0 | 0
Utah | Utah_FALSE |  | STEP6 | -4.82 | 0 | 0
Utah | Utah_FALSE |  | STEP7 | 0 | 0 | 0
Utah | Utah_TRUE |  | STEP8 | 4.82 | 566.7752 | 28338.7623
Utah | Utah_TRUE |  | STEP9 | 9.64 | 684.603 | 34230.1505
Utah | Utah_TRUE |  | STEP10 | 14.46 | 534.1874 | 26709.3703
Utah | Utah_TRUE |  | STEP11 | 19.27 | 10.5021 | 525.1027
Utah | Utah_TRUE |  | STEP12 | 24.09 | 185.1816 | 9259.0817
Utah | Utah_FALSE |  | STEP13 | 28.91 | 0 | 0
Utah | Utah_TRUE |  | STEP14 | 33.73 | 7.5283 | 376.416
Utah | Utah_FALSE |  | STEP15 | 38.55 | 0 | 0
Utah | Utah_FALSE |  | STEP16 | 43.37 | 0 | 0
Utah | Utah_TRUE |  | STEP17 | 48.18 | 4.1786 | 208.932
Utah | Utah_FALSE |  | STEP18 | 53 | 0 | 0
Utah | Utah_TRUE |  | STEP19 | 57.82 | 9.7502 | 487.5081
Virginia | Virginia_FALSE | Virginia | STEP1 | -28.91 | 0 | 0
Virginia | Virginia_FALSE |  | STEP2 | -24.09 | 0 | 0
Virginia | Virginia_FALSE |  | STEP3 | -19.27 | 0 | 0
Virginia | Virginia_FALSE |  | STEP4 | -14.46 | 0 | 0
Virginia | Virginia_FALSE |  | STEP5 | -9.64 | 0 | 0
Virginia | Virginia_FALSE |  | STEP6 | -4.82 | 0 | 0
Virginia | Virginia_FALSE |  | STEP7 | 0 | 0 | 0
Virginia | Virginia_TRUE |  | STEP8 | 4.82 | 5.4983 | 274.9164
Virginia | Virginia_TRUE |  | STEP9 | 9.64 | 6.6359 | 331.7956
Virginia | Virginia_TRUE |  | STEP10 | 14.46 | 5.1191 | 255.9566
Virginia | Virginia_TRUE |  | STEP11 | 19.27 | 0.030865 | 1.5432
Virginia | Virginia_TRUE |  | STEP12 | 24.09 | 0.013228 | 0.66139
Virginia | Virginia_TRUE |  | STEP13 | 28.91 | 1.7064 | 85.3189
Virginia | Virginia_TRUE |  | STEP14 | 33.73 | 0.033069 | 1.6535
Virginia | Virginia_TRUE |  | STEP15 | 38.55 | 0.077162 | 3.8581
Virginia | Virginia_FALSE |  | STEP16 | 43.37 | 0 | 0
Virginia | Virginia_FALSE |  | STEP17 | 48.18 | 0 | 0
Virginia | Virginia_FALSE |  | STEP18 | 53 | 0 | 0
Virginia | Virginia_TRUE |  | STEP19 | 57.82 | 0.066139 | 3.3069
Washington | Washington_FALSE | Washington | STEP1 | -28.91 | 0 | 0
Washington | Washington_FALSE |  | STEP2 | -24.09 | 0 | 0
Washington | Washington_FALSE |  | STEP3 | -19.27 | 0 | 0
Washington | Washington_FALSE |  | STEP4 | -14.46 | 0 | 0
Washington | Washington_FALSE |  | STEP5 | -9.64 | 0 | 0
Washington | Washington_FALSE |  | STEP6 | -4.82 | 0 | 0
Washington | Washington_FALSE |  | STEP7 | 0 | 0 | 0
Washington | Washington_TRUE |  | STEP8 | 4.82 | 1120.5079 | 56025.3975
Washington | Washington_TRUE |  | STEP9 | 9.64 | 1352.3372 | 67616.8591
Washington | Washington_TRUE |  | STEP10 | 14.46 | 1043.2315 | 52161.577
Washington | Washington_FALSE |  | STEP11 | 19.27 | 0 | 0
Washington | Washington_FALSE |  | STEP12 | 24.09 | 0 | 0
Washington | Washington_TRUE |  | STEP13 | 28.91 | 347.7438 | 17387.1923
Washington | Washington_FALSE |  | STEP14 | 33.73 | 0 | 0
Washington | Washington_FALSE |  | STEP15 | 38.55 | 0 | 0
Washington | Washington_FALSE |  | STEP16 | 43.37 | 0 | 0
Washington | Washington_FALSE |  | STEP17 | 48.18 | 0 | 0
Washington | Washington_FALSE |  | STEP18 | 53 | 0 | 0
Washington | Washington_FALSE |  | STEP19 | 57.82 | 0 | 0
West Virginia | West Virginia_FALSE | West Virginia | STEP1 | -28.91 | 0 | 0
West Virginia | West Virginia_FALSE |  | STEP2 | -24.09 | 0 | 0
West Virginia | West Virginia_FALSE |  | STEP3 | -19.27 | 0 | 0
West Virginia | West Virginia_FALSE |  | STEP4 | -14.46 | 0 | 0
West Virginia | West Virginia_FALSE |  | STEP5 | -9.64 | 0 | 0
West Virginia | West Virginia_FALSE |  | STEP6 | -4.82 | 0 | 0
West Virginia | West Virginia_FALSE |  | STEP7 | 0 | 0 | 0
West Virginia | West Virginia_FALSE |  | STEP8 | 4.82 | 0 | 0
West Virginia | West Virginia_TRUE |  | STEP9 | 9.64 | 14.8018 | 740.0916
West Virginia | West Virginia_TRUE |  | STEP10 | 14.46 | 56.7404 | 2837.0178
West Virginia | West Virginia_TRUE |  | STEP11 | 19.27 | 45.1727 | 2258.6352
West Virginia | West Virginia_TRUE |  | STEP12 | 24.09 | 13.0161 | 650.8044
West Virginia | West Virginia_TRUE |  | STEP13 | 28.91 | 71.5422 | 3577.1094
West Virginia | West Virginia_TRUE |  | STEP14 | 33.73 | 32.5402 | 1627.011
West Virginia | West Virginia_TRUE |  | STEP15 | 38.55 | 112.9318 | 5646.5881
West Virginia | West Virginia_FALSE |  | STEP16 | 43.37 | 0 | 0
West Virginia | West Virginia_FALSE |  | STEP17 | 48.18 | 0 | 0
West Virginia | West Virginia_FALSE |  | STEP18 | 53 | 0 | 0
West Virginia | West Virginia_TRUE |  | STEP19 | 57.82 | 116.8869 | 5844.3427
Wyoming | Wyoming_FALSE | Wyoming | STEP1 | -28.91 | 3.2489 | 162.4458
Wyoming | Wyoming_FALSE |  | STEP2 | -24.09 | 0 | 0
Wyoming | Wyoming_FALSE |  | STEP3 | -19.27 | 0 | 0
Wyoming | Wyoming_FALSE |  | STEP4 | -14.46 | 0 | 0
Wyoming | Wyoming_FALSE |  | STEP5 | -9.64 | 0 | 0
Wyoming | Wyoming_FALSE |  | STEP6 | -4.82 | 0 | 0
Wyoming | Wyoming_FALSE |  | STEP7 | 0 | 0 | 0
Wyoming | Wyoming_TRUE |  | STEP8 | 4.82 | 2643.1919 | 132159.5932
Wyoming | Wyoming_TRUE |  | STEP9 | 9.64 | 5413.0854 | 270654.2721
Wyoming | Wyoming_TRUE |  | STEP10 | 14.46 | 1888.2177 | 94410.8869
Wyoming | Wyoming_TRUE |  | STEP11 | 19.27 | 1.9709 | 98.5425
Wyoming | Wyoming_TRUE |  | STEP12 | 24.09 | 1510.3954 | 75519.7675
Wyoming | Wyoming_FALSE |  | STEP13 | 28.91 | 0 | 0
Wyoming | Wyoming_TRUE |  | STEP14 | 33.73 | 1134.6007 | 56730.033
Wyoming | Wyoming_FALSE |  | STEP15 | 38.55 | 0 | 0
Wyoming | Wyoming_FALSE |  | STEP16 | 43.37 | 0 | 0
Wyoming | Wyoming_TRUE |  | STEP17 | 48.18 | 0.33532 | 16.7662
Wyoming | Wyoming_FALSE |  | STEP18 | 53 | 0 | 0
Wyoming | Wyoming_TRUE |  | STEP19 | 57.82 | 1.3413 | 67.0646
Note: The curves for each region are applicable in each model run year 2023 - 2050.

## raw data -- CCS Costs (hidden)
| RegionName | CapacityType | CDRG for UltPar | Plant Name | Oris Code | Unit Name | Capital Costs ($/KW) | CCR | VOM Incremental ($/MWh) | Incremental FOM ($/KW-yr) | Capacity Penalty (%) | Heat Rate Penalty (%) | Transport ($/Ton) | Storage ($/Ton) | UniqueID Final | ORIS Plant Code | Boiler/ Generator/ Committed Unit | Unit ID | CAMD Database UnitID | PlantType | State Name | FIPS5 | Capacity (MW) | Plant Capacity (MW) | Above Capacity Threshold? | Heat Rate (Btu/kWh) | On Line Year | Retirement Year | Shortest distance to the boundary of an EOR resource (Miles) | CO2 transportation cost to the EOR boundary (2019$/metric ton) | Shortest distance to the boundary of a deep saline formation (Miles) | CO2 transportation cost to the saline formation boundary (2019$/metric ton) | CO2 storage region with deep saline formation that is closest to the generating unit | CO2 STORAGE cost to the saline formation boundary (2019$/metric ton) | CO2 storage region with EOR that is closest to the generating unit | CO2 STORAGE cost to eor (2019$/metric ton) | Plant Name | UniqueID Final | ORIS Plant Code | Boiler/ Generator/ Committed Unit | Unit ID | CAMD Database UnitID | PlantType | Combustion Turbine/IC Engine | Region Name | State Name | State Code | County | County Code | FIPS5 | Capacity (MW) | Heat Rate (Btu/kWh) | On Line Year | Retirement Year | Firing | Bottom | Cogen? | Modeled Fuels | Wet/Dry Scrubber | Scrubber Online Year | Scrubber Efficiency | NOx Comb Control | NOx Post-Comb Control | SCR Online Year | SNCR Online Year | PM Control | Flue Gas Conditioning Flag | Mercury Controls | ACI Online Year | Mercury Controls Efficiency | SO2 Permit Rate (lbs/mmBtu) | Mode 1 NOx Rate (lbs/mmBtu) | Mode 2 NOx Rate (lbs/mmBtu) | Mode 3 NOx Rate (lbs/mmBtu) | Mode 4 NOx Rate (lbs/mmBtu) | Hg EMF for BIT | Hg EMF for SUB | Hg EMF for LIG | HCL Removal | DSI Unit | DSI Online Year | CCS | CCS Removal | C2G | C2G Online Year | BART Affected Unit | Owner Name | Owner Percent | Holding Company | Holding Company Percent | NEEDS Source Sheet | EIA PID_GID | EIA PID_GID Share | PID+UID dups flag (has B/G distinction) | State | Latitude | Longitude | Utility Type | Regulatory Status | NG pipeline | NG LDC | Average Annual Heat Input (mmBtu) | Average Annual Gross Generation (MWh) | Average Annual Heat Input Based Capacity Factor (%) | Capacity Factor Bin | Average Ozone Season Heat Input (mmBtu) | Average Annual SO2 (short tons) | Average Annual NOx (short tons) | Average Annual CO2 (short tons) | Average Annual Hg (pounds) | Average Ozone Season NOx (short tons) | PM (short tons) | HCl (short tons) | 2021 Annual SO2 Rate (lbs/mmBtu) | 2021 Annual NOx Rate (lbs/mmBtu) | 2021 Annual CO2 Rate (lbs/mmBtu) | 2021 Annual Hg Rate (lbs/mmBtu) | 2021 Ozone Season NOx Rate (lbs/mmBtu) | Average Annual SO2 Rate (lbs/mmBtu) | Average Annual NOx Rate (lbs/mmBtu) | Average Annual CO2 Rate (lbs/mmBtu) | Average Annual Hg Rate (lbs/mmBtu) | Average Ozone Season NOx Rate (lbs/mmBtu) | PM Rate (lbs/mmBtu) | HCl Rate (lbs/mmBtu) | Net Generation 2019 (MWh) | Coal Consumed 2019 (Short Tons) | NG Consumed 2019 (Mcf) | Oil Consumed 2019 (Barrels) | Other Fuel Consumed 2019 | NG onsite | NG onsite type | Final Max Unit NG Capacity Factor (%) | Final Max Plant NG Capacity Factor (%) | Max Unit NG Capacity Factor Source | Max Plant NG Capacity Factor Source | Lignite | ESP | SNCR | FF | SCR | FGD | Lacking At Least 1 Advanced Control (FF, SCR, FGD) | Fully Controlled (FF, SCR, FGD) | Indian Country Flag | Drop Rows Small Flag | Drop Rows C2G Flag | Drop Rows Retire Flag | Drop Rows Flag | Capacity Bin | Age | Age Bin | Market Risk Category (0 = Highest Risk; 6 = Lowest Risk) | Market Risk Category | High Emitting Mercury | High Emitting SO2 | High Emitting OS NOx | High Emitting PM | High Emitting Multiple Pollutants | High Emitting Category | High Emitting | EJ Score, Proximity, Cumulative Impact (Percentile) | EJ Score, Proximity, Combined Demographic Indicator (Percentile) | EJ Score, Transport, Cumulative Impact (Percentile) | EJ Score, Transport, Combined Demographic Indicator (Percentile) | EJ Score | High Impact | RGGI/AB32 | Holding Company CO2 Targets List | Holding Company 2030 Target | Holding Company 2040 Target | Holding Company CO2 Target | Holding Company CO2 Target or Goal | Effluent Limitations Guidelines (likely cost pathway) | Effluent Limitations Guidelines (notice of planned participation) | Effluent Limitations Guidelines (planned retirement year) | ELG flag | Coal Combustion Residuals (demonstration) | Coal Combustion Residuals (indicated retirement pathway) | CCR flag | Linked 2023 | Linked 2026 | CSAPR SCR requirement | CSAPR flag | MATS flag | CSAPR Cleanup Obligation | MATS Cleanup Obligation | ELG/CCR/ CSAPR/MATS Policy Flag | (Significant) Cleanup Obligation | PM NAAQS County-level Concentrations | Regional Haze Reports | Regional Haze State SIP | Nearest Class 1 Area Name | Class 1 Area Distance (km) | Regional Haze Avg SO2 Q/d (st/km) | Regional Haze Avg NOx Q/d (st/km) | Regional Haze Flag | 2019 Annual Heat Input (mmBtu) | 2019 Annual Gross Generation (MWh) | 2019 Annual Heat Input Based Capacity Factor (%) | 2019 Annual CO2 (short tons) | 2019 Annual CO2 Rate (lbs/mmBtu) | Capacity Factor Source | Initial Capacity Factor Assumed (%) | Emission Rate Source | Initial CO2 Emission Rate Assumed (lbs/MMBtu) | Initial Gross Generation Assumed (MWh) | Initial Coal Heat Input Assumed (MMBtu) | Initial CO2 Emissions Assumed (short tons) | EGU Capacity Share at Plant (%) | Shortest distance to the boundary of an EOR resource (Miles) | CO2 transportation cost to the EOR boundary (2019$/metric ton) | Shortest distance to the boundary of a deep saline formation (Miles) | CO2 transportation cost to the saline formation boundary (2019$/metric ton) | [10 empty] | CO2 Capture Rate (tons/hour) | Net Power Reductions (MW) | CCS Net Capacity (MW) | CCS Capacity Factor (%) | CCS Net Generation (MWh) | CCS Gross Generation (MWh) | CCS Heat Input (mmBtu) | CCS CO2 Emissions Rate (lbs/MMBtu) | CCS CO2 Emissions (tons) | CCS CO2 Emissions Abated (tons) | CCS Capital Costs ($) | FGD | IRA - USDA Assistance for Rural Electric Cooperatives for CCS ($) | CCS Capital Costs ($/KW) | CCS Fixed O&M Costs ($/kW-yr) | Increased Fuel Cost ($/MWh) | Increased VOM Costs ($/MWh) | Transportation and Storage Costs ($/MWh) | Lost Revenue ($/MWh) | Subsidy ($/MWh) | Levelized Total Cost ($/MWh) | Levelized CO2 Cost ($/ton) | Capital Costs ($/KW) | CCR | VOM Incremental ($/MWh) | Incremental FOM ($/KW-yr) | Capacity Penalty (%) | Heat Rate Penalty (%) | Transport ($/Ton) | Storage ($/Ton) | Fuel CO2 Content (lb/MMBtu)
6257_2 | SERC_Southeastern | Coal + CCS | C477 | Scherer | 6257 | 2 | 2570.9195 | 10.58 | 3.52 | 29.7459 | 0.33871 | 0.51221 | 4.82 | 15.85 | 1001_B_1 | 1001 | B | 1 | 706 | Coal Steam | Indiana | 18165 | 500 | 995 | TRUE | 10203 | 1970 | 2021 | 103 | 12.9998 | 0 | 12.6212 | Indiana | 4.82 | Indiana | -28.91 | John B Rich Memorial Power Station | 10113_B_CFB1 | 10113 | B | CFB1 | 3527 | Coal Steam | 0 | PJM_WMAC | Pennsylvania | 42 | Schuylkill | 107 | 42107 | 40 | 13587 | 1988 | 0 | FBC | dry | Y | Waste Coal | Reagent Injection | 1988 | 0.893 | OFA | 0 | 0 | 0 | B | 0 | 0 | 0 | 0 | 4 | 0.09214 | 0.09214 | 0.09214 | 0.09214 | 0.01 | 0.01 | 0.01 | 0.98 | Yes | 1988 | 0 | 0 | 0 | 0 | 0 | Gilberton Power Co | 100 | Gilberton Power Co | 100 | needs_active | 10113_G_GEN1 | 0.5 | 0 | PA | 40.7903 | -76.1983 | Independent Power Producer | NR | 0 | 0 | 4041622.6 | 0 | 88.6% | 80%-100% | 1717612.2 | 367.2 | 181.6 | 488443.4 | 0 | 64.8 | 29 | 0 | 0.18299 | 0.088802 | 245.8141 | 0 | 0.074101 | 0.18171 | 0.089865 | 241.7066 | 0 | 0.075454 | 0.014097 | 0 | 312153.5 | 357072 | 0 | 1309 | 1 | 0 | 0 | 0 | 0 | 0 | 0 | 0 | 0 | 0 | 1 | 0 | 1 | 0 | 0 | 0 | 0 | 0 | 0 | 0 | 0-200 | 34 | 20-39 | 0 | 0-2 High | 0 | 0 | 0 | 0 | 0 | 0 | 0 | 79 | 73 | 57 | 16 | 0 | 0 | 0 | 0 | 0 | 0 | 0 | 0 | 0 | 0 | 0 | 0 | 0 | 0 | 0 | 1 | 1 | 0 | 0 | 1 | 0 | CO | 1 | CO | 0 | 0 | 0 | Brigantine Wilderness | 203.736 | 1.8023 | 0.89135 | 0 | 4167672 |  | 0.91 | 493464 | 236.8056 | 5-Year Average | 88.6% | 5-Year Average | 241.7066 | 310454.4 | 4218143.9328 | 509776.5843 | 50% | 122 | 73.5664 | 12 | 60.3004 | [10 empty] | 55.9078 | 18.416 | 21.584 | 100% | 189075.6189 | 350400 | 4760884.8 | 24.1707 | 57536.8605 | 452239.7238 | 88616554.8737 | 1 | 0 | 4105.6643 | 87.6735 | 4.3057 | 18.704 | 171.6651 | 11.792 | 203.3069 | 44.7977 | 18.7294 | 4105.6643 |  | 18.704 | 87.6735 | 46.04% | 85.32% |  |  | 228.6
889_1 | MISO_Illinois | Coal + CCS | C165 | Baldwin Energy Complex | 889 | 1 | 2617 | 12.66 | 4.59 | 33.66 | 0.28 | 0.38 | 4.82 | 10.69 | 1001_B_2 | 1001 | B | 2 | 707 | Coal Steam | Indiana | 18165 | 495 | 995 | TRUE | 10254 | 1972 | 2021 | 103 | 12.9998 | 0 | 12.6212 | Indiana | 4.82 | Indiana | -28.91 | John B Rich Memorial Power Station | 10113_B_CFB2 | 10113 | B | CFB2 | 3528 | Coal Steam | 0 | PJM_WMAC | Pennsylvania | 42 | Schuylkill | 107 | 42107 | 40 | 13587 | 1988 | 0 | FBC | dry | Y | Waste Coal | Reagent Injection | 1988 | 0.893 | OFA | 0 | 0 | 0 | B | 0 | 0 | 0 | 0 | 4 | 0.09146 | 0.09146 | 0.09146 | 0.09146 | 0.01 | 0.01 | 0.01 | 0.98 | Yes | 1988 | 0 | 0 | 0 | 0 | 0 | Gilberton Power Co | 100 | Gilberton Power Co | 100 | needs_active | 10113_G_GEN1 | 0.5 | 0 | PA | 40.7903 | -76.1983 | Independent Power Producer | NR | 0 | 0 | 3959347 | 0 | 87% | 80%-100% | 1685016.6 | 359.4 | 178.2 | 478515.8 | 0 | 63.2 | 28 | 0 | 0.18349 | 0.088714 | 245.6172 | 0 | 0.074002 | 0.18155 | 0.090015 | 241.7145 | 0 | 0.075014 | 0.013879 | 0 | 312153.5 | 357948 | 0 | 972 | 1 | 0 | 0 | 0 | 0 | 0 | 0 | 0 | 0 | 0 | 1 | 0 | 1 | 0 | 0 | 0 | 0 | 0 | 0 | 0 | 0-200 | 34 | 20-39 | 0 | 0-2 High | 0 | 0 | 0 | 0 | 0 | 0 | 0 | 79 | 73 | 57 | 16 | 0 | 0 | 0 | 0 | 0 | 0 | 0 | 0 | 0 | 0 | 0 | 0 | 0 | 0 | 0 | 1 | 1 | 0 | 0 | 1 | 0 | CO | 1 | CO | 0 | 0 | 0 | Brigantine Wilderness | 203.736 | 1.764 | 0.87466 | 0 | 4047985 |  | 0.89 | 479533 | 236.9243 | 5-Year Average | 87% | 5-Year Average | 241.7145 | 304848 | 4141969.776 | 500587.0869 | 50% | 122 | 73.5664 | 12 | 60.3004 | [10 empty] | 55.9078 | 18.416 | 21.584 | 100% | 189075.6189 | 350400 | 4760884.8 | 24.1715 | 57538.7456 | 443048.3413 | 88616554.8737 | 1 | 0 | 4105.6643 | 87.6735 | 4.9101 | 18.704 | 168.4338 | 11.2474 | 199.1749 | 46.3029 | 19.7602 | 4105.6643 |  | 18.704 | 87.6735 | 46.04% | 85.32% |  |  | 228.6
1001_1 | MISO_Indiana (including parts of Kentucky) | Coal + CCS | C180 | Cayuga | 1001 | 1 | 2714 | 10.58 | 4.59 | 36.07 | 0.3 | 0.44 | 4.82 | 10.69 | 10043_B_B01 | 10043 | B | B01 | 3524 | Coal Steam | New Jersey | 34015 | 219 | 219 | FALSE | 11837 | 1994 | 2021 | 999 | 39.1473 | 63 | 19.3799 | Delaware | 4.82 | New York |  | F B Culley | 1012_B_3 | 1012 | B | 3 | 728 | Coal Steam | 0 | MIS_INKY | Indiana | 18 | Warrick | 173 | 18173 | 270 | 10808 | 1973 | 0 | wall | dry | N | Bituminous | Wet Scrubber | 1995 | 0.95 | LNB | SCR | 2003 | 0 | B | 0 | ACI | 2015 | 0 | 0.25 | 0.10566 | 0.10566 | 0.10566 | 0.10566 | 0.05 | 0.1 | 0.1 | 0.99 | Yes | 2016 | 0 | 0 | 0 | 0 | 0 | Southern Indiana Gas & Electric Co | 100 | CenterPoint Energy Inc | 100 | needs_active | 1012_G_3 | 1 | 0 | IN | 37.9111 | -87.3275 | Investor-Owned Utility | RE | TEXAS GAS TRANSMISSION LLC | 0 | 18410264.6 | 1581949.2 | 55.6% | 40%-60% | 8685604.6 | 1233.6 | 1027 | 1886531.2 | 8 | 514.4 | 73 | 4 | 0.11513 | 0.116 | 205.107 | 2.6028e-07 | 0.12745 | 0.13401 | 0.11157 | 204.9434 | 4.3454e-07 | 0.11845 | 0.0069904 | 0.00038303 | 1258587 | 591268 | 271339 | 0 | 1 | 1 | Energy Source | 0.5 | 0.29 | CAMD | CAMD | 0 | 0 | 0 | 1 | 1 | 1 | 0 | 1 | 0 | 0 | 0 | 0 | 0 | 200-400 | 49 | 40-59 | 4 | 3-4 Moderate | 0 | 0 | 0 | 0 | 0 | 0 | 0 | 43 | 6 | 61 | 7 | 0 | 0 | 0 | 70% below 2005 by 2035 | 0 | 1 | 1 | 1 | BATW | 0 | 0 | 1 | F1 | 0 | 1 | 1 | 1 | 0 | 1 | 0 | CO | 0 | 1 | CO | 0 | NPS | 0 | Mammoth Cave NP | 119.168 | 10.3518 | 8.6181 | 1 | 16199722 | 1361022 | 0.49 | 1658596 | 204.7685 | 5-Year Average | 55.6% | 5-Year Average | 204.9434 | 1315051.2 | 14213073.3696 | 1456437.8591 | 75% | 16 | 17.9365 | 0 | 17.9365 | [10 empty] | 269.7255 | 88.8476 | 181.1524 | 82.87% | 1315051.2 | 1960028.1465 | 21183984.2074 | 20.4943 | 217075.8977 | 1239361.9614 | 427528044.8361 | 0 | 0 | 2360.0461 | 27.4482 | 7.9513 | 13.3684 | 27.6963 | 4.0438e-15 | 80.1077 | 5.9701 | 6.3347 | 2360.0461 |  | 13.3684 | 27.4482 | 32.91% | 49.05% |  |  | 205.4
1001_2 | MISO_Indiana (including parts of Kentucky) | Coal + CCS | C180 | Cayuga | 1001 | 2 | 2749 | 10.58 | 4.59 | 36.58 | 0.31 | 0.45 | 4.82 | 10.69 | 10113_B_CFB1 | 10113 | B | CFB1 | 3527 | Coal Steam | Pennsylvania | 42107 | 40 | 80 | FALSE | 13587 | 1988 | 9999 | 999 | 73.5664 | 12 | 60.3004 | Pennsylvania | 9.64 | New York |  | Colver Power Project | 10143_B_ABB01 | 10143 | B | ABB01 | 3529 | Coal Steam | 0 | PJM_PENE | Pennsylvania | 42 | Cambria | 21 | 42021 | 110 | 11032 | 1995 | 0 | FBC | dry | N | Waste Coal | Reagent Injection | 1995 | 0.893 | NH3 | SNCR | 0 | 1995 | B | 0 | 0 | 0 | 0 | 0.54 | 0.15758 | 0.15758 | 0.15758 | 0.15758 | 0.01 | 0.01 | 0.01 | 0.98 | Yes | 2016 | 0 | 0 | 0 | 0 | 0 | Inter Power/Ahlcon Partners L P | 100 | UBS AG | 100 | needs_active | 10143_G_COLV | 1 | 0 | PA | 40.55 | -78.8 | Independent Power Producer | NR | 0 | 0 | 9074811.4 | 809784.6 | 74% | 60%-80% | 3402969.2 | 2302.6 | 694.4 | 572283.5 | 0 | 255.6 | 73 | 0 | 0.54197 | 0.14281 | 210.4343 | 0 | 0.12893 | 0.50747 | 0.15304 | 126.1257 | 0 | 0.15022 | 0.014234 | 0 | 766678 | 653134 | 0 | 0 | 1 | 0 | 0 | 0.22 | 0.22 | CAMD | CAMD | 0 | 0 | 1 | 1 | 0 | 1 | 0 | 0 | 0 | 0 | 0 | 0 | 0 | 0-200 | 27 | 20-39 | 2 | 0-2 High | 0 | 0 | 0 | 0 | 0 | 0 | 0 | 43 | 15 | 32 | 9 | 0 | 0 | 0 | 0 | 0 | 0 | 0 | 0 | 0 | 0 | 0 | 0 | 0 | 0 | 0 | 1 | 1 | 0 | 1 | 1 | SCO | CO | 1 | SCO | 9 ug/m3 | NPCA | 0 | Dolly Sods Wilderness | 175.2184 | 13.1413 | 3.9631 | 1 | 9721258 | 875826 | 0.79 |  |  | 5-Year Average | 74% | Floor Used | 190 | 713064 | 7866522.048 | 747319.5946 | 100% | 45 | 32.6975 | 0 | 32.6975 | [10 empty] | 124.8348 | 41.1206 | 68.8794 | 100% | 603383.6849 | 963600 | 10630435.2 | 19 | 100989.1344 | 646330.4602 | 197869216.2919 | 1 | 0 | 2872.6901 | 42.6831 | 6.871 | 15.1867 | 48.9036 | 3.8747 | 91.05 | 17.2957 | 16.1464 | 2872.6901 |  | 15.1867 | 42.6831 | 37.38% | 59.7% |  |  | 228.6
1082_3 | MISO_Iowa-MidAmerican | Coal + CCS | C196 | Walter Scott Jr Energy Center | 1082 | 3 | 2306.6783 | 10.58 | 3.52 | 27.9854 | 0.31485 | 0.45953 | 4.82 | 41.73 | 10113_B_CFB2 | 10113 | B | CFB2 | 3528 | Coal Steam | Pennsylvania | 42107 | 40 | 80 | FALSE | 13587 | 1988 | 9999 | 999 | 73.5664 | 12 | 60.3004 | Pennsylvania | 9.64 | New York |  | Grant Town Power Plant | 10151_B_BLR1A | 10151 | B | BLR1A | 10068 | Coal Steam | 0 | PJM_AP | West Virginia | 54 | Marion | 49 | 54049 | 40 | 13650 | 1993 | 0 | FBC | dry | N | Waste Coal | Reagent Injection | 1992 | 0.92 | CF + CM + NH3 | SNCR | 0 | 2003 | B | 0 | 0 | 0 | 0 | 0.83 | 0.32225 | 0.16112 | 0.32225 | 0.16112 | 0.01 | 0.01 | 0.01 | 0.98 | Yes | 1992 | 0 | 0 | 0 | 0 | 0 | American Bituminous Power LP | 100 | NRG Energy Inc | 100 | needs_active | 10151_G_GEN1 | 0.5 | 0 | WV | 39.5618 | -80.1631 | Independent Power Producer | NR | DOMINION TRANSMISSION INCORPORATED | 0 | 4385826.8 | 0 | 57.6% | 40%-60% | 1816679.2 | 840.2 | 715.8 | 449986.6 | 0 | 283.6 | 17 | 0 | 0.44164 | 0.34204 | 205.1994 | 0 | 0.32524 | 0.38314 | 0.32642 | 205.2004 | 0 | 0.31222 | 0.0073772 | 0 | 299008 | 269533 | 200439 | 0 | 1 | 1 | Cofire Source | 0.22575 | 0.22575 | EIA-923 | EIA-923 | 0 | 0 | 1 | 1 | 0 | 1 | 0 | 0 | 0 | 0 | 0 | 0 | 0 | 0-200 | 29 | 20-39 | 6 | 5-6 Low | 0 | 0 | 1 | 0 | 0 | OS NOx | 1 | 57 | 48 | 43 | 21 | 0 | 0 | 0 | 50% below 2014 by 2025; net-zero by 2050 | 1 | 1 | 1 | 1 | 0 | 0 | 0 | 0 | 0 | 0 | 0 | 1 | 1 | 0 | 1 | 0 | SCO | 0 | 1 | SCO | 0 | NPCA | 0 | Otter Creek Wilderness | 71.5174 | 11.7482 | 10.0087 | 1 | 4510446 |  | 0.59 | 462773 | 205.2006 | 5-Year Average | 57.6% | 5-Year Average | 205.2004 | 201830.4 | 2754984.96 | 282661.9408 | 50% | 21 | 60.0764 | 0 | 60.0764 | [10 empty] | 56.167 | 18.5014 | 21.4986 | 100% | 188327.5924 | 350400 | 4782960 | 20.52 | 49073.2536 | 233588.6872 | 89027450.8005 | 1 | 0 | 4141.0845 | 87.6735 | 16.1525 | 18.7907 | 94.8768 | 1.3118 | 105.4282 | 78.2826 | 63.1143 | 4141.0845 |  | 18.7907 | 87.6735 | 46.25% | 86.06% |  |  | 228.6
1082_4 | MISO_Iowa-MidAmerican | Coal + CCS | C196 | Walter Scott Jr Energy Center | 1082 | 4 | 2324.1658 | 10.58 | 3.52 | 27.4472 | 0.31651 | 0.46308 | 4.82 | 41.73 | 1012_B_2 | 1012 | B | 2 | 727 | Coal Steam | Indiana | 18173 | 90 | 360 | FALSE | 11727 | 1955 | 2021 | 16 | 36.1976 | 0 | 36.1976 | Kentucky | 4.82 | Indiana | -28.91 | Grant Town Power Plant | 10151_B_BLR1B | 10151 | B | BLR1B | 10069 | Coal Steam | 0 | PJM_AP | West Virginia | 54 | Marion | 49 | 54049 | 40 | 13650 | 1993 | 0 | FBC | dry | N | Waste Coal | Reagent Injection | 1992 | 0.92 | CF + CM + NH3 | SNCR | 0 | 2003 | B | 0 | 0 | 0 | 0 | 0.83 | 0.31997 | 0.15998 | 0.31997 | 0.15998 | 0.01 | 0.01 | 0.01 | 0.98 | Yes | 1992 | 0 | 0 | 0 | 0 | 0 | American Bituminous Power LP | 100 | NRG Energy Inc | 100 | needs_active | 10151_G_GEN1 | 0.5 | 0 | WV | 39.5618 | -80.1631 | Independent Power Producer | NR | DOMINION TRANSMISSION INCORPORATED | 0 | 4392207.6 | 0 | 57.8% | 40%-60% | 1813432 | 845.6 | 712.8 | 450641.8 | 0 | 281.4 | 17 | 0 | 0.44259 | 0.34083 | 205.1999 | 0 | 0.32407 | 0.38505 | 0.32457 | 205.2006 | 0 | 0.31035 | 0.0071011 | 0 | 299008 | 270881 | 180888 | 0 | 1 | 1 | Cofire Source | 0.22575 | 0.22575 | EIA-923 | EIA-923 | 0 | 0 | 1 | 1 | 0 | 1 | 0 | 0 | 0 | 0 | 0 | 0 | 0 | 0-200 | 29 | 20-39 | 6 | 5-6 Low | 0 | 0 | 1 | 0 | 0 | OS NOx | 1 | 57 | 48 | 43 | 21 | 0 | 0 | 0 | 50% below 2014 by 2025; net-zero by 2050 | 1 | 1 | 1 | 1 | 0 | 0 | 0 | 0 | 0 | 0 | 0 | 1 | 1 | 0 | 1 | 0 | SCO | 0 | 1 | SCO | 0 | NPCA | 0 | Otter Creek Wilderness | 71.5174 | 11.8237 | 9.9668 | 1 | 4406082 |  | 0.58 | 452066 | 205.2009 | 5-Year Average | 57.8% | 5-Year Average | 205.2006 | 202531.2 | 2764550.88 | 283643.7387 | 50% | 21 | 60.0764 | 0 | 60.0764 | [10 empty] | 56.167 | 18.5014 | 21.4986 | 100% | 188327.5924 | 350400 | 4782960 | 20.5201 | 49073.3112 | 234570.4275 | 89027450.8005 | 1 | 0 | 4141.0845 | 87.6735 | 16.0763 | 18.7907 | 95.222 | 1.3799 | 105.8713 | 78.1085 | 62.7104 | 4141.0845 |  | 18.7907 | 87.6735 | 46.25% | 86.06% |  |  | 228.6
1091_3 | MISO_Iowa-MidAmerican | Coal + CCS | C197 | George Neal North | 1091 | 3 | 2493.4493 | 10.58 | 4.59 | 32.0699 | 0.33194 | 0.49688 | 4.82 | 41.73 | 1012_B_3 | 1012 | B | 3 | 728 | Coal Steam | Indiana | 18173 | 270 | 360 | TRUE | 10808 | 1973 | 9999 | 16 | 36.1976 | 0 | 36.1976 | Kentucky | 4.82 | Indiana | -28.91 | Crawfordsville Power Plant | 1024_B_5 | 1024 | B | 5 | 0 | Coal Steam | 0 | MIS_INKY | Indiana | 18 | Montgomery | 107 | 18107 | 10.6 | 14500 | 1956 | 0 | stoker/SPR | dry | N | Bituminous | 0 | 0 | 0 | 0 | 0 | 0 | 0 | C | 0 | 0 | 0 | 0 | 6 | 0.47486 | 0.47486 | 0.47486 | 0.47486 | 1 | 0.1 | 1 | 0 | 0 | 0 | 0 | 0 | 0 | 0 | 0 | Crawfordsville Energy LLC | 100 | Sterling Energy Group LLC | 100 | needs_active | 1024_G_4 | 1 | 0 | IN | 40.0489 | -86.8992 | Independent Power Producer | NR | 0 | Other - See pipeline notes. | 0 | 0 | 0% | 0 | 0 | 0 | 0 | 0 | 0 | 0 | 0 | 0 | 0 | 0 | 0 | 0 | 0 | 0 | 0 | 0 | 0 | 0 | 0 | 0 | 0 | 0 | 0 | 0 | 0 | 1 | Startup Source | 0 | 0 | 0 | 0 | 0 | 0 | 0 | 0 | 0 | 0 | 1 | 0 | 0 | 1 | 0 | 0 | 1 | 0-200 | 66 | 60+ | 4 | 3-4 Moderate | 0 | 0 | 0 | 0 | 0 | 0 | 0 | 84 | 57 | 0 | 0 | 1 | 0 | 0 | 0 | 0 | 0 | 0 | 0 | 0 | 0 | 0 | 0 | 0 | 0 | 0 | 1 | 1 | 0 | 0 | 0 | 0 | 0 | 0 | 0 | 0 | 0 | 0 | Mammoth Cave NP | 313.6326 | 0 | 0 | 0 | [5 empty] | Fleet Average | 43.44% | Fleet Average | 206.2677 | 40334.1051 | 584844.5236 | 60317.2616 | 45.69% | 114 | 74.9613 | 0 | 65.7555 | [9 empty] | 1 | 14.2065 | 4.6796 | 5.9204 | 77.77% | 40334.1051 | 72215.1921 | 1047120.2859 | 20.6268 | 10799.3536 | 49517.908 | 22517977.2498 | 1 | 0 | 3803.467 | 283.7637 | 17.1917 | 17.935 | 101.1454 | 0 | 104.3539 | 95.5628 | 77.8393 | 3803.467 |  | 17.935 | 283.7637 | 44.15% | 79.04% |  |  | 205.4
1241_1 | SPP North- (Kansas, Missouri) | Coal + CCS | C206 | La Cygne | 1241 | 1 | 2379 | 10.58 | 3.52 | 29.3 | 0.22 | 0.28 | 4.82 | 31.18 | 10143_B_ABB01 | 10143 | B | ABB01 | 3529 | Coal Steam | Pennsylvania | 42021 | 110 | 110 | FALSE | 11032 | 1995 | 9999 | 999 | 32.6975 | 0 | 32.6975 | Pennsylvania | 9.64 | Pennsylvania |  | Crawfordsville Power Plant | 1024_B_6 | 1024 | B | 6 | 0 | Coal Steam | 0 | MIS_INKY | Indiana | 18 | Montgomery | 107 | 18107 | 12.6 | 14500 | 1965 | 0 | stoker/SPR | dry | N | Bituminous | 0 | 0 | 0 | 0 | 0 | 0 | 0 | ESPC + C | No | 0 | 0 | 0 | 6 | 0.47486 | 0.47486 | 0.47486 | 0.47486 | 0.64 | 0.1 | 1 | 0 | 0 | 0 | 0 | 0 | 0 | 0 | 0 | Crawfordsville Energy LLC | 100 | Sterling Energy Group LLC | 100 | needs_active | 1024_G_5 | 1 | 0 | IN | 40.0489 | -86.8992 | Independent Power Producer | NR | 0 | Other - See pipeline notes. | 0 | 0 | 0% | 0 | 0 | 0 | 0 | 0 | 0 | 0 | 0 | 0 | 0 | 0 | 0 | 0 | 0 | 0 | 0 | 0 | 0 | 0 | 0 | 0 | 0 | 0 | 0 | 0 | 0 | 1 | 0 | 0 | 0 | 0 | 0 | 0 | 1 | 0 | 0 | 0 | 0 | 1 | 0 | 0 | 1 | 0 | 0 | 1 | 0-200 | 57 | 40-59 | 4 | 3-4 Moderate | 0 | 0 | 0 | 0 | 0 | 0 | 0 | 84 | 57 | 0 | 0 | 1 | 0 | 0 | 0 | 0 | 0 | 0 | 0 | 0 | 0 | 0 | 0 | 0 | 0 | 0 | 1 | 1 | 0 | 0 | 0 | 0 | 0 | 0 | 0 | 0 | 0 | 0 | Mammoth Cave NP | 313.6326 | 0 | 0 | 0 | [5 empty] | Fleet Average | 43.44% | Fleet Average | 206.2677 | 47944.3136 | 695192.547 | 71697.877 | 54.31% | 114 | 74.9613 | 0 | 65.7555 | [9 empty] | 1 | 16.887 | 5.5626 | 7.0374 | 77.77% | 47944.3136 | 85840.7001 | 1244690.1511 | 20.6268 | 12836.9675 | 58860.9095 | 26766652.2026 | 1 | 0 | 3803.467 | 241.4162 | 17.1917 | 17.935 | 101.1454 | 2.8854e-15 | 104.3539 | 95.5628 | 77.8393 | 3803.467 |  | 17.935 | 241.4162 | 44.15% | 79.04% |  |  | 205.4
1241_2 | SPP North- (Kansas, Missouri) | Coal + CCS | C206 | La Cygne | 1241 | 2 | 2479.5024 | 10.58 | 4.59 | 30.1893 | 0.33063 | 0.49393 | 4.82 | 31.18 | 10151_B_BLR1A | 10151 | B | BLR1A | 10068 | Coal Steam | West Virginia | 54049 | 40 | 80 | FALSE | 13650 | 1993 | 9999 | 999 | 60.0764 | 0 | 60.0764 | West Virginia | 9.64 | West Virginia |  | Foster Wheeler Mt Carmel Cogen | 10343_B_SG-101 | 10343 | B | SG-101 | 3542 | Coal Steam | 0 | PJM_WMAC | Pennsylvania | 42 | Northumberland | 97 | 42097 | 43 | 14500 | 1990 | 0 | FBC | dry | Y | Waste Coal | Dry Scrubber | 1990 | 0.91 | CF | 0 | 0 | 0 | B | 0 | 0 | 0 | 0 | 0.24 | 0.06934 | 0.06934 | 0.06934 | 0.06934 | 0.01 | 0.01 | 0.01 | 0.99 | Yes | 1990 | 0 | 0 | 0 | 0 | 0 | Mt Carmel Cogeneration Inc | 100 | Foster Wheeler Ag | 100 | needs_active | 10343_G_TG1 | 1 | 0 | PA | 40.8112 | -76.453 | Independent Power Producer | NR | 0 | UGI CENTRAL PENN GAS INC | 2892787.75 | 176025 | 53% | 40%-60% | 1178262.5 | 289.25 | 92.25 | 340494.25 | 0 | 36 | 23 | 0 | 0 | 0 | 0 | 0 | 0 | 0.19998 | 0.063779 | 235.4091 | 0 | 0.061107 | 0.0094856 | 0 | 81195 | 196075 | 73602 | 0 | 1 | 1 | Cofire Source | 0.08295 | 0.08295 | EIA-923 | EIA-923 | 0 | 0 | 0 | 1 | 0 | 1 | 0 | 0 | 0 | 0 | 0 | 0 | 0 | 0-200 | 32 | 20-39 | 0 | 0-2 High | 0 | 0 | 0 | 1 | 0 | PM | 1 | 76 | 46 | 46 | 1 | 0 | 0 | 0 | 0 | 0 | 0 | 0 | 0 | 0 | 0 | 0 | 0 | 0 | 0 | 0 | 1 | 1 | 0 | 0 | 0 | 0 | 0 | 0 | 0 | 0 | 0 | 0 | Brigantine Wilderness | 221.5589 | 1.3055 | 0.41637 | 0 | 1465517 | 79270 | 0.27 | 172496 | 235.4063 | 5-Year Average | 53% | 5-Year Average | 235.4091 | 199640.4 | 2894785.8 | 340729.4296 | 100% | 112 | 60.5335 | 8 | 54.0478 | [10 empty] | 64.1394 | 21.1275 | 21.8725 | 100% | 191602.8093 | 376680 | 5461860 | 23.5409 | 64288.5716 | 276440.8579 | 101664131.0881 | 0 | 0 | 4648.0414 | 82.741 | 20.0968 | 19.9608 | 99.489 | 0.72638 | 122.6364 | 77.3985 | 53.6453 | 4648.0414 |  | 19.9608 | 82.741 | 49.13% | 96.59% |  |  | 228.6
130_1 | SERC_VACAR | Coal + CCS | C117 | Cross | 130 | 1 | 2409.4533 | 10.58 | 4.59 | 30.301 | 0.32436 | 0.48009 | 4.82 | 25.38 | 10151_B_BLR1B | 10151 | B | BLR1B | 10069 | Coal Steam | West Virginia | 54049 | 40 | 80 | FALSE | 13650 | 1993 | 9999 | 999 | 60.0764 | 0 | 60.0764 | West Virginia | 9.64 | West Virginia |  | Whitewater Valley | 1040_B_1 | 1040 | B | 1 | 729 | Coal Steam | 0 | PJM_West | Indiana | 18 | Wayne | 177 | 18177 | 35 | 13048 | 1955 | 0 | wall | dry | N | Bituminous | 0 | 0 | 0.0581 | LA + LNB + NH3 + OFA | SNCR | 0 | 2004 | ESPC + B | No | ACI | 2016 | 0 | 6 | 0.37288 | 0.27966 | 0.37288 | 0.27966 | 0.1 | 0.1 | 0.1 | 0.98 | Yes | 2016 | 0 | 0 | 0 | 0 | 0 | Richmond Power & Light | 100 | Richmond Power & Light | 100 | needs_active | 1040_G_1 | 1 | 0 | IN | 39.8028 | -84.8953 | Municipally-Owned Utility | RE | 0 | 0 | 149389.6 | 13339.2 | 3.8% | 0%-20% | 106492.8 | 210.4 | 25.6 | 15327.2 | 0 | 17.6 | 0 | 0 | 2.5727 | 0.32566 | 205.1958 | 0 | 0.31669 | 2.8168 | 0.34273 | 205.1977 | 0 | 0.33054 | 0 | 0 | 12098 | 8029 | 0 | 472 | 1 | 0 | 0 | 0 | 0 | 0 | 0 | 0 | 1 | 1 | 1 | 0 | 0 | 0 | 0 | 0 | 0 | 0 | 0 | 0 | 0-200 | 67 | 60+ | 0 | 0-2 High | 0 | 1 | 1 | 0 | 1 | Multiple | 1 | 95 | 76 | 78 | 32 | 1 | 1 | 0 | 0 | 0 | 0 | 0 | 0 | BATW | Low utilization electric generating units (LUEGU) | 0 | 1 | 0 | 0 | 0 | 1 | 1 | 0 | 1 | 0 | SCO | 0 | 1 | SCO | 0 | M-VU | 0 | Mammoth Cave NP | 298.1983 | 0.70557 | 0.085849 | 0 | 165490 | 14950 | 0.04 | 16980 | 205.2088 | Floor Used | 20% | 5-Year Average | 205.1977 | 61320 | 800103.36 | 82089.6784 | 35% | 138 | 90.7426 | 0 | 65.7555 | [10 empty] | 42.2109 | 13.9043 | 21.0957 | 33.18% | 61320 | 101736.2818 | 1327455.0053 | 20.5198 | 13619.5347 | 68470.1437 | 66906375.0842 | 1 | 16726593.7711 | 3171.5618 | 97.7734 | 12.9 | 16.139 | 91.8757 | 0 | 94.9113 | 150.3891 | 134.6844 | 3171.5618 |  | 16.139 | 97.7734 | 39.73% | 65.91% |  |  | 205.4
130_2 | SERC_VACAR | Coal + CCS | C117 | Cross | 130 | 2 | 2377.6085 | 10.58 | 4.59 | 30.0809 | 0.32147 | 0.47377 | 4.82 | 25.38 | 1024_B_5 | 1024 | B | 5 |  | Coal Steam | Indiana | 18107 | 10.6 | 23.2 | FALSE | 14500 | 1956 | 9999 | 114 | 74.9613 | 0 | 65.7555 | Indiana | 4.82 | Indiana | -28.91 | Whitewater Valley | 1040_B_2 | 1040 | B | 2 | 730 | Coal Steam | 0 | PJM_West | Indiana | 18 | Wayne | 177 | 18177 | 65 | 12947 | 1973 | 0 | tangential | dry | N | Bituminous | 0 | 0 | 0.078 | LNC2 + NH3 + OFA | SNCR | 0 | 2003 | ESPC + B | No | ACI | 2016 | 0 | 6 | 0.39657 | 0.29743 | 0.1469 | 0.11018 | 0.1 | 0.1 | 0.1 | 0.98 | Yes | 2016 | 0 | 0 | 0 | 0 | 0 | Richmond Power & Light | 100 | Richmond Power & Light | 100 | needs_active | 1040_G_2 | 1 | 0 | IN | 39.8028 | -84.8953 | Municipally-Owned Utility | RE | 0 | 0 | 339423.8 | 30068.6 | 5.2% | 0%-20% | 258530.2 | 461.6 | 63.4 | 34824 | 0 | 47.8 | 1 | 0 | 2.5589 | 0.35622 | 205.1949 | 0 | 0.3352 | 2.7199 | 0.37357 | 205.1948 | 0 | 0.36978 | 0.0059414 | 0 | 26495 | 16388 | 0 | 981 | 1 | 0 | 0 | 0 | 0 | 0 | 0 | 0 | 1 | 1 | 1 | 0 | 0 | 0 | 0 | 0 | 0 | 0 | 0 | 0 | 0-200 | 49 | 40-59 | 2 | 0-2 High | 0 | 1 | 1 | 0 | 1 | Multiple | 1 | 95 | 76 | 78 | 32 | 1 | 1 | 0 | 0 | 0 | 0 | 0 | 0 | BATW | Low utilization electric generating units (LUEGU) | 0 | 1 | 0 | 0 | 0 | 1 | 1 | 0 | 1 | 0 | SCO | 0 | 1 | SCO | 0 | M-VU | 0 | Mammoth Cave NP | 298.1983 | 1.548 | 0.21261 | 0 | 358395 | 32044 | 0.06 | 36769 | 205.187 | Floor Used | 20% | 5-Year Average | 205.1948 | 113880 | 1474404.36 | 151270.0566 | 65% | 138 | 59.1495 | 0 | 42.8619 | [10 empty] | 77.7849 | 25.6224 | 39.3776 | 33.01% | 113880 | 187979.7559 | 2433773.8991 | 20.5195 | 24969.8879 | 126300.1687 | 123292884.4793 | 1 | 30823221.1198 | 3131.0376 | 60.4815 | 12.6366 | 16.0141 | 63.2564 | 0 | 94.2704 | 121.0595 | 109.1547 | 3131.0376 |  | 16.0141 | 60.4815 | 39.42% | 65.07% |  |  | 205.4
130_3 | SERC_VACAR | Coal + CCS | C117 | Cross | 130 | 3 | 2154.1478 | 10.58 | 3.22 | 27.3591 | 0.30031 | 0.4292 | 4.82 | 25.38 | 1024_B_6 | 1024 | B | 6 |  | Coal Steam | Indiana | 18107 | 12.6 | 23.2 | FALSE | 14500 | 1965 | 9999 | 114 | 74.9613 | 0 | 65.7555 | Indiana | 4.82 | Indiana | -28.91 | Ebensburg Power | 10603_B_031 | 10603 | B | 31 | 3557 | Coal Steam | 0 | PJM_PENE | Pennsylvania | 42 | Cambria | 21 | 42021 | 50 | 14500 | 1991 | 0 | FBC | dry | Y | Waste Coal | Reagent Injection | 1991 | 0.9 | CF | 0 | 0 | 0 | B | 0 | 0 | 0 | 0 | 1 | 0.09405 | 0.09405 | 0.09405 | 0.09405 | 0.01 | 0.01 | 0.01 | 0.98 | Yes | 1991 | 0 | 0 | 0 | 0 | 0 | Ebensburg Power Co | 100 | McDermott International Inc | 100 | needs_active | 0 | 0 | 0 | PA | 40.455 | -78.7472 | Independent Power Producer | NR | DOMINION TRANSMISSION INCORPORATED | 0 | 4403948.4 | 311302 | 54.2% | 40%-60% | 1856401.8 | 1312 | 203.4 | 479640.8 | 0 | 75.8 | 12 | 0 | 0.5685 | 0.077877 | 212.518 | 0 | 0.074351 | 0.59583 | 0.092372 | 217.8231 | 0 | 0.081663 | 0.0058092 | 0 | 0 | 320736 | 7664 | 0 | 1 | 1 | 0 | 0.013276 | 0.013276 | EIA-923 | EIA-923 | 0 | 0 | 0 | 1 | 0 | 1 | 0 | 0 | 0 | 0 | 0 | 0 | 0 | 0-200 | 31 | 20-39 | 0 | 0-2 High | 0 | 0 | 0 | 0 | 0 | 0 | 0 | 68 | 8 | 33 | 4 | 0 | 0 | 0 | 0 | 0 | 0 | 0 | 0 | 0 | 0 | 0 | 0 | 0 | 0 | 0 | 1 | 1 | 0 | 0 | 0 | 0 | 0 | 0 | 0 | 9 ug/m3 | NPCA | 0 | Dolly Sods Wilderness | 166.3188 | 7.8885 | 1.223 | 0 | 3958836 | 277932 | 0.49 | 431414 | 217.9499 | 5-Year Average | 54.2% | 5-Year Average | 217.8231 | 237396 | 3442242 | 374899.8755 | 100% | 52 | 48.0413 | 0 | 48.0413 | [10 empty] | 74.5807 | 24.5669 | 25.4331 | 100% | 222793.9643 | 438000 | 6351000 | 21.7823 | 69169.7187 | 305730.1567 | 118214105.9164 | 1 | 0 | 4648.0414 | 73.5336 | 19.5837 | 19.9608 | 86.2016 | 1.1349 | 116.6417 | 69.5927 | 50.7141 | 4648.0414 |  | 19.9608 | 73.5336 | 49.13% | 96.59% |  |  | 228.6
130_4 | SERC_VACAR | Coal + CCS | C117 | Cross | 130 | 4 | 2154.1478 | 10.58 | 3.22 | 27.3591 | 0.30031 | 0.4292 | 4.82 | 25.38 | 10343_B_SG-101 | 10343 | B | SG-101 | 3542 | Coal Steam | Pennsylvania | 42097 | 43 | 43 | FALSE | 14500 | 1990 | 9999 | 999 | 60.5335 | 8 | 54.0478 | Pennsylvania | 9.64 | New York |  | River Valley | 10671_B_1A | 10671 | B | 1A | 90961 | Coal Steam | 0 | SPP_WEST | Oklahoma | 40 | Le Flore | 79 | 40079 | 80 | 11851 | 1991 | 0 | FBC | dry | Y | Bituminous, Subbituminous | Reagent Injection | 1991 | 0.852 | CF | 0 | 0 | 0 | B | 0 | 0 | 0 | 0 | 1.2 | 0.1154 | 0.1154 | 0.1154 | 0.1154 | 0.05 | 0.1 | 0.43 | 0.98 | Yes | 1991 | 0 | 0 | 0 | 0 | 0 | Oklahoma Gas & Electric Co | 100 | OGE Energy Corp | 100 | needs_active | 10671_G_GEN1 | 0.5 | 0 | OK | 35.1931 | -94.6458 | Investor-Owned Utility | RE | 0 | Other - See pipeline notes. | 3738266.8 | 0 | 28.4% | 20%-40% | 1983126 | 96.3333 | 256.6 | 217422 | 2 | 139 | 10 | 0 | 0.11068 | 0.22946 | 208.7396 | 8.9983e-07 | 0.22831 | 0.051539 | 0.13728 | 116.3224 | 5.3501e-07 | 0.14018 | 0.0034393 | 0 | 173303.5 | 137184 | 38788 | 0 | 1 | 1 | Cofire Source | 0.013656 | 0.22 | EIA-923 | CAMD | 0 | 0 | 0 | 1 | 0 | 1 | 0 | 0 | 0 | 0 | 0 | 0 | 0 | 0-200 | 31 | 20-39 | 6 | 5-6 Low | 0 | 0 | 0 | 0 | 0 | 0 | 0 | 60 | 89 | 69 | 82 | 1 | 0 | 0 | 50% below 2005 by 2030 | 1 | 1 | 1 | 1 | 0 | 0 | 0 | 0 | 0 | 0 | 0 | 1 | 1 | 0 | 1 | 0 | SCO | 0 | 1 | SCO | 0 | NPCA, NPS | 0 | Caney Creek Wilderness | 96.2167 | 1.0012 | 2.6669 | 0 | 1716693 |  | 0.13 | 131196 | 152.8474 | 5-Year Average | 28.4% | Floor Used | 190 | 199027.2 | 2358671.3472 | 224073.778 | 25% | 91 | 39.1895 | 0 | 39.1895 | [10 empty] | 87.631 | 28.8657 | 51.1343 | 44.43% | 199027.2 | 311379.3363 | 3690156.5143 | 19 | 35056.4869 | 189017.2911 | 138899439.6292 | 1 | 0 | 2716.3633 | 52.3239 | 10.0349 | 14.6585 | 50.9637 | 3.1818e-15 | 80.725 | 74.4917 | 78.4367 | 2716.3633 |  | 14.6585 | 52.3239 | 36.08% | 56.45% |  |  | 205.4
1355_3 | SERC_Central_Kentucky | Coal + CCS | C211 | E W Brown | 1355 | 3 | 3760 | 10.58 | 4.59 | 50.69 | 0.42 | 0.73 | 4.82 | 10.69 | 1040_B_1 | 1040 | B | 1 | 729 | Coal Steam | Indiana | 18177 | 35 | 100 | FALSE | 13048 | 1955 | 9999 | 999 | 90.7426 | 0 | 65.7555 | Indiana | 4.82 | Ohio |  | River Valley | 10671_B_1B | 10671 | B | 1B | 90962 | Coal Steam | 0 | SPP_WEST | Oklahoma | 40 | Le Flore | 79 | 40079 | 80 | 11851 | 1991 | 0 | FBC | dry | Y | Bituminous, Subbituminous | Reagent Injection | 1991 | 0.847 | CF | 0 | 0 | 0 | B | 0 | 0 | 0 | 0 | 1.2 | 0.11299 | 0.11299 | 0.11299 | 0.11299 | 0.05 | 0.1 | 0.43 | 0.98 | Yes | 1991 | 0 | 0 | 0 | 0 | 0 | Oklahoma Gas & Electric Co | 100 | OGE Energy Corp | 100 | needs_active | 10671_G_GEN1 | 0.5 | 0 | OK | 35.1931 | -94.6458 | Investor-Owned Utility | RE | 0 | Other - See pipeline notes. | 3753637.2 | 0 | 28.4% | 20%-40% | 1877695.6 | 99.6667 | 258.4 | 221948.3333 | 2 | 128.4 | 11 | 0 | 0.1058 | 0.23224 | 209.2529 | 8.6016e-07 | 0.23269 | 0.053104 | 0.13768 | 118.2577 | 5.3282e-07 | 0.13676 | 0.0038514 | 0 | 173303.5 | 137183 | 38787 | 0 | 1 | 1 | Cofire Source | 0.013656 | 0.22 | EIA-923 | CAMD | 0 | 0 | 0 | 1 | 0 | 1 | 0 | 0 | 0 | 0 | 0 | 0 | 0 | 0-200 | 31 | 20-39 | 6 | 5-6 Low | 0 | 0 | 0 | 0 | 0 | 0 | 0 | 60 | 89 | 69 | 82 | 1 | 0 | 0 | 50% below 2005 by 2030 | 1 | 1 | 1 | 1 | 0 | 0 | 0 | 0 | 0 | 0 | 0 | 1 | 1 | 0 | 1 | 0 | SCO | 0 | 1 | SCO | 0 | NPCA, NPS | 0 | Caney Creek Wilderness | 96.2167 | 1.0359 | 2.6856 | 0 | 1772394 |  | 0.13 | 133094 | 150.1856 | 5-Year Average | 28.4% | Floor Used | 190 | 199027.2 | 2358671.3472 | 224073.778 | 25% | 91 | 39.1895 | 0 | 39.1895 | [10 empty] | 87.631 | 28.8657 | 51.1343 | 44.43% | 199027.2 | 311379.3363 | 3690156.5143 | 19 | 35056.4869 | 189017.2911 | 138899439.6292 | 1 | 0 | 2716.3633 | 52.3239 | 10.0349 | 14.6585 | 50.9637 | 0 | 80.725 | 74.4917 | 78.4367 | 2716.3633 |  | 14.6585 | 52.3239 | 36.08% | 56.45% |  |  | 205.4
1356_1 | SERC_Central_Kentucky | Coal + CCS | C212 | Ghent | 1356 | 1 | 2473.5639 | 10.58 | 4.59 | 32.5257 | 0.33011 | 0.49278 | 4.82 | 10.69 | 1040_B_2 | 1040 | B | 2 | 730 | Coal Steam | Indiana | 18177 | 65 | 100 | FALSE | 12947 | 1973 | 9999 | 999 | 90.7426 | 0 | 65.7555 | Indiana | 4.82 | Ohio |  | River Valley | 10671_B_2A | 10671 | B | 2A | 90963 | Coal Steam | 0 | SPP_WEST | Oklahoma | 40 | Le Flore | 79 | 40079 | 80 | 11896 | 1991 | 0 | FBC | dry | Y | Bituminous, Subbituminous | Reagent Injection | 1991 | 0.829 | CF | 0 | 0 | 0 | B | 0 | 0 | 0 | 0 | 1.2 | 0.13255 | 0.13255 | 0.13255 | 0.13255 | 0.05 | 0.1 | 0.43 | 0.98 | Yes | 1991 | 0 | 0 | 0 | 0 | 0 | Oklahoma Gas & Electric Co | 100 | OGE Energy Corp | 100 | needs_active | 10671_G_GEN2 | 0.5 | 0 | OK | 35.1931 | -94.6458 | Investor-Owned Utility | RE | 0 | Other - See pipeline notes. | 4101164.6 | 0 | 31.2% | 20%-40% | 2077701.2 | 123.3333 | 306.2 | 304677.3333 | 3 | 146 | 12 | 0 | 0.088669 | 0.2298 | 208.9153 | 6.9635e-07 | 0.22822 | 0.060146 | 0.14932 | 148.5809 | 7.315e-07 | 0.14054 | 0.004274 | 0 | 96353.5 | 59745 | 33409 | 0 | 1 | 1 | Cofire Source | 0.052177 | 0.22 | EIA-923 | CAMD | 0 | 0 | 0 | 1 | 0 | 1 | 0 | 0 | 0 | 0 | 0 | 0 | 0 | 0-200 | 31 | 20-39 | 6 | 5-6 Low | 0 | 0 | 0 | 0 | 0 | 0 | 0 | 60 | 89 | 69 | 82 | 1 | 0 | 0 | 50% below 2005 by 2030 | 1 | 1 | 1 | 1 | 0 | 0 | 0 | 0 | 0 | 0 | 0 | 1 | 1 | 0 | 1 | 0 | SCO | 0 | 1 | SCO | 0 | NPCA, NPS | 0 | Caney Creek Wilderness | 96.2167 | 1.2818 | 3.1824 | 0 | 1938699 |  | 0.15 | 169902 | 175.2742 | 5-Year Average | 31.2% | Floor Used | 190 | 218649.6 | 2601055.6416 | 247100.286 | 25% | 91 | 39.079 | 0 | 39.079 | [10 empty] | 87.9638 | 28.9753 | 51.0247 | 48.92% | 218649.6 | 342813.5332 | 4078109.7913 | 19 | 38742.043 | 208358.2429 | 139426861.3474 | 1 | 0 | 2732.535 | 52.3239 | 10.133 | 14.7141 | 51.0246 | 0 | 80.9992 | 67.5672 | 70.9046 | 2732.535 |  | 14.7141 | 52.3239 | 36.22% | 56.79% |  |  | 205.4
1356_2 | SERC_Central_Kentucky | Coal + CCS | C212 | Ghent | 1356 | 2 | 2476.5798 | 10.58 | 4.59 | 32.2012 | 0.33043 | 0.49349 | 4.82 | 10.69 | 10566_B_BOIL1 | 10566 | B | BOIL1 | 3554 | Coal Steam | New Jersey | 34033 | 122 | 244 | FALSE | 10097 | 1994 | 2021 | 999 | 66.3095 | 56 | 32.3461 | Delaware | 4.82 | New York |  | River Valley | 10671_B_2B | 10671 | B | 2B | 90964 | Coal Steam | 0 | SPP_WEST | Oklahoma | 40 | Le Flore | 79 | 40079 | 80 | 11896 | 1991 | 0 | FBC | dry | Y | Bituminous, Subbituminous | Reagent Injection | 1991 | 0.846 | CF | 0 | 0 | 0 | B | 0 | 0 | 0 | 0 | 1.2 | 0.13677 | 0.13677 | 0.13677 | 0.13677 | 0.05 | 0.1 | 0.43 | 0.98 | Yes | 1991 | 0 | 0 | 0 | 0 | 0 | Oklahoma Gas & Electric Co | 100 | OGE Energy Corp | 100 | needs_active | 10671_G_GEN2 | 0.5 | 0 | OK | 35.1931 | -94.6458 | Investor-Owned Utility | RE | 0 | Other - See pipeline notes. | 4039886.2 | 0 | 30.6% | 20%-40% | 2087168.8 | 120.6667 | 296 | 289926.6667 | 3 | 149.4 | 10 | 0 | 0.093298 | 0.22598 | 209.0819 | 7.0325e-07 | 0.22323 | 0.059738 | 0.14654 | 143.5321 | 7.426e-07 | 0.14316 | 0.0037024 | 0 | 96353.5 | 59745 | 33410 | 0 | 1 | 1 | Cofire Source | 0.052177 | 0.22 | EIA-923 | CAMD | 0 | 0 | 0 | 1 | 0 | 1 | 0 | 0 | 0 | 0 | 0 | 0 | 0 | 0-200 | 31 | 20-39 | 6 | 5-6 Low | 0 | 0 | 0 | 0 | 0 | 0 | 0 | 60 | 89 | 69 | 82 | 1 | 0 | 0 | 50% below 2005 by 2030 | 1 | 1 | 1 | 1 | 0 | 0 | 0 | 0 | 0 | 0 | 0 | 1 | 1 | 0 | 1 | 0 | SCO | 0 | 1 | SCO | 0 | NPCA, NPS | 0 | Caney Creek Wilderness | 96.2167 | 1.2541 | 3.0764 | 0 | 1682291 |  | 0.13 | 148807 | 176.9099 | 5-Year Average | 30.6% | Floor Used | 190 | 214444.8 | 2551035.3408 | 242348.3574 | 25% | 91 | 39.079 | 0 | 39.079 | [10 empty] | 87.9638 | 28.9753 | 51.0247 | 47.98% | 214444.8 | 336220.9653 | 3999684.603 | 19 | 37997.0037 | 204351.3536 | 139426861.3474 | 1 | 0 | 2732.535 | 52.3239 | 10.133 | 14.7141 | 51.0246 | 0 | 80.9992 | 68.9926 | 72.4003 | 2732.535 |  | 14.7141 | 52.3239 | 36.22% | 56.79% |  |  | 205.4
1356_3 | SERC_Central_Kentucky | Coal + CCS | C212 | Ghent | 1356 | 3 | 2548.5281 | 10.58 | 3.52 | 33.3229 | 0.33675 | 0.50773 | 4.82 | 10.69 | 10566_B_BOIL2 | 10566 | B | BOIL2 | 3555 | Coal Steam | New Jersey | 34033 | 122 | 244 | FALSE | 10097 | 1994 | 2021 | 999 | 66.3095 | 56 | 32.3461 | Delaware | 4.82 | New York |  | AES Warrior Run Cogeneration Facility | 10678_B_BLR1 | 10678 | B | BLR1 | 3575 | Coal Steam | 0 | PJM_AP | Maryland | 24 | Allegany | 1 | 24001 | 180 | 8909 | 2000 | 0 | FBC | dry | Y | Bituminous, Waste Coal | Reagent Injection | 2000 | 0.95 | NH3 | SNCR | 0 | 2000 | B | 0 | 0 | 0 | 0 | 0.42 | 0.07105 | 0.07105 | 0.07105 | 0.07105 | 0.01 | 0.01 | 0.01 | 0.98 | Yes | 2000 | 0 | 0 | 0 | 0 | 0 | AES Warrior Run Inc | 100 | AES Corp (The) | 100 | needs_active | 10678_G_GEN1 | 1 | 0 | MD | 39.5952 | -78.7453 | Independent Power Producer | NR | 0 | 0 | 13400897.2 | 1109135.6 | 67.8% | 60%-80% | 5756518 | 1052.8 | 473 | 1374693.6 | 0 | 199.2 | 20 | 0 | 0.15591 | 0.074831 | 205.1727 | 0 | 0.073356 | 0.15712 | 0.070592 | 205.1644 | 0 | 0.069209 | 0.002945 | 0 | 1103810 | 575785 | 0 | 1827 | 1 | 0 | 0 | 0 | 0 | 0 | 0 | 0 | 0 | 1 | 1 | 0 | 1 | 0 | 0 | 0 | 0 | 0 | 0 | 0 | 0-200 | 22 | 20-39 | 6 | 5-6 Low | 0 | 0 | 0 | 0 | 0 | 0 | 0 | 77 | 72 | 30 | 23 | 0 | 0 | 1 | 0 | 0 | 0 | 0 | 1 | 0 | 0 | 0 | 0 | 0 | 0 | 0 | 1 | 1 | 0 | 0 | 0 | 0 | 0 | 0 | 0 | 0 | 0 | 0 | Dolly Sods Wilderness | 80.4402 | 13.088 | 5.8801 | 1 | 13068330 | 1100070 | 0.66 | 1340617 | 205.1704 | 5-Year Average | 67.8% | 5-Year Average | 205.1644 | 1069070.4 | 9524348.1936 | 977028.6504 | 100% | 92 | 26.8304 | 0 | 26.8304 | [10 empty] | 148.2226 | 48.8245 | 131.1755 | 93.04% | 1069070.4 | 1466986.6416 | 13069383.9904 | 20.5164 | 134068.6244 | 842960.0261 | 234940004.4069 | 1 | 0 | 1791.036 | 32.6852 | 4.974 | 11.0195 | 30.7906 | 0 | 67.0223 | 4.8145 | 6.1059 | 1791.036 |  | 11.0195 | 32.6852 | 27.12% | 37.22% |  |  | 205.4
1356_4 | SERC_Central_Kentucky | Coal + CCS | C212 | Ghent | 1356 | 4 | 2548.5281 | 10.58 | 3.52 | 33.3229 | 0.33675 | 0.50773 | 4.82 | 10.69 | 10603_B_031 | 10603 | B | 31 | 3557 | Coal Steam | Pennsylvania | 42021 | 50 | 50 | FALSE | 14500 | 1991 | 9999 | 999 | 48.0413 | 0 | 48.0413 | Pennsylvania | 9.64 | Pennsylvania |  | Argus Cogen Plant | 10684_B_BLR22 | 10684 | B | BLR22 | 0 | Coal Steam | 0 | WECC_SCE | California | 6 | San Bernardino | 71 | 6071 | 2.3 | 8300 | 1967 | 0 | 0 | 0 | Y | Bituminous | 0 | 0 | 0 | 0 | 0 | 0 | 0 | 0 | 0 | 0 | 0 | 0 | 0.526 | 0.47486 | 0.47486 | 0.47486 | 0.47486 | 1 | 0.1 | 1 | 0 | 0 | 0 | 0 | 0 | 0 | 0 | 0 | Searles Valley Minerals Operations Inc | 100 | Nirma Ltd | 100 | needs_active | 0 | 0 | 0 | CA | 35.765 | -117.3833 | Industrial | NR | PACIFIC GAS | 0 | 0 | 0 | 0% | 0 | 0 | 0 | 0 | 0 | 0 | 0 | 0 | 0 | 0 | 0 | 0 | 0 | 0 | 0 | 0 | 0 | 0 | 0 | 0 | 0 | 0 | 0 | 309102 | 0 | 1 | 1 | 0 | 1 | 0.73203 | EIA-923 | EIA-923 | 0 | 0 | 0 | 0 | 0 | 0 | 1 | 0 | 0 | 1 | 0 | 0 | 1 | 0-200 | 55 | 40-59 | 4 | 3-4 Moderate | 0 | 0 | 0 | 0 | 0 | 0 | 0 | 2 | 100 | 0 | 0 | 1 | 0 | 1 | 0 | 0 | 0 | 0 | 0 | 0 | 0 | 0 | 0 | 0 | 0 | 0 | 1 | 1 | 0 | 0 | 0 | 0 | 0 | 0 | 0 | 10 ug/m3 | 0 | 0 | Domeland Wilderness | 70.7397 | 0 | 0 | 0 | [5 empty] | Fleet Average | 43.44% | Fleet Average | 206.2677 | 8751.7398 | 72639.4402 | 7491.5844 | 4.085% | 84 | 65.7555 | 0 | 65.7555 | [9 empty] | 1 | 1.7645 | 0.58122 | 1.7188 | 58.13% | 8751.7398 | 11711.2322 | 97203.2273 | 20.6268 | 1002.4942 | 6489.0902 | 2796800.1672 | 1 | 0 | 1627.2032 | 1246.5256 | 4.2101 | 10.2663 | 60.7031 | 0 | 63.0243 | 48.5862 | 65.5275 | 1627.2032 |  | 10.2663 | 1246.5256 | 25.27% | 33.82% |  |  | 205.4
136_2 | FRCC | Coal + CCS | C118 | Seminole (FL) | 136 | 2 | 2180.8832 | 10.58 | 4.59 | 27.086 | 0.30292 | 0.43455 | 4.82 | 15.85 | 10671_B_1A | 10671 | B | 1A | 90961 | Coal Steam | Oklahoma | 40079 | 80 | 320 | FALSE | 11851 | 1991 | 9999 | 91 | 39.1895 | 0 | 39.1895 | Oklahoma | 4.82 | Oklahoma | -28.91 | Argus Cogen Plant | 10684_B_BLR25 | 10684 | B | BLR25 | 0 | Coal Steam | 0 | WECC_SCE | California | 6 | San Bernardino | 71 | 6071 | 27 | 8300 | 1978 | 0 | 0 | 0 | Y | Bituminous | Wet Scrubber | 1978 | 0.983 | LNB + OFA | SNCR | 0 | 1978 | ESPC | Yes | 0 | 0 | 0 | 0.526 | 0.238 | 0.238 | 0.238 | 0.238 | 0.05 | 0.1 | 0.56 | 0.99 | 0 | 0 | 0 | 0 | 0 | 0 | 0 | Searles Valley Minerals Operations Inc | 100 | Nirma Ltd | 100 | needs_active | 0 | 0 | 0 | CA | 35.765 | -117.3833 | Industrial | NR | PACIFIC GAS | 0 | 0 | 0 | 0% | 0 | 0 | 0 | 0 | 0 | 0 | 0 | 0 | 0 | 0 | 0 | 0 | 0 | 0 | 0 | 0 | 0 | 0 | 0 | 0 | 0 | 0 | 262321 | 130143 | 0 | 1 | 1 | 0 | 0.89877 | 0.73203 | EIA-923 | EIA-923 | 0 | 1 | 1 | 0 | 0 | 1 | 0 | 0 | 0 | 0 | 0 | 0 | 0 | 0-200 | 44 | 40-59 | 6 | 5-6 Low | 0 | 0 | 0 | 0 | 0 | 0 | 0 | 2 | 100 | 0 | 0 | 1 | 0 | 1 | 0 | 0 | 0 | 0 | 0 | 0 | 0 | 0 | 0 | 0 | 0 | 0 | 1 | 1 | 0 | 0 | 0 | 0 | 0 | 0 | 0 | 10 ug/m3 | 0 | 0 | Domeland Wilderness | 70.7397 | 0 | 0 | 0 | [5 empty] | Fleet Average | 43.44% | Fleet Average | 206.2677 | 102737.8148 | 852723.863 | 87944.6866 | 47.96% | 84 | 65.7555 | 0 | 65.7555 | [10 empty] | 20.7136 | 6.823 | 20.177 | 58.13% | 102737.8148 | 137479.6824 | 1141081.3638 | 20.6268 | 11768.4103 | 76176.2763 | 32832001.9628 | 0 | 0 | 1627.2032 | 121.7138 | 4.2101 | 10.2663 | 60.7031 | -3.6032e-15 | 63.0243 | 48.5862 | 65.5275 | 1627.2032 |  | 10.2663 | 121.7138 | 25.27% | 33.82% |  |  | 205.4
1364_4 | SERC_Central_Kentucky | Coal + CCS | C216 | Mill Creek (KY) | 1364 | 4 | 2369.7136 | 10.58 | 4.59 | 31.3467 | 0.3207 | 0.47211 | 4.82 | 10.69 | 10671_B_1B | 10671 | B | 1B | 90962 | Coal Steam | Oklahoma | 40079 | 80 | 320 | FALSE | 11851 | 1991 | 9999 | 91 | 39.1895 | 0 | 39.1895 | Oklahoma | 4.82 | Oklahoma | -28.91 | Argus Cogen Plant | 10684_B_BLR26 | 10684 | B | BLR26 | 0 | Coal Steam | 0 | WECC_SCE | California | 6 | San Bernardino | 71 | 6071 | 27 | 8300 | 1978 | 0 | 0 | 0 | Y | Bituminous | Wet Scrubber | 1978 | 0.983 | LNB + OFA | SNCR | 0 | 1978 | ESPC | Yes | 0 | 0 | 0 | 0.526 | 0.23 | 0.23 | 0.23 | 0.23 | 0.05 | 0.1 | 0.56 | 0.99 | 0 | 0 | 0 | 0 | 0 | 0 | 0 | Searles Valley Minerals Operations Inc | 100 | Nirma Ltd | 100 | needs_active | 0 | 0 | 0 | CA | 35.765 | -117.3833 | Industrial | NR | PACIFIC GAS | 0 | 0 | 0 | 0% | 0 | 0 | 0 | 0 | 0 | 0 | 0 | 0 | 0 | 0 | 0 | 0 | 0 | 0 | 0 | 0 | 0 | 0 | 0 | 0 | 0 | 0 | 264136 | 184883 | 0 | 1 | 1 | 0 | 0.81173 | 0.73203 | EIA-923 | EIA-923 | 0 | 1 | 1 | 0 | 0 | 1 | 0 | 0 | 0 | 0 | 0 | 0 | 0 | 0-200 | 44 | 40-59 | 6 | 5-6 Low | 0 | 0 | 0 | 0 | 0 | 0 | 0 | 2 | 100 | 0 | 0 | 1 | 0 | 1 | 0 | 0 | 0 | 0 | 0 | 0 | 0 | 0 | 0 | 0 | 0 | 0 | 1 | 1 | 0 | 0 | 0 | 0 | 0 | 0 | 0 | 10 ug/m3 | 0 | 0 | Domeland Wilderness | 70.7397 | 0 | 0 | 0 | [5 empty] | Fleet Average | 43.44% | Fleet Average | 206.2677 | 102737.8148 | 852723.863 | 87944.6866 | 47.96% | 84 | 65.7555 | 0 | 65.7555 | [10 empty] | 20.7136 | 6.823 | 20.177 | 58.13% | 102737.8148 | 137479.6824 | 1141081.3638 | 20.6268 | 11768.4103 | 76176.2763 | 32832001.9628 | 0 | 0 | 1627.2032 | 121.7138 | 4.2101 | 10.2663 | 60.7031 | -3.6032e-15 | 63.0243 | 48.5862 | 65.5275 | 1627.2032 |  | 10.2663 | 121.7138 | 25.27% | 33.82% |  |  | 205.4
1393_6 | MISO_WOTAB (including Western) | Coal + CCS | C225 | R S Nelson | 1393 | 6 | 3106.0619 | 10.58 | 4.59 | 38.2637 | 0.38229 | 0.64568 | 4.82 | 13.01 | 10671_B_2A | 10671 | B | 2A | 90963 | Coal Steam | Oklahoma | 40079 | 80 | 320 | FALSE | 11896 | 1991 | 9999 | 91 | 39.1895 | 0 | 39.1895 | Oklahoma | 4.82 | Oklahoma | -28.91 | Prairie Creek | 1073_B_3 | 1073 | B | 3 | 746 | Coal Steam | 0 | MIS_IA | Iowa | 19 | Linn | 113 | 19113 | 26.8 | 12146 | 1958 | 0 | wall | dry | Y | Subbituminous | 0 | 0 | 0 | OFA | 0 | 0 | 0 | ESPC | Yes | ACI | 2014 | 0 | 0.7 | 0.31434 | 0.31434 | 0.1987 | 0.1987 | 0.1 | 0.1 | 0.1 | 0 | 0 | 0 | 0 | 0 | C2G | 2025 | 0 | Interstate Power & Light Co | 100 | Alliant Energy Corp | 100 | needs_active | 1073_G_3 | 1 | 0 | IA | 41.944 | -91.6392 | Investor-Owned Utility | RE | NATURAL GAS PL CO OF AMERICA | MIDAMERICAN ENERGY COMPANY | 2710836.4 | 0 | 51.6% | 40%-60% | 1050112 | 618 | 414.6 | 283265 | 1.2 | 159.4 | 13 | 1 | 0.53559 | 0.28586 | 209.6526 | 6.5716e-07 | 0.27999 | 0.45595 | 0.30588 | 208.9872 | 4.4267e-07 | 0.30359 | 0.0094043 | 0.00072341 | -15189 | 20596 | 11222 | 0 | 1 | 1 | Cofire Source | 0.42 | 0.42 | CAMD | CAMD | 0 | 1 | 0 | 0 | 0 | 0 | 1 | 0 | 0 | 0 | 1 | 0 | 1 | 0-200 | 64 | 60+ | 6 | 5-6 Low | 0 | 0 | 1 | 0 | 0 | OS NOx | 1 | 94 | 60 | 48 | 44 | 1 | 1 | 0 | 40% below 2005 by 2030; 80% below 2005 by 2050 | 1 | 1 | 1 | 1 | 0 | 0 | 0 | 0 | 0 | 0 | 0 | 0 | 0 | 0 | 0 | 0 | 0 | 0 | 0 | 0 | 0 | 0 | 0 | Mingo Wilderness | 559.3639 | 1.1048 | 0.7412 | 0 | 2417112 |  | 0.46 | 251295 | 207.93 | 5-Year Average | 51.6% | 5-Year Average | 208.9872 | 121140.288 | 1471369.938 | 153748.7122 | 88.16% | 262 | 172.2794 | 46 | 65.7555 | [9 empty] | 1 | 31.3659 | 10.3319 | 16.4681 | 83.97% | 121140.288 | 197142.7648 | 2394496.0208 | 20.8987 | 25020.9461 | 128727.7661 | 49716512.5924 | 1 | 0 | 3018.9652 | 122.4955 | 11.4305 | 15.6619 | 87.6404 | 0 | 90.3239 | 71.195 | 66.9986 | 3018.9652 |  | 15.6619 | 122.4955 | 38.55% | 62.74% |  |  | 214.13
1573_1 | PJM_SWMAAC | Coal + CCS | C231 | Morgantown Generating Plant | 1573 | 1 | 2452 | 12.66 | 4.59 | 31.57 | 0.26 | 0.34 | 4.82 | 59 | 10671_B_2B | 10671 | B | 2B | 90964 | Coal Steam | Oklahoma | 40079 | 80 | 320 | FALSE | 11896 | 1991 | 9999 | 91 | 39.1895 | 0 | 39.1895 | Oklahoma | 4.82 | Oklahoma | -28.91 | Colstrip Energy LP | 10784_B_BLR1 | 10784 | B | BLR1 | 0 | Coal Steam | 0 | WECC_MT | Montana | 30 | Rosebud | 87 | 30087 | 38 | 13936 | 1990 | 0 | FBC | dry | N | Waste Coal | Reagent Injection | 1990 | 0.839 | CF + OFA | 0 | 0 | 0 | B | 0 | ACI | 2009 | 0 | 2 | 0.37228 | 0.37228 | 0.37228 | 0.37228 | 0.01 | 0.01 | 0.01 | 0.98 | Yes | 1990 | 0 | 0 | 0 | 0 | 0 | Colstrip Energy LP | 100 | National Energy & Gas Transmission Inc | 100 | needs_active | 10784_G_GEN1 | 1 | 0 | MT | 45.9752 | -106.6547 | Independent Power Producer | NR | 0 | 0 | 0 | 0 | 0% | 0 | 0 | 0 | 0 | 0 | 0 | 0 | 0 | 0 | 0 | 0 | 0 | 0 | 0 | 0 | 0 | 0 | 0 | 0 | 0 | 0 | 301048 | 252736 | 0 | 1011 | 1 | 0 | 0 | 0 | 0 | 0 | 0 | 0 | 0 | 0 | 1 | 0 | 1 | 0 | 0 | 0 | 0 | 0 | 0 | 0 | 0-200 | 32 | 20-39 | 0 | 0-2 High | 0 | 0 | 0 | 0 | 0 | 0 | 0 | 2 | 8 | 7 | 45 | 0 | 0 | 0 | 0 | 0 | 0 | 0 | 0 | 0 | 0 | 0 | 0 | 0 | 0 | 0 | 0 | 0 | 0 | 0 | 0 | 0 | 0 | 0 | 0 | 0 | NPCA, NPS | 1 | UL Bend Wilderness | 189.4759 | 0 | 0 | 0 | [5 empty] | Fleet Average | 43.44% | Fleet Average | 206.2677 | 144593.9616 | 2015061.4489 | 207821.0255 | 100% | 125 | 76.9679 | 0 | 61.5743 | [10 empty] | 54.4767 | 17.9446 | 20.0554 | 82.3% | 144593.9616 | 273969.7931 | 3818043.0371 | 20.6268 | 39376.944 | 168444.0814 | 86348148.4716 | 1 | 0 | 4305.4838 | 91.3945 | 18.7039 | 19.1844 | 92.075 | 0 | 99.0204 | 99.0211 | 85.0006 | 4305.4838 |  | 19.1844 | 91.3945 | 47.22% | 89.48% |  |  | 228.6
1573_2 | PJM_SWMAAC | Coal + CCS | C231 | Morgantown Generating Plant | 1573 | 2 | 2401 | 12.66 | 4.59 | 30.84 | 0.25 | 0.33 | 4.82 | 59 | 10678_B_BLR1 | 10678 | B | BLR1 | 3575 | Coal Steam | Maryland | 24001 | 180 | 180 | FALSE | 8909 | 2000 | 9999 | 999 | 26.8304 | 0 | 26.8304 | Maryland | 4.82 | West Virginia |  | Holcomb | 108_B_SGU1 | 108 | B | SGU1 | 60 | Coal Steam | 0 | SPP_N | Kansas | 20 | Finney | 55 | 20055 | 359 | 10904 | 1983 | 0 | wall | dry | N | Subbituminous | Dry Scrubber | 1983 | 0.8 | LNB + OFA | 0 | 0 | 0 | B | 0 | ACI | 2016 | 0 | 0.48 | 0.18468 | 0.18468 | 0.18468 | 0.18468 | 0.1 | 0.1 | 0.1 | 0.85 | 0 | 0 | 0 | 0 | 0 | 0 | 0 | Sunflower Electric Power Corp | 100 | Victory Electric Coop Association Inc | 100 | needs_active | 108_G_1 | 1 | 0 | KS | 37.9308 | -100.9725 | Cooperative | RE | NORTHERN NATURAL GAS | 0 | 15493499.6 | 1561101.8 | 41% | 40%-60% | 8169191.8 | 1068.4 | 1449.4 | 1624956.6 | 8 | 770.2 | 13 | 1 | 0.13919 | 0.18583 | 209.7599 | 5.3262e-07 | 0.18859 | 0.13792 | 0.1871 | 209.7598 | 5.1635e-07 | 0.18856 | 0.0022904 | 0.00017619 | 1569548 | 978536 | 131425 | 0 | 1 | 1 | Energy Source | 0.0083166 | 0.0083166 | EIA-923 | EIA-923 | 0 | 0 | 0 | 1 | 0 | 1 | 0 | 0 | 0 | 0 | 0 | 0 | 0 | 200-400 | 39 | 20-39 | 0 | 0-2 High | 0 | 0 | 0 | 0 | 0 | 0 | 0 | 17 | 87 | 20 | 91 | 1 | 0 | 0 | 0 | 0 | 0 | 0 | 0 | 0 | 0 | 0 | 0 | 0 | 0 | 0 | 0 | 0 | 0 | 0 | 0 | 0 | 0 | 0 | 0 | 0 | NPS | 0 | Wichita Mountains (North Mountain Unit) | 401.3567 | 2.662 | 3.6113 | 0 | 17443829 | 1721295 | 0.46 | 1829509 | 209.76 | 5-Year Average | 41% | 5-Year Average | 209.7598 | 1289384.4 | 14059447.4976 | 1474553.3671 | 100% | 11 | 14.8691 | 0 | 14.8691 | [10 empty] | 377.1988 | 124.2493 | 234.7507 | 62.7% | 1289384.4 | 1971832.1633 | 21500857.9085 | 20.976 | 225500.7704 | 1249052.5967 | 597878419.3349 | 0 | 0 | 2546.8652 | 24.8516 | 8.6569 | 14.0604 | 25.4095 | 4.0196e-15 | 82.3412 | 18.6466 | 19.2487 | 2546.8652 |  | 14.0604 | 24.8516 | 34.61% | 52.93% |  |  | 214.13
165_2 | SPP West (Oklahoma, Arkansas, Louisiana) | Coal + CCS | C120 | GREC | 165 | 2 | 3217.4934 | 10.58 | 4.59 | 40.2675 | 0.39063 | 0.64104 | 4.82 | 26.55 | 10684_B_BLR22 | 10684 | B | BLR22 |  | Coal Steam | California | 6071 | 2.3 | 56.3 | FALSE | 8300 | 1967 | 9999 | 999 | 65.7555 | 999 | 65.7555 | California | #N/A | California Onshore |  | Walter Scott Jr Energy Center | 1082_B_3 | 1082 | B | 3 | 756 | Coal Steam | 0 | MIS_MIDA | Iowa | 19 | Pottawattamie | 155 | 19155 | 708 | 9926 | 1978 | 0 | wall | dry | Y | Subbituminous | Dry Scrubber | 2009 | 0.936 | LNBO | 0 | 0 | 0 | ESPC + B | Yes | ACI | 2015 | 0 | 0.1 | 0.21342 | 0.21342 | 0.21342 | 0.21342 | 0.1 | 0.1 | 0.1 | 0.986 | 0 | 0 | 0 | 0 | 0 | 0 | 0 | MidAmerican Energy Co | 79.1 | Berkshire Hathaway Inc | 79.1 | needs_active | 1082_G_3 | 1 | 0 | IA | 41.18 | -95.8408 | Investor-Owned Utility | RE | BLACK HILLS ENERGY | 0 | 40207209.2 | 4075613.4 | 54% | 40%-60% | 19658299.8 | 7294.6 | 4525.8 | 4216932.6 | 19.6 | 2215.4 | 218 | 1 | 0.37648 | 0.24459 | 209.7599 | 3.1217e-07 | 0.25141 | 0.36285 | 0.22512 | 209.76 | 4.8747e-07 | 0.22539 | 0.0090341 | 4.1441e-05 | 3858814 | 2323696 | 0 | 19518 | 1 | 0 | 0 | 0 | 0.0017889 | 0 | EIA-923 | 0 | 1 | 0 | 1 | 0 | 1 | 0 | 0 | 0 | 0 | 0 | 0 | 0 | 600-800 | 44 | 40-59 | 6 | 5-6 Low | 0 | 0 | 0 | 0 | 0 | 0 | 0 | 67 | 32 | 84 | 66 | 1 | 0 | 0 | 0 | 0 | 0 | 0 | 0 | 0 | 0 | 0 | 0 | 0 | 0 | 0 | 0 | 0 | 0 | 0 | 0 | 0 | 0 | 0 | 0 | 0 | NPCA, NPS | 0 | Hercules-Glades Wilderness | 554.4032 | 13.1576 | 8.1634 | 1 | 41855533 | 4151204 | 0.56 | 4389808 | 209.76 | 5-Year Average | 54% | 5-Year Average | 209.76 | 3349123.2 | 33243396.8832 | 3486567.8778 | 46.52% | 165 | 17.1854 | 101 | 10.5196 | 2306.6783 | 10.58 | 3.52 | 27.9854 | 0.31485 | 0.45953 | 4.82 | 41.73 |  |  | 677.1698 | 223.0597 | 484.9403 | 78.84% | 3349123.2 | 4889631.4186 | 48534481.4612 | 20.976 | 509029.7018 | 2977538.176 | 1073346921.0004 | 0 | 0 | 2213.359 | 20.9686 | 6.8485 | 12.7993 | 18.9862 | 0 | 75.5693 | -0.39988 | -0.44979 | 2213.359 |  | 12.7993 | 20.9686 | 31.51% | 46% |  |  | 214.13
1710_3 | MISO_Lower Michigan | Coal + CCS | C238 | J H Campbell | 1710 | 3 | 2176 | 10.58 | 3.52 | 26.42 | 0.19 | 0.23 | 4.82 | 27.84 | 10684_B_BLR25 | 10684 | B | BLR25 |  | Coal Steam | California | 6071 | 27 | 56.3 | FALSE | 8300 | 1978 | 9999 | 999 | 65.7555 | 999 | 65.7555 | California | #N/A | California Onshore |  | Walter Scott Jr Energy Center | 1082_B_4 | 1082 | B | 4 | 89556 | Coal Steam | 0 | MIS_MIDA | Iowa | 19 | Pottawattamie | 155 | 19155 | 814 | 9977 | 2007 | 0 | wall | dry | N | Subbituminous | Dry Scrubber | 2007 | 0.92 | LNB + OFA | SCR | 2007 | 0 | B | 0 | ACI | 2007 | 0 | 0.1 | 0.05373 | 0.05373 | 0.05373 | 0.05373 | 0.1 | 0.1 | 0.1 | 0.97 | 0 | 0 | 0 | 0 | 0 | 0 | 0 | MidAmerican Energy Co | 59.66 | Berkshire Hathaway Inc | 59.66 | needs_active | 1082_G_4 | 1 | 0 | IA | 41.18 | -95.8408 | Investor-Owned Utility | RE | BLACK HILLS ENERGY | 0 | 37777960.2 | 4124525.6 | 54.2% | 40%-60% | 20578535 | 1294.6 | 1025.8 | 3962151.4 | 11.8 | 568.4 | 97 | 0 | 0.078399 | 0.057632 | 209.7599 | 2.4391e-07 | 0.058353 | 0.068537 | 0.054307 | 209.7599 | 3.1235e-07 | 0.055242 | 0.0052593 | 0 | 4155389 | 2271117 | 27122 | 33299 | 1 | 1 | 0 | 0.003691 | 0.0017889 | EIA-923 | EIA-923 | 0 | 0 | 0 | 1 | 1 | 1 | 0 | 1 | 0 | 0 | 0 | 0 | 0 | 800-1000 | 15 | 0-19 | 6 | 5-6 Low | 0 | 0 | 0 | 0 | 0 | 0 | 0 | 67 | 32 | 84 | 66 | 1 | 0 | 0 | 0 | 0 | 0 | 0 | 0 | 0 | 0 | 0 | 0 | 0 | 0 | 0 | 0 | 0 | 0 | 0 | 0 | 0 | 0 | 0 | 0 | 0 | NPCA, NPS | 0 | Hercules-Glades Wilderness | 554.4032 | 2.3351 | 1.8503 | 0 | 41913267 | 4491437 | 0.6 | 4395861 | 209.7599 | 5-Year Average | 54.2% | 5-Year Average | 209.7599 | 3864806.88 | 38559178.2418 | 4044085.5262 | 53.48% | 165 | 15.7906 | 101 | 9.6658 | 2324.1658 | 10.58 | 3.52 | 27.4472 | 0.31651 | 0.46308 | 4.82 | 41.73 |  |  | 782.5542 | 257.7733 | 556.2267 | 79.32% | 3864806.88 | 5655882.8258 | 56428742.9526 | 20.976 | 591824.4969 | 3452261.0293 | 1240386307.2454 | 0 | 0 | 2230.0015 | 20.4484 | 6.9355 | 12.865 | 18.2388 | 2.8027e-15 | 75.9267 | -1.2998 | -1.4551 | 2230.0015 |  | 12.865 | 20.4484 | 31.67% | 46.34% |  |  | 214.13
1733_1 | MISO_Lower Michigan | Coal + CCS | C243 | Monroe (MI) | 1733 | 1 | 2401.6699 | 10.58 | 3.22 | 28.5614 | 0.32364 | 0.47849 | 4.82 | 27.84 | 10684_B_BLR26 | 10684 | B | BLR26 |  | Coal Steam | California | 6071 | 27 | 56.3 | FALSE | 8300 | 1978 | 9999 | 999 | 65.7555 | 999 | 65.7555 | California | #N/A | California Onshore |  | Silver Bay Power | 10849_B_BLR1 | 10849 | B | BLR1 | 89908 | Coal Steam | 0 | MIS_MNWI | Minnesota | 27 | Lake | 75 | 27075 | 36 | 10398 | 1955 | 0 | wall | dry | Y | Subbituminous | 0 | 0 | 0 | 0 | 0 | 0 | 0 | B | 0 | 0 | 0 | 0 | 1.5 | 0.31772 | 0.31772 | 0.1987 | 0.1987 | 0.11 | 0.1 | 1 | 0 | 0 | 0 | 0 | 0 | 0 | 0 | 0 | Silver Bay Power Corp | 100 | Cliffs Natural Resources Inc | 100 | needs_active | 10849_G_GEN1 | 1 | 0 | MN | 47.2866 | -91.2605 | Industrial | NR | NORTHERN NATURAL GAS | 0 | 2750207 | 185800.3333 | 42% | 40%-60% | 1050171.3333 | 703 | 439 | 0 | 0 | 168.6667 | 0 | 0 | 0 | 0 | 0 | 0 | 0 | 0.51123 | 0.31925 | 0 | 0 | 0.32122 | 0 | 0 | 101244 | 84746 | 50483 | 172 | 1 | 1 | Energy Source | 0.57316 | 0.26983 | EIA-923 | EIA-923 | 0 | 0 | 0 | 1 | 0 | 0 | 0 | 0 | 0 | 0 | 0 | 0 | 0 | 0-200 | 67 | 60+ | 6 | 5-6 Low | 0 | 0 | 1 | 0 | 0 | OS NOx | 1 | 13 | 34 | 0 | 22 | 0 | 0 | 0 | 0 | 0 | 0 | 0 | 0 | 0 | 0 | 0 | 0 | 0 | 0 | 0 | 1 | 1 | 0 | 1 | 0 | SCO | 0 | 1 | SCO | 0 | 0 | 0 | Boundary Waters Canoe Area Wilderness | 54.1573 | 12.9807 | 8.106 | 1 | 1746001 | 120674 | 0.27 |  |  | 5-Year Average | 42% | Fleet Average | 206.2677 | 132451.2 | 1377227.5776 | 142038.7689 | 34.29% | 398 | 261.7069 | 230 | 151.2377 | [10 empty] | 36.0697 | 11.8814 | 24.1186 | 62.69% | 132451.2 | 197699.4571 | 2055678.955 | 20.6268 | 21201.0065 | 120837.7624 | 57172199.4517 | 1 | 0 | 2370.4564 | 95.5289 | 7.6834 | 13.4079 | 161.1829 | 0 | 77.5471 | 153.9349 | 168.7293 | 2370.4564 |  | 13.4079 | 95.5289 | 33% | 49.26% |  |  | 214.13
1733_2 | MISO_Lower Michigan | Coal + CCS | C243 | Monroe (MI) | 1733 | 2 | 2401.6699 | 10.58 | 3.22 | 28.5614 | 0.32364 | 0.47849 | 4.82 | 27.84 | 1073_B_1 | 1073 | B | 1 |  | Coal Steam | Iowa | 19113 | 1.7 | 29.6 | FALSE | 10908 | 1950 | 9999 | 999 | 172.2794 | 999 | 65.7555 | Iowa | #N/A | Missouri |  | Silver Bay Power | 10849_B_BLR2 | 10849 | B | BLR2 | 89909 | Coal Steam | 0 | MIS_MNWI | Minnesota | 27 | Lake | 75 | 27075 | 69 | 10398 | 1963 | 0 | wall | dry | Y | Subbituminous | 0 | 0 | 0 | 0 | 0 | 0 | 0 | B | 0 | 0 | 0 | 0 | 1.5 | 0.84628 | 0.84628 | 0.1987 | 0.1987 | 0.11 | 0.1 | 1 | 0 | 0 | 0 | 0 | 0 | 0 | 0 | 0 | Silver Bay Power Corp | 100 | Cliffs Natural Resources Inc | 100 | needs_active | 10849_G_GEN2 | 1 | 0 | MN | 47.2866 | -91.2605 | Industrial | NR | NORTHERN NATURAL GAS | 0 | 1953007.6667 | 172736 | 24.67% | 20%-40% | 590285.6667 | 472.6667 | 645.3333 | 0 | 0 | 224.3333 | 0 | 0 | 0 | 0 | 0 | 0 | 0 | 0.48404 | 0.66086 | 0 | 0 | 0.76008 | 0 | 0 | 81195 | 61474 | 27719 | 0 | 1 | 1 | Energy Source | 0.040454 | 0.26983 | EIA-923 | EIA-923 | 0 | 0 | 0 | 1 | 0 | 0 | 0 | 0 | 0 | 0 | 0 | 0 | 0 | 0-200 | 59 | 40-59 | 6 | 5-6 Low | 0 | 0 | 1 | 0 | 0 | OS NOx | 1 | 13 | 34 | 0 | 22 | 0 | 0 | 0 | 0 | 0 | 0 | 0 | 0 | 0 | 0 | 0 | 0 | 0 | 0 | 0 | 1 | 1 | 0 | 1 | 0 | SCO | 0 | 1 | SCO | 0 | 0 | 0 | Boundary Waters Canoe Area Wilderness | 54.1573 | 8.7277 | 11.9159 | 1 | 956622 | 95784 | 0.12 |  |  | 5-Year Average | 24.67% | Fleet Average | 206.2677 | 149095.2 | 1550291.8896 | 159887.556 | 65.71% | 398 | 192.7567 | 230 | 111.3921 | [10 empty] | 69.1336 | 22.7726 | 46.2274 | 36.82% | 149095.2 | 222542.6429 | 2313998.4004 | 20.6268 | 23865.1541 | 136022.4019 | 109580048.9491 | 1 | 0 | 2370.4564 | 57.9593 | 7.6834 | 13.4079 | 121.1119 | -4.4519e-15 | 77.5471 | 148.4423 | 162.7087 | 2370.4564 |  | 13.4079 | 57.9593 | 33% | 49.26% |  |  | 214.13
1733_3 | MISO_Lower Michigan | Coal + CCS | C243 | Monroe (MI) | 1733 | 3 | 2275.8652 | 10.58 | 3.22 | 27.2344 | 0.31197 | 0.45343 | 4.82 | 27.84 | 1073_B_2 | 1073 | B | 2 |  | Coal Steam | Iowa | 19113 | 1.9 | 29.6 | FALSE | 10908 | 1950 | 9999 | 999 | 172.2794 | 999 | 65.7555 | Iowa | #N/A | Missouri |  | Archer Daniels Midland Cedar Rapids | 10864_B_1 | 10864 | B | 1 | 0 | Coal Steam | 0 | MIS_IA | Iowa | 19 | Linn | 113 | 19113 | 40 | 8300 | 1988 | 0 | FBC | dry | Y | Bituminous, Subbituminous | Reagent Injection | 1988 | 0.9 | 0 | SNCR | 0 | 2012 | B | 0 | 0 | 0 | 0 | 0.7 | 0.08856 | 0.08856 | 0.08856 | 0.08856 | 0.05 | 0.1 | 0.43 | 0.98 | Yes | 1988 | 0 | 0 | 0 | 0 | 0 | Archer Daniels Midland Co | 100 | Archer Daniels Midland Co | 100 | needs_active | 0 | 0 | 0 | IA | 41.9221 | -91.6875 | Industrial | NR | MIDAMERICAN ENERGY COMPANY | 0 | 0 | 0 | 0% | 0 | 0 | 0 | 0 | 0 | 0 | 0 | 0 | 0 | 0 | 0 | 0 | 0 | 0 | 0 | 0 | 0 | 0 | 0 | 0 | 0 | 0 | 179538 | 0 | 0 | 0 | 1 | 0 | 0.008325 | 0.0032045 | EIA-923 | EIA-923 | 0 | 0 | 1 | 1 | 0 | 1 | 0 | 0 | 0 | 0 | 0 | 0 | 0 | 0-200 | 34 | 20-39 | 6 | 5-6 Low | 0 | 0 | 0 | 0 | 0 | 0 | 0 | 88 | 49 | 44 | 42 | 1 | 0 | 0 | 0 | 0 | 0 | 0 | 0 | 0 | 0 | 0 | 0 | 0 | 0 | 0 | 0 | 0 | 0 | 0 | 0 | 0 | 0 | 0 | 0 | 0 | 0 | 0 | Mingo Wilderness | 557.9531 | 0 | 0 | 0 | [5 empty] | Fleet Average | 43.44% | Fleet Average | 206.2677 | 152204.1701 | 1263294.6119 | 130288.4246 | 15.38% | 259 | 170.3068 | 46 | 65.7555 | [10 empty] | 30.6868 | 10.1082 | 29.8918 | 58.13% | 152204.1701 | 203673.6035 | 1690490.9093 | 20.6268 | 17434.6819 | 112853.7427 | 48640002.9079 | 1 | 0 | 1627.2032 | 87.6735 | 4.2101 | 10.2663 | 60.7031 | -4.8643e-15 | 63.0243 | 48.5862 | 65.5275 | 1627.2032 |  | 10.2663 | 87.6735 | 25.27% | 33.82% |  |  | 205.4
1733_4 | MISO_Lower Michigan | Coal + CCS | C243 | Monroe (MI) | 1733 | 4 | 2275.8652 | 10.58 | 3.22 | 27.2344 | 0.31197 | 0.45343 | 4.82 | 27.84 | 1073_B_3 | 1073 | B | 3 | 746 | Coal Steam | Iowa | 19113 | 26 | 29.6 | FALSE | 12146 | 1958 | 9999 | 999 | 172.2794 | 999 | 65.7555 | Iowa | #N/A | Missouri |  | Archer Daniels Midland Cedar Rapids | 10864_B_2 | 10864 | B | 2 | 0 | Coal Steam | 0 | MIS_IA | Iowa | 19 | Linn | 113 | 19113 | 40 | 8300 | 1988 | 0 | FBC | dry | Y | Bituminous, Subbituminous | Reagent Injection | 1988 | 0.9 | 0 | SNCR | 0 | 2012 | B | 0 | 0 | 0 | 0 | 0.7 | 0.08689 | 0.08689 | 0.08689 | 0.08689 | 0.05 | 0.1 | 0.43 | 0.98 | Yes | 1988 | 0 | 0 | 0 | 0 | 0 | Archer Daniels Midland Co | 100 | Archer Daniels Midland Co | 100 | needs_active | 0 | 0 | 0 | IA | 41.9221 | -91.6875 | Industrial | NR | MIDAMERICAN ENERGY COMPANY | 0 | 0 | 0 | 0% | 0 | 0 | 0 | 0 | 0 | 0 | 0 | 0 | 0 | 0 | 0 | 0 | 0 | 0 | 0 | 0 | 0 | 0 | 0 | 0 | 0 | 0 | 196392 | 3500 | 0 | 1 | 1 | 0 | 0.010819 | 0.0032045 | EIA-923 | EIA-923 | 0 | 0 | 1 | 1 | 0 | 1 | 0 | 0 | 0 | 0 | 0 | 0 | 0 | 0-200 | 34 | 20-39 | 6 | 5-6 Low | 0 | 0 | 0 | 0 | 0 | 0 | 0 | 88 | 49 | 44 | 42 | 1 | 0 | 0 | 0 | 0 | 0 | 0 | 0 | 0 | 0 | 0 | 0 | 0 | 0 | 0 | 0 | 0 | 0 | 0 | 0 | 0 | 0 | 0 | 0 | 0 | 0 | 0 | Mingo Wilderness | 557.9531 | 0 | 0 | 0 | [5 empty] | Fleet Average | 43.44% | Fleet Average | 206.2677 | 152204.1701 | 1263294.6119 | 130288.4246 | 15.38% | 259 | 170.3068 | 46 | 65.7555 | [10 empty] | 30.6868 | 10.1082 | 29.8918 | 58.13% | 152204.1701 | 203673.6035 | 1690490.9093 | 20.6268 | 17434.6819 | 112853.7427 | 48640002.9079 | 1 | 0 | 1627.2032 | 87.6735 | 4.2101 | 10.2663 | 60.7031 | -4.8643e-15 | 63.0243 | 48.5862 | 65.5275 | 1627.2032 |  | 10.2663 | 87.6735 | 25.27% | 33.82% |  |  | 205.4
1893_4 | MISO_Minnesota and Western Wisconsin | Coal + CCS | C256 | Clay Boswell | 1893 | 4 | 2556.8044 | 10.58 | 4.59 | 31.8224 | 0.33747 | 0.50938 | 4.82 | 52.31 | 10784_B_BLR1 | 10784 | B | BLR1 |  | Coal Steam | Montana | 30087 | 38 | 38 | FALSE | 13936 | 1990 | 9999 | 125 | 76.9679 | 0 | 61.5743 | Montana | 4.82 | Wyoming | -28.91 | Archer Daniels Midland Cedar Rapids | 10864_B_3 | 10864 | B | 3 | 0 | Coal Steam | 0 | MIS_IA | Iowa | 19 | Linn | 113 | 19113 | 40 | 8300 | 1989 | 0 | FBC | dry | Y | Bituminous, Subbituminous | Reagent Injection | 1989 | 0.9 | 0 | SNCR | 0 | 2012 | B | 0 | 0 | 0 | 0 | 0.7 | 0.08723 | 0.08723 | 0.08723 | 0.08723 | 0.05 | 0.1 | 0.43 | 0.98 | Yes | 1989 | 0 | 0 | 0 | 0 | 0 | Archer Daniels Midland Co | 100 | Archer Daniels Midland Co | 100 | needs_active | 0 | 0 | 0 | IA | 41.9221 | -91.6875 | Industrial | NR | MIDAMERICAN ENERGY COMPANY | 0 | 0 | 0 | 0% | 0 | 0 | 0 | 0 | 0 | 0 | 0 | 0 | 0 | 0 | 0 | 0 | 0 | 0 | 0 | 0 | 0 | 0 | 0 | 0 | 0 | 0 | 185012 | 3214 | 0 | 1 | 1 | 0 | 0.014406 | 0.0032045 | EIA-923 | EIA-923 | 0 | 0 | 1 | 1 | 0 | 1 | 0 | 0 | 0 | 0 | 0 | 0 | 0 | 0-200 | 33 | 20-39 | 6 | 5-6 Low | 0 | 0 | 0 | 0 | 0 | 0 | 0 | 88 | 49 | 44 | 42 | 1 | 0 | 0 | 0 | 0 | 0 | 0 | 0 | 0 | 0 | 0 | 0 | 0 | 0 | 0 | 0 | 0 | 0 | 0 | 0 | 0 | 0 | 0 | 0 | 0 | 0 | 0 | Mingo Wilderness | 557.9531 | 0 | 0 | 0 | [5 empty] | Fleet Average | 43.44% | Fleet Average | 206.2677 | 152204.1701 | 1263294.6119 | 130288.4246 | 15.38% | 259 | 170.3068 | 46 | 65.7555 | [10 empty] | 30.6868 | 10.1082 | 29.8918 | 58.13% | 152204.1701 | 203673.6035 | 1690490.9093 | 20.6268 | 17434.6819 | 112853.7427 | 48640002.9079 | 1 | 0 | 1627.2032 | 87.6735 | 4.2101 | 10.2663 | 60.7031 | -4.8643e-15 | 63.0243 | 48.5862 | 65.5275 | 1627.2032 |  | 10.2663 | 87.6735 | 25.27% | 33.82% |  |  | 205.4
1915_1 | MISO_Minnesota and Western Wisconsin | Coal + CCS | C258 | Allen S King | 1915 | 1 | 2650 | 10.58 | 4.59 | 35.14 | 0.3 | 0.42 | 4.82 | 52.31 | 108_B_SGU1 | 108 | B | SGU1 | 60 | Coal Steam | Kansas | 20055 | 359 | 359 | TRUE | 10904 | 1983 | 9999 | 11 | 14.8691 | 0 | 14.8691 | Kansas | 4.82 | Kansas | -28.91 | Archer Daniels Midland Cedar Rapids | 10864_B_4 | 10864 | B | 4 | 0 | Coal Steam | 0 | MIS_IA | Iowa | 19 | Linn | 113 | 19113 | 40 | 8300 | 1994 | 0 | FBC | wet | Y | Bituminous, Subbituminous | Reagent Injection | 1994 | 0.9 | 0 | SNCR | 0 | 1994 | B | 0 | 0 | 0 | 0 | 0.7 | 0.08609 | 0.08609 | 0.08609 | 0.08609 | 0.05 | 0.1 | 0.43 | 0.98 | Yes | 1994 | 0 | 0 | 0 | 0 | 0 | Archer Daniels Midland Co | 100 | Archer Daniels Midland Co | 100 | needs_active | 0 | 0 | 0 | IA | 41.9221 | -91.6875 | Industrial | NR | MIDAMERICAN ENERGY COMPANY | 0 | 0 | 0 | 0% | 0 | 0 | 0 | 0 | 0 | 0 | 0 | 0 | 0 | 0 | 0 | 0 | 0 | 0 | 0 | 0 | 0 | 0 | 0 | 0 | 0 | 0 | 186602 | 4524 | 0 | 1 | 1 | 0 | 0.017813 | 0.0032045 | EIA-923 | EIA-923 | 0 | 0 | 1 | 1 | 0 | 1 | 0 | 0 | 0 | 0 | 0 | 0 | 0 | 0-200 | 28 | 20-39 | 6 | 5-6 Low | 0 | 0 | 0 | 0 | 0 | 0 | 0 | 88 | 49 | 44 | 42 | 1 | 0 | 0 | 0 | 0 | 0 | 0 | 0 | 0 | 0 | 0 | 0 | 0 | 0 | 0 | 0 | 0 | 0 | 0 | 0 | 0 | 0 | 0 | 0 | 0 | 0 | 0 | Mingo Wilderness | 557.9531 | 0 | 0 | 0 | [5 empty] | Fleet Average | 43.44% | Fleet Average | 206.2677 | 152204.1701 | 1263294.6119 | 130288.4246 | 15.38% | 259 | 170.3068 | 46 | 65.7555 | [10 empty] | 30.6868 | 10.1082 | 29.8918 | 58.13% | 152204.1701 | 203673.6035 | 1690490.9093 | 20.6268 | 17434.6819 | 112853.7427 | 48640002.9079 | 1 | 0 | 1627.2032 | 87.6735 | 4.2101 | 10.2663 | 60.7031 | -4.8643e-15 | 63.0243 | 48.5862 | 65.5275 | 1627.2032 |  | 10.2663 | 87.6735 | 25.27% | 33.82% |  |  | 205.4
2079_5A | SPP North- (Kansas, Missouri) | Coal + CCS | C268 | Hawthorn | 2079 | 5A | 2430.4023 | 10.58 | 4.59 | 30.7175 | 0.32621 | 0.48414 | 4.82 | 31.18 | 1082_B_3 | 1082 | B | 3 | 756 | Coal Steam | Iowa | 19155 | 708 | 1522 | TRUE | 9926 | 1978 | 9999 | 165 | 17.1854 | 101 | 10.5196 | Kansas | 4.82 | Kansas | -28.91 | Archer Daniels Midland Cedar Rapids | 10864_B_5 | 10864 | B | 5 | 0 | Coal Steam | 0 | MIS_IA | Iowa | 19 | Linn | 113 | 19113 | 100 | 8300 | 2001 | 0 | FBC | dry | Y | Bituminous, Subbituminous | Reagent Injection | 2001 | 0.92 | 0 | SNCR | 0 | 2001 | B | 0 | 0 | 0 | 0 | 0.7 | 0.08085 | 0.08085 | 0.08085 | 0.08085 | 0.05 | 0.1 | 0.43 | 0.98 | Yes | 2001 | 0 | 0 | 0 | 0 | 0 | Archer Daniels Midland Co | 100 | Archer Daniels Midland Co | 100 | needs_active | 0 | 0 | 0 | IA | 41.9221 | -91.6875 | Industrial | NR | MIDAMERICAN ENERGY COMPANY | 0 | 0 | 0 | 0% | 0 | 0 | 0 | 0 | 0 | 0 | 0 | 0 | 0 | 0 | 0 | 0 | 0 | 0 | 0 | 0 | 0 | 0 | 0 | 0 | 0 | 0 | 463384 | 5000 | 0 | 1 | 1 | 0 | 0.0058216 | 0.0032045 | EIA-923 | EIA-923 | 0 | 0 | 1 | 1 | 0 | 1 | 0 | 0 | 0 | 0 | 0 | 0 | 0 | 0-200 | 21 | 20-39 | 6 | 5-6 Low | 0 | 0 | 0 | 0 | 0 | 0 | 0 | 88 | 49 | 44 | 42 | 1 | 0 | 0 | 0 | 0 | 0 | 0 | 0 | 0 | 0 | 0 | 0 | 0 | 0 | 0 | 0 | 0 | 0 | 0 | 0 | 0 | 0 | 0 | 0 | 0 | 0 | 0 | Mingo Wilderness | 557.9531 | 0 | 0 | 0 | [5 empty] | Fleet Average | 43.44% | Fleet Average | 206.2677 | 380510.4253 | 3158236.5297 | 325721.0616 | 38.46% | 259 | 112.1823 | 46 | 43.3136 | [10 empty] | 76.7169 | 25.2705 | 74.7295 | 58.13% | 380510.4253 | 509184.0088 | 4226227.2732 | 20.6268 | 43586.7048 | 282134.3567 | 121600007.2697 | 1 | 0 | 1627.2032 | 45.254 | 4.2101 | 10.2663 | 42.3609 | 3.8915e-15 | 63.0243 | 30.244 | 40.7896 | 1627.2032 |  | 10.2663 | 45.254 | 25.27% | 33.82% |  |  | 205.4
2103_1 | MISO_Missouri | Coal + CCS | C272 | Labadie | 2103 | 1 | 2526.4431 | 10.58 | 3.22 | 31.4923 | 0.3348 | 0.5251 | 4.82 | 10.69 | 1082_B_4 | 1082 | B | 4 | 89556 | Coal Steam | Iowa | 19155 | 814 | 1522 | TRUE | 9977 | 2007 | 9999 | 165 | 17.1854 | 101 | 10.5196 | Kansas | 4.82 | Kansas | -28.91 | George Neal North | 1091_B_3 | 1091 | B | 3 | 762 | Coal Steam | 0 | MIS_MIDA | Iowa | 19 | Woodbury | 193 | 19193 | 515 | 10462 | 1975 | 0 | wall | dry | N | Subbituminous | Dry Scrubber | 2014 | 0.9 | LNBO | SNCR | 0 | 2014 | ESPC + B | No | ACI | 2015 | 0 | 1.2 | 0.2048 | 0.2048 | 0.2048 | 0.2048 | 0.1 | 0.1 | 0.1 | 0.95 | 0 | 0 | 0 | 0 | 0 | 0 | 0 | MidAmerican Energy Co | 72 | Berkshire Hathaway Inc | 72 | needs_active | 1091_G_3 | 1 | 0 | IA | 42.2998 | -96.3617 | Investor-Owned Utility | RE | 0 | MIDAMERICAN ENERGY COMPANY | 19350933.4 | 1874578.8 | 36.6% | 20%-40% | 9692825.6 | 3328 | 1975.6 | 2029525.8 | 4.6 | 970.8 | 32 | 2 | 0.34932 | 0.20604 | 209.7604 | 2.6241e-07 | 0.20007 | 0.34396 | 0.20419 | 209.76 | 2.3771e-07 | 0.20031 | 0.0025861 | 0.00016163 | 1628432 | 984556 | 120027 | 0 | 1 | 1 | Energy Source | 0.012427 | 0.012427 | EIA-923 | EIA-923 | 0 | 1 | 1 | 1 | 0 | 1 | 0 | 0 | 0 | 0 | 0 | 0 | 0 | 400-600 | 47 | 40-59 | 6 | 5-6 Low | 0 | 0 | 0 | 0 | 0 | 0 | 0 | 14 | 14 | 29 | 59 | 0 | 0 | 0 | 0 | 0 | 0 | 0 | 0 | 0 | 0 | 0 | 0 | 0 | 0 | 0 | 0 | 0 | 0 | 0 | 0 | 0 | 0 | 0 | 0 | 0 | NPCA, NPS | 0 | Badlands/Sage Creek Wilderness 2 | 490.9223 | 6.7791 | 4.0243 | 0 | 17928951 | 1774805 | 0.34 | 1880388 | 209.76 | 5-Year Average | 36.6% | 5-Year Average | 209.76 | 1651172.4 | 17274565.6488 | 1811756.3604 | 100% | 245 | 29.9114 | 162 | 19.7781 | 2493.4493 | 10.58 | 4.59 | 32.0699 | 0.33194 | 0.49688 | 4.82 | 41.73 |  |  | 519.1729 | 171.0155 | 343.9845 | 54.8% | 1651172.4 | 2472070.3384 | 25862799.8801 | 20.976 | 271249.0324 | 1540507.328 | 822914151.7378 | 0 | 0 | 2392.3004 | 22.4655 | 7.8019 | 13.4904 | 29.4859 | 0 | 79.3031 | 28.2906 | 30.323 | 2392.3004 |  | 13.4904 | 22.4655 | 33.21% | 49.72% |  |  | 214.13
2103_2 | MISO_Missouri | Coal + CCS | C272 | Labadie | 2103 | 2 | 2526.4431 | 10.58 | 3.22 | 31.4923 | 0.3348 | 0.5251 | 4.82 | 10.69 | 10849_B_BLR1 | 10849 | B | BLR1 | 89908 | Coal Steam | Minnesota | 27075 | 36 | 105 | FALSE | 10398 | 1955 | 9999 | 398 | 261.7069 | 999 | 151.2377 | Minnesota | #N/A | Michigan | -28.91 | Muscatine Plant #1 | 1167_B_9 | 1167 | B | 9 | 788 | Coal Steam | 0 | MIS_IA | Iowa | 19 | Muscatine | 139 | 19139 | 163 | 8800 | 1983 | 0 | tangential | dry | N | Subbituminous | Wet Scrubber | 1983 | 0.96 | OFA | 0 | 0 | 0 | ESPC | No | ACI | 2016 | 0 | 0.45 | 0.1654 | 0.1654 | 0.1469 | 0.1469 | 0.1 | 0.1 | 0.1 | 0.99 | 0 | 0 | 0 | 0 | 0 | 0 | 0 | Muscatine Power & Water | 100 | Muscatine Power & Water | 100 | needs_active | 1167_G_9 | 1 | 0 | IA | 41.3917 | -91.0569 | Municipally-Owned Utility | RE | 0 | INTERSTATE POWER AND LIGHT COMPANY | 7849715.6 | 698204 | 40.6% | 40%-60% | 3823363.6 | 44.2 | 575.8 | 823278.2 | 7.2 | 270.2 | 18 | 0 | 0.012338 | 0.13737 | 209.7596 | 9.2538e-07 | 0.12546 | 0.011262 | 0.14671 | 209.76 | 9.1723e-07 | 0.14134 | 0.0042377 | 0 | 559027 | 410787 | 0 | 947 | 1 | 1 | 0 | 0 | 0.0049664 | 0 | EIA-923 | 0 | 1 | 0 | 0 | 0 | 1 | 0 | 0 | 0 | 0 | 0 | 0 | 0 | 0-200 | 39 | 20-39 | 0 | 0-2 High | 0 | 0 | 1 | 0 | 0 | OS NOx | 1 | 83 | 80 | 40 | 25 | 1 | 1 | 0 | 0 | 0 | 0 | 0 | 0 | BATW | 0 | 0 | 1 | 0 | 0 | 0 | 0 | 0 | 0 | 0 | 0 | 0 | 0 | 1 | CO | 0 | NPCA, NPS | 0 | Mingo Wilderness | 489.5875 | 0.09028 | 1.1761 | 0 | 7269095 | 639953 | 0.38 | 762386 | 209.7609 | 5-Year Average | 40.6% | 5-Year Average | 209.76 | 579719.28 | 5101529.664 | 535048.4493 | 71.59% | 254 | 73.6992 | 0 | 29.0154 | [10 empty] | 138.2166 | 45.5286 | 117.4714 | 56.34% | 579719.28 | 804401.8325 | 7078736.1261 | 20.976 | 74241.787 | 460806.6623 | 219080065.8607 | 0 | 54770016.4652 | 1864.9645 | 34.3238 | 5.1159 | 11.3473 | 33.116 | -4.9266e-15 | 67.5647 | 25.096 | 31.5721 | 1864.9645 |  | 11.3473 | 34.3238 | 27.93% | 38.76% |  |  | 214.13
2103_3 | MISO_Missouri | Coal + CCS | C272 | Labadie | 2103 | 3 | 2526.4431 | 10.58 | 3.22 | 31.4923 | 0.3348 | 0.5251 | 4.82 | 10.69 | 10849_B_BLR2 | 10849 | B | BLR2 | 89909 | Coal Steam | Minnesota | 27075 | 69 | 105 | FALSE | 10398 | 1963 | 9999 | 398 | 261.7069 | 999 | 151.2377 | Minnesota | #N/A | Michigan | -28.91 | La Cygne | 1241_B_2 | 1241 | B | 2 | 820 | Coal Steam | 0 | SPP_N | Kansas | 20 | Linn | 107 | 20107 | 662 | 10424 | 1977 | 2039 | wall | dry | N | Bituminous, Subbituminous | Wet Scrubber | 2015 | 0.98 | LNB + OFA | SCR | 2015 | 0 | B | 0 | ACI | 2015 | 0 | 0.1 | 0.2145 | 0.09606 | 0.2145 | 0.09606 | 0.05 | 0.1 | 0.1 | 0.99 | Yes | 2015 | 0 | 0 | 0 | 0 | Yes | Evergy Kansas South Inc | 50 | Evergy Inc | 100 | needs_active | 1241_G_2 | 1 | 0 | KS | 38.3481 | -94.6456 | Investor-Owned Utility | RE | 0 | 0 | 31893486.6 | 3273000.8 | 47.2% | 40%-60% | 13640263.4 | 221 | 1412.2 | 3344553.8 | 13.2 | 595 | 108 | 0 | 0.018044 | 0.077566 | 209.714 | 2.2005e-07 | 0.076642 | 0.013859 | 0.088557 | 209.7327 | 4.1388e-07 | 0.087242 | 0.013093 | 0 | 3171571 | 2017038 | 0 | 26665 | 1 | 0 | 0 | 0 | 0 | 0 | 0 | 0 | 0 | 0 | 1 | 1 | 1 | 0 | 1 | 0 | 0 | 0 | 0 | 0 | 600-800 | 45 | 40-59 | 5 | 5-6 Low | 0 | 0 | 0 | 0 | 0 | 0 | 0 | 26 | 43 | 54 | 45 | 0 | 0 | 0 | 0 | 0 | 0 | 0 | 0 | 0 | 0 | 0 | 0 | 0 | 0 | 0 | 0 | 0 | 0 | 0 | 1 | 0 | CO | 1 | CO | 0 | NPS | 0 | Hercules-Glades Wilderness | 233.8192 | 0.94517 | 6.0397 | 0 | 33837297 | 3439228 | 0.5 | 3548811 | 209.7574 | 5-Year Average | 47.2% | 5-Year Average | 209.7327 | 2737184.64 | 28532412.6874 | 2992090.2181 | 47.35% | 16 | 10.528 | 92 | 10.528 | 2479.5024 | 10.58 | 4.59 | 30.1893 | 0.33063 | 0.49393 | 4.82 | 31.18 |  |  | 637.8306 | 210.1014 | 451.8986 | 69.14% | 2737184.64 | 4009784.9815 | 41797998.6476 | 20.9733 | 438320.3911 | 2553769.827 | 1010992422.8501 | 0 | 0 | 2237.2108 | 21.2461 | 7.2697 | 12.8934 | 19.5682 | 0 | 79.3043 | 2.5335 | 2.7155 | 2237.2108 |  | 12.8934 | 21.2461 | 31.74% | 46.49% |  |  | 205.4
2103_4 | MISO_Missouri | Coal + CCS | C272 | Labadie | 2103 | 4 | 2526.4431 | 10.58 | 3.22 | 31.4923 | 0.3348 | 0.5251 | 4.82 | 10.69 | 10864_B_1 | 10864 | B | 1 |  | Coal Steam | Iowa | 19113 | 40 | 260 | FALSE | 8300 | 1988 | 9999 | 999 | 170.3068 | 999 | 65.7555 | Iowa | #N/A | Missouri |  | Cross | 130_B_1 | 130 | B | 1 | 82 | Coal Steam | 0 | S_VACA | South Carolina | 45 | Berkeley | 15 | 45015 | 580 | 10570 | 2008 | 0 | wall | dry | N | Bituminous | Wet Scrubber | 1995 | 0.977 | LNBO | SCR | 2002 | 0 | ESPC + WS | No | 0 | 0 | 0 | 0.26 | 0.08232 | 0.08232 | 0.08232 | 0.08232 | 0.05 | 0.1 | 0.56 | 0.99 | 0 | 0 | 0 | 0 | 0 | 0 | 0 | Santee Cooper | 100 | Santee Cooper | 100 | needs_active | 130_G_1 | 1 | 0 | SC | 33.3715 | -80.1132 | State-Owned Utility | RE | 0 | 0 | 22112425.8 | 2182478 | 37.2% | 20%-40% | 12816563.6 | 936.4 | 833.2 | 2268733 | 12.6 | 481 | 103 | 0 | 0.1026 | 0.079133 | 205.2 | 5.2348e-07 | 0.077806 | 0.084694 | 0.07536 | 205.1998 | 5.6982e-07 | 0.075059 | 0.0098961 | 0 | 2154811 | 921839 | 0 | 14686 | 1 | 0 | 0 | 0 | 0 | 0 | 0 | 0 | 1 | 0 | 0 | 1 | 1 | 0 | 0 | 0 | 0 | 0 | 0 | 0 | 400-600 | 14 | 0-19 | 6 | 5-6 Low | 0 | 0 | 0 | 0 | 0 | 0 | 0 | 30 | 96 | 56 | 85 | 1 | 0 | 0 | 0 | 0 | 0 | 0 | 0 | FGD wastewater | Voluntary incentives program (VIP) | 0 | 1 | 0 | 0 | 0 | 0 | 0 | 0 | 0 | 0 | 0 | 0 | 1 | CO | 0 | NPCA, NPS | 0 | Cape Romain Wilderness | 63.3779 | 14.7749 | 13.1465 | 1 | 23939575 | 2371001 | 0.4 | 2456196 | 205.1996 | 5-Year Average | 37.2% | 5-Year Average | 205.1998 | 1890057.6 | 19977908.832 | 2049731.7412 | 24.68% | 307 | 34.6763 | 0 | 11.2952 | 2409.4533 | 10.58 | 4.59 | 30.301 | 0.32436 | 0.48009 | 4.82 | 25.38 |  |  | 566.6514 | 186.655 | 393.345 | 54.85% | 1890057.6 | 2786951.122 | 29458073.3591 | 20.52 | 302239.5813 | 1747492.16 | 898169885.0209 | 0 | 0 | 2283.4148 | 21.8501 | 7.5237 | 13.074 | 20.3748 | 2.8439e-15 | 78.5885 | 16.5577 | 17.9085 | 2283.4148 |  | 13.074 | 21.8501 | 32.18% | 47.45% |  |  | 205.4
2107_1 | MISO_Missouri | Coal + CCS | C274 | Sioux | 2107 | 1 | 2778.9829 | 10.58 | 3.52 | 35.6109 | 0.35636 | 0.55371 | 4.82 | 10.69 | 10864_B_2 | 10864 | B | 2 |  | Coal Steam | Iowa | 19113 | 40 | 260 | FALSE | 8300 | 1988 | 9999 | 999 | 170.3068 | 999 | 65.7555 | Iowa | #N/A | Missouri |  | Cross | 130_B_2 | 130 | B | 2 | 83 | Coal Steam | 0 | S_VACA | South Carolina | 45 | Berkeley | 15 | 45015 | 570 | 10475 | 1984 | 0 | tangential | dry | N | Bituminous | Wet Scrubber | 1983 | 0.948 | LNC1 | SCR | 2003 | 0 | ESPC + WS | No | 0 | 0 | 0 | 0.26 | 0.0692 | 0.0692 | 0.0692 | 0.0692 | 0.05 | 0.1 | 0.56 | 0.99 | 0 | 0 | 0 | 0 | 0 | 0 | 0 | Santee Cooper | 100 | Santee Cooper | 100 | needs_active | 130_G_2 | 1 | 0 | SC | 33.3715 | -80.1132 | State-Owned Utility | RE | 0 | 0 | 2390664.25 | 226362 | 4% | 0%-20% | 1568323 | 184.5 | 90.25 | 245281.5 | 1 | 60.3333 | 14 | 0 | 0.15125 | 0.077707 | 205.1996 | 3.4691e-07 | 0.076574 | 0.15435 | 0.075502 | 205.1995 | 4.1829e-07 | 0.07694 | 0.050012 | 0 | 143300 | 78278 | 0 | 8050 | 1 | 0 | 0 | 0 | 0 | 0 | 0 | 0 | 1 | 0 | 0 | 1 | 1 | 0 | 0 | 0 | 0 | 0 | 0 | 0 | 400-600 | 38 | 20-39 | 4 | 3-4 Moderate | 0 | 0 | 0 | 0 | 0 | 0 | 0 | 30 | 96 | 56 | 85 | 1 | 0 | 0 | 0 | 0 | 0 | 0 | 0 | FGD wastewater | Voluntary incentives program (VIP) | 0 | 1 | 0 | 0 | 0 | 0 | 0 | 0 | 0 | 1 | 0 | SCO | 1 | SCO | 0 | NPCA, NPS | 0 | Cape Romain Wilderness | 63.3779 | 2.9111 | 1.424 | 0 | 1906244 | 186263 | 0.03 | 195580 | 205.1993 | Floor Used | 20% | 5-Year Average | 205.1995 | 998640 | 10460754 | 1073270.5072 | 24.26% | 307 | 35.2294 | 0 | 11.4754 | 2377.6085 | 10.58 | 4.59 | 30.0809 | 0.32147 | 0.47377 | 4.82 | 25.38 |  |  | 551.8764 | 181.7881 | 388.2119 | 29.37% | 998640 | 1466273.4207 | 15359214.082 | 20.5199 | 157585.1176 | 915685.3897 | 874750895.669 | 0 | 0 | 2253.282 | 21.9356 | 7.3577 | 12.9565 | 20.3822 | -2.7027e-15 | 77.9393 | 62.6145 | 68.2869 | 2253.282 |  | 12.9565 | 21.9356 | 31.89% | 46.83% |  |  | 205.4
2107_2 | MISO_Missouri | Coal + CCS | C274 | Sioux | 2107 | 2 | 2778.9829 | 10.58 | 3.52 | 35.6109 | 0.35636 | 0.55371 | 4.82 | 10.69 | 10864_B_3 | 10864 | B | 3 |  | Coal Steam | Iowa | 19113 | 40 | 260 | FALSE | 8300 | 1989 | 9999 | 999 | 170.3068 | 999 | 65.7555 | Iowa | #N/A | Missouri |  | Cross | 130_B_3 | 130 | B | 3 | 89490 | Coal Steam | 0 | S_VACA | South Carolina | 45 | Berkeley | 15 | 45015 | 600 | 9772 | 2007 | 0 | tangential | dry | N | Bituminous | Wet Scrubber | 2007 | 0.983 | LNC3 | SCR | 2007 | 0 | ESPC + WS | No | 0 | 0 | 0 | 0.26 | 0.06333 | 0.06333 | 0.06333 | 0.06333 | 0.05 | 0.1 | 0.56 | 0.99 | 0 | 0 | 0 | 0 | 0 | 0 | 0 | Santee Cooper | 100 | Santee Cooper | 100 | needs_active | 130_G_3 | 1 | 0 | SC | 33.3715 | -80.1132 | State-Owned Utility | RE | 0 | 0 | 29926795.8 | 3004003.4 | 49.6% | 40%-60% | 14392339 | 1046.6 | 969.4 | 3070488 | 9.8 | 466.2 | 75 | 0 | 0.090038 | 0.06316 | 205.1999 | 3.9918e-07 | 0.062536 | 0.069944 | 0.064785 | 205.1999 | 3.2747e-07 | 0.064784 | 0.0038426 | 0 | 3217262 | 1372422 | 0 | 11721 | 1 | 0 | 0 | 0 | 0 | 0 | 0 | 0 | 1 | 0 | 0 | 1 | 1 | 0 | 0 | 0 | 0 | 0 | 0 | 0 | 600-800 | 15 | 0-19 | 6 | 5-6 Low | 0 | 0 | 0 | 0 | 0 | 0 | 0 | 30 | 96 | 56 | 85 | 1 | 0 | 0 | 0 | 0 | 0 | 0 | 0 | FGD wastewater | Voluntary incentives program (VIP) | 0 | 1 | 0 | 0 | 0 | 0 | 0 | 0 | 0 | 0 | 0 | 0 | 1 | CO | 0 | NPCA, NPS | 0 | Cape Romain Wilderness | 63.3779 | 16.5137 | 15.2956 | 1 | 34195745 | 3461216 | 0.57 | 3508484 | 205.2 | 5-Year Average | 49.6% | 5-Year Average | 205.1999 | 2606976 | 25475369.472 | 2613771.8445 | 25.53% | 307 | 35.616 | 0 | 11.6013 | 2154.1478 | 10.58 | 3.22 | 27.3591 | 0.30031 | 0.4292 | 4.82 | 25.38 |  |  | 541.9356 | 178.5136 | 421.4864 | 70.61% | 2606976 | 3711117.4194 | 36265039.4224 | 20.52 | 372079.1531 | 2241692.6914 | 858994171.8354 | 0 | 0 | 2038.0115 | 21.6876 | 6.2082 | 12.087 | 19.1904 | 4.2714e-15 | 73.09 | 1.9583 | 2.2774 | 2038.0115 |  | 12.087 | 21.6876 | 29.75% | 42.35% |  |  | 205.4
2167_1 | SERC_Delta_AECI | Coal + CCS | C279 | New Madrid | 2167 | 1 | 2321.9641 | 10.58 | 3.22 | 29.4956 | 0.31625 | 0.48255 | 4.82 | 21.77 | 10864_B_4 | 10864 | B | 4 |  | Coal Steam | Iowa | 19113 | 40 | 260 | FALSE | 8300 | 1994 | 9999 | 999 | 170.3068 | 999 | 65.7555 | Iowa | #N/A | Missouri |  | Cross | 130_B_4 | 130 | B | 4 | 89491 | Coal Steam | 0 | S_VACA | South Carolina | 45 | Berkeley | 15 | 45015 | 600 | 9801 | 2008 | 0 | tangential | dry | N | Bituminous | Wet Scrubber | 2008 | 0.984 | LNC3 | SCR | 2008 | 0 | ESPC + WS | No | 0 | 0 | 0 | 0.26 | 0.06517 | 0.06517 | 0.06517 | 0.06517 | 0.05 | 0.1 | 0.56 | 0.99 | 0 | 0 | 0 | 0 | 0 | 0 | 0 | Santee Cooper | 100 | Santee Cooper | 100 | needs_active | 130_G_4 | 1 | 0 | SC | 33.3715 | -80.1132 | State-Owned Utility | RE | 0 | 0 | 34028890.4 | 3286576.6 | 54.6% | 40%-60% | 14751049 | 1151 | 1113.4 | 3491362.6 | 13.6 | 481.2 | 78 | 0 | 0.081233 | 0.064413 | 205.1998 | 5.4155e-07 | 0.063429 | 0.067648 | 0.065439 | 205.1999 | 3.9966e-07 | 0.065243 | 0.0051328 | 0 | 2860038 | 1182073 | 0 | 10084 | 1 | 0 | 0 | 0 | 0 | 0 | 0 | 0 | 1 | 0 | 0 | 1 | 1 | 0 | 0 | 0 | 0 | 0 | 0 | 0 | 600-800 | 14 | 0-19 | 6 | 5-6 Low | 0 | 0 | 0 | 0 | 0 | 0 | 0 | 30 | 96 | 56 | 85 | 1 | 0 | 0 | 0 | 0 | 0 | 0 | 0 | FGD wastewater | Voluntary incentives program (VIP) | 0 | 1 | 0 | 0 | 0 | 0 | 0 | 0 | 0 | 0 | 0 | 0 | 1 | CO | 0 | NPCA, NPS | 0 | Cape Romain Wilderness | 63.3779 | 18.1609 | 17.5677 | 1 | 31174922 | 3080821 | 0.5 | 3198543 | 205.1997 | 5-Year Average | 54.6% | 5-Year Average | 205.1999 | 2869776 | 28126674.576 | 2885795.5262 | 25.53% | 307 | 35.5526 | 0 | 11.5807 | 2154.1478 | 10.58 | 3.22 | 27.3591 | 0.30031 | 0.4292 | 4.82 | 25.38 |  |  | 543.5439 | 179.0433 | 420.9567 | 77.82% | 2869776 | 4090363.193 | 40089649.6547 | 20.52 | 411319.6223 | 2474475.9039 | 861543376.8071 | 0 | 0 | 2046.632 | 21.6876 | 6.2529 | 12.1228 | 19.2254 | 3.8754e-15 | 73.2916 | -1.4662 | -1.7004 | 2046.632 |  | 12.1228 | 21.6876 | 29.84% | 42.53% |  |  | 205.4
2167_2 | SERC_Delta_AECI | Coal + CCS | C279 | New Madrid | 2167 | 2 | 2321.9641 | 10.58 | 3.22 | 29.4956 | 0.31625 | 0.48255 | 4.82 | 21.77 | 10864_B_5 | 10864 | B | 5 |  | Coal Steam | Iowa | 19113 | 100 | 260 | FALSE | 8300 | 2001 | 9999 | 999 | 170.3068 | 999 | 65.7555 | Iowa | #N/A | Missouri |  | Ghent | 1356_B_1 | 1356 | B | 1 | 884 | Coal Steam | 0 | S_C_KY | Kentucky | 21 | Carroll | 41 | 21041 | 474 | 10759 | 1973 | 0 | tangential | dry | N | Bituminous | Wet Scrubber | 2009 | 0.983 | LNC2 | SCR | 2004 | 0 | ESPC + B | No | ACI | 2015 | 0 | 5.67 | 0.4028 | 0.06109 | 0.4028 | 0.06109 | 0.05 | 0.1 | 0.1 | 0.99 | Yes | 2015 | 0 | 0 | 0 | 0 | 0 | Kentucky Utilities Co | 100 | PPL Corp | 100 | needs_active | 1356_G_1 | 1 | 0 | KY | 38.7497 | -85.035 | Investor-Owned Utility | RE | 0 | 0 | 29922634.4 | 3066009.2 | 62.2% | 60%-80% | 14115981 | 1071.8 | 914.4 | 3070062.4 | 6.4 | 373.4 | 71 | 0 | 0.10046 | 0.070179 | 205.2 | 2.8703e-07 | 0.059233 | 0.071638 | 0.061118 | 205.2 | 2.1388e-07 | 0.052905 | 0.0043458 | 0 | 2697305 | 1244886 | 0 | 3752 | 1 | 0 | 0 | 0 | 0 | 0 | 0 | 0 | 1 | 0 | 1 | 1 | 1 | 0 | 1 | 0 | 0 | 0 | 0 | 0 | 400-600 | 49 | 40-59 | 4 | 3-4 Moderate | 0 | 0 | 0 | 0 | 0 | 0 | 0 | 49 | 65 | 77 | 31 | 0 | 0 | 0 | 70% below 2010 by 2050 | 0 | 0 | 1 | 1 | BATW | 0 | 0 | 1 | 0 | 0 | 0 | 1 | 1 | 0 | 0 | 0 | 0 | 0 | 1 | CO | 0 | 0 | 0 | Mammoth Cave NP | 186.1135 | 5.7589 | 4.9131 | 0 | 29113299 | 2930256 | 0.6 | 2987025 | 205.2 | 5-Year Average | 62.2% | 5-Year Average | 205.2 | 2582693.28 | 27787196.9995 | 2850966.5148 | 24.7% | 99 | 12.6238 | 0 | 12.6238 | 2473.5639 | 10.58 | 4.59 | 32.5257 | 0.33011 | 0.49278 | 4.82 | 10.69 |  |  | 471.3714 | 155.2697 | 318.7303 | 92.5% | 2582693.28 | 3840854.5686 | 41323754.304 | 20.52 | 423981.7344 | 2426984.7804 | 747146485.1488 | 0 | 0 | 2344.1341 | 22.9405 | 7.8619 | 13.3078 | 22.098 | 0 | 79.8754 | -3.6287 | -3.8615 | 2344.1341 |  | 13.3078 | 22.9405 | 32.76% | 48.72% |  |  | 205.4
2168_MB3 | SERC_Delta_AECI | Coal + CCS | C280 | Thomas Hill | 2168 | MB3 | 2345.3928 | 10.58 | 4.59 | 28.5395 | 0.31845 | 0.48747 | 4.82 | 21.77 | 1091_B_3 | 1091 | B | 3 | 762 | Coal Steam | Iowa | 19193 | 515 | 515 | TRUE | 10462 | 1975 | 9999 | 245 | 29.9114 | 162 | 19.7781 | Kansas | 4.82 | Kansas | -28.91 | Ghent | 1356_B_2 | 1356 | B | 2 | 885 | Coal Steam | 0 | S_C_KY | Kentucky | 21 | Carroll | 41 | 21041 | 495 | 10767 | 1977 | 0 | tangential | dry | N | Bituminous | Wet Scrubber | 2009 | 0.93 | LNC3 | 0 | 0 | 0 | ESPH + B | No | ACI | 2015 | 0 | 1.2 | 0.30525 | 0.30525 | 0.30525 | 0.30525 | 0.05 | 0.1 | 0.1 | 0.98 | Yes | 2015 | 0 | 0 | 0 | 0 | 0 | Kentucky Utilities Co | 100 | PPL Corp | 100 | needs_active | 1356_G_2 | 1 | 0 | KY | 38.7497 | -85.035 | Investor-Owned Utility | RE | 0 | 0 | 26962941.2 | 3010491.4 | 53% | 40%-60% | 11941045.4 | 4125.8 | 2596.4 | 2766397.2 | 10 | 1072.4 | 94 | 1 | 0.34762 | 0.18615 | 205.1998 | 4.2011e-07 | 0.18135 | 0.30603 | 0.19259 | 205.2 | 3.7088e-07 | 0.17962 | 0.007074 | 7.5256e-05 | 2638164 | 1224019 | 0 | 3953 | 1 | 0 | 0 | 0 | 0 | 0 | 0 | 0 | 1 | 0 | 1 | 0 | 1 | 0 | 0 | 0 | 0 | 0 | 0 | 0 | 400-600 | 45 | 40-59 | 5 | 5-6 Low | 0 | 0 | 0 | 0 | 0 | 0 | 0 | 49 | 65 | 77 | 31 | 0 | 0 | 0 | 70% below 2010 by 2050 | 0 | 0 | 1 | 1 | BATW | 0 | 0 | 1 | 0 | 0 | 0 | 1 | 1 | 0 | 1 | 0 | SCO | 0 | 1 | SCO | 0 | 0 | 0 | Mammoth Cave NP | 186.1135 | 22.1682 | 13.9506 | 1 | 25887121 | 2873160 | 0.51 | 2656019 | 205.2 | 5-Year Average | 53% | 5-Year Average | 205.2 | 2298186 | 24744568.662 | 2538792.2243 | 25.79% | 99 | 12.2895 | 0 | 12.2895 | 2476.5798 | 10.58 | 4.59 | 32.2012 | 0.33043 | 0.49349 | 4.82 | 10.69 |  |  | 492.6209 | 162.2693 | 332.7307 | 78.85% | 2298186 | 3418987.7703 | 36812241.3232 | 20.52 | 377693.5185 | 2161098.7057 | 780828075.5961 | 0 | 0 | 2346.7271 | 22.6873 | 7.8764 | 13.3177 | 21.7671 | 0 | 79.9297 | 1.764 | 1.8759 | 2346.7271 |  | 13.3177 | 22.6873 | 32.78% | 48.77% |  |  | 205.4
2442_4 | WECC_New Mexico | Coal + CCS | C295 | Four Corners | 2442 | 4 | 2252.8539 | 10.58 | 3.52 | 26.9779 | 0.30979 | 0.44883 | 4.82 | 10.69 | 113_B_1 | 113 | B | 1 | 62 | Coal Steam | Arizona | 4017 | 116 | 387 | FALSE | 10762 | 1980 | 2021 | 347 | 111.167 | 0 | 32.0366 | Arizona | 4.82 | Utah | -28.91 | Ghent | 1356_B_3 | 1356 | B | 3 | 886 | Coal Steam | 0 | S_C_KY | Kentucky | 21 | Carroll | 41 | 21041 | 485 | 11003 | 1981 | 0 | wall | dry | N | Bituminous | Wet Scrubber | 2007 | 0.983 | LNBO | SCR | 2004 | 0 | ESPH + B | No | ACI | 2014 | 0 | 1.2 | 0.075 | 0.075 | 0.075 | 0.075 | 0.05 | 0.1 | 0.1 | 0.99 | Yes | 2008 | 0 | 0 | 0 | 0 | 0 | Kentucky Utilities Co | 100 | PPL Corp | 100 | needs_active | 1356_G_3 | 1 | 0 | KY | 38.7497 | -85.035 | Investor-Owned Utility | RE | 0 | 0 | 25062157.6 | 2784396.8 | 49.4% | 40%-60% | 12016604.2 | 3239.6 | 2079 | 2571377.2 | 9.6 | 976 | 87 | 1 | 0.29149 | 0.15599 | 205.1999 | 3.7318e-07 | 0.1705 | 0.25853 | 0.16591 | 205.2 | 3.8305e-07 | 0.16244 | 0.0071969 | 8.2722e-05 | 2348601 | 1111360 | 0 | 7175 | 1 | 0 | 0 | 0 | 0 | 0 | 0 | 0 | 1 | 0 | 1 | 1 | 1 | 0 | 1 | 0 | 0 | 0 | 0 | 0 | 400-600 | 41 | 40-59 | 4 | 3-4 Moderate | 0 | 0 | 0 | 0 | 0 | 0 | 0 | 49 | 65 | 77 | 31 | 0 | 0 | 0 | 70% below 2010 by 2050 | 0 | 0 | 1 | 1 | BATW | 0 | 0 | 1 | 0 | 0 | 0 | 1 | 1 | 0 | 1 | 0 | CO | 0 | 1 | CO | 0 | M-VU, NPCA, NPS | 0 | Mammoth Cave NP | 186.1135 | 17.4066 | 11.1706 | 1 | 23972841 | 2647306 | 0.47 | 2459614 | 205.2 | 5-Year Average | 49.4% | 5-Year Average | 205.2 | 2098808.4 | 23093188.8252 | 2369361.017 | 25.27% | 99 | 12.28 | 0 | 12.28 | 2548.5281 | 10.58 | 3.52 | 33.3229 | 0.33675 | 0.50773 | 4.82 | 10.69 |  |  | 493.2485 | 162.4761 | 322.5239 | 74.29% | 2098808.4 | 3156113.3047 | 34726714.6918 | 20.52 | 356296.0692 | 2013064.9478 | 781822851.5592 | 0 | 0 | 2424.077 | 22.8051 | 8.3144 | 13.6096 | 22.2096 | 0 | 81.5275 | 5.072 | 5.2881 | 2424.077 |  | 13.6096 | 22.8051 | 33.5% | 50.38% |  |  | 205.4
26_5 | SERC_Southeastern | Coal + CCS | C104 | E C Gaston | 26 | 5 | 2304.0719 | 10.58 | 3.52 | 27.1335 | 0.31459 | 0.45897 | 4.82 | 15.85 | 113_B_3 | 113 | B | 3 | 64 | Coal Steam | Arizona | 4017 | 271 | 387 | TRUE | 11027 | 1980 | 2021 | 347 | 111.167 | 0 | 32.0366 | Arizona | 4.82 | Utah | -28.91 | Ghent | 1356_B_4 | 1356 | B | 4 | 887 | Coal Steam | 0 | S_C_KY | Kentucky | 21 | Carroll | 41 | 21041 | 465 | 10946 | 1984 | 0 | wall | dry | N | Bituminous | Wet Scrubber | 2008 | 0.983 | LNBO | SCR | 2004 | 0 | ESPH + B | No | ACI | 2014 | 0 | 1.2 | 0.2062 | 0.05175 | 0.2062 | 0.05175 | 0.05 | 0.1 | 0.1 | 0.99 | Yes | 2012 | 0 | 0 | 0 | 0 | 0 | Kentucky Utilities Co | 100 | PPL Corp | 100 | needs_active | 1356_G_4 | 1 | 0 | KY | 38.7497 | -85.035 | Investor-Owned Utility | RE | 0 | 0 | 28052416.6 | 2950464.2 | 58.2% | 40%-60% | 12070134.8 | 1055.2 | 797.4 | 2878176.8 | 16.8 | 261.4 | 41 | 0 | 0.059881 | 0.064079 | 205.2 | 6.9971e-07 | 0.053207 | 0.075231 | 0.056851 | 205.1999 | 5.9888e-07 | 0.043314 | 0.0024622 | 0 | 2480091 | 1178447 | 0 | 6471 | 1 | 0 | 0 | 0 | 0 | 0 | 0 | 0 | 1 | 0 | 1 | 1 | 1 | 0 | 1 | 0 | 0 | 0 | 0 | 0 | 400-600 | 38 | 20-39 | 4 | 3-4 Moderate | 0 | 0 | 0 | 0 | 0 | 0 | 0 | 49 | 65 | 77 | 31 | 0 | 0 | 0 | 70% below 2010 by 2050 | 0 | 0 | 1 | 1 | BATW | 0 | 0 | 1 | 0 | 0 | 0 | 1 | 1 | 0 | 0 | 0 | 0 | 0 | 1 | CO | 0 | 0 | 0 | Mammoth Cave NP | 186.1135 | 5.6697 | 4.2845 | 0 | 26525334 | 2761124 | 0.55 | 2721500 | 205.2001 | 5-Year Average | 58.2% | 5-Year Average | 205.1999 | 2370718.8 | 25949887.9848 | 2662457.4498 | 24.23% | 99 | 12.6387 | 0 | 12.6387 | 2548.5281 | 10.58 | 3.52 | 33.3229 | 0.33675 | 0.50773 | 4.82 | 10.69 |  |  | 470.4585 | 154.969 | 310.031 | 87.29% | 2370718.8 | 3555723.0942 | 38920944.9891 | 20.52 | 399328.737 | 2263128.7128 | 745699591.5683 | 0 | 0 | 2405.2423 | 23.0559 | 8.207 | 13.5391 | 22.478 | 0 | 81.1425 | -1.0601 | -1.1105 | 2405.2423 |  | 13.5391 | 23.0559 | 33.33% | 49.99% |  |  | 205.4
2712_2 | SERC_VACAR | Coal + CCS | C306 | Roxboro | 2712 | 2 | 2347 | 10.58 | 4.59 | 29.58 | 0.23 | 0.3 | 4.82 | 25.38 | 1167_B_7 | 1167 | B | 7 |  | Coal Steam | Iowa | 19139 | 20.7 | 227.7 | FALSE | 8800 | 1958 | 2021 | 999 | 167.019 | 999 | 65.7555 | Iowa | #N/A | Missouri |  | Seminole (FL) | 136_B_2 | 136 | B | 2 | 85 | Coal Steam | 0 | FRCC | Florida | 12 | Putnam | 107 | 12107 | 657 | 9871 | 1984 | 0 | wall | dry | N | Bituminous | Wet Scrubber | 1984 | 0.95 | LNBO | SCR | 2009 | 0 | ESPC | No | 0 | 0 | 0 | 0.2 | 0.4449 | 0.05939 | 0.4449 | 0.05939 | 0.05 | 0.1 | 0.56 | 0.99 | 0 | 0 | 0 | 0 | 0 | 0 | Yes | Seminole Electric Coop Inc | 100 | Seminole Electric Coop Inc | 100 | needs_active | 136_G_2 | 1 | 0 | FL | 29.7331 | -81.6328 | Cooperative | RE | FLORIDA GAS TRANSMISSION COMPANY | Other - See pipeline notes. | 37530746.6 | 3974146.4 | 59.8% | 40%-60% | 16976231 | 2672.4 | 1148.4 | 3850653.6 | 7 | 520 | 425 | 0 | 0.15757 | 0.061485 | 205.1999 | 0 | 0.059274 | 0.14241 | 0.061198 | 205.1999 | 1.8651e-07 | 0.061262 | 0.020124 | 0 | 3654764 | 1496082 | 0 | 16581 | 1 | 0 | 0 | 0 | 0 | 0 | 0 | 0 | 1 | 0 | 0 | 1 | 1 | 0 | 0 | 0 | 0 | 0 | 0 | 0 | 600-800 | 38 | 20-39 | 0 | 0-2 High | 0 | 0 | 0 | 1 | 0 | PM | 1 | 38 | 25 | 31 | 88 | 1 | 1 | 0 | 0 | 0 | 0 | 0 | 0 | FGD wastewater | 0 | 0 | 1 | 0 | 0 | 0 | 0 | 0 | 0 | 0 | 1 | 0 | SCO | 1 | SCO | 0 | NPCA, NPS | 0 | Okefenokee Wilderness | 105.035 | 25.443 | 10.9335 | 1 | 37515122 | 3905799 | 0.6 | 3849052 | 205.2 | 5-Year Average | 59.8% | 5-Year Average | 205.1999 | 3441681.36 | 33972836.7046 | 3485612.1396 | 50.19% | 427 | 46.6398 | 28 | 10.9227 | 2180.8832 | 10.58 | 4.59 | 27.086 | 0.30292 | 0.43455 | 4.82 | 15.85 |  |  | 599.4314 | 197.4527 | 459.5473 | 85.49% | 3441681.36 | 4920461.1516 | 48569872.0279 | 20.52 | 498326.7574 | 2987285.3822 | 950127810.0548 | 0 | 0 | 2067.5299 | 21.2786 | 6.3619 | 12.2094 | 18.7276 | -3.2216e-15 | 73.7777 | -5.0074 | -5.7691 | 2067.5299 |  | 12.2094 | 21.2786 | 30.05% | 42.97% |  |  | 205.4
2721_5 | SERC_VACAR | Coal + CCS | C311 | James E. Rogers Energy Complex | 2721 | 5 | 1941.5857 | 10.58 | 4.59 | 23.3084 | 0.27895 | 0.38688 | 4.82 | 25.38 | 1167_B_8 | 1167 | B | 8 | 787 | Coal Steam | Iowa | 19139 | 44 | 227.7 | FALSE | 8300 | 1969 | 2021 | 999 | 167.019 | 999 | 65.7555 | Iowa | #N/A | Missouri |  | Mill Creek (KY) | 1364_B_3 | 1364 | B | 3 | 907 | Coal Steam | 0 | S_C_KY | Kentucky | 21 | Jefferson | 111 | 21111 | 391 | 10521 | 1978 | 0 | wall | dry | N | Bituminous | Wet Scrubber | 2016 | 0.983 | LA + LNB | SCR | 2003 | 0 | ESPC + B | No | ACI | 2016 | 0 | 1.2 | 0.2414 | 0.07646 | 0.2414 | 0.07646 | 0.05 | 0.1 | 0.1 | 0.99 | Yes | 2016 | 0 | 0 | 0 | 0 | 0 | Louisville Gas & Electric Co | 100 | PPL Corp | 100 | needs_active | 1364_G_3 | 1 | 0 | KY | 38.0525 | -85.9103 | Investor-Owned Utility | RE | 0 | LOUISVILLE GAS AND ELECTRIC CO | 22780542.6 | 2356588.2 | 59% | 40%-60% | 10630473.8 | 579.8 | 896 | 2332357 | 6.6 | 314 | 19 | 0 | 0.067609 | 0.063202 | 204.8336 | 2.6444e-07 | 0.053714 | 0.050903 | 0.078664 | 204.7675 | 2.8972e-07 | 0.059075 | 0.0013789 | 0 | 1844658 | 848425 | 102854 | 0 | 1 | 1 | Startup Source | 0.12 | 0.09 | CAMD | CAMD | 0 | 1 | 0 | 1 | 1 | 1 | 0 | 1 | 0 | 0 | 0 | 0 | 0 | 200-400 | 44 | 40-59 | 4 | 3-4 Moderate | 0 | 0 | 0 | 0 | 0 | 0 | 0 | 80 | 59 | 94 | 72 | 1 | 0 | 0 | 70% below 2010 by 2050 | 0 | 0 | 1 | 1 | FGD wastewater | 0 | 0 | 1 | 0 | 0 | 0 | 1 | 1 | 0 | 0 | 0 | 0 | 0 | 1 | CO | 8 ug/m3 | M-VU, NPCA, NPS | 0 | Mammoth Cave NP | 87.5238 | 6.6245 | 10.2372 | 1 | 19178183 | 2026475 | 0.5 | 1961740 | 204.5804 | 5-Year Average | 59% | 5-Year Average | 204.7675 | 2020844.4 | 21261303.9324 | 2176811.6733 | 26.69% | 81 | 14.4141 | 0 | 14.4141 | [10 empty] | 380.2303 | 125.2479 | 265.7521 | 86.81% | 2020844.4 | 2973259.8594 | 31281666.9806 | 20.4767 | 320273.3852 | 1856538.2881 | 602683478.922 | 0 | 0 | 2267.8406 | 24.2069 | 7.4378 | 13.0134 | 23.419 | 0 | 78.089 | -0.22022 | -0.23971 | 2267.8406 |  | 13.0134 | 24.2069 | 32.03% | 47.13% |  |  | 205.4
2721_6 | SERC_VACAR | Coal + CCS | C311 | James E. Rogers Energy Complex | 2721 | 6 | 1941.5857 | 10.58 | 3.11 | 23.3084 | 0.27895 | 0.38688 | 4.82 | 25.38 | 1167_B_9 | 1167 | B | 9 | 788 | Coal Steam | Iowa | 19139 | 163 | 227.7 | FALSE | 8800 | 1983 | 9999 | 999 | 167.019 | 999 | 65.7555 | Iowa | #N/A | Missouri |  | Mill Creek (KY) | 1364_B_4 | 1364 | B | 4 | 908 | Coal Steam | 0 | S_C_KY | Kentucky | 21 | Jefferson | 111 | 21111 | 477 | 10452 | 1982 | 0 | wall | dry | N | Bituminous | Wet Scrubber | 2014 | 0.983 | LA + LNB | SCR | 2003 | 0 | ESPC + B | No | ACI | 2014 | 0 | 1.2 | 0.2395 | 0.07149 | 0.2395 | 0.07149 | 0.05 | 0.1 | 0.1 | 0.99 | Yes | 2014 | 0 | 0 | 0 | 0 | 0 | Louisville Gas & Electric Co | 100 | PPL Corp | 100 | needs_active | 1364_G_4 | 1 | 0 | KY | 38.0525 | -85.9103 | Investor-Owned Utility | RE | 0 | LOUISVILLE GAS AND ELECTRIC CO | 28938246.4 | 2990388.8 | 60% | 60%-80% | 13383658 | 1543.4 | 1054.2 | 2963312 | 8.8 | 386.6 | 116 | 0 | 0.08492 | 0.062284 | 204.8177 | 2.6789e-07 | 0.055362 | 0.10667 | 0.072859 | 204.8025 | 3.041e-07 | 0.057772 | 0.0077122 | 0 | 3095493 | 1382560 | 126467 | 0 | 1 | 1 | Startup Source | 0.28 | 0.09 | CAMD | CAMD | 0 | 1 | 0 | 1 | 1 | 1 | 0 | 1 | 0 | 0 | 0 | 0 | 0 | 400-600 | 40 | 40-59 | 4 | 3-4 Moderate | 0 | 0 | 0 | 0 | 0 | 0 | 0 | 80 | 59 | 94 | 72 | 1 | 0 | 0 | 70% below 2010 by 2050 | 0 | 0 | 1 | 1 | FGD wastewater | 0 | 0 | 1 | 0 | 0 | 0 | 1 | 1 | 0 | 0 | 0 | 0 | 0 | 1 | CO | 8 ug/m3 | 0 | 0 | Mammoth Cave NP | 87.5238 | 17.6341 | 12.0447 | 1 | 32130990 | 3340769 | 0.67 | 3291578 | 204.8849 | 5-Year Average | 60% | 5-Year Average | 204.8025 | 2507112 | 26204334.624 | 2683356.0738 | 32.56% | 81 | 12.7996 | 0 | 12.7996 | 2369.7136 | 10.58 | 4.59 | 31.3467 | 0.3207 | 0.47211 | 4.82 | 10.69 |  |  | 460.8194 | 151.7939 | 325.2061 | 88.01% | 2507112 | 3677337.0337 | 38435526.676 | 20.4802 | 393584.5174 | 2289771.5565 | 730421063.426 | 0 | 0 | 2246.0251 | 22.9029 | 7.3179 | 12.9281 | 21.6502 | 0 | 77.6314 | -2.5225 | -2.762 | 2246.0251 |  | 12.9281 | 22.9029 | 31.82% | 46.68% |  |  | 205.4
2727_3 | SERC_VACAR | Coal + CCS | C312 | Marshall (NC) | 2727 | 3 | 2017.6609 | 10.58 | 4.59 | 25.3568 | 0.28675 | 0.40204 | 4.82 | 25.38 | 1241_B_1 | 1241 | B | 1 | 819 | Coal Steam | Kansas | 20107 | 736 | 1398 | TRUE | 10600 | 1973 | 2021 | 16 | 9.7964 | 92 | 9.7964 | Oklahoma | 4.82 | Kansas | -28.91 | Shawnee | 1379_B_1 | 1379 | B | 1 | 916 | Coal Steam | 0 | S_C_TVA | Kentucky | 21 | McCracken | 145 | 21145 | 134 | 11164 | 1953 | 2034 | wall | dry | N | Bituminous, Subbituminous | Dry Scrubber | 2017 | 0.96 | LNB | SCR | 2017 | 0 | B + C | 0 | 0 | 0 | 0 | 1.2 | 0.28522 | 0.182 | 0.28522 | 0.182 | 0.05 | 0.1 | 1 | 0.99 | Yes | 2015 | 0 | 0 | 0 | 0 | 0 | Tennessee Valley Authority | 100 | Tennessee Valley Authority | 100 | needs_active | 1379_G_1 | 1 | 0 | KY | 37.1517 | -88.775 | Federally-Owned Utility | RE | 0 | 0 | 7564982.8 | 686199.6 | 40.2% | 40%-60% | 3770909.8 | 1388 | 733.2 | 793415.2 | 2.6 | 378.4 | 15 | 1 | 0.32893 | 0.16092 | 209.7599 | 1.1429e-07 | 0.15927 | 0.36695 | 0.19384 | 209.7599 | 3.4369e-07 | 0.20069 | 0.0039849 | 0.00026566 | 525835 | 336180 | 0 | 20818 | 1 | 0 | 0 | 0 | 0 | 0 | 0 | 0 | 0 | 0 | 1 | 1 | 1 | 0 | 1 | 0 | 0 | 0 | 0 | 0 | 0-200 | 69 | 60+ | 4 | 3-4 Moderate | 0 | 1 | 1 | 0 | 1 | Multiple | 1 | 74 | 69 | 69 | 29 | 0 | 0 | 0 | 70% below 2005 by 2030 | 1 | 1 | 1 | 1 | BATW | 0 | 0 | 1 | 0 | 0 | 0 | 1 | 1 | 0 | 1 | 0 | CO | 0 | 1 | CO | 0 | NPCA, NPS | 0 | Mingo Wilderness | 124.4761 | 11.1507 | 5.8903 | 1 | 6793858 | 613342 | 0.36 | 712540 | 209.7601 | 5-Year Average | 40.2% | 5-Year Average | 209.7599 | 471883.68 | 5268109.4035 | 552519.1777 | 11.11% | 59 | 28.1681 | 0 | 28.1681 | [10 empty] | 138.2731 | 45.5471 | 88.4529 | 60.9% | 471883.68 | 714871.3764 | 7980824.0467 | 20.976 | 83702.8619 | 468816.3158 | 219169509.0063 | 0 | 0 | 2477.8116 | 38.0785 | 8.623 | 13.8087 | 40.2094 | 0 | 84.4475 | 31.1418 | 31.3455 | 2477.8116 |  | 13.8087 | 38.0785 | 33.99% | 51.49% |  |  | 205.4
2727_4 | SERC_VACAR | Coal + CCS | C312 | Marshall (NC) | 2727 | 4 | 2004.1291 | 10.58 | 4.59 | 25.1957 | 0.28532 | 0.39922 | 4.82 | 25.38 | 1241_B_2 | 1241 | B | 2 | 820 | Coal Steam | Kansas | 20107 | 662 | 1398 | TRUE | 10424 | 1977 | 2039 | 16 | 9.7964 | 92 | 9.7964 | Oklahoma | 4.82 | Kansas | -28.91 | Shawnee | 1379_B_2 | 1379 | B | 2 | 918 | Coal Steam | 0 | S_C_TVA | Kentucky | 21 | McCracken | 145 | 21145 | 134 | 11162 | 1953 | 2034 | wall | dry | N | Bituminous, Subbituminous | 0 | 0 | 0.304 | LNB | 0 | 0 | 0 | B + C | 0 | 0 | 0 | 0 | 1.2 | 0.19594 | 0.19594 | 0.19594 | 0.19594 | 0.11 | 0.1 | 1 | 0.98 | Yes | 2015 | 0 | 0 | 0 | 0 | 0 | Tennessee Valley Authority | 100 | Tennessee Valley Authority | 100 | needs_active | 1379_G_2 | 1 | 0 | KY | 37.1517 | -88.775 | Federally-Owned Utility | RE | 0 | 0 | 7398795.6 | 672073.4 | 36.4% | 20%-40% | 3398677.2 | 1444.4 | 742.2 | 775985.2 | 2.8 | 344 | 19 | 2 | 0.33387 | 0.16291 | 209.7598 | 1.2212e-07 | 0.15986 | 0.39044 | 0.20063 | 209.7599 | 3.7844e-07 | 0.20243 | 0.0048474 | 0.00051026 | 658888 | 448746 | 0 | 0 | 0 | 0 | 0 | 0 | 0 | 0 | 0 | 0 | 0 | 0 | 1 | 0 | 0 | 0 | 0 | 0 | 0 | 0 | 0 | 0 | 0-200 | 69 | 60+ | 5 | 5-6 Low | 0 | 1 | 1 | 0 | 1 | Multiple | 1 | 74 | 69 | 69 | 29 | 0 | 0 | 0 | 70% below 2005 by 2030 | 1 | 1 | 1 | 1 | BATW | 0 | 0 | 1 | 0 | 0 | 0 | 1 | 1 | 0 | 1 | 0 | SCO | 0 | 1 | SCO | 0 | NPCA, NPS | 0 | Mingo Wilderness | 124.4761 | 11.6038 | 5.9626 | 1 | 9063924 | 819638 | 0.45 | 950624 | 209.7599 | 5-Year Average | 36.4% | 5-Year Average | 209.7599 | 427277.76 | 4769274.3571 | 500201.1835 | 11.11% | 59 | 28.1717 | 0 | 28.1717 | [10 empty] | 138.2483 | 45.539 | 88.461 | 55.14% | 427277.76 | 647236.7636 | 7224456.755 | 20.976 | 75770.0553 | 424431.1282 | 219130245.3895 | 1 | 0 | 2477.1392 | 38.0785 | 8.6192 | 13.8063 | 40.2066 | 0 | 84.4337 | 36.6634 | 36.9093 | 2477.1392 |  | 13.8063 | 38.0785 | 33.98% | 51.48% |  |  | 205.4
2817_2 | SPP_WAUE | Coal + CCS | C315 | Leland Olds | 2817 | 2 | 2982.5333 | 10.58 | 4.59 | 38.6437 | 0.37268 | 0.59409 | 9.64 | 13.46 | 1250_B_4 | 1250 | B | 4 | 834 | Coal Steam | Kansas | 20045 | 111 | 484 | FALSE | 11593 | 1960 | 2021 | 15 | 31.3466 | 67 | 31.3466 | Kansas | 4.82 | Kansas | -28.91 | Shawnee | 1379_B_3 | 1379 | B | 3 | 919 | Coal Steam | 0 | S_C_TVA | Kentucky | 21 | McCracken | 145 | 21145 | 134 | 11191 | 1953 | 2033 | wall | dry | N | Bituminous, Subbituminous | 0 | 0 | 0.3093 | LNB | 0 | 0 | 0 | B + C | 0 | 0 | 0 | 0 | 1.2 | 0.19637 | 0.19637 | 0.19637 | 0.19637 | 0.11 | 0.1 | 1 | 0.98 | Yes | 2015 | 0 | 0 | 0 | 0 | 0 | Tennessee Valley Authority | 100 | Tennessee Valley Authority | 100 | needs_active | 1379_G_3 | 1 | 0 | KY | 37.1517 | -88.775 | Federally-Owned Utility | RE | 0 | 0 | 7618131.8 | 691744.8 | 37.8% | 20%-40% | 3528908 | 1495.2 | 783.4 | 798989 | 3 | 358.2 | 20 | 2 | 0.33893 | 0.16592 | 209.7598 | 1.542e-07 | 0.16177 | 0.39254 | 0.20567 | 209.7598 | 3.938e-07 | 0.20301 | 0.0046724 | 0.00046724 | 741966 | 473487 | 0 | 0 | 0 | 0 | 0 | 0 | 0 | 0 | 0 | 0 | 0 | 0 | 1 | 0 | 0 | 0 | 0 | 0 | 0 | 0 | 0 | 0 | 0-200 | 69 | 60+ | 5 | 5-6 Low | 0 | 1 | 1 | 0 | 1 | Multiple | 1 | 74 | 69 | 69 | 29 | 0 | 0 | 0 | 70% below 2005 by 2030 | 1 | 1 | 1 | 1 | BATW | 0 | 0 | 1 | 0 | 0 | 0 | 1 | 1 | 0 | 1 | 0 | SCO | 0 | 1 | SCO | 0 | NPCA, NPS | 0 | Mingo Wilderness | 124.4761 | 12.0119 | 6.2936 | 1 | 9308865 | 842540 | 0.46 | 976313 | 209.7598 | 5-Year Average | 37.8% | 5-Year Average | 209.7598 | 443711.52 | 4965575.6203 | 520789.1388 | 11.11% | 59 | 28.1203 | 0 | 28.1203 | [10 empty] | 138.6075 | 45.6573 | 88.3427 | 57.34% | 443711.52 | 673030.6506 | 7531886.0105 | 20.976 | 78994.3549 | 441794.7839 | 219699567.8332 | 1 | 0 | 2486.9013 | 38.0785 | 8.6756 | 13.8421 | 40.2473 | 0 | 84.6328 | 34.5782 | 34.7282 | 2486.9013 |  | 13.8421 | 38.0785 | 34.07% | 51.68% |  |  | 205.4
2823_B2 | MISO_MT, SD, ND | Coal + CCS | C316 | Milton R Young | 2823 | B2 | 2839.6562 | 10.58 | 4.59 | 37.0376 | 0.3613 | 0.56569 | 9.64 | 30.55 | 1250_B_5 | 1250 | B | 5 | 835 | Coal Steam | Kansas | 20045 | 373 | 484 | TRUE | 10930 | 1971 | 2021 | 15 | 31.3466 | 67 | 31.3466 | Kansas | 4.82 | Kansas | -28.91 | Shawnee | 1379_B_4 | 1379 | B | 4 | 920 | Coal Steam | 0 | S_C_TVA | Kentucky | 21 | McCracken | 145 | 21145 | 134 | 11152 | 1954 | 2034 | wall | dry | N | Bituminous, Subbituminous | Dry Scrubber | 2017 | 0.96 | LNB | SCR | 2017 | 0 | B + C | 0 | 0 | 0 | 0 | 1.2 | 0.2705 | 0.18664 | 0.2705 | 0.18664 | 0.05 | 0.1 | 1 | 0.99 | Yes | 2015 | 0 | 0 | 0 | 0 | 0 | Tennessee Valley Authority | 100 | Tennessee Valley Authority | 100 | needs_active | 1379_G_4 | 1 | 0 | KY | 37.1517 | -88.775 | Federally-Owned Utility | RE | 0 | 0 | 6907626.6 | 629368.6 | 37.4% | 20%-40% | 3534199 | 1278.6 | 676.4 | 724471.6 | 2.6 | 343.2 | 16 | 1 | 0.32624 | 0.15954 | 209.7599 | 1.4321e-07 | 0.15904 | 0.3702 | 0.19584 | 209.7599 | 3.764e-07 | 0.19422 | 0.0041435 | 0.00025897 | 545374 | 349779 | 0 | 0 | 0 | 0 | 0 | 0 | 0 | 0 | 0 | 0 | 0 | 0 | 1 | 1 | 1 | 0 | 1 | 0 | 0 | 0 | 0 | 0 | 0-200 | 68 | 60+ | 4 | 3-4 Moderate | 0 | 1 | 1 | 0 | 1 | Multiple | 1 | 74 | 69 | 69 | 29 | 0 | 0 | 0 | 70% below 2005 by 2030 | 1 | 1 | 1 | 1 | BATW | 0 | 0 | 1 | 0 | 0 | 0 | 1 | 1 | 0 | 1 | 0 | CO | 0 | 1 | CO | 0 | NPCA, NPS | 0 | Mingo Wilderness | 124.4761 | 10.2718 | 5.434 | 1 | 7266432 | 660360 | 0.39 | 762103 | 209.7599 | 5-Year Average | 37.4% | 5-Year Average | 209.7599 | 439016.16 | 4895908.2163 | 513482.6568 | 11.11% | 59 | 28.1894 | 0 | 28.1894 | [10 empty] | 138.1244 | 45.4982 | 88.5018 | 56.63% | 439016.16 | 664711.4283 | 7412861.8488 | 20.976 | 77746.0653 | 435736.5916 | 218933927.3055 | 0 | 0 | 2473.7791 | 38.0785 | 8.5998 | 13.7939 | 40.1925 | -2.981e-15 | 84.365 | 35.0721 | 35.336 | 2473.7791 |  | 13.7939 | 38.0785 | 33.95% | 51.41% |  |  | 205.4
2828_1 | PJM West | Coal + CCS | C318 | Cardinal | 2828 | 1 | 2190.7626 | 12.66 | 3.22 | 27.9123 | 0.30385 | 0.43646 | 4.82 | 17.97 | 130_B_1 | 130 | B | 1 | 82 | Coal Steam | South Carolina | 45015 | 580 | 2350 | TRUE | 10570 | 2008 | 9999 | 307 | 34.6763 | 0 | 11.2952 | South Carolina | 4.82 | Kentucky | -28.91 | Shawnee | 1379_B_5 | 1379 | B | 5 | 921 | Coal Steam | 0 | S_C_TVA | Kentucky | 21 | McCracken | 145 | 21145 | 134 | 11200 | 1954 | 2034 | wall | dry | N | Bituminous, Subbituminous | 0 | 0 | 0.2985 | LNB | 0 | 0 | 0 | B + C | 0 | 0 | 0 | 0 | 1.2 | 0.1952 | 0.1952 | 0.1952 | 0.1952 | 0.11 | 0.1 | 1 | 0.98 | Yes | 2015 | 0 | 0 | 0 | 0 | 0 | Tennessee Valley Authority | 100 | Tennessee Valley Authority | 100 | needs_active | 1379_G_5 | 1 | 0 | KY | 37.1517 | -88.775 | Federally-Owned Utility | RE | 0 | 0 | 8221141.2 | 744146.4 | 41% | 40%-60% | 3893472 | 1598.6 | 849 | 862232.8 | 2.8 | 394.8 | 20 | 2 | 0.33393 | 0.16461 | 209.7597 | 1.1213e-07 | 0.16146 | 0.3889 | 0.20654 | 209.7599 | 3.4059e-07 | 0.2028 | 0.0048263 | 0.00048263 | 712303 | 461593 | 0 | 0 | 0 | 0 | 0 | 0 | 0 | 0 | 0 | 0 | 0 | 0 | 1 | 0 | 0 | 0 | 0 | 0 | 0 | 0 | 0 | 0 | 0-200 | 68 | 60+ | 5 | 5-6 Low | 0 | 1 | 1 | 0 | 1 | Multiple | 1 | 74 | 69 | 69 | 29 | 0 | 0 | 0 | 70% below 2005 by 2030 | 1 | 1 | 1 | 1 | BATW | 0 | 0 | 1 | 0 | 0 | 0 | 1 | 1 | 1 | 1 | 0 | SCO | 0 | 1 | SCO | 0 | NPCA, NPS | 0 | Mingo Wilderness | 124.4761 | 12.8426 | 6.8206 | 1 | 9185264 | 832299 | 0.46 | 963351 | 209.7601 | 5-Year Average | 41% | 5-Year Average | 209.7599 | 481274.4 | 5390273.28 | 565331.541 | 11.11% | 59 | 28.1044 | 0 | 28.1044 | [10 empty] | 138.7189 | 45.694 | 88.306 | 62.22% | 481274.4 | 730310.3336 | 8179475.7363 | 20.976 | 85786.2929 | 479545.2481 | 219876254.1088 | 1 | 0 | 2489.9362 | 38.0785 | 8.6932 | 13.8533 | 40.2599 | 0 | 84.6946 | 30.1941 | 30.3029 | 2489.9362 |  | 13.8533 | 38.0785 | 34.1% | 51.75% |  |  | 205.4
2828_2 | PJM West | Coal + CCS | C318 | Cardinal | 2828 | 2 | 2190.7626 | 12.66 | 3.22 | 27.9123 | 0.30385 | 0.43646 | 4.82 | 17.97 | 130_B_2 | 130 | B | 2 | 83 | Coal Steam | South Carolina | 45015 | 570 | 2350 | TRUE | 10475 | 1984 | 9999 | 307 | 34.6763 | 0 | 11.2952 | South Carolina | 4.82 | Kentucky | -28.91 | Shawnee | 1379_B_6 | 1379 | B | 6 | 922 | Coal Steam | 0 | S_C_TVA | Kentucky | 21 | McCracken | 145 | 21145 | 134 | 11190 | 1954 | 2034 | wall | dry | N | Bituminous, Subbituminous | 0 | 0 | 0.1078 | LNB | 0 | 0 | 0 | B + C | 0 | 0 | 0 | 0 | 1.2 | 0.26001 | 0.26001 | 0.1987 | 0.1987 | 0.11 | 0.1 | 1 | 0.98 | Yes | 2015 | 0 | 0 | 0 | 0 | 0 | Tennessee Valley Authority | 100 | Tennessee Valley Authority | 100 | needs_active | 1379_G_6 | 1 | 0 | KY | 37.1517 | -88.775 | Federally-Owned Utility | RE | 0 | 0 | 7475106.4 | 690557.2 | 43.2% | 40%-60% | 3780941.2 | 1953.4 | 949 | 784009.4 | 1.8 | 475.6 | 23 | 1 | 0.50928 | 0.24233 | 209.7598 | 1.3832e-07 | 0.25024 | 0.52264 | 0.25391 | 209.7654 | 2.408e-07 | 0.25158 | 0.0051259 | 0.00022287 | 715575 | 463037 | 0 | 0 | 0 | 0 | 0 | 0 | 0 | 0 | 0 | 0 | 0 | 0 | 1 | 0 | 0 | 0 | 0 | 0 | 0 | 0 | 0 | 0 | 0-200 | 68 | 60+ | 5 | 5-6 Low | 0 | 1 | 1 | 0 | 1 | Multiple | 1 | 74 | 69 | 69 | 29 | 0 | 0 | 0 | 70% below 2005 by 2030 | 1 | 1 | 1 | 1 | BATW | 0 | 0 | 1 | 0 | 0 | 0 | 1 | 1 | 1 | 1 | 0 | SCO | 0 | 1 | SCO | 0 | NPCA, NPS | 0 | Mingo Wilderness | 124.4761 | 15.693 | 7.624 | 1 | 8991444 | 828055 | 0.52 | 943063 | 209.769 | 5-Year Average | 43.2% | 5-Year Average | 209.7654 | 507098.88 | 5674436.4672 | 595150.2617 | 11.11% | 59 | 28.1221 | 0 | 28.1221 | [10 empty] | 138.5951 | 45.6532 | 88.3468 | 65.52% | 507098.88 | 769142.366 | 8606703.0756 | 20.9765 | 90269.4323 | 504880.8293 | 219679936.0248 | 1 | 0 | 2486.5642 | 38.0785 | 8.6737 | 13.8409 | 40.2467 | 0 | 84.6282 | 27.5189 | 27.6398 | 2486.5642 |  | 13.8409 | 38.0785 | 34.07% | 51.68% |  |  | 205.4
2828_3 | PJM West | Coal + CCS | C318 | Cardinal | 2828 | 3 | 2255.0408 | 12.66 | 4.59 | 28.2215 | 0.31 | 0.44927 | 4.82 | 17.97 | 130_B_3 | 130 | B | 3 | 89490 | Coal Steam | South Carolina | 45015 | 600 | 2350 | TRUE | 9772 | 2007 | 9999 | 307 | 34.6763 | 0 | 11.2952 | South Carolina | 4.82 | Kentucky | -28.91 | Shawnee | 1379_B_7 | 1379 | B | 7 | 923 | Coal Steam | 0 | S_C_TVA | Kentucky | 21 | McCracken | 145 | 21145 | 134 | 11178 | 1954 | 2034 | wall | dry | N | Bituminous, Subbituminous | 0 | 0 | 0.1137 | LNB | 0 | 0 | 0 | B + C | 0 | 0 | 0 | 0 | 1.2 | 0.2546 | 0.2546 | 0.1987 | 0.1987 | 0.11 | 0.1 | 1 | 0.98 | Yes | 2015 | 0 | 0 | 0 | 0 | 0 | Tennessee Valley Authority | 100 | Tennessee Valley Authority | 100 | needs_active | 1379_G_7 | 1 | 0 | KY | 37.1517 | -88.775 | Federally-Owned Utility | RE | 0 | 0 | 7297427 | 674538 | 32% | 20%-40% | 3790813.2 | 1907 | 910 | 765373.4 | 1.8 | 472.4 | 16 | 1 | 0.51061 | 0.23353 | 209.7598 | 1.296e-07 | 0.24029 | 0.52265 | 0.2494 | 209.7653 | 2.4666e-07 | 0.24923 | 0.0037658 | 0.00023536 | 471684 | 307767 | 0 | 0 | 0 | 0 | 0 | 0 | 0 | 0 | 0 | 0 | 0 | 0 | 1 | 0 | 0 | 0 | 0 | 0 | 0 | 0 | 0 | 0 | 0-200 | 68 | 60+ | 5 | 5-6 Low | 0 | 1 | 1 | 0 | 1 | Multiple | 1 | 74 | 69 | 69 | 29 | 0 | 0 | 0 | 70% below 2005 by 2030 | 1 | 1 | 1 | 1 | BATW | 0 | 0 | 1 | 0 | 0 | 0 | 1 | 1 | 0 | 1 | 0 | SCO | 0 | 1 | SCO | 0 | NPCA, NPS | 0 | Mingo Wilderness | 124.4761 | 15.3202 | 7.3106 | 1 | 6106441 | 561946 | 0.27 | 640462 | 209.766 | 5-Year Average | 32% | 5-Year Average | 209.7653 | 375628.8 | 4198778.7264 | 440378.9924 | 11.11% | 59 | 28.1433 | 0 | 28.1433 | [10 empty] | 138.4465 | 45.6043 | 88.3957 | 48.51% | 375628.8 | 569419.5388 | 6364971.6046 | 20.9765 | 66757.5018 | 373621.4907 | 219444354.3239 | 1 | 0 | 2482.5219 | 38.0785 | 8.6503 | 13.826 | 40.2298 | 0 | 84.5458 | 44.7598 | 45.0003 | 2482.5219 |  | 13.826 | 38.0785 | 34.03% | 51.59% |  |  | 205.4
2832_7 | PJM West | Coal + CCS | C320 | Miami Fort | 2832 | 7 | 2739 | 12.66 | 4.59 | 36.16 | 0.3 | 0.44 | 4.82 | 17.97 | 130_B_4 | 130 | B | 4 | 89491 | Coal Steam | South Carolina | 45015 | 600 | 2350 | TRUE | 9801 | 2008 | 9999 | 307 | 34.6763 | 0 | 11.2952 | South Carolina | 4.82 | Kentucky | -28.91 | Shawnee | 1379_B_8 | 1379 | B | 8 | 924 | Coal Steam | 0 | S_C_TVA | Kentucky | 21 | McCracken | 145 | 21145 | 134 | 11225 | 1955 | 2034 | wall | dry | N | Bituminous, Subbituminous | 0 | 0 | 0.1175 | LNB | 0 | 0 | 0 | B + C | 0 | 0 | 0 | 0 | 1.2 | 0.25617 | 0.25617 | 0.1987 | 0.1987 | 0.11 | 0.1 | 1 | 0.98 | Yes | 2015 | 0 | 0 | 0 | 0 | 0 | Tennessee Valley Authority | 100 | Tennessee Valley Authority | 100 | needs_active | 1379_G_8 | 1 | 0 | KY | 37.1517 | -88.775 | Federally-Owned Utility | RE | 0 | 0 | 7652774 | 706303.2 | 32.6% | 20%-40% | 3816223 | 2010 | 953.2 | 802646.4 | 2 | 475.2 | 22 | 1 | 0.50567 | 0.23427 | 209.7598 | 1.1749e-07 | 0.24116 | 0.5253 | 0.24911 | 209.7661 | 2.6134e-07 | 0.24904 | 0.0049673 | 0.00022579 | 657716 | 453956 | 0 | 0 | 0 | 0 | 0 | 0 | 0 | 0 | 0 | 0 | 0 | 0 | 1 | 0 | 0 | 0 | 0 | 0 | 0 | 0 | 0 | 0 | 0-200 | 67 | 60+ | 5 | 5-6 Low | 0 | 1 | 1 | 0 | 1 | Multiple | 1 | 74 | 69 | 69 | 29 | 0 | 0 | 0 | 70% below 2005 by 2030 | 1 | 1 | 1 | 1 | BATW | 0 | 0 | 1 | 0 | 0 | 0 | 1 | 1 | 0 | 1 | 0 | SCO | 0 | 1 | SCO | 0 | NPCA, NPS | 0 | Mingo Wilderness | 124.4761 | 16.1477 | 7.6577 | 1 | 8539427 | 785856 | 0.37 | 895675 | 209.774 | 5-Year Average | 32.6% | 5-Year Average | 209.7661 | 382671.84 | 4295491.404 | 450524.3081 | 11.11% | 59 | 28.0604 | 0 | 28.0604 | [10 empty] | 139.0286 | 45.796 | 88.204 | 49.53% | 382671.84 | 581357.2594 | 6525735.2367 | 20.9766 | 68443.9119 | 382080.3962 | 220367049.3188 | 1 | 0 | 2498.3798 | 38.0785 | 8.7421 | 13.8842 | 40.2959 | 0 | 84.8686 | 43.7021 | 43.7697 | 2498.3798 |  | 13.8842 | 38.0785 | 34.18% | 51.92% |  |  | 205.4
2836_12 | PJM_ATSI | Coal + CCS | C322 | Avon Lake | 2836 | 12 | 2494 | 12.66 | 4.59 | 31.88 | 0.26 | 0.35 | 4.82 | 31.48 | 1355_B_3 | 1355 | B | 3 | 878 | Coal Steam | Kentucky | 21167 | 409 | 409 | TRUE | 11543 | 1971 | 2021 | 53 | 13.2348 | 0 | 13.2348 | Kentucky | 4.82 | Kentucky | -28.91 | Shawnee | 1379_B_9 | 1379 | B | 9 | 925 | Coal Steam | 0 | S_C_TVA | Kentucky | 21 | McCracken | 145 | 21145 | 134 | 11187 | 1955 | 2034 | wall | dry | N | Bituminous, Subbituminous | 0 | 0 | 0.1008 | LNB | 0 | 0 | 0 | B + C | 0 | 0 | 0 | 0 | 1.2 | 0.2566 | 0.2566 | 0.1987 | 0.1987 | 0.11 | 0.1 | 1 | 0.98 | Yes | 2015 | 0 | 0 | 0 | 0 | 0 | Tennessee Valley Authority | 100 | Tennessee Valley Authority | 100 | needs_active | 1379_G_9 | 1 | 0 | KY | 37.1517 | -88.775 | Federally-Owned Utility | RE | 0 | 0 | 7968088 | 736588.6 | 32.8% | 20%-40% | 3635533.8 | 2066.8 | 987.6 | 835714.4 | 2 | 452.2 | 20 | 1 | 0.50493 | 0.23273 | 209.7597 | 2.2951e-07 | 0.24081 | 0.51877 | 0.24789 | 209.7654 | 2.51e-07 | 0.24877 | 0.0046016 | 0.00023008 | 646856 | 423809 | 0 | 0 | 0 | 0 | 0 | 0 | 0 | 0 | 0 | 0 | 0 | 0 | 1 | 0 | 0 | 0 | 0 | 0 | 0 | 0 | 0 | 0 | 0-200 | 67 | 60+ | 5 | 5-6 Low | 0 | 1 | 1 | 0 | 1 | Multiple | 1 | 74 | 69 | 69 | 29 | 0 | 0 | 0 | 70% below 2005 by 2030 | 1 | 1 | 1 | 1 | BATW | 0 | 0 | 1 | 0 | 0 | 0 | 1 | 1 | 0 | 1 | 0 | SCO | 0 | 1 | SCO | 0 | NPCA, NPS | 0 | Mingo Wilderness | 124.4761 | 16.604 | 7.9341 | 1 | 7723133 | 713604 | 0.32 | 810023 | 209.7654 | 5-Year Average | 32.8% | 5-Year Average | 209.7654 | 385019.52 | 4307213.3702 | 451752.0687 | 11.11% | 59 | 28.1274 | 0 | 28.1274 | [10 empty] | 138.5579 | 45.641 | 88.359 | 49.74% | 385019.52 | 583897.5705 | 6532062.1214 | 20.9765 | 68510.0162 | 383242.0525 | 219621040.5996 | 1 | 0 | 2485.5532 | 38.0785 | 8.6678 | 13.8372 | 40.2425 | 0 | 84.6076 | 43.1672 | 43.3674 | 2485.5532 |  | 13.8372 | 38.0785 | 34.06% | 51.65% |  |  | 205.4
2866_6 | PJM_ATSI | Coal + CCS | C331 | FirstEnergy W H Sammis | 2866 | 6 | 2733 | 12.66 | 4.59 | 34.58 | 0.28 | 0.39 | 4.82 | 31.48 | 1356_B_1 | 1356 | B | 1 | 884 | Coal Steam | Kentucky | 21041 | 474 | 1919 | TRUE | 10759 | 1973 | 9999 | 99 | 12.6238 | 0 | 12.6238 | Indiana | 4.82 | Kentucky | -28.91 | Cooper | 1384_B_1 | 1384 | B | 1 | 932 | Coal Steam | 0 | PJM_West | Kentucky | 21 | Pulaski | 199 | 21199 | 116 | 10639 | 1969 | 0 | wall | dry | N | Bituminous | Dry Scrubber | 2012 | 0.961 | LNB | 0 | 0 | 0 | ESPC + B | No | ACI | 2016 | 0 | 3.3 | 0.27252 | 0.27252 | 0.1987 | 0.1987 | 0.1 | 0.1 | 0.1 | 0.99 | 0 | 0 | 0 | 0 | 0 | 0 | Yes | East Kentucky Power Coop | 100 | East Kentucky Power Coop | 100 | needs_active | 1384_G_1 | 1 | 0 | KY | 36.9981 | -84.5919 | Cooperative | RE | 0 | 0 | 1047260.2 | 106685 | 8.4% | 0%-20% | 547948.6 | 52.8 | 105.6 | 107449.2 | 0 | 55 | 1 | 0 | 0.13486 | 0.19929 | 205.1995 | 0 | 0.19362 | 0.10083 | 0.20167 | 205.2006 | 0 | 0.20075 | 0.0017585 | 0 | 42559 | 21563 | 0 | 1082 | 1 | 0 | 0 | 0 | 0 | 0 | 0 | 0 | 1 | 0 | 1 | 0 | 1 | 0 | 0 | 0 | 0 | 0 | 0 | 0 | 0-200 | 53 | 40-59 | 0 | 0-2 High | 0 | 0 | 0 | 0 | 0 | 0 | 0 | 67 | 67 | 31 | 48 | 0 | 0 | 0 | 0 | 0 | 0 | 0 | 0 | 0 | 0 | 0 | 0 | 0 | 0 | 0 | 1 | 1 | 0 | 1 | 0 | SCO | 0 | 1 | SCO | 0 | 0 | 0 | Mammoth Cave NP | 129.2155 | 0.40862 | 0.81724 | 0 | 533088 | 52848 | 0.04 | 54695 | 205.2006 | Floor Used | 20% | 5-Year Average | 205.2006 | 203232 | 2162185.248 | 221840.833 | 34.02% | 61 | 32.3029 | 0 | 32.3029 | [10 empty] | 114.0701 | 37.5747 | 78.4253 | 29.58% | 203232 | 300603.3439 | 3198118.9758 | 20.5201 | 32812.7934 | 189028.0396 | 180806611.2911 | 0 | 0 | 2305.4623 | 41.3533 | 7.6459 | 13.1594 | 42.0401 | -3.2958e-15 | 79.0593 | 85.2069 | 91.6095 | 2305.4623 |  | 13.1594 | 41.3533 | 32.39% | 47.91% |  |  | 205.4
2952_4 | SPP West (Oklahoma, Arkansas, Louisiana) | Coal + CCS | C340 | Muskogee | 2952 | 4 | 2862.3451 | 10.58 | 4.59 | 36.5437 | 0.36318 | 0.595 | 4.82 | 26.55 | 1356_B_2 | 1356 | B | 2 | 885 | Coal Steam | Kentucky | 21041 | 495 | 1919 | TRUE | 10767 | 1977 | 9999 | 99 | 12.6238 | 0 | 12.6238 | Indiana | 4.82 | Kentucky | -28.91 | Cooper | 1384_B_2 | 1384 | B | 2 | 933 | Coal Steam | 0 | PJM_West | Kentucky | 21 | Pulaski | 199 | 21199 | 225 | 10681 | 1969 | 0 | wall | dry | N | Bituminous | Dry Scrubber | 2012 | 0.961 | LNB | SCR | 2012 | 0 | B | 0 | ACI | 2016 | 0 | 3.3 | 0.075 | 0.075 | 0.075 | 0.075 | 0.1 | 0.1 | 0.1 | 0.99 | 0 | 0 | 0 | 0 | 0 | 0 | Yes | East Kentucky Power Coop | 100 | East Kentucky Power Coop | 100 | needs_active | 1384_G_2 | 1 | 0 | KY | 36.9981 | -84.5919 | Cooperative | RE | 0 | 0 | 2937967.8 | 305385.8 | 14% | 0%-20% | 1753066 | 57.2 | 165.6 | 301434.4 | 0 | 93 | 3 | 0 | 0.038871 | 0.11346 | 205.1984 | 0 | 0.10688 | 0.038938 | 0.11273 | 205.1993 | 0 | 0.1061 | 0.0015974 | 0 | 126051 | 61550 | 0 | 2068 | 1 | 0 | 0 | 0 | 0 | 0 | 0 | 0 | 0 | 0 | 1 | 1 | 1 | 0 | 1 | 0 | 0 | 0 | 0 | 0 | 200-400 | 53 | 40-59 | 0 | 0-2 High | 0 | 0 | 0 | 0 | 0 | 0 | 0 | 67 | 67 | 31 | 48 | 0 | 0 | 0 | 0 | 0 | 0 | 0 | 0 | 0 | 0 | 0 | 0 | 0 | 0 | 0 | 1 | 1 | 0 | 1 | 0 | CO | 0 | 1 | CO | 0 | 0 | 0 | Mammoth Cave NP | 129.2155 | 0.44267 | 1.2816 | 0 | 1493170 | 154070 | 0.07 | 153199 | 205.1997 | Floor Used | 20% | 5-Year Average | 205.1993 | 394200 | 4210450.2 | 431990.6194 | 65.98% | 61 | 20.3749 | 0 | 20.3749 | [10 empty] | 222.1301 | 73.1697 | 151.8303 | 29.64% | 394200 | 584171.7439 | 6239538.3966 | 20.5199 | 64017.4311 | 367973.1883 | 352086960.808 | 0 | 0 | 2318.9498 | 29.543 | 7.721 | 13.2113 | 29.9214 | 3.3919e-15 | 79.3448 | 73.3301 | 78.5566 | 2318.9498 |  | 13.2113 | 29.543 | 32.52% | 48.19% |  |  | 205.4
2952_5 | SPP West (Oklahoma, Arkansas, Louisiana) | Coal + CCS | C340 | Muskogee | 2952 | 5 | 2858.5227 | 10.58 | 4.59 | 36.4147 | 0.3629 | 0.59429 | 4.82 | 26.55 | 1356_B_3 | 1356 | B | 3 | 886 | Coal Steam | Kentucky | 21041 | 485 | 1919 | TRUE | 11003 | 1981 | 9999 | 99 | 12.6238 | 0 | 12.6238 | Indiana | 4.82 | Kentucky | -28.91 | R S Nelson | 1393_B_1A | 1393 | B | 1A | 90014 | Coal Steam | 0 | MIS_WOTA | Louisiana | 22 | Calcasieu | 19 | 22019 | 104 | 12292 | 1992 | 0 | FBC | dry | Y | Petroleum Coke | Reagent Injection | 1992 | 0.893 | CF + OFA | 0 | 0 | 0 | B | 0 | 0 | 0 | 0 | 0.83 | 0.11131 | 0.11131 | 0.11131 | 0.11131 | 0.05 | 0.05 | 0.05 | 0.98 | Yes | 1992 | 0 | 0 | 0 | 0 | 0 | Citgo Petroleum Corp | 49.5 | PetrÃƒÂ³leos de Venezuela SA | 49.5 | needs_active | 1393_G_1 | 1 | 0 | LA | 30.2844 | -93.2911 | Investor-Owned Utility | RE | PB ENERGY STORAGE SERVICES INC | 0 | 8895638.8 | 0 | 71.4% | 60%-80% | 3810246 | 0 | 608.6 | 0 | 0 | 200 | 0 | 0 | 0 | 0.17126 | 0 | 0 | 0.19915 | 0 | 0.13683 | 0 | 0 | 0.10498 | 0 | 0 | 727792 | 0 | 39775 | 0 | 1 | 1 | Startup Source | 0.014856 | 0.0027483 | EIA-923 | EIA-923 | 0 | 0 | 0 | 1 | 0 | 1 | 0 | 0 | 0 | 0 | 0 | 0 | 0 | 0-200 | 30 | 20-39 | 0 | 0-2 High | 0 | 0 | 0 | 0 | 0 | 0 | 0 | 80 | 38 | 64 | 56 | 1 | 0 | 0 | 0 | 0 | 0 | 0 | 0 | BATW | 0 | 0 | 1 | 0 | 0 | 0 | 1 | 1 | 0 | 1 | 0 | SCO | 0 | 1 | SCO | 0 | NPCA, NPS | 0 | Caney Creek Wilderness | 458.4167 | 0 | 1.3276 | 0 | 9086029 |  | 0.73 |  |  | 5-Year Average | 71.4% | Fleet Average | 206.2677 | 650482.56 | 7995731.6275 | 824630.508 | 13.79% | 45 | 31.4952 | 0 | 31.4952 | [10 empty] | 144.1558 | 47.4849 | 56.5151 | 100% | 495072.0769 | 911040 | 11198503.68 | 20.6268 | 115494.4689 | 709136.0391 | 228493945.1825 | 1 | 0 | 4043.0617 | 44.1663 | 9.704 | 18.549 | 62.3036 | 5.807 | 121.7531 | 21.4186 | 14.9531 | 4043.0617 |  | 18.549 | 44.1663 | 45.66% | 84.02% |  |  | 250.59
2952_6 | SPP West (Oklahoma, Arkansas, Louisiana) | Coal + CCS | C340 | Muskogee | 2952 | 6 | 2808.2452 | 10.58 | 4.59 | 35.7825 | 0.35875 | 0.58368 | 4.82 | 26.55 | 1356_B_4 | 1356 | B | 4 | 887 | Coal Steam | Kentucky | 21041 | 465 | 1919 | TRUE | 10946 | 1984 | 9999 | 99 | 12.6238 | 0 | 12.6238 | Indiana | 4.82 | Kentucky | -28.91 | R S Nelson | 1393_B_2A | 1393 | B | 2A | 90015 | Coal Steam | 0 | MIS_WOTA | Louisiana | 22 | Calcasieu | 19 | 22019 | 100 | 12292 | 1992 | 0 | FBC | dry | Y | Petroleum Coke | Reagent Injection | 1992 | 0.893 | CF + OFA | 0 | 0 | 0 | B | 0 | 0 | 0 | 0 | 0.83 | 0.1047 | 0.1047 | 0.1047 | 0.1047 | 0.05 | 0.05 | 0.05 | 0.98 | Yes | 1992 | 0 | 0 | 0 | 0 | 0 | Citgo Petroleum Corp | 49.5 | PetrÃƒÂ³leos de Venezuela SA | 49.5 | needs_active | 1393_G_2 | 1 | 0 | LA | 30.2844 | -93.2911 | Investor-Owned Utility | RE | PB ENERGY STORAGE SERVICES INC | 0 | 8964287.4 | 0 | 70.6% | 60%-80% | 3936835.4 | 0 | 406.2 | 0 | 0 | 141.4 | 0 | 0 | 0 | 0.064942 | 0 | 0 | 0.050115 | 0 | 0.090626 | 0 | 0 | 0.071834 | 0 | 0 | 705891 | 0 | 43584 | 0 | 1 | 1 | Startup Source | 0.0086697 | 0.0027483 | EIA-923 | EIA-923 | 0 | 0 | 0 | 1 | 0 | 1 | 0 | 0 | 0 | 0 | 0 | 0 | 0 | 0-200 | 30 | 20-39 | 0 | 0-2 High | 0 | 0 | 0 | 0 | 0 | 0 | 0 | 80 | 38 | 64 | 56 | 1 | 0 | 0 | 0 | 0 | 0 | 0 | 0 | BATW | 0 | 0 | 1 | 0 | 0 | 0 | 1 | 1 | 0 | 0 | 0 | 0 | 0 | 1 | CO | 0 | NPCA, NPS | 0 | Caney Creek Wilderness | 458.4167 | 0 | 0.88609 | 0 | 9283726 |  | 0.73 |  |  | 5-Year Average | 70.6% | Fleet Average | 206.2677 | 618456 | 7602061.152 | 784029.7601 | 13.26% | 45 | 32.3961 | 0 | 32.3961 | [10 empty] | 138.6114 | 45.6586 | 54.3414 | 100% | 476030.8432 | 876000 | 10767792 | 20.6268 | 111052.3739 | 672977.3861 | 219705716.5216 | 1 | 0 | 4043.0617 | 45.254 | 9.9754 | 18.549 | 63.0596 | 5.5347 | 120.1667 | 24.0324 | 16.9993 | 4043.0617 |  | 18.549 | 45.254 | 45.66% | 84.02% |  |  | 250.59
298_LIM1 | ERCOT_Rest | Coal + CCS | C122 | Limestone | 298 | LIM1 | 2544.5697 | 12.66 | 3.52 | 29.6367 | 0.33642 | 0.50697 | 4.82 | 18.85 | 136_B_2 | 136 | B | 2 | 85 | Coal Steam | Florida | 12107 | 657 | 1309 | TRUE | 9871 | 1984 | 9999 | 999 | 46.6398 | 28 | 10.9227 | Florida | 4.82 | Atlantic Offshore |  | R S Nelson | 1393_B_6 | 1393 | B | 6 | 950 | Coal Steam | 0 | MIS_WOTA | Louisiana | 22 | Calcasieu | 19 | 22019 | 550 | 11854 | 1982 | 0 | tangential | wet | N | Subbituminous, Petroleum Coke | 0 | 0 | 0 | LNC2 | 0 | 0 | 0 | ESPC | Yes | ACI | 2015 | 0 | 0.6 | 0.21498 | 0.21498 | 0.1469 | 0.1469 | 0.1 | 0.1 | 0.1 | 0.98 | 0 | 0 | 0 | 0 | 0 | 0 | 0 | Entergy Louisiana LLC | 40.25 | Entergy Corp | 80.9 | needs_active | 1393_G_6 | 1 | 0 | LA | 30.2844 | -93.2911 | Investor-Owned Utility | RE | PB ENERGY STORAGE SERVICES INC | 0 | 23296516.6 | 2120087.6 | 39.2% | 20%-40% | 12761778.4 | 7545.8 | 2012.6 | 2443337.2 | 10.6 | 1093.2 | 137 | 9 | 0.53715 | 0.1579 | 209.7597 | 5.0004e-07 | 0.1577 | 0.64781 | 0.17278 | 209.7599 | 4.55e-07 | 0.17132 | 0.0085737 | 0.00056323 | 1789986 | 1279588 | 0 | 17429 | 1 | 1 | 0 | 0 | 0.0027483 | 0 | EIA-923 | 0 | 1 | 0 | 0 | 0 | 0 | 1 | 0 | 0 | 0 | 0 | 0 | 0 | 400-600 | 40 | 40-59 | 1 | 0-2 High | 0 | 0 | 0 | 0 | 0 | 0 | 0 | 80 | 38 | 64 | 56 | 1 | 0 | 0 | 20% below 2000 through 2020 | 1 | 1 | 1 | 1 | BATW | 0 | 0 | 1 | 0 | 0 | 0 | 1 | 1 | 0 | 1 | 0 | SCO | 0 | 1 | SCO | 0 | NPCA, NPS | 0 | Caney Creek Wilderness | 458.4167 | 16.4606 | 4.3903 | 1 | 22578933 | 1990896 | 0.38 | 2368077 | 209.7599 | 5-Year Average | 39.2% | 5-Year Average | 209.7599 | 1888656 | 22388128.224 | 2348065.4841 | 72.94% | 45 | 10.8883 | 0 | 10.8883 | 3106.0619 | 10.58 | 4.59 | 38.2637 | 0.38229 | 0.64568 | 4.82 | 13.01 |  |  | 628.2285 | 206.9385 | 343.0615 | 62.85% | 1888656 | 3027913.9898 | 35892892.4354 | 20.976 | 376444.4308 | 1971621.0533 | 995772661.3161 | 1 | 0 | 2902.6066 | 22.116 | 10.7257 | 15.2854 | 22.8918 | 0 | 88.7339 | 20.2742 | 19.4211 | 2902.6066 |  | 15.2854 | 22.116 | 37.63% | 60.32% |  |  | 214.13
298_LIM2 | ERCOT_Rest | Coal + CCS | C122 | Limestone | 298 | LIM2 | 2530.9665 | 12.66 | 3.52 | 29.3418 | 0.33524 | 0.50431 | 4.82 | 18.85 | 1364_B_1 | 1364 | B | 1 | 905 | Coal Steam | Kentucky | 21111 | 300 | 1465 | TRUE | 10761 | 1972 | 2021 | 81 | 16.8044 | 0 | 16.8044 | Kentucky | 4.82 | Indiana | -28.91 | Apache Station | 160_B_3 | 160 | B | 3 | 94 | Coal Steam | 0 | WECC_AZ | Arizona | 4 | Cochise | 3 | 4003 | 175 | 11040 | 1979 | 0 | wall | dry | N | Bituminous, Subbituminous | Wet Scrubber | 1979 | 0.85 | LNB + OFA | SNCR | 0 | 2017 | ESPH | No | ACI | 2016 | 0 | 0.15 | 0.34043 | 0.18535 | 0.34043 | 0.18535 | 0.05 | 0.1 | 0.1 | 0.9 | 0 | 0 | 0 | 0 | 0 | 0 | Yes | Arizona Electric Power Coop Inc | 100 | Arizona Electric Power Coop Inc | 100 | needs_active | 160_G_ST3 | 1 | 0 | AZ | 32.0603 | -109.8931 | Cooperative | RE | EL PASO NATURAL GAS COMPANY LLC | 0 | 10556309 | 1007293.4 | 63.4% | 60%-80% | 5281156.2 | 140.4 | 1125.4 | 981556.6 | 5.2 | 554.8 | 15 | 0 | 0.02793 | 0.1976 | 182.8526 | 5.586e-07 | 0.2242 | 0.0266 | 0.21322 | 185.9659 | 4.926e-07 | 0.21011 | 0.0027903 | 0 | 770425 | 329667 | 2729789 | 0 | 1 | 1 | Cofire Source | 0.77 | 0.77 | CAMD | CAMD | 0 | 1 | 1 | 0 | 0 | 1 | 0 | 0 | 0 | 0 | 0 | 0 | 0 | 0-200 | 43 | 40-59 | 1 | 0-2 High | 0 | 0 | 0 | 0 | 0 | 0 | 0 | 9 | 82 | 16 | 87 | 1 | 0 | 0 | 0 | 0 | 0 | 0 | 0 | 0 | 0 | 0 | 0 | Part B | 0 | 1 | 0 | 0 | 0 | 0 | 0 | 0 | 0 | 1 | CO | 0 | 0 | 0 | Chiricahua Wilderness | 44.8143 | 3.1329 | 25.1125 | 1 | 9170214 | 881205 | 0.55 | 818347 | 178.4794 | 5-Year Average | 63.4% | Floor Used | 190 | 971922 | 10730018.88 | 1019351.7936 | 100% | 317 | 74.8028 | 148 | 34.9237 | [10 empty] | 178.5748 | 58.8225 | 116.1775 | 95.5% | 971922 | 1464021.7597 | 16162800.2266 | 19 | 153546.6022 | 865805.1914 | 283049655.4759 | 0 | 0 | 2436.3557 | 33.1341 | 8.3846 | 13.6554 | 43.5508 | 2.7069e-15 | 75.7195 | 23.0711 | 25.8988 | 2436.3557 |  | 13.6554 | 33.1341 | 33.61% | 50.63% |  |  | 205.4
3_5 | SERC_Southeastern | Coal + CCS | C100 | Barry | 3 | 5 | 2160 | 10.58 | 3.52 | 26.8 | 0.2 | 0.25 | 4.82 | 15.85 | 1364_B_2 | 1364 | B | 2 | 906 | Coal Steam | Kentucky | 21111 | 297 | 1465 | TRUE | 10842 | 1974 | 2021 | 81 | 16.8044 | 0 | 16.8044 | Kentucky | 4.82 | Indiana | -28.91 | GREC | 165_B_2 | 165 | B | 2 | 96 | Coal Steam | 0 | SPP_WEST | Oklahoma | 40 | Mayes | 97 | 40097 | 492 | 12314 | 1982 | 0 | wall | dry | N | Subbituminous | Dry Scrubber | 1986 | 0.85 | LNB + LNBO | 0 | 0 | 0 | B | 0 | ACI | 2015 | 0 | 0.6 | 0.19884 | 0.19884 | 0.19884 | 0.19884 | 0.1 | 0.1 | 0.1 | 0.9 | 0 | 0 | 0 | 0 | 0 | 0 | 0 | Grand River Dam Authority | 61.5 | Grand River Dam Authority | 61.5 | needs_active | 165_G_2 | 1 | 0 | OK | 36.1903 | -95.2894 | State-Owned Utility | RE | ENABLE GAS TRANSMISSION LLC | 0 | 6051935.6 | 453339.6 | 11.2% | 0%-20% | 2740343 | 537.8 | 534.4 | 611064.6 | 2.6 | 224.8 | 0 | 0 | 0.15986 | 0.15547 | 206.6403 | 4.1601e-07 | 0.152 | 0.17773 | 0.1766 | 201.9402 | 4.2961e-07 | 0.16407 | 0 | 0 | 77426 | 87984 | 123571 | 0 | 1 | 1 | Startup Source | 1 | 0.6 | CAMD | CAMD | 0 | 0 | 0 | 1 | 0 | 1 | 0 | 0 | 0 | 0 | 0 | 0 | 0 | 400-600 | 40 | 40-59 | 1 | 0-2 High | 0 | 0 | 0 | 0 | 0 | 0 | 0 | 58 | 83 | 67 | 80 | 1 | 0 | 0 | 0 | 0 | 0 | 0 | 0 | 0 | 0 | 0 | 0 | 0 | 0 | 0 | 1 | 1 | 0 | 1 | 0 | SCO | 0 | 1 | SCO | 0 | 0 | 0 | Upper Buffalo Wilderness | 167.3247 | 3.2141 | 3.1938 | 0 | 1603073 | 113324 | 0.03 | 161093 | 200.9802 | Floor Used | 20% | 5-Year Average | 201.9402 | 861984 | 10614470.976 | 1071744.2963 | 100% | 40 | 11.3755 | 0 | 11.3755 | 3217.4934 | 10.58 | 4.59 | 40.2675 | 0.39063 | 0.64104 | 4.82 | 26.55 |  |  | 583.7868 | 192.2994 | 299.7006 | 32.83% | 861984 | 1415065.8881 | 17425121.3459 | 20.194 | 175941.641 | 895802.6554 | 925330416.9382 | 0 | 0 | 3087.5158 | 22.7222 | 11.8517 | 15.8785 | 23.7957 | 0 | 88.3348 | 85.5688 | 82.3384 | 3087.5158 |  | 15.8785 | 22.7222 | 39.09% | 64.16% |  |  | 214.13
3118_1 | PJM_PENELEC | Coal + CCS | C345 | Conemaugh | 3118 | 1 | 1977 | 12.66 | 3.22 | 24.25 | 0.17 | 0.21 | 4.82 | 44.28 | 1364_B_3 | 1364 | B | 3 | 907 | Coal Steam | Kentucky | 21111 | 391 | 1465 | TRUE | 10521 | 1978 | 9999 | 81 | 16.8044 | 0 | 16.8044 | Kentucky | 4.82 | Indiana | -28.91 | Monroe (MI) | 1733_B_1 | 1733 | B | 1 | 1182 | Coal Steam | 0 | MIS_LMI | Michigan | 26 | Monroe | 115 | 26115 | 758 | 10181 | 1972 | 2040 | cell | dry | N | Bituminous, Subbituminous | Wet Scrubber | 2013 | 0.97 | LNCB | SCR | 2002 | 0 | ESPC | Yes | 0 | 0 | 0 | 0.03 | 0.2873 | 0.06253 | 0.2873 | 0.06253 | 0.05 | 0.1 | 0.56 | 0.99 | 0 | 0 | 0 | 0 | 0 | 0 | 0 | DTE Electric Co | 100 | DTE Energy Co | 100 | needs_active | 1733_G_1 | 1 | 0 | MI | 41.8906 | -83.3464 | Investor-Owned Utility | RE | 0 | 0 | 38741386.8 | 4000682.4 | 55.4% | 40%-60% | 17462918 | 1033.2 | 1226.6 | 4063197.4 | 15.8 | 549.2 | 89 | 0 | 0.051953 | 0.058865 | 209.7599 | 3.8402e-07 | 0.062684 | 0.053338 | 0.063322 | 209.76 | 4.0783e-07 | 0.062899 | 0.0041788 | 0 | 4348989 | 2219769 | 0 | 5935 | 1 | 0 | 0 | 0 | 0 | 0 | 0 | 0 | 1 | 0 | 0 | 1 | 1 | 0 | 0 | 0 | 0 | 0 | 0 | 0 | 600-800 | 50 | 40-59 | 1 | 0-2 High | 0 | 0 | 0 | 0 | 0 | 0 | 0 | 80 | 64 | 80 | 62 | 1 | 0 | 0 | 50% below 2005 by 2030; 80% below 2005 by 2040 | 1 | 1 | 1 | 1 | BATW | Voluntary incentives program (VIP) | 0 | 1 | Part B | 0 | 1 | 1 | 1 | 0 | 0 | 0 | 0 | 0 | 1 | CO | 0 | NPCA, NPS | 1 | Otter Creek Wilderness | 444.3154 | 2.3254 | 2.7607 | 0 | 44391228 | 4682829 | 0.63 | 4655751 | 209.76 | 5-Year Average | 55.4% | 5-Year Average | 209.76 | 3678604.32 | 37451870.5819 | 3927952.914 | 24.72% | 92 | 9.8588 | 0 | 9.8588 | 2401.6699 | 10.58 | 3.22 | 28.5614 | 0.32364 | 0.47849 | 4.82 | 27.84 |  |  | 713.3006 | 234.9612 | 523.0388 | 80.29% | 3678604.32 | 5331119.1984 | 54276124.5584 | 20.976 | 569248.0998 | 3358704.8142 | 1130616063.7365 | 0 | 0 | 2161.6295 | 20.7051 | 6.8603 | 12.5929 | 18.4594 | -2.9735e-15 | 77.6082 | -4.6579 | -5.1015 | 2161.6295 |  | 12.5929 | 20.7051 | 31% | 44.92% |  |  | 205.4
3118_2 | PJM_PENELEC | Coal + CCS | C345 | Conemaugh | 3118 | 2 | 1977 | 12.66 | 3.22 | 24.25 | 0.17 | 0.21 | 4.82 | 44.28 | 1364_B_4 | 1364 | B | 4 | 908 | Coal Steam | Kentucky | 21111 | 477 | 1465 | TRUE | 10452 | 1982 | 9999 | 81 | 16.8044 | 0 | 16.8044 | Kentucky | 4.82 | Indiana | -28.91 | Monroe (MI) | 1733_B_2 | 1733 | B | 2 | 1183 | Coal Steam | 0 | MIS_LMI | Michigan | 26 | Monroe | 115 | 26115 | 773 | 10223 | 1973 | 2040 | cell | dry | N | Bituminous, Subbituminous | Wet Scrubber | 2014 | 0.97 | LNCB | SCR | 2007 | 0 | ESPC | Yes | 0 | 0 | 0 | 0.03 | 0.2345 | 0.06068 | 0.2345 | 0.06068 | 0.05 | 0.1 | 0.56 | 0.99 | 0 | 0 | 0 | 0 | 0 | 0 | 0 | DTE Electric Co | 100 | DTE Energy Co | 100 | needs_active | 1733_G_2 | 1 | 0 | MI | 41.8906 | -83.3464 | Investor-Owned Utility | RE | 0 | 0 | 38043065.6 | 3897198.4 | 53% | 40%-60% | 16105040.4 | 972.6 | 1122.2 | 3989955 | 15.6 | 488 | 106 | 0 | 0.05282 | 0.054004 | 209.76 | 4.0266e-07 | 0.053811 | 0.051132 | 0.058996 | 209.7599 | 4.1006e-07 | 0.060602 | 0.0067647 | 0 | 4045189 | 2089859 | 0 | 17299 | 1 | 0 | 0 | 0 | 0 | 0 | 0 | 0 | 1 | 0 | 0 | 1 | 1 | 0 | 0 | 0 | 0 | 0 | 0 | 0 | 600-800 | 49 | 40-59 | 1 | 0-2 High | 0 | 0 | 0 | 0 | 0 | 0 | 0 | 80 | 64 | 80 | 62 | 1 | 0 | 0 | 50% below 2005 by 2030; 80% below 2005 by 2040 | 1 | 1 | 1 | 1 | BATW | Voluntary incentives program (VIP) | 0 | 1 | Part B | 0 | 1 | 1 | 1 | 0 | 0 | 0 | 0 | 0 | 1 | CO | 0 | NPCA, NPS | 1 | Otter Creek Wilderness | 444.3154 | 2.189 | 2.5257 | 0 | 42489942 | 4395768 | 0.59 | 4456339 | 209.7597 | 5-Year Average | 53% | 5-Year Average | 209.7599 | 3588884.4 | 36689165.2212 | 3847957.9895 | 25.21% | 92 | 9.7234 | 0 | 9.7234 | 2401.6699 | 10.58 | 3.22 | 28.5614 | 0.32364 | 0.47849 | 4.82 | 27.84 |  |  | 730.4169 | 240.5993 | 532.4007 | 76.95% | 3588884.4 | 5210751.5367 | 53269512.9596 | 20.976 | 558690.4111 | 3289267.5784 | 1157746197.4067 | 0 | 0 | 2174.5769 | 20.6327 | 6.9299 | 12.6448 | 18.3956 | 0 | 77.9038 | -3.158 | -3.4457 | 2174.5769 |  | 12.6448 | 20.6327 | 31.13% | 45.19% |  |  | 205.4
3122_1 | PJM_PENELEC | Coal + CCS | C346 | Homer City Generating Station | 3122 | 1 | 2352.6319 | 12.66 | 3.22 | 29.2774 | 0.31913 | 0.46871 | 4.82 | 44.28 | 1379_B_1 | 1379 | B | 1 | 916 | Coal Steam | Kentucky | 21145 | 134 | 1206 | FALSE | 11164 | 1953 | 2034 | 59 | 28.1681 | 0 | 28.1681 | Kentucky | 4.82 | Indiana | -28.91 | Monroe (MI) | 1733_B_3 | 1733 | B | 3 | 1184 | Coal Steam | 0 | MIS_LMI | Michigan | 26 | Monroe | 115 | 26115 | 773 | 10180 | 1973 | 2040 | cell | dry | N | Bituminous, Subbituminous, Petroleum Coke | Wet Scrubber | 2009 | 0.97 | LNCB | SCR | 2003 | 0 | ESPC | Yes | 0 | 0 | 0 | 1.6 | 0.4623 | 0.06559 | 0.4623 | 0.06559 | 0.05 | 0.07 | 0.07 | 0.99 | 0 | 0 | 0 | 0 | 0 | 0 | 0 | DTE Electric Co | 100 | DTE Energy Co | 100 | needs_active | 1733_G_3 | 1 | 0 | MI | 41.8906 | -83.3464 | Investor-Owned Utility | RE | 0 | 0 | 40110145.4 | 4334954 | 57.8% | 40%-60% | 18696033.4 | 794.4 | 1264.4 | 4209037.2 | 12.4 | 584.8 | 47 | 0 | 0.037515 | 0.064337 | 209.8739 | 2.2094e-07 | 0.06468 | 0.039611 | 0.063046 | 209.8739 | 3.0915e-07 | 0.062559 | 0.0021781 | 0 | 3020007 | 1459027 | 0 | 8244 | 1 | 0 | 0 | 0 | 0 | 0 | 0 | 0 | 1 | 0 | 0 | 1 | 1 | 0 | 0 | 0 | 0 | 0 | 0 | 0 | 600-800 | 49 | 40-59 | 4 | 3-4 Moderate | 0 | 0 | 0 | 0 | 0 | 0 | 0 | 80 | 64 | 80 | 62 | 1 | 0 | 0 | 50% below 2005 by 2030; 80% below 2005 by 2040 | 1 | 1 | 1 | 1 | BATW | Voluntary incentives program (VIP) | 0 | 1 | Part B | 0 | 1 | 1 | 1 | 0 | 0 | 0 | 0 | 0 | 1 | CO | 0 | NPCA, NPS | 1 | Otter Creek Wilderness | 444.3154 | 1.7879 | 2.8457 | 0 | 31223757 | 3270562 | 0.45 | 3276526 | 209.8739 | 5-Year Average | 57.8% | 5-Year Average | 209.8739 | 3913915.44 | 39843659.1792 | 4181072.9429 | 25.21% | 92 | 9.7473 | 0 | 9.7473 | 2275.8652 | 10.58 | 3.22 | 27.2344 | 0.31197 | 0.45343 | 4.82 | 27.84 |  |  | 727.3446 | 239.5873 | 533.4127 | 83.76% | 3913915.44 | 5671887.2984 | 57739812.6976 | 20.9874 | 605904.1101 | 3575168.8328 | 1152876483.3806 | 0 | 0 | 2161.3218 | 20.6327 | 6.8587 | 12.5916 | 18.3507 | -2.7948e-15 | 77.6433 | -6.2626 | -6.856 | 2161.3218 |  | 12.5916 | 20.6327 | 30.99% | 44.92% |  |  | 205.4
3122_2 | PJM_PENELEC | Coal + CCS | C346 | Homer City Generating Station | 3122 | 2 | 2352.6319 | 12.66 | 3.22 | 29.2774 | 0.31913 | 0.46871 | 4.82 | 44.28 | 1379_B_2 | 1379 | B | 2 | 918 | Coal Steam | Kentucky | 21145 | 134 | 1206 | FALSE | 11162 | 1953 | 2034 | 59 | 28.1681 | 0 | 28.1681 | Kentucky | 4.82 | Indiana | -28.91 | Monroe (MI) | 1733_B_4 | 1733 | B | 4 | 1185 | Coal Steam | 0 | MIS_LMI | Michigan | 26 | Monroe | 115 | 26115 | 762 | 10154 | 1974 | 2040 | cell | dry | N | Bituminous, Subbituminous, Petroleum Coke | Wet Scrubber | 2009 | 0.97 | LNCB | SCR | 2014 | 0 | ESPC | Yes | 0 | 0 | 0 | 1.6 | 0.4615 | 0.06495 | 0.4615 | 0.06495 | 0.05 | 0.07 | 0.07 | 0.99 | 0 | 0 | 0 | 0 | 0 | 0 | 0 | DTE Electric Co | 100 | DTE Energy Co | 100 | needs_active | 1733_G_4 | 1 | 0 | MI | 41.8906 | -83.3464 | Investor-Owned Utility | RE | 0 | 0 | 38390195.8 | 4043776.2 | 54.8% | 40%-60% | 16406319.2 | 873.6 | 1264.8 | 4028553 | 9.6 | 540 | 60 | 0 | 0.060398 | 0.067417 | 209.8741 | 1.9284e-07 | 0.065469 | 0.045512 | 0.065892 | 209.8741 | 2.5006e-07 | 0.065828 | 0.0026911 | 0 | 3907692 | 1930033 | 0 | 12653 | 1 | 0 | 0 | 0 | 0 | 0 | 0 | 0 | 1 | 0 | 0 | 1 | 1 | 0 | 0 | 0 | 0 | 0 | 0 | 0 | 600-800 | 48 | 40-59 | 4 | 3-4 Moderate | 0 | 0 | 0 | 0 | 0 | 0 | 0 | 80 | 64 | 80 | 62 | 1 | 0 | 0 | 50% below 2005 by 2030; 80% below 2005 by 2040 | 1 | 1 | 1 | 1 | BATW | Voluntary incentives program (VIP) | 0 | 1 | Part B | 0 | 1 | 1 | 1 | 0 | 0 | 0 | 0 | 0 | 1 | CO | 0 | NPCA, NPS | 1 | Otter Creek Wilderness | 444.3154 | 1.9662 | 2.8466 | 0 | 39745155 | 4233869 | 0.57 | 4170740 | 209.8741 | 5-Year Average | 54.8% | 5-Year Average | 209.8741 | 3657965.76 | 37142984.327 | 3897674.3364 | 24.85% | 92 | 9.8438 | 0 | 9.8438 | 2275.8652 | 10.58 | 3.22 | 27.2344 | 0.31197 | 0.45343 | 4.82 | 27.84 |  |  | 715.1631 | 235.5747 | 526.4253 | 79.32% | 3657965.76 | 5294901.2894 | 53764427.6926 | 20.9874 | 564187.9182 | 3333486.4182 | 1133568160.2986 | 0 | 0 | 2153.3315 | 20.6855 | 6.8159 | 12.5595 | 18.4027 | 0 | 77.4601 | -4.3546 | -4.7784 | 2153.3315 |  | 12.5595 | 20.6855 | 30.92% | 44.75% |  |  | 205.4
3122_3 | PJM_PENELEC | Coal + CCS | C346 | Homer City Generating Station | 3122 | 3 | 2347.4587 | 12.66 | 4.59 | 28.8448 | 0.31866 | 0.46769 | 4.82 | 44.28 | 1379_B_3 | 1379 | B | 3 | 919 | Coal Steam | Kentucky | 21145 | 134 | 1206 | FALSE | 11191 | 1953 | 2033 | 59 | 28.1681 | 0 | 28.1681 | Kentucky | 4.82 | Indiana | -28.91 | Clay Boswell | 1893_B_3 | 1893 | B | 3 | 1233 | Coal Steam | 0 | MIS_MNWI | Minnesota | 27 | Itasca | 61 | 27061 | 364 | 10599 | 1973 | 2030 | tangential | dry | N | Subbituminous | Wet Scrubber | 2009 | 0.95 | LNC2 + NH3 | SCR | 2009 | 0 | B | 0 | ACI | 2009 | 0 | 0.09 | 0.3382 | 0.05684 | 0.3382 | 0.05684 | 0.1 | 0.1 | 0.1 | 0.99 | 0 | 0 | 0 | 0 | 0 | 0 | 0 | ALLETE Inc | 100 | ALLETE Inc | 100 | needs_active | 1893_G_3 | 1 | 0 | MN | 47.2611 | -93.6528 | Investor-Owned Utility | RE | 0 | NORTHWEST GAS OF CASS COUNTY | 22093847.2 | 2138984.4 | 56.2% | 40%-60% | 8531915.2 | 137.4 | 628.4 | 2315779.4 | 2.6 | 243.8 | 68 | 2 | 0.013163 | 0.057586 | 209.2705 | 1.234e-07 | 0.058116 | 0.012438 | 0.056885 | 209.6312 | 1.1768e-07 | 0.05715 | 0.0052152 | 0.00015339 | 1571076 | 951882 | 44367 | 0 | 1 | 1 | Cofire Source | 0.1 | 0.06 | CAMD | CAMD | 0 | 0 | 0 | 1 | 1 | 1 | 0 | 1 | 0 | 0 | 0 | 1 | 1 | 200-400 | 49 | 40-59 | 4 | 3-4 Moderate | 0 | 0 | 0 | 0 | 0 | 0 | 0 | 20 | 28 | 4 | 65 | 0 | 0 | 0 | 40% below 2005 by 2030 | 1 | 1 | 1 | 1 | BATW | 0 | 0 | 1 | F1 | 0 | 1 | 1 | 1 | 0 | 0 | 0 | 0 | 0 | 1 | CO | 0 | NPCA, NPS | 1 | Voyageurs NP | 139.8859 | 0.98223 | 4.4922 | 0 | 16911466 | 1713459 | 0.43 | 1773674 | 209.7599 | 5-Year Average | 56.2% | 5-Year Average | 209.6312 | 1792015.68 | 18993574.1923 | 1990822.4878 | 38.4% | 500 | 75.0281 | 128 | 19.2072 | [9 empty] | 1 | 371.7546 | 122.456 | 241.544 | 84.69% | 1792015.68 | 2700516.5923 | 28622775.3615 | 20.9631 | 300011.2789 | 1690811.2088 | 589249010.7173 | 0 | 0 | 2439.5096 | 24.7434 | 8.0601 | 13.6671 | 29.2418 | -2.935e-15 | 80.1996 | 8.2547 | 8.7488 | 2439.5096 |  | 13.6671 | 24.7434 | 33.64% | 50.7% |  |  | 214.13
3136_1 | PJM_PENELEC | Coal + CCS | C349 | Keystone | 3136 | 1 | 1991 | 12.66 | 3.22 | 24.4 | 0.17 | 0.21 | 4.82 | 44.28 | 1379_B_4 | 1379 | B | 4 | 920 | Coal Steam | Kentucky | 21145 | 134 | 1206 | FALSE | 11152 | 1954 | 2034 | 59 | 28.1681 | 0 | 28.1681 | Kentucky | 4.82 | Indiana | -28.91 | Clay Boswell | 1893_B_4 | 1893 | B | 4 | 1234 | Coal Steam | 0 | MIS_MNWI | Minnesota | 27 | Itasca | 61 | 27061 | 584 | 10639 | 1980 | 0 | tangential | dry | N | Subbituminous | Dry Scrubber | 2015 | 0.961 | LNC3 | SNCR | 0 | 2010 | B | 0 | ACI | 2015 | 0 | 0.33 | 0.3108 | 0.1037 | 0.3108 | 0.1037 | 0.1 | 0.1 | 0.1 | 0.99 | Yes | 2015 | 0 | 0 | C2G | 2035 | 0 | ALLETE Inc | 80 | ALLETE Inc | 80 | needs_active | 1893_G_4 | 1 | 0 | MN | 47.2611 | -93.6528 | Investor-Owned Utility | RE | 0 | NORTHWEST GAS OF CASS COUNTY | 37658193.6 | 3695206.6 | 61.4% | 60%-80% | 15561055 | 486.2 | 2009 | 3945654.4 | 12.2 | 816 | 90 | 0 | 0.02479 | 0.10968 | 208.9182 | 3.17e-07 | 0.11082 | 0.025822 | 0.1067 | 209.5509 | 3.2397e-07 | 0.10488 | 0.0040367 | 0 | 3239904 | 1941105 | 66999 | 0 | 1 | 1 | Cofire Source | 0.11 | 0.06 | CAMD | CAMD | 0 | 0 | 1 | 1 | 0 | 1 | 0 | 0 | 0 | 0 | 0 | 0 | 0 | 400-600 | 42 | 40-59 | 5 | 5-6 Low | 0 | 0 | 0 | 0 | 0 | 0 | 0 | 20 | 28 | 4 | 65 | 0 | 0 | 0 | 40% below 2005 by 2030 | 1 | 1 | 1 | 1 | BATW | 0 | 0 | 1 | F1 | 0 | 1 | 1 | 1 | 1 | 1 | 0 | SCO | 0 | 1 | SCO | 0 | NPCA, NPS | 1 | Voyageurs NP | 139.8859 | 3.4757 | 14.3617 | 1 | 36099775 | 3537094 | 0.59 | 3786145 | 209.76 | 5-Year Average | 61.4% | 5-Year Average | 209.5509 | 3141125.76 | 33418436.9606 | 3501431.9655 | 61.6% | 500 | 56.0262 | 128 | 14.3427 | 2556.8044 | 10.58 | 4.59 | 31.8224 | 0.33747 | 0.50938 | 4.82 | 52.31 |  |  | 598.6923 | 197.2093 | 386.7907 | 92.71% | 3141125.76 | 4742661.1009 | 50457171.452 | 20.9551 | 528667.3139 | 2972764.6517 | 948956363.1372 | 0 | 0 | 2453.4102 | 21.8167 | 8.1366 | 13.7187 | 24.2629 | 3.3424e-15 | 80.4441 | 0.11426 | 0.12073 | 2453.4102 |  | 13.7187 | 21.8167 | 33.77% | 50.99% |  |  | 214.13
3136_2 | PJM_PENELEC | Coal + CCS | C349 | Keystone | 3136 | 2 | 1991 | 12.66 | 3.22 | 24.4 | 0.17 | 0.21 | 4.82 | 44.28 | 1379_B_5 | 1379 | B | 5 | 921 | Coal Steam | Kentucky | 21145 | 134 | 1206 | FALSE | 11200 | 1954 | 2034 | 59 | 28.1681 | 0 | 28.1681 | Kentucky | 4.82 | Indiana | -28.91 | Hibbing | 1979_B_1 | 1979 | B | 1 | 0 | Coal Steam | 0 | MIS_MNWI | Minnesota | 27 | St Louis | 137 | 27137 | 7.6 | 8665 | 1952 | 0 | 0 | 0 | Y | Subbituminous | 0 | 0 | 0 | 0 | 0 | 0 | 0 | ESPC | No | 0 | 0 | 0 | 4 | 0.37974 | 0.37974 | 0.37974 | 0.37974 | 0.64 | 0.1 | 1 | 0 | 0 | 0 | 0 | 0 | 0 | 0 | 0 | Hibbing Public Utilities Commission | 100 | Hibbing Public Utilities Commission | 100 | needs_active | 0 | 0 | 0 | MN | 47.4294 | -92.935 | Municipally-Owned Utility | RE | NORTHERN NATURAL GAS | NORTHERN NATURAL GAS | 0 | 0 | 0% | 0 | 0 | 0 | 0 | 0 | 0 | 0 | 0 | 0 | 0 | 0 | 0 | 0 | 0 | 0 | 0 | 0 | 0 | 0 | 0 | 0 | 0 | 3082 | 243450 | 0 | 1 | 1 | 0 | 1 | 0.31443 | EIA-923 | EIA-923 | 0 | 1 | 0 | 0 | 0 | 0 | 1 | 0 | 0 | 1 | 0 | 0 | 1 | 0-200 | 70 | 60+ | 6 | 5-6 Low | 0 | 0 | 0 | 0 | 0 | 0 | 0 | 39 | 50 | 0 | 0 | 0 | 0 | 0 | 0 | 0 | 0 | 0 | 0 | 0 | 0 | 0 | 0 | 0 | 0 | 0 | 1 | 1 | 0 | 0 | 0 | 0 | 0 | 0 | 0 | 0 | NPCA | 0 | Boundary Waters Canoe Area Wilderness | 68.8783 | 0 | 0 | 0 | [5 empty] | Fleet Average | 43.44% | Fleet Average | 206.2677 | 28918.7923 | 250581.3355 | 25843.4154 | 25% | 473 | 311.0235 | 152 | 99.9484 | [9 empty] | 1 | 6.3456 | 2.0902 | 5.5098 | 59.92% | 28918.7923 | 39889.714 | 345644.372 | 20.6268 | 3564.7631 | 22278.6523 | 10058072.1258 | 1 | 2514518.0314 | 1825.5004 | 389.0753 | 4.9309 | 11.1733 | 92.4512 | 0 | 65.4829 | 82.7221 | 107.3774 | 1825.5004 |  | 11.1733 | 389.0753 | 27.5% | 37.94% |  |  | 214.13
3149_1 | PJM_Western MAAC | Coal + CCS | C352 | TalenEnergy Montour | 3149 | 1 | 2175 | 12.66 | 3.22 | 26.99 | 0.2 | 0.25 | 4.82 | 59.67 | 1379_B_6 | 1379 | B | 6 | 922 | Coal Steam | Kentucky | 21145 | 134 | 1206 | FALSE | 11190 | 1954 | 2034 | 59 | 28.1681 | 0 | 28.1681 | Kentucky | 4.82 | Indiana | -28.91 | Hibbing | 1979_B_2 | 1979 | B | 2 | 0 | Coal Steam | 0 | MIS_MNWI | Minnesota | 27 | St Louis | 137 | 27137 | 7.6 | 8665 | 1952 | 0 | 0 | 0 | Y | Subbituminous | 0 | 0 | 0 | 0 | 0 | 0 | 0 | ESPC | No | 0 | 0 | 0 | 4 | 0.46222 | 0.46222 | 0.46222 | 0.46222 | 0.64 | 0.1 | 1 | 0 | 0 | 0 | 0 | 0 | 0 | 0 | 0 | Hibbing Public Utilities Commission | 100 | Hibbing Public Utilities Commission | 100 | needs_active | 0 | 0 | 0 | MN | 47.4294 | -92.935 | Municipally-Owned Utility | RE | NORTHERN NATURAL GAS | NORTHERN NATURAL GAS | 0 | 0 | 0% | 0 | 0 | 0 | 0 | 0 | 0 | 0 | 0 | 0 | 0 | 0 | 0 | 0 | 0 | 0 | 0 | 0 | 0 | 0 | 0 | 0 | 0 | 0 | 0 | 0 | 0 | 1 | 0 | 0 | 0.31443 | 0 | EIA-923 | 0 | 1 | 0 | 0 | 0 | 0 | 1 | 0 | 0 | 1 | 0 | 0 | 1 | 0-200 | 70 | 60+ | 6 | 5-6 Low | 0 | 0 | 0 | 0 | 0 | 0 | 0 | 39 | 50 | 0 | 0 | 0 | 0 | 0 | 0 | 0 | 0 | 0 | 0 | 0 | 0 | 0 | 0 | 0 | 0 | 0 | 1 | 1 | 0 | 0 | 0 | 0 | 0 | 0 | 0 | 0 | NPCA | 0 | Boundary Waters Canoe Area Wilderness | 68.8783 | 0 | 0 | 0 | [5 empty] | Fleet Average | 43.44% | Fleet Average | 206.2677 | 28918.7923 | 250581.3355 | 25843.4154 | 25% | 473 | 311.0235 | 152 | 99.9484 | [9 empty] | 1 | 6.3456 | 2.0902 | 5.5098 | 59.92% | 28918.7923 | 39889.714 | 345644.372 | 20.6268 | 3564.7631 | 22278.6523 | 10058072.1258 | 1 | 2514518.0314 | 1825.5004 | 389.0753 | 4.9309 | 11.1733 | 92.4512 | 0 | 65.4829 | 82.7221 | 107.3774 | 1825.5004 |  | 11.1733 | 389.0753 | 27.5% | 37.94% |  |  | 214.13
3149_2 | PJM_Western MAAC | Coal + CCS | C352 | TalenEnergy Montour | 3149 | 2 | 2175 | 12.66 | 3.22 | 26.99 | 0.2 | 0.25 | 4.82 | 59.67 | 1379_B_7 | 1379 | B | 7 | 923 | Coal Steam | Kentucky | 21145 | 134 | 1206 | FALSE | 11178 | 1954 | 2034 | 59 | 28.1681 | 0 | 28.1681 | Kentucky | 4.82 | Indiana | -28.91 | Hibbing | 1979_B_3 | 1979 | B | 3 | 0 | Coal Steam | 0 | MIS_MNWI | Minnesota | 27 | St Louis | 137 | 27137 | 7.6 | 8665 | 1974 | 0 | 0 | 0 | Y | Subbituminous | 0 | 0 | 0 | 0 | SNCR | 0 | 2007 | ESPH | No | 0 | 0 | 0 | 4 | 0.45209 | 0.33907 | 0.45209 | 0.33907 | 0.9 | 0.1 | 1 | 0 | 0 | 0 | 0 | 0 | 0 | 0 | 0 | Hibbing Public Utilities Commission | 100 | Hibbing Public Utilities Commission | 100 | needs_active | 0 | 0 | 0 | MN | 47.4294 | -92.935 | Municipally-Owned Utility | RE | NORTHERN NATURAL GAS | NORTHERN NATURAL GAS | 0 | 0 | 0% | 0 | 0 | 0 | 0 | 0 | 0 | 0 | 0 | 0 | 0 | 0 | 0 | 0 | 0 | 0 | 0 | 0 | 0 | 0 | 0 | 0 | 0 | 19784 | 82854 | 0 | 1 | 1 | 0 | 0.93999 | 0.31443 | EIA-923 | EIA-923 | 0 | 1 | 1 | 0 | 0 | 0 | 1 | 0 | 0 | 1 | 0 | 0 | 1 | 0-200 | 48 | 40-59 | 6 | 5-6 Low | 0 | 0 | 0 | 0 | 0 | 0 | 0 | 39 | 50 | 0 | 0 | 0 | 0 | 0 | 0 | 0 | 0 | 0 | 0 | 0 | 0 | 0 | 0 | 0 | 0 | 0 | 1 | 1 | 0 | 0 | 0 | 0 | 0 | 0 | 0 | 0 | NPCA | 0 | Boundary Waters Canoe Area Wilderness | 68.8783 | 0 | 0 | 0 | [5 empty] | Fleet Average | 43.44% | Fleet Average | 206.2677 | 28918.7923 | 250581.3355 | 25843.4154 | 25% | 473 | 311.0235 | 152 | 99.9484 | [9 empty] | 1 | 6.3456 | 2.0902 | 5.5098 | 59.92% | 28918.7923 | 39889.714 | 345644.372 | 20.6268 | 3564.7631 | 22278.6523 | 10058072.1258 | 1 | 2514518.0314 | 1825.5004 | 389.0753 | 4.9309 | 11.1733 | 92.4512 | 0 | 65.4829 | 82.7221 | 107.3774 | 1825.5004 |  | 11.1733 | 389.0753 | 27.5% | 37.94% |  |  | 214.13
3298_WIL1 | SERC_VACAR | Coal + CCS | C363 | Williams | 3298 | WIL1 | 2321 | 10.58 | 4.59 | 30.01 | 0.24 | 0.32 | 4.82 | 25.38 | 1379_B_8 | 1379 | B | 8 | 924 | Coal Steam | Kentucky | 21145 | 134 | 1206 | FALSE | 11225 | 1955 | 2034 | 59 | 28.1681 | 0 | 28.1681 | Kentucky | 4.82 | Indiana | -28.91 | Hibbing | 1979_B_4 | 1979 | B | 4 | 0 | Coal Steam | 0 | MIS_MNWI | Minnesota | 27 | St Louis | 137 | 27137 | 7.6 | 8665 | 2006 | 0 | 0 | 0 | Y | Subbituminous | 0 | 0 | 0 | 0 | SNCR | 0 | 2007 | ESPC + C | No | 0 | 0 | 0 | 3.013 | 0.14846 | 0.14846 | 0.14846 | 0.14846 | 0.64 | 0.1 | 1 | 0 | 0 | 0 | 0 | 0 | 0 | 0 | 0 | Hibbing Public Utilities Commission | 100 | Hibbing Public Utilities Commission | 100 | needs_active | 0 | 0 | 0 | MN | 47.4294 | -92.935 | Municipally-Owned Utility | RE | NORTHERN NATURAL GAS | NORTHERN NATURAL GAS | 0 | 0 | 0% | 0 | 0 | 0 | 0 | 0 | 0 | 0 | 0 | 0 | 0 | 0 | 0 | 0 | 0 | 0 | 0 | 0 | 0 | 0 | 0 | 0 | 0 | 0 | 47999 | 0 | 1 | 1 | 0 | 0.5496 | 0.31443 | EIA-923 | EIA-923 | 0 | 1 | 1 | 0 | 0 | 0 | 1 | 0 | 0 | 1 | 0 | 0 | 1 | 0-200 | 16 | 0-19 | 6 | 5-6 Low | 0 | 0 | 0 | 0 | 0 | 0 | 0 | 39 | 50 | 0 | 0 | 0 | 0 | 0 | 0 | 0 | 0 | 0 | 0 | 0 | 0 | 0 | 0 | 0 | 0 | 0 | 1 | 1 | 0 | 0 | 0 | 0 | 0 | 0 | 0 | 0 | NPCA | 0 | Boundary Waters Canoe Area Wilderness | 68.8783 | 0 | 0 | 0 | [5 empty] | Fleet Average | 43.44% | Fleet Average | 206.2677 | 28918.7923 | 250581.3355 | 25843.4154 | 25% | 473 | 311.0235 | 152 | 99.9484 | [9 empty] | 1 | 6.3456 | 2.0902 | 5.5098 | 59.92% | 28918.7923 | 39889.714 | 345644.372 | 20.6268 | 3564.7631 | 22278.6523 | 10058072.1258 | 1 | 2514518.0314 | 1825.5004 | 389.0753 | 4.9309 | 11.1733 | 92.4512 | 0 | 65.4829 | 82.7221 | 107.3774 | 1825.5004 |  | 11.1733 | 389.0753 | 27.5% | 37.94% |  |  | 214.13
3396_1 | SERC_Central_TVA | Coal + CCS | C368 | Bull Run | 3396 | 1 | 1938 | 10.58 | 3.52 | 23.73 | 0.16 | 0.2 | 4.82 | 22.08 | 1379_B_9 | 1379 | B | 9 | 925 | Coal Steam | Kentucky | 21145 | 134 | 1206 | FALSE | 11187 | 1955 | 2034 | 59 | 28.1681 | 0 | 28.1681 | Kentucky | 4.82 | Indiana | -28.91 | Hawthorn | 2079_B_5A | 2079 | B | 5A | 1315 | Coal Steam | 0 | SPP_N | Missouri | 29 | Jackson | 95 | 29095 | 564 | 10285 | 2000 | 0 | wall | dry | N | Subbituminous | Dry Scrubber | 2001 | 0.94 | LNBO | SCR | 2001 | 0 | B | 0 | ACI | 2016 | 0 | 0.12 | 0.06448 | 0.06448 | 0.06448 | 0.06448 | 0.1 | 0.1 | 0.1 | 0.99 | 0 | 0 | 0 | 0 | 0 | 0 | 0 | Evergy Metro Inc | 100 | Evergy Inc | 100 | needs_active | 2079_G_5 | 1 | 0 | MO | 39.1306 | -94.4778 | Investor-Owned Utility | RE | SOUTHERN STAR CENTRAL GAS PIPELINE | 0 | 26298144 | 2860665 | 41.8% | 40%-60% | 11971207.4 | 1134.6 | 873.8 | 2751248.4 | 17.8 | 394.4 | 24 | 0 | 0.09189 | 0.070818 | 209.1422 | 6.3969e-07 | 0.070084 | 0.086287 | 0.066453 | 209.2352 | 6.7685e-07 | 0.065891 | 0.0016029 | 0 | 2913654 | 1713319 | 145926 | 0 | 1 | 1 | Cofire Source | 0.36 | 0.36 | CAMD | CAMD | 0 | 0 | 0 | 1 | 1 | 1 | 0 | 1 | 0 | 0 | 0 | 0 | 0 | 400-600 | 22 | 20-39 | 6 | 5-6 Low | 0 | 0 | 0 | 0 | 0 | 0 | 0 | 98 | 96 | 93 | 78 | 1 | 0 | 0 | 0 | 0 | 0 | 0 | 0 | 0 | 0 | 0 | 0 | 0 | 0 | 0 | 1 | 1 | 0 | 0 | 0 | 0 | 0 | 0 | 0 | 0 | NPS | 0 | Hercules-Glades Wilderness | 298.934 | 3.7955 | 2.9231 | 0 | 28388381 | 3106675 | 0.45 | 2973081 | 209.4576 | 5-Year Average | 41.8% | 5-Year Average | 209.2352 | 2065187.52 | 21240453.6432 | 2222125.0329 | 100% | 19 | 11.6763 | 109 | 12.7271 | 2430.4023 | 10.58 | 4.59 | 30.7175 | 0.32621 | 0.48414 | 4.82 | 31.18 |  |  | 558.9506 | 184.1183 | 379.8817 | 62.06% | 2065187.52 | 3066127.8271 | 31535124.7016 | 20.9235 | 329912.8691 | 1892212.1638 | 885963818.489 | 0 | 0 | 2332.21 | 21.9884 | 7.4773 | 13.2622 | 21.8449 | 0 | 77.8806 | 13.6097 | 14.8538 | 2332.21 |  | 13.2622 | 21.9884 | 32.65% | 48.47% |  |  | 214.13
3399_1 | SERC_Central_TVA | Coal + CCS | C369 | Cumberland (TN) | 3399 | 1 | 2262.6041 | 10.58 | 3.22 | 25.1776 | 0.31073 | 0.4508 | 4.82 | 22.08 | 1384_B_1 | 1384 | B | 1 | 932 | Coal Steam | Kentucky | 21199 | 116 | 341 | FALSE | 10639 | 1969 | 9999 | 61 | 32.3029 | 0 | 32.3029 | Kentucky | 4.82 | Kentucky | -28.91 | Labadie | 2103_B_1 | 2103 | B | 1 | 1328 | Coal Steam | 0 | MIS_MO | Missouri | 29 | Franklin | 71 | 29071 | 593 | 10396 | 1970 | 2036 | tangential | dry | N | Subbituminous | 0 | 0 | 0 | LNC3 | 0 | 0 | 0 | ESPC | Yes | ACI | 2016 | 0 | 4.8 | 0.09316 | 0.09316 | 0.09316 | 0.09316 | 0.1 | 0.1 | 0.1 | 0 | 0 | 0 | 0 | 0 | 0 | 0 | 0 | Ameren Missouri | 100 | Ameren Corp | 100 | needs_active | 2103_G_1 | 1 | 0 | MO | 38.5622 | -90.8377 | Investor-Owned Utility | RE | 0 | 0 | 40426523.4 | 4326350.8 | 74.8% | 60%-80% | 17052309.4 | 9258.2 | 1878.2 | 4239934 | 39.2 | 768.4 | 297 | 14 | 0.50777 | 0.095056 | 209.7601 | 9.5437e-07 | 0.090871 | 0.45803 | 0.092919 | 209.76 | 9.6966e-07 | 0.090123 | 0.014312 | 0.00067465 | 3445715 | 2034581 | 0 | 3882 | 1 | 0 | 0 | 0 | 0 | 0 | 0 | 0 | 1 | 0 | 0 | 0 | 0 | 1 | 0 | 0 | 0 | 0 | 0 | 0 | 400-600 | 52 | 40-59 | 6 | 5-6 Low | 1 | 1 | 0 | 1 | 1 | Multiple | 1 | 44 | 22 | 85 | 33 | 1 | 1 | 0 | 35% below 2005 by 2030; 50% below 2005 by 2040; Net-zero by 2050 | 1 | 1 | 1 | 1 | 0 | 0 | 0 | 0 | 0 | 0 | 0 | 1 | 1 | 1 | 1 | 1 | SCO | CO | 1 | SCO | 0 | NPCA, NPS | 1 | Mingo Wilderness | 179.3471 | 51.6217 | 10.4724 | 1 | 32983146 | 3631904 | 0.61 | 3459271 | 209.7599 | 5-Year Average | 74.8% | 5-Year Average | 209.76 | 3885620.64 | 40394912.1734 | 4236618.6144 | 25% | 155 | 17.4494 | 20 | 11.2577 | 2526.4431 | 10.58 | 3.22 | 31.4923 | 0.3348 | 0.5251 | 4.82 | 10.69 |  |  | 594.0336 | 195.6747 | 397.3253 | 100% | 3480569.9708 | 5194680 | 54003893.28 | 20.976 | 566392.8629 | 3670225.7515 | 941572033.0868 | 1 | 0 | 2369.776 | 21.7432 | 5.865 | 13.4053 | 22.1734 | 2.6544 | 89.6316 | -17.3484 | -16.4519 | 2369.776 |  | 13.4053 | 21.7432 | 33% | 49.25% |  |  | 214.13
3399_2 | SERC_Central_TVA | Coal + CCS | C369 | Cumberland (TN) | 3399 | 2 | 1836 | 10.58 | 3.22 | 21.33 | 0.12 | 0.14 | 4.82 | 22.08 | 1384_B_2 | 1384 | B | 2 | 933 | Coal Steam | Kentucky | 21199 | 225 | 341 | FALSE | 10681 | 1969 | 9999 | 61 | 32.3029 | 0 | 32.3029 | Kentucky | 4.82 | Kentucky | -28.91 | Labadie | 2103_B_2 | 2103 | B | 2 | 1329 | Coal Steam | 0 | MIS_MO | Missouri | 29 | Franklin | 71 | 29071 | 593 | 10397 | 1971 | 2036 | tangential | dry | N | Subbituminous | 0 | 0 | 0 | LNC3 | 0 | 0 | 0 | ESPC | Yes | ACI | 2016 | 0 | 4.8 | 0.09289 | 0.09289 | 0.09289 | 0.09289 | 0.1 | 0.1 | 0.1 | 0 | 0 | 0 | 0 | 0 | 0 | 0 | 0 | Ameren Missouri | 100 | Ameren Corp | 100 | needs_active | 2103_G_2 | 1 | 0 | MO | 38.5622 | -90.8377 | Investor-Owned Utility | RE | 0 | 0 | 40621980.2 | 4304856.8 | 75.2% | 60%-80% | 16881224.8 | 9387.8 | 1881.6 | 4260432 | 40 | 764.8 | 286 | 14 | 0.51275 | 0.093722 | 209.76 | 9.936e-07 | 0.092719 | 0.4622 | 0.09264 | 209.7599 | 9.8469e-07 | 0.09061 | 0.013556 | 0.00066357 | 2772549 | 1685313 | 0 | 8714 | 1 | 0 | 0 | 0 | 0 | 0 | 0 | 0 | 1 | 0 | 0 | 0 | 0 | 1 | 0 | 0 | 0 | 0 | 0 | 0 | 400-600 | 51 | 40-59 | 6 | 5-6 Low | 1 | 1 | 0 | 1 | 1 | Multiple | 1 | 44 | 22 | 85 | 33 | 1 | 1 | 0 | 35% below 2005 by 2030; 50% below 2005 by 2040; Net-zero by 2050 | 1 | 1 | 1 | 1 | 0 | 0 | 0 | 0 | 0 | 0 | 0 | 1 | 1 | 1 | 1 | 1 | SCO | CO | 1 | SCO | 0 | NPCA, NPS | 1 | Mingo Wilderness | 179.3471 | 52.3443 | 10.4914 | 1 | 31730140 | 3291836 | 0.59 | 3327854 | 209.7598 | 5-Year Average | 75.2% | 5-Year Average | 209.7599 | 3906399.36 | 40614834.1459 | 4259682.5221 | 25% | 155 | 17.4484 | 20 | 11.257 | 2526.4431 | 10.58 | 3.22 | 31.4923 | 0.3348 | 0.5251 | 4.82 | 10.69 |  |  | 594.0907 | 195.6935 | 397.3065 | 100% | 3480405.0891 | 5194680 | 54009087.96 | 20.976 | 566447.1439 | 3693235.3782 | 941662603.6941 | 1 | 0 | 2370.1162 | 21.7432 | 5.7727 | 13.4066 | 22.2562 | 2.7916 | 90.1978 | -17.9184 | -16.8858 | 2370.1162 |  | 13.4066 | 21.7432 | 33% | 49.26% |  |  | 214.13
3470_ WAP6 | ERCOT_Rest | Coal + CCS | C375 | W A Parish | 3470 | WAP6 | 2538 | 12.66 | 3.22 | 31.88 | 0.25 | 0.34 | 4.82 | 18.85 | 1393_B_1A | 1393 | B | 1A | 90014 | Coal Steam | Louisiana | 22019 | 104 | 754 | FALSE | 12292 | 1992 | 9999 | 45 | 31.4952 | 0 | 31.4952 | Louisiana Onshore | 4.82 | Texas Onshore | -28.91 | Labadie | 2103_B_3 | 2103 | B | 3 | 1330 | Coal Steam | 0 | MIS_MO | Missouri | 29 | Franklin | 71 | 29071 | 593 | 10427 | 1972 | 2042 | tangential | dry | N | Subbituminous | 0 | 0 | 0 | LNC3 | 0 | 0 | 0 | ESPC | Yes | ACI | 2016 | 0 | 4.8 | 0.09557 | 0.09557 | 0.09557 | 0.09557 | 0.1 | 0.1 | 0.1 | 0 | 0 | 0 | 0 | 0 | 0 | 0 | 0 | Ameren Missouri | 100 | Ameren Corp | 100 | needs_active | 2103_G_3 | 1 | 0 | MO | 38.5622 | -90.8377 | Investor-Owned Utility | RE | 0 | 0 | 36981374.6 | 3965542.2 | 69.2% | 60%-80% | 16307405.4 | 8637.6 | 1759.6 | 3878605.8 | 36.4 | 759 | 389 | 19 | 0.50881 | 0.1002 | 209.7602 | 1.0117e-06 | 0.097641 | 0.46713 | 0.095161 | 209.76 | 9.8428e-07 | 0.093087 | 0.022814 | 0.0011143 | 4198554 | 2492397 | 0 | 1185 | 1 | 0 | 0 | 0 | 0 | 0 | 0 | 0 | 1 | 0 | 0 | 0 | 0 | 1 | 0 | 0 | 0 | 0 | 0 | 0 | 400-600 | 50 | 40-59 | 6 | 5-6 Low | 1 | 1 | 0 | 1 | 1 | Multiple | 1 | 44 | 22 | 85 | 33 | 1 | 1 | 0 | 35% below 2005 by 2030; 50% below 2005 by 2040; Net-zero by 2050 | 1 | 1 | 1 | 1 | 0 | 0 | 0 | 0 | 0 | 0 | 0 | 1 | 1 | 1 | 1 | 1 | SCO | SCO | 1 | SCO | 0 | NPCA, NPS | 1 | Mingo Wilderness | 179.3471 | 48.1614 | 9.8111 | 1 | 43269753 | 4727902 | 0.81 | 4538129 | 209.7599 | 5-Year Average | 69.2% | 5-Year Average | 209.76 | 3594718.56 | 37482130.4251 | 3931125.0605 | 25% | 155 | 17.4184 | 20 | 11.2376 | 2526.4431 | 10.58 | 3.22 | 31.4923 | 0.3348 | 0.5251 | 4.82 | 10.69 |  |  | 595.8049 | 196.2581 | 396.7419 | 100% | 3475458.6385 | 5194680 | 54164928.36 | 20.976 | 568081.6561 | 3363043.4044 | 944379721.9119 | 1 | 0 | 2380.338 | 21.7432 | 7.2003 | 13.4453 | 21.1015 | 0.78153 | 82.2506 | -9.5265 | -9.845 | 2380.338 |  | 13.4453 | 21.7432 | 33.1% | 49.47% |  |  | 214.13
3470_WAP5 | ERCOT_Rest | Coal + CCS | C375 | W A Parish | 3470 | WAP5 | 2546.1038 | 12.66 | 3.22 | 31.0393 | 0.33654 | 0.52922 | 4.82 | 18.85 | 1393_B_2A | 1393 | B | 2A | 90015 | Coal Steam | Louisiana | 22019 | 100 | 754 | FALSE | 12292 | 1992 | 9999 | 45 | 31.4952 | 0 | 31.4952 | Louisiana Onshore | 4.82 | Texas Onshore | -28.91 | Labadie | 2103_B_4 | 2103 | B | 4 | 1331 | Coal Steam | 0 | MIS_MO | Missouri | 29 | Franklin | 71 | 29071 | 593 | 10397 | 1973 | 2042 | tangential | dry | N | Subbituminous | 0 | 0 | 0 | LNC3 | 0 | 0 | 0 | ESPC | Yes | ACI | 2016 | 0 | 4.8 | 0.09053 | 0.09053 | 0.09053 | 0.09053 | 0.1 | 0.1 | 0.1 | 0 | 0 | 0 | 0 | 0 | 0 | 0 | 0 | Ameren Missouri | 100 | Ameren Corp | 100 | needs_active | 2103_G_4 | 1 | 0 | MO | 38.5622 | -90.8377 | Investor-Owned Utility | RE | 0 | 0 | 39856724.8 | 4275037.4 | 74.6% | 60%-80% | 16967123 | 9239.6 | 1811.6 | 4180172.6 | 38.8 | 762 | 359 | 18 | 0.51158 | 0.097641 | 209.7597 | 9.8449e-07 | 0.092398 | 0.46364 | 0.090906 | 209.76 | 9.7349e-07 | 0.089821 | 0.017607 | 0.0008828 | 3704184 | 2198524 | 0 | 4796 | 1 | 0 | 0 | 0 | 0 | 0 | 0 | 0 | 1 | 0 | 0 | 0 | 0 | 1 | 0 | 0 | 0 | 0 | 0 | 0 | 400-600 | 49 | 40-59 | 6 | 5-6 Low | 1 | 1 | 0 | 1 | 1 | Multiple | 1 | 44 | 22 | 85 | 33 | 1 | 1 | 0 | 35% below 2005 by 2030; 50% below 2005 by 2040; Net-zero by 2050 | 1 | 1 | 1 | 1 | 0 | 0 | 0 | 0 | 0 | 0 | 0 | 1 | 1 | 1 | 1 | 1 | SCO | SCO | 1 | SCO | 0 | NPCA, NPS | 1 | Mingo Wilderness | 179.3471 | 51.518 | 10.1011 | 1 | 39883963 | 4273387 | 0.75 | 4183031 | 209.76 | 5-Year Average | 74.6% | 5-Year Average | 209.76 | 3875231.28 | 40290779.6182 | 4225696.2617 | 25% | 155 | 17.4484 | 20 | 11.257 | 2526.4431 | 10.58 | 3.22 | 31.4923 | 0.3348 | 0.5251 | 4.82 | 10.69 |  |  | 594.0907 | 195.6935 | 397.3065 | 100% | 3480405.0891 | 5194680 | 54009087.96 | 20.976 | 566447.2201 | 3659249.0417 | 941662603.6941 | 1 | 0 | 2370.1162 | 21.7432 | 5.9124 | 13.4066 | 22.135 | 2.5874 | 89.3678 | -17.0699 | -16.2356 | 2370.1162 |  | 13.4066 | 21.7432 | 33% | 49.26% |  |  | 214.13
3470_WAP7 | ERCOT_Rest | Coal + CCS | C375 | W A Parish | 3470 | WAP7 | 2541.5132 | 12.66 | 4.59 | 31.846 | 0.33618 | 0.52836 | 4.82 | 18.85 | 1393_B_6 | 1393 | B | 6 | 950 | Coal Steam | Louisiana | 22019 | 550 | 754 | TRUE | 11854 | 1982 | 9999 | 45 | 31.4952 | 0 | 31.4952 | Louisiana Onshore | 4.82 | Texas Onshore | -28.91 | Sioux | 2107_B_1 | 2107 | B | 1 | 1336 | Coal Steam | 0 | MIS_MO | Missouri | 29 | St Charles | 183 | 29183 | 487 | 11127 | 1967 | 2029 | cyclone | wet | N | Bituminous, Subbituminous | Wet Scrubber | 2010 | 0.983 | OFA + other | SNCR | 0 | 2007 | ESPC | Yes | ACI | 2010 | 0 | 4.8 | 0.22534 | 0.22534 | 0.22534 | 0.22534 | 0.05 | 0.1 | 0.1 | 0.99 | 0 | 0 | 0 | 0 | 0 | 0 | 0 | Ameren Missouri | 100 | Ameren Corp | 100 | needs_active | 2107_G_1 | 1 | 0 | MO | 38.9155 | -90.2902 | Investor-Owned Utility | RE | 0 | 0 | 23831659.6 | 2357662.6 | 55.2% | 40%-60% | 11509830 | 975.2 | 2684.2 | 2499465.4 | 9.2 | 1270 | 26 | 0 | 0.080941 | 0.25285 | 209.7602 | 4.1349e-07 | 0.24805 | 0.081841 | 0.22526 | 209.7601 | 3.8604e-07 | 0.22068 | 0.0016634 | 0 | 2446814 | 1446638 | 0 | 8766 | 1 | 0 | 0 | 0 | 0 | 0 | 0 | 0 | 1 | 1 | 0 | 0 | 1 | 0 | 0 | 0 | 0 | 0 | 1 | 1 | 400-600 | 55 | 40-59 | 0 | 0-2 High | 0 | 0 | 0 | 0 | 0 | 0 | 0 | 58 | 21 | 88 | 47 | 1 | 0 | 0 | 35% below 2005 by 2030; 50% below 2005 by 2040; Net-zero by 2050 | 1 | 1 | 1 | 1 | BATW | 0 | 0 | 1 | F1 | 0 | 1 | 1 | 1 | 0 | 1 | 0 | SCO | 0 | 1 | SCO | 0 | NPCA, NPS | 0 | Mingo Wilderness | 208.8627 | 4.6691 | 12.8515 | 1 | 26425319 | 2601348 | 0.61 | 2771485 | 209.7598 | 5-Year Average | 55.2% | 5-Year Average | 209.7601 | 2354898.24 | 26202952.7165 | 2748166.7157 | 50% | 132 | 16.0597 | 0 | 12.1664 | 2778.9829 | 10.58 | 3.52 | 35.6109 | 0.35636 | 0.55371 | 4.82 | 10.69 |  | 1 | 500.8642 | 164.9847 | 322.0153 | 83.48% | 2354898.24 | 3561431.2189 | 39628045.1731 | 20.976 | 415619.0943 | 2332547.6214 | 793894069.6303 | 0 | 0 | 2465.3922 | 22.7812 | 8.5514 | 13.763 | 22.6141 | 0 | 84.1933 | -0.8326 | -0.84058 | 2465.3922 |  | 13.763 | 22.7812 | 33.88% | 51.24% |  |  | 205.4
3470_WAP8 | ERCOT_Rest | Coal + CCS | C375 | W A Parish | 3470 | WAP8 | 2499.6492 | 12.66 | 4.59 | 30.9211 | 0.33245 | 0.49802 | 4.82 | 18.85 | 1554_B_3 | 1554 | B | 3 | 1009 | Coal Steam | Maryland | 24003 | 305 | 305 | TRUE | 10767 | 1966 | 2021 | 999 | 32.2454 | 43 | 16.6214 | Maryland | 4.82 | Pennsylvania |  | Sioux | 2107_B_2 | 2107 | B | 2 | 1337 | Coal Steam | 0 | MIS_MO | Missouri | 29 | St Charles | 183 | 29183 | 487 | 11339 | 1968 | 2029 | cyclone | wet | N | Bituminous, Subbituminous | Wet Scrubber | 2010 | 0.983 | OFA + other | SNCR | 0 | 2007 | ESPC | Yes | ACI | 2010 | 0 | 4.8 | 0.22072 | 0.22072 | 0.22072 | 0.22072 | 0.05 | 0.1 | 0.1 | 0.99 | 0 | 0 | 0 | 0 | 0 | 0 | 0 | Ameren Missouri | 100 | Ameren Corp | 100 | needs_active | 2107_G_2 | 1 | 0 | MO | 38.9155 | -90.2902 | Investor-Owned Utility | RE | 0 | 0 | 21584179.8 | 2217270.4 | 50% | 40%-60% | 10164423.8 | 1082.4 | 2373.6 | 2263748.6 | 10.6 | 1089.2 | 23 | 0 | 0.10605 | 0.22932 | 209.7598 | 4.9058e-07 | 0.22668 | 0.1003 | 0.21994 | 209.76 | 4.911e-07 | 0.21432 | 0.0020573 | 0 | 1438752 | 937795 | 0 | 0 | 0 | 0 | 0 | 0 | 0 | 0 | 0 | 0 | 1 | 1 | 0 | 0 | 1 | 0 | 0 | 0 | 0 | 0 | 1 | 1 | 400-600 | 54 | 40-59 | 0 | 0-2 High | 0 | 0 | 0 | 0 | 0 | 0 | 0 | 58 | 21 | 88 | 47 | 1 | 0 | 0 | 35% below 2005 by 2030; 50% below 2005 by 2040; Net-zero by 2050 | 1 | 1 | 1 | 1 | BATW | 0 | 0 | 1 | F1 | 0 | 1 | 1 | 1 | 0 | 1 | 0 | SCO | 0 | 1 | SCO | 0 | NPCA, NPS | 0 | Mingo Wilderness | 208.8627 | 5.1824 | 11.3644 | 1 | 15554592 | 1584960 | 0.36 | 1631366 | 209.7601 | 5-Year Average | 50% | 5-Year Average | 209.76 | 2133060 | 24186767.34 | 2536707.9598 | 50% | 132 | 15.8772 | 0 | 12.0282 | 2778.9829 | 10.58 | 3.52 | 35.6109 | 0.35636 | 0.55371 | 4.82 | 10.69 |  | 1 | 510.4071 | 168.1281 | 318.8719 | 76.36% | 2133060 | 3257735.0612 | 36939457.8592 | 20.976 | 387421.0037 | 2149286.9561 | 809019938.4864 | 0 | 0 | 2537.1314 | 22.7812 | 8.9679 | 14.0252 | 22.8676 | -4.8659e-15 | 85.6466 | 3.4516 | 3.4256 | 2537.1314 |  | 14.0252 | 22.7812 | 34.52% | 52.73% |  |  | 205.4
3845_BW22 | WECC_Pacific Northwest | Coal + CCS | C385 | Transalta Centralia Generation | 3845 | BW22 | 2633 | 12.66 | 4.59 | 32.64 | 0.26 | 0.34 | 4.82 | 10.69 | 1573_B_1 | 1573 | B | 1 | 1065 | Coal Steam | Maryland | 24017 | 596 | 1205 | TRUE | 10254 | 1970 | 2021 | 999 | 22.2934 | 47 | 11.3164 | Maryland | 4.82 | West Virginia |  | New Madrid | 2167_B_1 | 2167 | B | 1 | 1357 | Coal Steam | 0 | S_D_AECI | Missouri | 29 | New Madrid | 143 | 29143 | 579 | 9859 | 1972 | 0 | cyclone | wet | N | Subbituminous | 0 | 0 | 0 | LNB + OFA | SCR | 2002 | 0 | ESPC | No | ACI | 2016 | 0 | 10 | 0.686 | 0.11674 | 0.686 | 0.11674 | 0.1 | 0.1 | 0.1 | 0 | 0 | 0 | 0 | 0 | 0 | 0 | 0 | Associated Electric Coop Inc | 100 | Associated Electric Coop Inc | 100 | needs_active | 2167_G_1 | 1 | 0 | MO | 36.5147 | -89.5617 | Cooperative | RE | 0 | 0 | 30288292.4 | 3393193.6 | 51.4% | 40%-60% | 12436154 | 6028.6 | 7538.6 | 3176608.6 | 12.2 | 1694.8 | 129 | 6 | 0.40017 | 0.59465 | 209.7499 | 6.2296e-07 | 0.65144 | 0.39808 | 0.49779 | 209.7582 | 4.028e-07 | 0.27256 | 0.0074223 | 0.00034522 | 3316776 | 1910176 | 0 | 4163 | 1 | 0 | 0 | 0 | 0 | 0 | 0 | 0 | 1 | 0 | 0 | 1 | 0 | 0 | 0 | 0 | 0 | 0 | 0 | 0 | 400-600 | 50 | 40-59 | 6 | 5-6 Low | 0 | 1 | 0 | 0 | 0 | SO2 | 1 | 27 | 84 | 65 | 46 | 1 | 1 | 0 | 0 | 0 | 0 | 0 | 0 | 0 | 0 | 0 | 0 | F1 | 0 | 1 | 1 | 1 | 0 | 1 | 0 | CO | 0 | 1 | CO | 0 | NPCA, NPS | 1 | Mingo Wilderness | 73.8901 | 81.5888 | 102.0245 | 1 | 32193343 | 3515981 | 0.55 | 3376424 | 209.7591 | 5-Year Average | 51.4% | 5-Year Average | 209.7582 | 2607028.56 | 25702694.573 | 2695675.2644 | 50.17% | 121 | 14.2655 | 33 | 11.7897 | 2321.9641 | 10.58 | 3.22 | 29.4956 | 0.31625 | 0.48255 | 4.82 | 21.77 |  |  | 550.0491 | 181.1862 | 397.8138 | 74.81% | 2607028.56 | 3794411.9588 | 37409107.5022 | 20.9758 | 392343.3221 | 2303331.9423 | 871854506.2998 | 1 | 0 | 2191.6144 | 21.8585 | 6.7355 | 12.7129 | 20.1003 | 0 | 75.0982 | 2.5748 | 2.9143 | 2191.6144 |  | 12.7129 | 21.8585 | 31.29% | 45.55% |  |  | 214.13
3935_1 | PJM West | Coal + CCS | C386 | John E Amos | 3935 | 1 | 2190.3553 | 10.58 | 3.22 | 26.1392 | 0.30382 | 0.43641 | 4.82 | 17.97 | 1573_B_2 | 1573 | B | 2 | 1066 | Coal Steam | Maryland | 24017 | 609 | 1205 | TRUE | 10170 | 1971 | 2021 | 999 | 22.2934 | 47 | 11.3164 | Maryland | 4.82 | West Virginia |  | New Madrid | 2167_B_2 | 2167 | B | 2 | 1358 | Coal Steam | 0 | S_D_AECI | Missouri | 29 | New Madrid | 143 | 29143 | 575 | 9814 | 1977 | 0 | cyclone | wet | N | Subbituminous | 0 | 0 | 0 | LNB + OFA | SCR | 2000 | 0 | ESPC | No | ACI | 2016 | 0 | 10 | 0.62441 | 0.15614 | 0.62441 | 0.15614 | 0.1 | 0.1 | 0.1 | 0 | 0 | 0 | 0 | 0 | 0 | 0 | 0 | Associated Electric Coop Inc | 100 | Associated Electric Coop Inc | 100 | needs_active | 2167_G_2 | 1 | 0 | MO | 36.5147 | -89.5617 | Cooperative | RE | 0 | 0 | 32910568 | 3773326.2 | 53.8% | 40%-60% | 14327813.6 | 6808.4 | 7574 | 3451643.4 | 14.4 | 2091.2 | 181 | 5 | 0.40421 | 0.62445 | 209.76 | 5.5235e-07 | 0.61103 | 0.41375 | 0.46028 | 209.759 | 4.3755e-07 | 0.29191 | 0.011024 | 0.00030452 | 3563777 | 2059664 | 0 | 4161 | 1 | 0 | 0 | 0 | 0 | 0 | 0 | 0 | 1 | 0 | 0 | 1 | 0 | 0 | 0 | 0 | 0 | 0 | 0 | 0 | 400-600 | 45 | 40-59 | 6 | 5-6 Low | 0 | 1 | 0 | 0 | 0 | SO2 | 1 | 27 | 84 | 65 | 46 | 1 | 1 | 0 | 0 | 0 | 0 | 0 | 0 | 0 | 0 | 0 | 0 | F1 | 0 | 1 | 1 | 1 | 0 | 1 | 1 | CO | CO | 1 | CO | 0 | NPCA, NPS | 1 | Mingo Wilderness | 73.8901 | 92.1423 | 102.5036 | 1 | 32872112 | 3701200 | 0.54 | 3447589 | 209.7577 | 5-Year Average | 53.8% | 5-Year Average | 209.759 | 2709906 | 26595017.484 | 2789271.7188 | 49.83% | 121 | 14.3648 | 33 | 11.8718 | 2321.9641 | 10.58 | 3.22 | 29.4956 | 0.31625 | 0.48255 | 4.82 | 21.77 |  |  | 543.7558 | 179.1132 | 395.8868 | 78.14% | 2709906 | 3935963.1035 | 38627541.8973 | 20.9759 | 405123.6674 | 2384148.0514 | 861879368.1365 | 1 | 0 | 2177.0852 | 21.8925 | 6.6603 | 12.6549 | 20.0923 | 0 | 74.7821 | 0.8827 | 1.0033 | 2177.0852 |  | 12.6549 | 21.8925 | 31.15% | 45.24% |  |  | 214.13
3935_2 | PJM West | Coal + CCS | C386 | John E Amos | 3935 | 2 | 2190.3553 | 10.58 | 3.22 | 26.1392 | 0.30382 | 0.43641 | 4.82 | 17.97 | 160_B_3 | 160 | B | 3 | 94 | Coal Steam | Arizona | 4003 | 175 | 175 | FALSE | 11040 | 1979 | 9999 | 317 | 74.8028 | 148 | 34.9237 | New Mexico | 4.82 | New Mexico | -28.91 | Thomas Hill | 2168_B_MB1 | 2168 | B | MB1 | 1359 | Coal Steam | 0 | S_D_AECI | Missouri | 29 | Randolph | 175 | 29175 | 165 | 9907 | 1966 | 0 | cyclone | wet | N | Subbituminous | 0 | 0 | 0 | LNB + OFA | SCR | 2009 | 0 | ESPC | No | ACI | 2016 | 0 | 8 | 0.52294 | 0.12123 | 0.52294 | 0.12123 | 0.1 | 0.1 | 0.1 | 0 | 0 | 0 | 0 | 0 | 0 | 0 | 0 | Associated Electric Coop Inc | 100 | Associated Electric Coop Inc | 100 | needs_active | 2168_G_1 | 1 | 0 | MO | 39.5522 | -92.6381 | Cooperative | RE | 0 | 0 | 13301299 | 1239601.4 | 67.2% | 60%-80% | 5544546.8 | 2518.4 | 2656.4 | 1394995 | 0 | 548 | 10 | 3 | 0.36113 | 0.39385 | 209.7566 | 0 | 0.1457 | 0.37867 | 0.39942 | 209.7532 | 0 | 0.19767 | 0.0014018 | 0.00042055 | 1116739 | 662254 | 0 | 1711 | 1 | 0 | 0 | 0 | 0 | 0 | 0 | 0 | 1 | 0 | 0 | 1 | 0 | 0 | 0 | 0 | 0 | 0 | 0 | 0 | 0-200 | 56 | 40-59 | 2 | 0-2 High | 0 | 1 | 0 | 0 | 0 | SO2 | 1 | 13 | 28 | 27 | 5 | 0 | 0 | 0 | 0 | 0 | 0 | 0 | 0 | BATW | 0 | 0 | 1 | F1 | 0 | 1 | 1 | 1 | 0 | 1 | 0 | CO | 0 | 1 | CO | 0 | NPCA, NPS | 1 | Hercules-Glades Wilderness | 314.9947 | 7.9951 | 8.4332 | 0 | 12232314 | 1178988 | 0.62 | 1282878 | 209.7523 | 5-Year Average | 67.2% | 5-Year Average | 209.7532 | 971308.8 | 9622756.2816 | 1009201.9508 | 14.55% | 113 | 29.9164 | 64 | 26.4747 | [10 empty] | 157.5129 | 51.8848 | 113.1152 | 98.02% | 971308.8 | 1416837.7185 | 14036611.2768 | 20.9753 | 147211.2051 | 861990.7457 | 249665591.9266 | 1 | 0 | 2207.1789 | 34.1135 | 6.8164 | 12.7748 | 34.5591 | 0 | 75.4335 | 8.0193 | 9.0363 | 2207.1789 |  | 12.7748 | 34.1135 | 31.45% | 45.87% |  |  | 214.13
3935_3 | PJM West | Coal + CCS | C386 | John E Amos | 3935 | 3 | 2227.9199 | 10.58 | 3.22 | 24.6683 | 0.3074 | 0.44384 | 4.82 | 17.97 | 165_B_2 | 165 | B | 2 | 96 | Coal Steam | Oklahoma | 40097 | 492 | 492 | TRUE | 12314 | 1982 | 9999 | 40 | 11.3755 | 0 | 11.3755 | Oklahoma | 4.82 | Oklahoma | -28.91 | Thomas Hill | 2168_B_MB2 | 2168 | B | MB2 | 1360 | Coal Steam | 0 | S_D_AECI | Missouri | 29 | Randolph | 175 | 29175 | 270 | 9930 | 1969 | 0 | cyclone | wet | N | Subbituminous | 0 | 0 | 0 | LNB + OFA | SCR | 2009 | 0 | ESPC | No | ACI | 2016 | 0 | 8 | 0.54685 | 0.10895 | 0.54685 | 0.10895 | 0.1 | 0.1 | 0.1 | 0 | 0 | 0 | 0 | 0 | 0 | 0 | 0 | Associated Electric Coop Inc | 100 | Associated Electric Coop Inc | 100 | needs_active | 2168_G_2 | 1 | 0 | MO | 39.5522 | -92.6381 | Cooperative | RE | 0 | 0 | 18741658.4 | 1862386.6 | 59.6% | 40%-60% | 8231090.8 | 3493.2 | 4020 | 1965606.2 | 0 | 1049.2 | 41 | 4 | 0.35386 | 0.49328 | 209.7601 | 0 | 0.39999 | 0.37277 | 0.42899 | 209.758 | 0 | 0.25494 | 0.0043308 | 0.00042252 | 1652820 | 952037 | 0 | 517 | 1 | 0 | 0 | 0 | 0 | 0 | 0 | 0 | 1 | 0 | 0 | 1 | 0 | 0 | 0 | 0 | 0 | 0 | 0 | 0 | 200-400 | 53 | 40-59 | 2 | 0-2 High | 0 | 1 | 0 | 0 | 0 | SO2 | 1 | 13 | 28 | 27 | 5 | 0 | 0 | 0 | 0 | 0 | 0 | 0 | 0 | BATW | 0 | 0 | 1 | F1 | 0 | 1 | 1 | 1 | 0 | 1 | 0 | CO | 0 | 1 | CO | 0 | NPCA, NPS | 1 | Hercules-Glades Wilderness | 314.9947 | 11.0897 | 12.7621 | 1 | 17501343 | 1751399 | 0.56 | 1835541 | 209.76 | 5-Year Average | 59.6% | 5-Year Average | 209.758 | 1409659.2 | 13997915.856 | 1468087.2742 | 23.81% | 113 | 21.4201 | 64 | 18.9558 | [10 empty] | 258.3468 | 85.0994 | 184.9006 | 87.03% | 1409659.2 | 2058446.7576 | 20440376.3029 | 20.9758 | 214376.6018 | 1253710.6724 | 409492167.1633 | 1 | 0 | 2214.6614 | 27.4482 | 6.8553 | 12.8044 | 27.264 | 0 | 75.5966 | 4.4431 | 4.9957 | 2214.6614 |  | 12.8044 | 27.4482 | 31.52% | 46.02% |  |  | 214.13
3943_1 | PJM_AP | Coal + CCS | C390 | FirstEnergy Fort Martin Power Station | 3943 | 1 | 2408.6272 | 10.58 | 4.59 | 30.6382 | 0.32422 | 0.47976 | 4.82 | 39.37 | 1710_B_1 | 1710 | B | 1 | 1157 | Coal Steam | Michigan | 26139 | 260 | 1446 | FALSE | 10347 | 1962 | 2021 | 135 | 25.5335 | 0 | 18.9137 | Michigan | 4.82 | Michigan | -28.91 | Thomas Hill | 2168_B_MB3 | 2168 | B | MB3 | 1361 | Coal Steam | 0 | S_D_AECI | Missouri | 29 | Randolph | 175 | 29175 | 699 | 9903 | 1982 | 0 | wall | dry | N | Subbituminous | 0 | 0 | 0 | LNB + OFA | SCR | 2009 | 0 | ESPC | No | ACI | 2016 | 0 | 1.2 | 0.23309 | 0.13305 | 0.23309 | 0.13305 | 0.1 | 0.1 | 0.1 | 0 | 0 | 0 | 0 | 0 | 0 | 0 | 0 | Associated Electric Coop Inc | 100 | Associated Electric Coop Inc | 100 | needs_active | 2168_G_3 | 1 | 0 | MO | 39.5522 | -92.6381 | Cooperative | RE | 0 | 0 | 48542424.4 | 5255486.2 | 61.6% | 60%-80% | 20128539 | 9847.8 | 4008.6 | 5090897.6 | 35.4 | 1083 | 132 | 9 | 0.38637 | 0.16794 | 209.756 | 6.904e-07 | 0.09764 | 0.40574 | 0.16516 | 209.7504 | 7.2926e-07 | 0.10761 | 0.0052373 | 0.00035709 | 5352693 | 3017546 | 0 | 2671 | 1 | 0 | 0 | 0 | 0 | 0 | 0 | 0 | 1 | 0 | 0 | 1 | 0 | 0 | 0 | 0 | 0 | 0 | 0 | 0 | 600-800 | 40 | 40-59 | 6 | 5-6 Low | 0 | 1 | 0 | 0 | 0 | SO2 | 1 | 13 | 28 | 27 | 5 | 0 | 0 | 0 | 0 | 0 | 0 | 0 | 0 | BATW | 0 | 0 | 1 | F1 | 0 | 1 | 1 | 1 | 0 | 1 | 0 | CO | 0 | 1 | CO | 0 | NPCA, NPS | 1 | Hercules-Glades Wilderness | 314.9947 | 31.2634 | 12.7259 | 1 | 52763888 | 5662172 | 0.67 | 5533752 | 209.7553 | 5-Year Average | 61.6% | 5-Year Average | 209.7504 | 3771915.84 | 37353282.5635 | 3917433.851 | 61.64% | 113 | 11.8748 | 64 | 10.5087 | 2345.3928 | 10.58 | 4.59 | 28.5395 | 0.31845 | 0.48747 | 4.82 | 21.77 |  |  | 667.0125 | 219.7139 | 479.2861 | 89.84% | 3771915.84 | 5501034.3592 | 54476743.2592 | 20.975 | 571326.0616 | 3346107.7894 | 1057247193.712 | 1 | 0 | 2205.8792 | 21.02 | 6.8096 | 12.7696 | 18.9329 | 0 | 75.4044 | -4.9387 | -5.5672 | 2205.8792 |  | 12.7696 | 21.02 | 31.43% | 45.84% |  |  | 214.13
3943_2 | PJM_AP | Coal + CCS | C390 | FirstEnergy Fort Martin Power Station | 3943 | 2 | 2414.9831 | 10.58 | 4.59 | 30.786 | 0.32487 | 0.4812 | 4.82 | 39.37 | 1710_B_2 | 1710 | B | 2 | 1158 | Coal Steam | Michigan | 26139 | 348 | 1446 | TRUE | 10428 | 1967 | 2021 | 135 | 25.5335 | 0 | 18.9137 | Michigan | 4.82 | Michigan | -28.91 | Lon Wright | 2240_B_6 | 2240 | B | 6 | 0 | Coal Steam | 0 | SPP_NEBR | Nebraska | 31 | Dodge | 53 | 31053 | 15.5 | 12282 | 1958 | 0 | wall | dry | N | Subbituminous | 0 | 0 | 0 | 0 | 0 | 0 | 0 | B | 0 | 0 | 0 | 0 | 1.2 | 0.65382 | 0.65382 | 0.65382 | 0.65382 | 0.11 | 0.1 | 1 | 0 | 0 | 0 | 0 | 0 | 0 | 0 | 0 | Fremont Dept of Public Utilities | 100 | Fremont Dept of Public Utilities | 100 | needs_active | 2240_G_6 | 1 | 0 | NE | 41.4281 | -96.4623 | Municipally-Owned Utility | RE | NORTHERN NATURAL GAS | 0 | 0 | 0 | 0% | 0 | 0 | 0 | 0 | 0 | 0 | 0 | 0 | 0 | 0 | 0 | 0 | 0 | 0 | 0 | 0 | 0 | 0 | 0 | 0 | 0 | 25565 | 20117 | 14651 | 0 | 1 | 1 | Energy Source | 0.032707 | 0.23 | EIA-923 | CAMD | 0 | 0 | 0 | 1 | 0 | 0 | 0 | 0 | 0 | 1 | 0 | 0 | 1 | 0-200 | 64 | 60+ | 6 | 5-6 Low | 0 | 0 | 0 | 0 | 0 | 0 | 0 | 89 | 63 | 38 | 51 | 1 | 0 | 0 | 0 | 0 | 0 | 0 | 0 | BATW | 0 | 0 | 1 | 0 | 0 | 0 | 0 | 0 | 0 | 0 | 0 | 0 | 0 | 1 | CO | 0 | 0 | 0 | Hercules-Glades Wilderness | 603.9421 | 0 | 0 | 0 | [5 empty] | Fleet Average | 43.44% | Fleet Average | 206.2677 | 58979.1159 | 724381.5017 | 74708.246 | 13.08% | 192 | 126.2506 | 102 | 67.0706 | [9 empty] | 1 | 18.3439 | 6.0425 | 9.4575 | 71.19% | 58979.1159 | 96661.1981 | 1187192.8352 | 20.6268 | 12243.9756 | 62464.2704 | 29075914.123 | 1 | 7268978.5307 | 3074.3662 | 199.4238 | 11.7706 | 15.8373 | 89.0378 | 2.5624e-15 | 90.0228 | 82.8233 | 78.2023 | 3074.3662 |  | 15.8373 | 199.4238 | 38.98% | 63.89% |  |  | 214.13
3944_1 | PJM_AP | Coal + CCS | C391 | FirstEnergy Harrison Power Station | 3944 | 1 | 2267.091 | 10.58 | 3.22 | 28.0485 | 0.31114 | 0.45169 | 4.82 | 39.37 | 1710_B_3 | 1710 | B | 3 | 1159 | Coal Steam | Michigan | 26139 | 838 | 1446 | TRUE | 10264 | 1980 | 2021 | 135 | 25.5335 | 0 | 18.9137 | Michigan | 4.82 | Michigan | -28.91 | Lon Wright | 2240_B_7 | 2240 | B | 7 | 0 | Coal Steam | 0 | SPP_NEBR | Nebraska | 31 | Dodge | 53 | 31053 | 21 | 12341 | 1963 | 0 | wall | dry | N | Subbituminous | 0 | 0 | 0 | 0 | 0 | 0 | 0 | B | 0 | 0 | 0 | 0 | 1.2 | 0.6638 | 0.6638 | 0.6638 | 0.6638 | 0.11 | 0.1 | 1 | 0 | 0 | 0 | 0 | 0 | 0 | 0 | 0 | Fremont Dept of Public Utilities | 100 | Fremont Dept of Public Utilities | 100 | needs_active | 2240_G_7 | 1 | 0 | NE | 41.4281 | -96.4623 | Municipally-Owned Utility | RE | NORTHERN NATURAL GAS | 0 | 0 | 0 | 0% | 0 | 0 | 0 | 0 | 0 | 0 | 0 | 0 | 0 | 0 | 0 | 0 | 0 | 0 | 0 | 0 | 0 | 0 | 0 | 0 | 0 | 62160 | 47104 | 35530 | 0 | 1 | 1 | Energy Source | 0.042917 | 0.23 | EIA-923 | CAMD | 0 | 0 | 0 | 1 | 0 | 0 | 0 | 0 | 0 | 1 | 0 | 0 | 1 | 0-200 | 59 | 40-59 | 6 | 5-6 Low | 0 | 0 | 0 | 0 | 0 | 0 | 0 | 89 | 63 | 38 | 51 | 1 | 0 | 0 | 0 | 0 | 0 | 0 | 0 | BATW | 0 | 0 | 1 | 0 | 0 | 0 | 0 | 0 | 0 | 0 | 0 | 0 | 0 | 1 | CO | 0 | 0 | 0 | Hercules-Glades Wilderness | 603.9421 | 0 | 0 | 0 | [5 empty] | Fleet Average | 43.44% | Fleet Average | 206.2677 | 79907.1893 | 986134.6232 | 101703.8506 | 17.72% | 192 | 126.2506 | 102 | 67.0706 | [9 empty] | 1 | 24.9724 | 8.2259 | 12.7741 | 71.41% | 79907.1893 | 131363.5086 | 1621157.0593 | 20.6268 | 16719.6153 | 84984.2353 | 39582410.031 | 1 | 9895602.5078 | 3098.645 | 151.6394 | 11.9205 | 15.9133 | 89.418 | 3.771e-15 | 90.4006 | 83.3217 | 78.344 | 3098.645 |  | 15.9133 | 151.6394 | 39.17% | 64.4% |  |  | 214.13
3944_2 | PJM_AP | Coal + CCS | C391 | FirstEnergy Harrison Power Station | 3944 | 2 | 2267.091 | 10.58 | 3.22 | 28.0485 | 0.31114 | 0.45169 | 4.82 | 39.37 | 1733_B_1 | 1733 | B | 1 | 1182 | Coal Steam | Michigan | 26115 | 758 | 3066 | TRUE | 10181 | 1972 | 2040 | 999 | 9.8588 | 0 | 9.8588 | Michigan | 4.82 | Ohio |  | Lon Wright | 2240_B_8 | 2240 | B | 8 | 1371 | Coal Steam | 0 | SPP_NEBR | Nebraska | 31 | Dodge | 53 | 31053 | 82 | 12240 | 1976 | 0 | wall | dry | N | Subbituminous | Wet Scrubber | 2015 | 0.98 | LNB | 0 | 0 | 0 | ESPH + B | No | ACI | 2016 | 0 | 0.651 | 0.20001 | 0.20001 | 0.1987 | 0.1987 | 0.1 | 0.1 | 0.1 | 0.99 | 0 | 0 | 0 | 0 | 0 | 0 | 0 | Fremont Dept of Public Utilities | 100 | Fremont Dept of Public Utilities | 100 | needs_active | 2240_G_8 | 1 | 0 | NE | 41.4281 | -96.4623 | Municipally-Owned Utility | RE | NORTHERN NATURAL GAS | 0 | 4018529.2 | 387095 | 38.4% | 20%-40% | 1921661.6 | 693 | 411.8 | 416201.6 | 0 | 200.4 | 4 | 0 | 0.38121 | 0.22154 | 207.1283 | 0 | 0.23015 | 0.3449 | 0.20495 | 207.1413 | 0 | 0.20857 | 0.0019422 | 0 | 359108 | 232305 | 105604 | 0 | 1 | 1 | Energy Source | 0.23 | 0.23 | CAMD | CAMD | 0 | 1 | 0 | 1 | 0 | 1 | 0 | 0 | 0 | 0 | 0 | 0 | 0 | 0-200 | 46 | 40-59 | 0 | 0-2 High | 0 | 0 | 0 | 0 | 0 | 0 | 0 | 89 | 63 | 38 | 51 | 1 | 0 | 0 | 0 | 0 | 0 | 0 | 0 | BATW | 0 | 0 | 1 | 0 | 0 | 0 | 0 | 0 | 0 | 0 | 0 | 0 | 0 | 1 | CO | 0 | 0 | 0 | Hercules-Glades Wilderness | 603.9421 | 1.1475 | 0.68185 | 0 | 4167926 | 400408 | 0.4 | 431853 | 207.2268 | 5-Year Average | 38.4% | 5-Year Average | 207.1413 | 275834.88 | 3376218.9312 | 349677.121 | 69.2% | 192 | 72.1251 | 102 | 38.3165 | [10 empty] | 96.7131 | 31.8573 | 50.1427 | 62.8% | 275834.88 | 451081.7698 | 5521240.8629 | 20.7141 | 57183.8393 | 292493.2816 | 153294952.9441 | 0 | 38323738.236 | 3057.1736 | 51.4617 | 11.6647 | 15.7831 | 55.4871 | 0 | 90.1334 | 56.1569 | 52.9586 | 3057.1736 |  | 15.7831 | 51.4617 | 38.85% | 63.53% |  |  | 214.13
3944_3 | PJM_AP | Coal + CCS | C391 | FirstEnergy Harrison Power Station | 3944 | 3 | 2267.091 | 10.58 | 3.22 | 28.0485 | 0.31114 | 0.45169 | 4.82 | 39.37 | 1733_B_2 | 1733 | B | 2 | 1183 | Coal Steam | Michigan | 26115 | 773 | 3066 | TRUE | 10223 | 1973 | 2040 | 999 | 9.8588 | 0 | 9.8588 | Michigan | 4.82 | Ohio |  | Sheldon | 2277_B_1 | 2277 | B | 1 | 1379 | Coal Steam | 0 | SPP_NEBR | Nebraska | 31 | Lancaster | 109 | 31109 | 104 | 11681 | 1968 | 0 | cyclone | wet | N | Subbituminous | 0 | 0 | 0 | OFA | 0 | 0 | 0 | B | 0 | 0 | 0 | 0 | 0.59 | 0.58003 | 0.58003 | 0.58003 | 0.58003 | 0.11 | 0.1 | 1 | 0 | 0 | 0 | 0 | 0 | 0 | 0 | 0 | Nebraska Public Power District | 100 | Nebraska Public Power District | 100 | needs_active | 2277_G_1 | 1 | 0 | NE | 40.5589 | -96.7847 | Political Subdivision | RE | 0 | BLACK HILLS ENERGY | 4304764 | 423335.2 | 32.6% | 20%-40% | 2126357 | 1092.8 | 1126 | 451482 | 0 | 524.8 | 14 | 4 | 0.52604 | 0.56798 | 209.7588 | 0 | 0.53719 | 0.50772 | 0.52314 | 209.7592 | 0 | 0.49361 | 0.0091069 | 0.002602 | 370614 | 251156 | 11032 | 0 | 1 | 1 | Startup Source | 0.0035642 | 0.0024767 | EIA-923 | EIA-923 | 0 | 0 | 0 | 1 | 0 | 0 | 0 | 0 | 0 | 0 | 0 | 0 | 0 | 0-200 | 54 | 40-59 | 6 | 5-6 Low | 0 | 0 | 1 | 0 | 0 | OS NOx | 1 | 10 | 1 | 23 | 24 | 0 | 0 | 0 | 0 | 0 | 0 | 0 | 0 | BATW | 0 | 0 | 1 | 0 | 0 | 0 | 0 | 0 | 0 | 0 | 0 | 0 | 0 | 1 | CO | 0 | NPCA, NPS | 0 | Hercules-Glades Wilderness | 540.3828 | 2.0223 | 2.0837 | 0 | 4331193 | 419262 | 0.33 | 454254 | 209.7593 | 5-Year Average | 32.6% | 5-Year Average | 209.7592 | 296999.04 | 3469245.7862 | 363853.1697 | 47.49% | 148 | 48.3548 | 40 | 32.6722 | [10 empty] | 117.0586 | 38.5591 | 65.4409 | 51.81% | 296999.04 | 471996.9371 | 5513396.2224 | 20.9759 | 57824.2885 | 306028.8812 | 185543587.5133 | 1 | 0 | 2835.2852 | 44.1663 | 10.324 | 15.0623 | 47.3209 | 0 | 87.5843 | 56.3419 | 54.6794 | 2835.2852 |  | 15.0623 | 44.1663 | 37.08% | 58.92% |  |  | 214.13
3948_1 | PJM West | Coal + CCS | C395 | Mitchell (WV) | 3948 | 1 | 2260.951 | 10.58 | 3.22 | 26.9991 | 0.31055 | 0.45047 | 4.82 | 17.97 | 1733_B_3 | 1733 | B | 3 | 1184 | Coal Steam | Michigan | 26115 | 773 | 3066 | TRUE | 10180 | 1973 | 2040 | 999 | 9.8588 | 0 | 9.8588 | Michigan | 4.82 | Ohio |  | Sheldon | 2277_B_2 | 2277 | B | 2 | 1380 | Coal Steam | 0 | SPP_NEBR | Nebraska | 31 | Lancaster | 109 | 31109 | 115 | 11706 | 1961 | 0 | cyclone | wet | N | Subbituminous | 0 | 0 | 0 | OFA | 0 | 0 | 0 | B | 0 | 0 | 0 | 0 | 0.567 | 0.3599 | 0.3599 | 0.3599 | 0.3599 | 0.11 | 0.1 | 1 | 0 | 0 | 0 | 0 | 0 | 0 | 0 | 0 | Nebraska Public Power District | 100 | Nebraska Public Power District | 100 | needs_active | 2277_G_2 | 1 | 0 | NE | 40.5589 | -96.7847 | Political Subdivision | RE | 0 | BLACK HILLS ENERGY | 4242653 | 407459.2 | 29.6% | 20%-40% | 1975352.8 | 1037.4 | 738.8 | 444969.6 | 0 | 351.8 | 4 | 3 | 0.51182 | 0.44276 | 209.7593 | 0 | 0.43973 | 0.48903 | 0.34827 | 209.7601 | 0 | 0.35619 | 0.0015538 | 0.0011653 | 367894 | 253398 | 9744 | 0 | 1 | 1 | Startup Source | 0.0035695 | 0.0024767 | EIA-923 | EIA-923 | 0 | 0 | 0 | 1 | 0 | 0 | 0 | 0 | 0 | 0 | 0 | 0 | 0 | 0-200 | 61 | 60+ | 6 | 5-6 Low | 0 | 0 | 1 | 0 | 0 | OS NOx | 1 | 10 | 1 | 23 | 24 | 0 | 0 | 0 | 0 | 0 | 0 | 0 | 0 | BATW | 0 | 0 | 1 | 0 | 0 | 0 | 0 | 0 | 0 | 0 | 0 | 0 | 0 | 1 | CO | 0 | NPCA, NPS | 0 | Hercules-Glades Wilderness | 540.3828 | 1.9198 | 1.3672 | 0 | 4268624 | 414256 | 0.3 | 447692 | 209.7594 | 5-Year Average | 29.6% | 5-Year Average | 209.7601 | 298190.4 | 3490616.8224 | 366096.0185 | 52.51% | 148 | 44.9215 | 40 | 30.3524 | [10 empty] | 129.7168 | 42.7287 | 72.2713 | 47.1% | 298190.4 | 474488.6322 | 5554363.9281 | 20.976 | 58254.189 | 307841.8296 | 205607497.1145 | 1 | 0 | 2844.941 | 41.5653 | 10.3814 | 15.0945 | 44.7736 | 0 | 87.7512 | 61.1033 | 59.1876 | 2844.941 |  | 15.0945 | 41.5653 | 37.16% | 59.12% |  |  | 214.13
3948_2 | PJM West | Coal + CCS | C395 | Mitchell (WV) | 3948 | 2 | 2260.951 | 10.58 | 3.22 | 26.9991 | 0.31055 | 0.45047 | 4.82 | 17.97 | 1733_B_4 | 1733 | B | 4 | 1185 | Coal Steam | Michigan | 26115 | 762 | 3066 | TRUE | 10154 | 1974 | 2040 | 999 | 9.8588 | 0 | 9.8588 | Michigan | 4.82 | Ohio |  | North Omaha | 2291_B_4 | 2291 | B | 4 | 1384 | Coal Steam | 0 | SPP_NEBR | Nebraska | 31 | Douglas | 55 | 31055 | 120 | 10592 | 1963 | 0 | tangential | dry | N | Subbituminous | 0 | 0 | 0.0663 | 0 | 0 | 0 | 0 | ESPC | No | ACI | 2016 | 0 | 2.5 | 0.30844 | 0.30844 | 0.1469 | 0.1469 | 0.1 | 0.1 | 0.1 | 0.98 | Yes | 2016 | 0 | 0 | C2G | 2024 | 0 | Omaha Public Power District | 100 | Omaha Public Power District | 100 | needs_active | 2291_G_4 | 1 | 0 | NE | 41.3291 | -95.9447 | Political Subdivision | RE | 0 | METROPOLITAN UTILITIES DIST OF OMAHA | 8137953 | 736863.2 | 55% | 40%-60% | 3691310.2 | 2581.8 | 1326.8 | 851847.6 | 0 | 620.2 | 48 | 6 | 0.62507 | 0.31432 | 209.5622 | 0 | 0.32842 | 0.63451 | 0.32608 | 209.3518 | 0 | 0.33603 | 0.01141 | 0.0014262 | 669627 | 432512 | 30623 | 0 | 1 | 1 | Cofire Source | 0.65 | 0.39 | CAMD | CAMD | 0 | 1 | 0 | 0 | 0 | 0 | 1 | 0 | 0 | 0 | 1 | 0 | 1 | 0-200 | 59 | 40-59 | 6 | 5-6 Low | 0 | 0 | 1 | 0 | 0 | OS NOx | 1 | 99 | 95 | 77 | 64 | 1 | 1 | 0 | 0 | 0 | 0 | 0 | 0 | 0 | 0 | 0 | 0 | 0 | 0 | 0 | 0 | 0 | 0 | 0 | 1 | 0 | CO | 1 | CO | 0 | NPCA | 0 | Hercules-Glades Wilderness | 573.1095 | 4.5049 | 2.3151 | 0 | 8204803 | 711445 | 0.55 | 859410 | 209.4895 | 5-Year Average | 55% | 5-Year Average | 209.3518 | 578160 | 6123870.72 | 641021.7134 | 35.71% | 177 | 55.9769 | 107 | 33.8391 | [9 empty] | 1 | 122.4755 | 40.3434 | 79.6566 | 82.86% | 578160 | 870979.0289 | 9225409.8746 | 20.9352 | 96567.8133 | 544453.9001 | 194129619.9885 | 1 | 0 | 2437.0824 | 40.5407 | 8.0467 | 13.6581 | 44.3857 | 0 | 80.0446 | 24.3238 | 25.8297 | 2437.0824 |  | 13.6581 | 40.5407 | 33.62% | 50.65% |  |  | 214.13
3954_1 | PJM_AP | Coal + CCS | C396 | Mt Storm | 3954 | 1 | 2251.9811 | 10.58 | 4.59 | 28.9364 | 0.30967 | 0.44859 | 4.82 | 39.37 | 1832_B_1 | 1832 | B | 1 | 1221 | Coal Steam | Michigan | 26045 | 154 | 154 | FALSE | 11013 | 1973 | 2021 | 109 | 28.1289 | 0 | 25.8063 | Michigan | 4.82 | Michigan | -28.91 | North Omaha | 2291_B_5 | 2291 | B | 5 | 1385 | Coal Steam | 0 | SPP_NEBR | Nebraska | 31 | Douglas | 55 | 31055 | 216 | 10811 | 1968 | 0 | wall | dry | N | Subbituminous | 0 | 0 | 0.0583 | LNB | 0 | 0 | 0 | ESPC | No | ACI | 2016 | 0 | 0.721 | 0.30152 | 0.30152 | 0.1987 | 0.1987 | 0.1 | 0.1 | 0.1 | 0.98 | Yes | 2016 | 0 | 0 | C2G | 2024 | 0 | Omaha Public Power District | 100 | Omaha Public Power District | 100 | needs_active | 2291_G_5 | 1 | 0 | NE | 41.3291 | -95.9447 | Political Subdivision | RE | 0 | METROPOLITAN UTILITIES DIST OF OMAHA | 12104794 | 1201603.8 | 53.2% | 40%-60% | 5543244.4 | 3866.8 | 1941 | 1266690 | 0 | 894.2 | 45 | 5 | 0.62948 | 0.30001 | 209.5876 | 0 | 0.29506 | 0.63889 | 0.3207 | 209.2873 | 0 | 0.32263 | 0.0071123 | 0.00079026 | 1150577 | 726772 | 34411 | 0 | 1 | 1 | Cofire Source | 0.49 | 0.39 | CAMD | CAMD | 0 | 1 | 0 | 0 | 0 | 0 | 1 | 0 | 0 | 0 | 1 | 0 | 1 | 200-400 | 54 | 40-59 | 6 | 5-6 Low | 0 | 0 | 1 | 0 | 0 | OS NOx | 1 | 99 | 95 | 77 | 64 | 1 | 1 | 0 | 0 | 0 | 0 | 0 | 0 | 0 | 0 | 0 | 0 | 0 | 0 | 0 | 0 | 0 | 0 | 0 | 0 | 0 | 0 | 0 | 0 | 0 | NPCA | 0 | Hercules-Glades Wilderness | 573.1095 | 6.7471 | 3.3868 | 0 | 13571845 | 1283673 | 0.6 | 1422186 | 209.5789 | 5-Year Average | 53.2% | 5-Year Average | 209.2873 | 1006629.12 | 10882667.4163 | 1138802.196 | 64.29% | 177 | 36.7592 | 107 | 22.2217 | [9 empty] | 1 | 225.0141 | 74.1196 | 141.8804 | 80.99% | 1006629.12 | 1532501.5736 | 16567874.5125 | 20.9287 | 173372.3099 | 965429.8861 | 356658192.8864 | 1 | 0 | 2513.7952 | 30.0667 | 8.4717 | 13.9405 | 32.9431 | -2.5859e-15 | 81.5211 | 14.2254 | 14.8325 | 2513.7952 |  | 13.9405 | 30.0667 | 34.31% | 52.24% |  |  | 214.13
3954_2 | PJM_AP | Coal + CCS | C396 | Mt Storm | 3954 | 2 | 2243.837 | 10.58 | 4.59 | 28.8361 | 0.30888 | 0.44693 | 4.82 | 39.37 | 1893_B_3 | 1893 | B | 3 | 1233 | Coal Steam | Minnesota | 27061 | 364 | 948 | TRUE | 10599 | 1973 | 2021 | 500 | 75.0281 | 999 | 19.2072 | Minnesota | #N/A | Michigan | -28.91 | Merrimack | 2364_B_1 | 2364 | B | 1 | 1417 | Coal Steam | 0 | NENGREST | New Hampshire | 33 | Merrimack | 13 | 33013 | 108 | 11390 | 1960 | 0 | cyclone | wet | N | Bituminous | Wet Scrubber | 2011 | 0.965 | NH3 | SCR | 1999 | 0 | ESPC | No | 0 | 0 | 0 | 4 | 0.2284 | 0.07 | 0.2284 | 0.07 | 0.05 | 0.1 | 0.56 | 0.99 | 0 | 0 | 0 | 0 | 0 | 0 | 0 | GSP Merrimack LLC | 100 | Energy Trading Innovations LLC | 100 | needs_active | 2364_G_1 | 1 | 0 | NH | 43.1411 | -71.4692 | Investor-Owned Utility | RE | 0 | 0 | 1196663.8 | 116686.6 | 9.8% | 0%-20% | 230511.4 | 63.4 | 156 | 122777.8 | 0.8 | 30.2 | 1 | 0 | 0.10158 | 0.21789 | 205.2026 | 7.3612e-07 | 0.23444 | 0.10596 | 0.26072 | 205.2002 | 6.6853e-07 | 0.26203 | 0.0018979 | 0 | 65697 | 28714 | 0 | 501 | 1 | 0 | 0 | 0 | 0 | 0 | 0 | 0 | 1 | 0 | 0 | 1 | 1 | 0 | 0 | 0 | 0 | 0 | 0 | 0 | 0-200 | 62 | 60+ | 0 | 0-2 High | 0 | 0 | 0 | 0 | 0 | 0 | 0 | 66 | 9 | 22 | 9 | 0 | 0 | 1 | 0 | 0 | 0 | 0 | 0 | BATW | Low utilization electric generating units (LUEGU) | 0 | 1 | 0 | 0 | 0 | 0 | 0 | 0 | 0 | 0 | 0 | 0 | 1 | CO | 0 | M-VU, NPCA | 0 | Presidential Range-Dry River Wilderness | 105.1674 | 0.60285 | 1.4833 | 0 | 826732 | 77580 | 0.07 | 84822 | 205.1983 | Floor Used | 20% | 5-Year Average | 205.2002 | 189216 | 2155170.24 | 221120.6361 | 24.66% | 331 | 107.1731 | 187 | 60.548 | [10 empty] | 113.7 | 37.4528 | 70.5472 | 30.62% | 189216 | 289668.7807 | 3299327.4121 | 20.52 | 33851.1252 | 187269.5109 | 180220001.1356 | 0 | 0 | 2554.6009 | 43.1592 | 9.0702 | 14.0883 | 75.6068 | 3.4202e-15 | 84.1256 | 123.2197 | 124.5005 | 2554.6009 |  | 14.0883 | 43.1592 | 34.68% | 53.09% |  |  | 205.4
3954_3 | PJM_AP | Coal + CCS | C396 | Mt Storm | 3954 | 3 | 2363.5731 | 10.58 | 4.59 | 30.597 | 0.32018 | 0.47097 | 4.82 | 39.37 | 1893_B_4 | 1893 | B | 4 | 1234 | Coal Steam | Minnesota | 27061 | 584 | 948 | TRUE | 10639 | 1980 | 9999 | 500 | 75.0281 | 999 | 19.2072 | Minnesota | #N/A | Michigan | -28.91 | Merrimack | 2364_B_2 | 2364 | B | 2 | 1418 | Coal Steam | 0 | NENGREST | New Hampshire | 33 | Merrimack | 13 | 33013 | 330 | 10988 | 1968 | 0 | cyclone | wet | N | Bituminous | Wet Scrubber | 2011 | 0.965 | NH3 | SCR | 1995 | 0 | ESPC | No | 0 | 0 | 0 | 4 | 0.24406 | 0.07 | 0.24406 | 0.07 | 0.05 | 0.1 | 0.56 | 0.99 | 0 | 0 | 0 | 0 | 0 | 0 | Yes | GSP Merrimack LLC | 100 | Energy Trading Innovations LLC | 100 | needs_active | 2364_G_2 | 1 | 0 | NH | 43.1411 | -71.4692 | Investor-Owned Utility | RE | 0 | 0 | 2383958.8 | 237816 | 6.8% | 0%-20% | 515099.2 | 150.4 | 288.2 | 244594.2 | 1.2 | 67 | 3 | 1 | 0.14185 | 0.21772 | 205.2008 | 5.4979e-07 | 0.29272 | 0.12618 | 0.24178 | 205.2 | 5.0336e-07 | 0.26014 | 0.0035567 | 0.0011856 | 235588 | 101662 | 0 | 724 | 1 | 0 | 0 | 0 | 0 | 0 | 0 | 0 | 1 | 0 | 0 | 1 | 1 | 0 | 0 | 0 | 0 | 0 | 0 | 0 | 200-400 | 54 | 40-59 | 0 | 0-2 High | 0 | 0 | 0 | 0 | 0 | 0 | 0 | 66 | 9 | 22 | 9 | 0 | 0 | 1 | 0 | 0 | 0 | 0 | 0 | BATW | Low utilization electric generating units (LUEGU) | 0 | 1 | 0 | 0 | 0 | 0 | 0 | 0 | 0 | 0 | 0 | 0 | 1 | CO | 0 | M-VU, NPCA | 0 | Presidential Range-Dry River Wilderness | 105.1674 | 1.4301 | 2.7404 | 0 | 2705054 | 260217 | 0.08 | 277538 | 205.1996 | Floor Used | 20% | 5-Year Average | 205.2 | 578160 | 6352822.08 | 651799.6177 | 75.34% | 331 | 51.6514 | 187 | 29.1807 | [10 empty] | 335.1549 | 110.4 | 219.6 | 30.05% | 578160 | 868819.7376 | 9546591.2768 | 20.52 | 97948.0374 | 553851.5803 | 531236735.3735 | 0 | 0 | 2419.111 | 25.5439 | 8.286 | 13.591 | 40.0274 | 0 | 81.4262 | 85.2261 | 88.9666 | 2419.111 |  | 13.591 | 25.5439 | 33.45% | 50.27% |  |  | 205.4
4078_4 | MISO_Wisconsin- Upper Michigan (WUMS) | Coal + CCS | C403 | Weston | 4078 | 4 | 2223.9637 | 10.58 | 4.59 | 28.6873 | 0.30705 | 0.44311 | 4.82 | 32.72 | 1915_B_1 | 1915 | B | 1 | 1248 | Coal Steam | Minnesota | 27163 | 511 | 511 | TRUE | 9792 | 1968 | 2021 | 425 | 54.2777 | 999 | 26.6919 | Iowa | #N/A | Michigan | -28.91 | Schiller | 2367_B_4 | 2367 | B | 4 | 1421 | Coal Steam | 0 | NENGREST | New Hampshire | 33 | Rockingham | 15 | 33015 | 48 | 14500 | 1952 | 0 | wall | dry | N | Bituminous | 0 | 0 | 0.5 | LNB + NH3 + OFA | SNCR | 0 | 1999 | ESPC | No | ACI | 2016 | 0 | 2.6 | 0.19582 | 0.19582 | 0.19582 | 0.19582 | 0.1 | 0.1 | 0.1 | 0.98 | Yes | 2016 | 0 | 0 | 0 | 0 | 0 | GSP Schiller LLC | 100 | Energy Trading Innovations LLC | 100 | needs_active | 2367_G_4 | 1 | 0 | NH | 43.0978 | -70.7842 | Investor-Owned Utility | RE | MARITIMES NORTHEAST PIPELINE LLC | 0 | 400721.25 | 29846.5 | 7.25% | 0%-20% | 85641.5 | 111 | 45.25 | 39661.75 | 0.25 | 9.25 | 0 | 0 | 0 | 0 | 0 | 0 | 0 | 0.554 | 0.22584 | 197.9518 | 6.2388e-07 | 0.21602 | 0 | 0 | 25529 | 15106 | 4170 | 10547 | 1 | 1 | Startup Source | 0.003231 | 0.03 | EIA-923 | CAMD | 0 | 1 | 1 | 0 | 0 | 0 | 1 | 0 | 0 | 0 | 0 | 0 | 0 | 0-200 | 70 | 60+ | 0 | 0-2 High | 0 | 0 | 0 | 0 | 0 | 0 | 0 | 84 | 11 | 28 | 8 | 1 | 0 | 1 | 0 | 0 | 0 | 0 | 0 | 0 | 0 | 0 | 0 | 0 | 0 | 0 | 0 | 0 | 0 | 0 | 0 | 0 | 0 | 0 | 0 | 0 | M-VU | 0 | Presidential Range-Dry River Wilderness | 117.3665 | 0.94576 | 0.38554 | 0 | 404240 | 28829 | 0.07 | 40095 | 198.3723 | Floor Used | 20% | 5-Year Average | 197.9518 | 84096 | 1219392 | 120690.4317 | 50% | 365 | 180.9884 | 220 | 109.0889 | [10 empty] | 64.3313 | 21.1907 | 26.8093 | 35.81% | 84096 | 150567.5851 | 2183229.9834 | 19.7952 | 21608.7172 | 99081.7145 | 101968198.8671 | 1 | 0 | 3803.467 | 75.8903 | 17.1917 | 17.935 | 153.8366 | 0 | 100.1468 | 227.044 | 192.7045 | 3803.467 |  | 17.935 | 75.8903 | 44.15% | 79.04% |  |  | 205.4
470_3 | WECC_Colorado | Coal + CCS | C127 | Comanche (CO) | 470 | 3 | 2492.1945 | 10.58 | 3.52 | 29.6149 | 0.3318 | 0.49655 | 9.64 | 12.43 | 1979_B_1 | 1979 | B | 1 |  | Coal Steam | Minnesota | 27137 | 7.6 | 30.4 | FALSE | 8665 | 1952 | 9999 | 473 | 311.0235 | 999 | 99.9484 | Minnesota | #N/A | Michigan | -28.91 | Schiller | 2367_B_6 | 2367 | B | 6 | 1423 | Coal Steam | 0 | NENGREST | New Hampshire | 33 | Rockingham | 15 | 33015 | 48 | 14500 | 1957 | 0 | wall | dry | N | Bituminous | 0 | 0 | 0.5 | LNB + NH3 + OFA | SNCR | 0 | 1999 | ESPC | No | ACI | 2016 | 0 | 2.6 | 0.18216 | 0.18216 | 0.18216 | 0.18216 | 0.1 | 0.1 | 0.1 | 0.98 | Yes | 2016 | 0 | 0 | 0 | 0 | 0 | GSP Schiller LLC | 100 | Energy Trading Innovations LLC | 100 | needs_active | 2367_G_6 | 1 | 0 | NH | 43.0978 | -70.7842 | Investor-Owned Utility | RE | MARITIMES NORTHEAST PIPELINE LLC | 0 | 444906 | 33900 | 8% | 0%-20% | 79080.25 | 129 | 44.25 | 44157.25 | 0.25 | 8 | 1 | 0 | 0 | 0 | 0 | 0 | 0 | 0.5799 | 0.19892 | 198.5015 | 5.6192e-07 | 0.20233 | 0.0049965 | 0 | 26782 | 13980 | 3219 | 8335 | 1 | 1 | Startup Source | 0.11 | 0.03 | CAMD | CAMD | 0 | 1 | 1 | 0 | 0 | 0 | 1 | 0 | 0 | 0 | 0 | 0 | 0 | 0-200 | 65 | 60+ | 0 | 0-2 High | 0 | 0 | 0 | 0 | 0 | 0 | 0 | 84 | 11 | 28 | 8 | 1 | 0 | 1 | 0 | 0 | 0 | 0 | 0 | 0 | 0 | 0 | 0 | 0 | 0 | 0 | 0 | 0 | 0 | 0 | 0 | 0 | 0 | 0 | 0 | 0 | M-VU | 0 | Presidential Range-Dry River Wilderness | 117.3665 | 1.0991 | 0.37702 | 0 | 400339 | 30288 | 0.07 | 39637 | 198.0172 | Floor Used | 20% | 5-Year Average | 198.5015 | 84096 | 1219392 | 121025.5591 | 50% | 365 | 180.9884 | 220 | 109.0889 | [10 empty] | 64.3313 | 21.1907 | 26.8093 | 35.81% | 84096 | 150567.5851 | 2183229.9834 | 19.8501 | 21668.7193 | 99356.8398 | 101968198.8671 | 1 | 0 | 3803.467 | 75.8903 | 17.1917 | 17.935 | 154.23 | 0 | 100.4249 | 227.1593 | 192.2685 | 3803.467 |  | 17.935 | 75.8903 | 44.15% | 79.04% |  |  | 205.4
51_1 | MISO_Louisiana | Coal + CCS | C107 | Dolet Hills | 51 | 1 | 2827 | 10.58 | 4.59 | 35.06 | 0.28 | 0.38 | 4.82 | 12.33 | 1979_B_2 | 1979 | B | 2 |  | Coal Steam | Minnesota | 27137 | 7.6 | 30.4 | FALSE | 8665 | 1952 | 9999 | 473 | 311.0235 | 999 | 99.9484 | Minnesota | #N/A | Michigan | -28.91 | Four Corners | 2442_B_4 | 2442 | B | 4 | 1584 | Coal Steam | 0 | WECC_NM | New Mexico | 35 | San Juan | 45 | 35045 | 770 | 9771 | 1969 | 2031 | cell | dry | N | Subbituminous | Wet Scrubber | 1985 | 0.92 | LNB + LNCB | SCR | 2018 | 0 | B | 0 | 0 | 0 | 0 | 0.878 | 0.48665 | 0.05819 | 0.48665 | 0.05819 | 0.1 | 0.1 | 0.56 | 0.97 | 0 | 0 | 0 | 0 | 0 | 0 | Yes | Arizona Public Service Co | 56 | Pinnacle West Capital Corp | 56 | needs_active | 2442_G_4 | 1 | 0 | NM | 36.69 | -108.4814 | Investor-Owned Utility | RE | 0 | NAVAJO TRIBAL UTILITY AUTHORITY | 40123758 | 4220550 | 53.2% | 40%-60% | 17295929.2 | 1145 | 3202.4 | 4116695.8 | 11.2 | 1302.8 | 192 | 0 | 0.052129 | 0.060993 | 205.2 | 2.4929e-07 | 0.059628 | 0.057073 | 0.15963 | 205.1999 | 2.7914e-07 | 0.15065 | 0.0099483 | 0 | 4874931 | 2603267 | 326742 | 0 | 1 | 1 | Energy Source | 0.016045 | 0.020915 | EIA-923 | EIA-923 | 0 | 0 | 0 | 1 | 1 | 1 | 0 | 1 | 1 | 0 | 0 | 0 | 0 | 600-800 | 53 | 40-59 | 6 | 5-6 Low | 0 | 0 | 0 | 0 | 0 | 0 | 0 | 20 | 100 | 20 | 99 | 1 | 0 | 0 | 0 | 0 | 0 | 0 | 1 | 0 | 0 | 0 | 0 | 0 | 0 | 0 | 0 | 0 | 0 | 0 | 0 | 0 | 0 | 0 | 0 | 0 | 0 | 0 | Mesa Verde NP | 51.7646 | 22.1194 | 61.8647 | 1 | 50480084 | 5301884 | 0.67 | 5179257 | 205.2 | 5-Year Average | 53.2% | 5-Year Average | 205.1999 | 3588446.4 | 35062709.7744 | 3597432.4754 | 50% | 232 | 23.2146 | 0 | 10.0063 | 2252.8539 | 10.58 | 3.52 | 26.9779 | 0.30979 | 0.44883 | 4.82 | 10.69 |  |  | 724.9696 | 238.805 | 531.195 | 77.12% | 3588446.4 | 5201674.6779 | 50825563.2775 | 20.52 | 521470.0549 | 3075962.4205 | 1149111906.8 | 0 | 0 | 2163.258 | 20.647 | 6.589 | 12.5994 | 17.9962 | -3.0474e-15 | 72.8607 | 0.82955 | 0.96776 | 2163.258 |  | 12.5994 | 20.647 | 31.01% | 44.96% |  |  | 214.13
55856_PC1 | MISO_Illinois | Coal + CCS | C637 | Prairie State Generating Station | 55856 | PC1 | 2031.9172 | 12.66 | 3.52 | 24.4049 | 0.28819 | 0.40488 | 4.82 | 10.69 | 1979_B_3 | 1979 | B | 3 |  | Coal Steam | Minnesota | 27137 | 7.6 | 30.4 | FALSE | 8665 | 1974 | 9999 | 473 | 311.0235 | 999 | 99.9484 | Minnesota | #N/A | Michigan | -28.91 | Four Corners | 2442_B_5 | 2442 | B | 5 | 1585 | Coal Steam | 0 | WECC_NM | New Mexico | 35 | San Juan | 45 | 35045 | 770 | 9766 | 1963 | 2031 | cell | dry | N | Subbituminous | Wet Scrubber | 1985 | 0.92 | LNB + LNCB | SCR | 2018 | 0 | B | 0 | 0 | 0 | 0 | 0.878 | 0.49979 | 0.06459 | 0.49979 | 0.06459 | 0.1 | 0.1 | 0.56 | 0.97 | 0 | 0 | 0 | 0 | 0 | 0 | Yes | Arizona Public Service Co | 56 | Pinnacle West Capital Corp | 56 | needs_active | 2442_G_5 | 1 | 0 | NM | 36.69 | -108.4814 | Investor-Owned Utility | RE | 0 | NAVAJO TRIBAL UTILITY AUTHORITY | 40853828.2 | 4098200.6 | 54.2% | 40%-60% | 21362591.4 | 949.8 | 2529.8 | 4191431.6 | 12.6 | 1254.2 | 114 | 0 | 0.043279 | 0.061255 | 205.2 | 3.5785e-07 | 0.058142 | 0.046497 | 0.12385 | 205.1916 | 3.0842e-07 | 0.11742 | 0.0087448 | 0 | 4042417 | 2121784 | 823683 | 0 | 1 | 1 | Energy Source | 0.039295 | 0.020915 | EIA-923 | EIA-923 | 0 | 0 | 0 | 1 | 1 | 1 | 0 | 1 | 1 | 0 | 0 | 0 | 0 | 600-800 | 59 | 40-59 | 6 | 5-6 Low | 0 | 0 | 0 | 0 | 0 | 0 | 0 | 20 | 100 | 20 | 99 | 1 | 0 | 0 | 0 | 0 | 0 | 0 | 1 | 0 | 0 | 0 | 0 | 0 | 0 | 0 | 0 | 0 | 0 | 0 | 0 | 0 | 0 | 0 | 0 | 0 | 0 | 0 | Mesa Verde NP | 51.7646 | 18.3485 | 48.8713 | 1 | 43743893 | 4345972 | 0.58 | 4488123 | 205.2 | 5-Year Average | 54.2% | 5-Year Average | 205.1916 | 3655898.4 | 35703503.7744 | 3663029.8933 | 50% | 232 | 23.2215 | 0 | 10.0093 | [10 empty] | 724.5986 | 238.6828 | 531.3172 | 78.55% | 3655898.4 | 5298231.6648 | 51742530.4382 | 20.5192 | 530856.6827 | 3132173.2106 | 1148523885.1509 | 0 | 0 | 2161.6538 | 20.647 | 6.5807 | 12.593 | 17.9898 | 0 | 72.8233 | 0.15397 | 0.17972 | 2161.6538 |  | 12.593 | 20.647 | 31% | 44.92% |  |  | 214.13
56068_18 | MISO_Wisconsin- Upper Michigan (WUMS) | Coal + CCS | C639 | Elm Road Generating Station | 56068 | 18 | 2181.9725 | 10.58 | 4.59 | 27.3199 | 0.30298 | 0.43468 | 4.82 | 32.72 | 1979_B_4 | 1979 | B | 4 |  | Coal Steam | Minnesota | 27137 | 7.6 | 30.4 | FALSE | 8665 | 2006 | 9999 | 473 | 311.0235 | 999 | 99.9484 | Minnesota | #N/A | Michigan | -28.91 | E C Gaston | 26_B_5 | 26 | B | 5 | 34 | Coal Steam | 0 | S_SOU | Alabama | 1 | Shelby | 117 | 1117 | 832 | 10254 | 1974 | 0 | tangential | dry | N | Bituminous | Wet Scrubber | 2010 | 0.95 | LNC2 | SCR | 2006 | 0 | ESPH + B + WS | No | ACI | 2016 | 0 | 3.8 | 0.2397 | 0.1004 | 0.2397 | 0.1004 | 0.05 | 0.1 | 0.1 | 0.99 | 0 | 0 | 0 | 0 | C2G | 2028 | 0 | Alabama Power Co | 100 | Southern Co | 100 | needs_active | 26_G_5 | 1 | 0 | AL | 33.2442 | -86.4581 | Investor-Owned Utility | RE | TRANSCONTINENTAL GAS PIPELINE | 0 | 35823724.6 | 3347096.8 | 25.4% | 20%-40% | 17521084.2 | 1381.4 | 1751.6 | 3631596 | 4.6 | 752.2 | 24 | 0 | 0.043373 | 0.11119 | 197.3426 | 1.5183e-07 | 0.083217 | 0.077122 | 0.09779 | 202.7481 | 1.2841e-07 | 0.085862 | 0.0011277 | 0 | 3055680 | 1231919 | 2017532 | 0 | 1 | 1 | Energy Source | 0.48 | 0.48 | CAMD | CAMD | 0 | 1 | 0 | 1 | 1 | 1 | 0 | 1 | 0 | 0 | 1 | 0 | 1 | 800-1000 | 48 | 40-59 | 0 | 0-2 High | 0 | 0 | 0 | 0 | 0 | 0 | 0 | 66 | 63 | 89 | 71 | 1 | 0 | 0 | 50% below 2007 by 2030; Low- to no-carbon by 2050 | 1 | 1 | 1 | 1 | BATW | Permanent cessation of coal combustion | 2028 | 1 | 0 | 0 | 0 | 1 | 0 | 0 | 0 | 0 | 0 | 0 | 1 | CO | 0 | 0 | 0 | Sipsey Wilderness | 144.3757 | 9.5681 | 12.1322 | 1 | 34858395 | 3347292 | 0.25 | 3555687 | 204.0075 | 5-Year Average | 25.4% | 5-Year Average | 202.7481 | 1851233.28 | 18982546.0531 | 1924337.5469 | 100% | 173 | 16.0904 | 33 | 9.3008 | 2304.0719 | 10.58 | 3.52 | 27.1335 | 0.31459 | 0.45897 | 4.82 | 15.85 |  | 1 | 788.5506 | 259.7486 | 572.2514 | 36.93% | 1851233.28 | 2691519.9221 | 27598845.2815 | 20.2748 | 279780.6684 | 1644556.8785 | 1249891020.2648 | 0 | 0 | 2184.1641 | 20.3733 | 6.9815 | 12.6832 | 17.706 | 2.9448e-15 | 75.5104 | 38.8293 | 43.7091 | 2184.1641 |  | 12.6832 | 20.3733 | 31.22% | 45.39% |  |  | 205.4
564_1 | FRCC | Coal + CCS | C134 | Stanton Energy Center | 564 | 1 | 3037 | 10.58 | 4.59 | 40.68 | 0.35 | 0.53 | 4.82 | 15.85 | 2079_B_5A | 2079 | B | 5A | 1315 | Coal Steam | Missouri | 29095 | 564 | 564 | TRUE | 10285 | 2000 | 9999 | 999 | 11.6763 | 109 | 12.7271 | Kansas | 4.82 | Missouri |  | G G Allen | 2718_B_5 | 2718 | B | 5 | 1847 | Coal Steam | 0 | S_VACA | North Carolina | 37 | Gaston | 71 | 37071 | 259 | 10349 | 1961 | 0 | tangential | dry | N | Bituminous | Wet Scrubber | 2009 | 0.95 | LNC3 | SNCR | 0 | 2008 | ESPC | Yes | ACI | 2016 | 0 | 0.081 | 0.32341 | 0.25073 | 0.32341 | 0.25073 | 0.05 | 0.1 | 0.1 | 0.99 | 0 | 0 | 0 | 0 | 0 | 0 | 0 | Duke Energy Carolinas | 100 | Duke Energy Corp | 100 | needs_active | 2718_G_5 | 1 | 0 | NC | 35.1897 | -81.0122 | Investor-Owned Utility | RE | 0 | 0 | 3127343.4 | 310440.2 | 9% | 0%-20% | 2249061.6 | 70.4 | 446.4 | 320864.8 | 2.6 | 322.8 | 12 | 0 | 0.02081 | 0.28974 | 205.2023 | 8.0038e-07 | 0.29821 | 0.045022 | 0.28548 | 205.1996 | 8.3138e-07 | 0.28705 | 0.0058727 | 0 | 351255 | 165979 | 0 | 4493 | 1 | 0 | 0 | 0 | 0 | 0 | 0 | 0 | 1 | 1 | 0 | 0 | 1 | 0 | 0 | 0 | 0 | 0 | 0 | 0 | 200-400 | 61 | 60+ | 0 | 0-2 High | 0 | 0 | 1 | 0 | 0 | OS NOx | 1 | 88 | 61 | 96 | 89 | 1 | 1 | 0 | 50% below 2005 by 2030; Net-zero by 2050 | 1 | 1 | 1 | 1 | 0 | Permanent cessation of coal combustion | 2028 | 1 | 0 | 0 | 0 | 0 | 0 | 0 | 0 | 0 | 0 | 0 | 1 | CO | 0 | NPCA, NPS | 0 | Linville Gorge Wilderness | 104.9279 | 0.67094 | 4.2544 | 0 | 4192028 | 404123 | 0.12 | 430101 | 205.1995 | Floor Used | 20% | 5-Year Average | 205.1996 | 453768 | 4696045.032 | 481813.27 | 30.83% | 176 | 33.368 | 88 | 18.9591 | [10 empty] | 247.7485 | 81.6084 | 177.3916 | 29.2% | 453768 | 662522.304 | 6856443.324 | 20.52 | 70346.9698 | 411466.3002 | 392693451.9102 | 0 | 0 | 2213.709 | 27.8931 | 7.1415 | 12.8007 | 27.6284 | 0 | 77.076 | 69.1508 | 76.26 | 2213.709 |  | 12.8007 | 27.8931 | 31.51% | 46% |  |  | 205.4
564_2 | FRCC | Coal + CCS | C134 | Stanton Energy Center | 564 | 2 | 2343.6526 | 10.58 | 4.59 | 31.2589 | 0.31834 | 0.46701 | 4.82 | 15.85 | 2103_B_1 | 2103 | B | 1 | 1328 | Coal Steam | Missouri | 29071 | 593 | 2372 | TRUE | 10396 | 1970 | 2036 | 155 | 17.4494 | 20 | 11.2577 | Missouri | 4.82 | Illinois | -28.91 | James E. Rogers Energy Complex | 2721_B_5 | 2721 | B | 5 | 1857 | Coal Steam | 0 | S_VACA | North Carolina | 37 | Cleveland | 45 | 37045 | 544 | 9385 | 1972 | 0 | tangential | dry | N | Bituminous, Natural Gas | Wet Scrubber | 2010 | 0.983 | LNC3 | SCR | 2002 | 0 | ESPC | Yes | 0 | 0 | 0 | 1.6 | 0.2471 | 0.13745 | 0.2471 | 0.13745 | 0.05 | 0.1 | 0.56 | 0.99 | 0 | 0 | 0 | 0 | 0 | 0 | 0 | Duke Energy Carolinas | 100 | Duke Energy Corp | 100 | needs_active | 2721_G_5 | 1 | 0 | NC | 35.22 | -81.7594 | Investor-Owned Utility | RE | Other - Please explain in pipeline notes below. | 0 | 12198233.6 | 1269288.4 | 23% | 20%-40% | 6338911.6 | 359 | 854.2 | 1206046.6 | 7.2 | 473.4 | 36 | 0 | 0.042739 | 0.16254 | 185.3342 | 7.9567e-07 | 0.16471 | 0.058861 | 0.14005 | 197.7412 | 5.9025e-07 | 0.14936 | 0.0083656 | 0 | 1753450 | 672604 | 3874192 | 2066 | 1 | 1 | Energy Source | 0.44584 | 0.19252 | EIA-923 | EIA-923 | 0 | 1 | 0 | 0 | 1 | 1 | 0 | 0 | 0 | 0 | 0 | 0 | 0 | 400-600 | 50 | 40-59 | 6 | 5-6 Low | 0 | 0 | 0 | 0 | 0 | 0 | 0 | 66 | 61 | 86 | 69 | 1 | 0 | 0 | 50% below 2005 by 2030; Net-zero by 2050 | 1 | 1 | 1 | 1 | FGD wastewater | 0 | 0 | 1 | 0 | 0 | 0 | 0 | 0 | 0 | 0 | 0 | 0 | 0 | 1 | CO | 0 | NPCA, NPS | 0 | Linville Gorge Wilderness | 66.4984 | 5.3986 | 12.8454 | 1 | 18667410 | 1961556 | 0.35 | 1822504 | 195.2605 | 5-Year Average | 23% | 5-Year Average | 197.7412 | 1096051.2 | 10286440.512 | 1017026.4821 | 39.19% | 148 | 18.6705 | 112 | 14.1291 | 1941.5857 | 10.58 | 4.59 | 23.3084 | 0.27895 | 0.38688 | 4.82 | 25.38 |  |  | 471.8958 | 155.4425 | 388.5575 | 32.2% | 1096051.2 | 1534526.6183 | 14401532.3124 | 19.7741 | 142388.8052 | 874637.6769 | 747977760.3792 | 0 | 0 | 1925.0117 | 22.1727 | 5.6317 | 11.6083 | 20.2979 | 0 | 67.8291 | 47.5057 | 59.5317 | 1925.0117 |  | 11.6083 | 22.1727 | 28.57% | 40.01% |  |  | 205.4
56456_BLR1 | MISO_Arkansas | Coal + CCS | C643 | Plum Point Energy Station | 56456 | BLR1 | 2224.7959 | 12.66 | 4.59 | 27.352 | 0.30709 | 0.4432 | 4.82 | 31.19 | 2103_B_2 | 2103 | B | 2 | 1329 | Coal Steam | Missouri | 29071 | 593 | 2372 | TRUE | 10397 | 1971 | 2036 | 155 | 17.4494 | 20 | 11.2577 | Missouri | 4.82 | Illinois | -28.91 | James E. Rogers Energy Complex | 2721_B_6 | 2721 | B | 6 | 90414 | Coal Steam | 0 | S_VACA | North Carolina | 37 | Cleveland | 45 | 37045 | 844 | 9090 | 2012 | 2048 | wall | dry | N | Bituminous, Natural Gas | Wet Scrubber | 2012 | 0.983 | LNBO | SCR | 2012 | 0 | B | 0 | 0 | 0 | 0 | 2.2 | 0.05732 | 0.05732 | 0.05732 | 0.05732 | 0.05 | 0.1 | 0.56 | 0.99 | 0 | 0 | 0 | 0 | 0 | 0 | 0 | Duke Energy Carolinas | 100 | Duke Energy Corp | 100 | needs_active | 2721_G_6 | 1 | 0 | NC | 35.22 | -81.7594 | Investor-Owned Utility | RE | Other - Please explain in pipeline notes below. | 0 | 40493525.6 | 4827490 | 57.8% | 40%-60% | 17797225.8 | 632.6 | 1134.2 | 3757896 | 7.2 | 503.6 | 39 | 0 | 0.019365 | 0.057351 | 150.6692 | 2.3941e-07 | 0.057502 | 0.031245 | 0.056019 | 185.6048 | 1.7781e-07 | 0.056593 | 0.0017449 | 0 | 4614722 | 1334778 | 282625 | 19396 | 1 | 1 | Energy Source | 0.048624 | 0.19252 | EIA-923 | EIA-923 | 0 | 0 | 0 | 1 | 1 | 1 | 0 | 1 | 0 | 0 | 0 | 0 | 0 | 800-1000 | 10 | 0-19 | 6 | 5-6 Low | 0 | 0 | 0 | 0 | 0 | 0 | 0 | 66 | 61 | 86 | 69 | 1 | 0 | 0 | 50% below 2005 by 2030; Net-zero by 2050 | 1 | 1 | 1 | 1 | FGD wastewater | 0 | 0 | 1 | 0 | 0 | 0 | 0 | 0 | 0 | 0 | 0 | 0 | 0 | 1 | CO | 0 | NPCA, NPS | 0 | Linville Gorge Wilderness | 66.4984 | 9.513 | 17.056 | 1 | 41973072 | 5018463 | 0.6 | 3924413 | 186.9967 | 5-Year Average | 57.8% | Floor Used | 190 | 4273408.32 | 38845281.6288 | 3690301.7547 | 60.81% | 148 | 14.6412 | 112 | 11.0798 | 1941.5857 | 10.58 | 3.11 | 23.3084 | 0.27895 | 0.38688 | 4.82 | 25.38 |  |  | 709.1193 | 233.5839 | 610.4161 | 79.92% | 4273408.32 | 5908685.132 | 53709947.8503 | 19 | 510244.5046 | 3180057.2502 | 1123988423.8222 | 0 | 0 | 1841.3479 | 20.3249 | 5.2176 | 11.2434 | 16.7107 | 0 | 63.2528 | -0.096804 | -0.13009 | 1841.3479 |  | 11.2434 | 20.3249 | 27.68% | 38.27% |  |  | 205.4
56564_1 | SPP West (Oklahoma, Arkansas, Louisiana) | Coal + CCS | C644 | John W Turk Jr Power Plant | 56564 | 1 | 2037.5932 | 10.58 | 4.59 | 26.0281 | 0.28876 | 0.40599 | 4.82 | 26.55 | 2103_B_3 | 2103 | B | 3 | 1330 | Coal Steam | Missouri | 29071 | 593 | 2372 | TRUE | 10427 | 1972 | 2042 | 155 | 17.4494 | 20 | 11.2577 | Missouri | 4.82 | Illinois | -28.91 | Marshall (NC) | 2727_B_3 | 2727 | B | 3 | 1863 | Coal Steam | 0 | S_VACA | North Carolina | 37 | Catawba | 35 | 37035 | 658 | 9344 | 1969 | 2034 | tangential | dry | N | Bituminous | Wet Scrubber | 2007 | 0.95 | LNC3 | SCR | 2009 | 0 | ESPC | Yes | 0 | 0 | 0 | 0.078 | 0.2353 | 0.15182 | 0.2353 | 0.15182 | 0.05 | 0.1 | 0.56 | 0.99 | 0 | 0 | 0 | 0 | 0 | 0 | 0 | Duke Energy Carolinas | 100 | Duke Energy Corp | 100 | needs_active | 2727_G_3 | 1 | 0 | NC | 35.5975 | -80.9658 | Investor-Owned Utility | RE | 0 | 0 | 24536594.4 | 2623327 | 37.2% | 20%-40% | 12460971.2 | 1256 | 1525.2 | 2466078 | 13.6 | 771 | 13 | 0 | 0.07049 | 0.12354 | 175.6727 | 3.7628e-07 | 0.12342 | 0.10238 | 0.12432 | 201.0122 | 5.5427e-07 | 0.12375 | 0.00087056 | 0 | 2418178 | 926647 | 0 | 13752 | 1 | 1 | Energy Source | 0.056984 | 0.017609 | EIA-923 | EIA-923 | 0 | 1 | 0 | 0 | 1 | 1 | 0 | 0 | 0 | 0 | 0 | 0 | 0 | 600-800 | 53 | 40-59 | 4 | 3-4 Moderate | 0 | 0 | 1 | 0 | 0 | OS NOx | 1 | 73 | 7 | 83 | 52 | 1 | 1 | 0 | 50% below 2005 by 2030; Net-zero by 2050 | 1 | 1 | 1 | 1 | BATW | 0 | 0 | 1 | 0 | 0 | 0 | 0 | 0 | 0 | 0 | 0 | 0 | 0 | 1 | CO | 8 ug/m3 | NPCA, NPS | 0 | Linville Gorge Wilderness | 85.654 | 14.6637 | 17.8065 | 1 | 24425049 | 2585934 | 0.37 | 2506008 | 205.1998 | 5-Year Average | 37.2% | 5-Year Average | 201.0122 | 2144237.76 | 20035757.6294 | 2013716.3413 | 31.97% | 159 | 17.9283 | 109 | 12.2905 | 2017.6609 | 10.58 | 4.59 | 25.3568 | 0.28675 | 0.40204 | 4.82 | 25.38 |  |  | 568.2922 | 187.1954 | 470.8046 | 51.99% | 2144237.76 | 2996802.8639 | 28002125.9606 | 20.1012 | 281438.5145 | 1732277.8268 | 900770660.1161 | 0 | 0 | 1913.2582 | 21.2721 | 5.5729 | 11.5576 | 18.7802 | -5.2896e-15 | 68.6694 | 15.1313 | 18.7298 | 1913.2582 |  | 11.5576 | 21.2721 | 28.45% | 39.76% |  |  | 205.4
56611_S01 | ERCOT_Rest | Coal + CCS | C647 | Sandy Creek Energy Station | 56611 | S01 | 2109.9184 | 12.66 | 3.52 | 24.6233 | 0.29593 | 0.42031 | 4.82 | 18.85 | 2103_B_4 | 2103 | B | 4 | 1331 | Coal Steam | Missouri | 29071 | 593 | 2372 | TRUE | 10397 | 1973 | 2042 | 155 | 17.4494 | 20 | 11.2577 | Missouri | 4.82 | Illinois | -28.91 | Marshall (NC) | 2727_B_4 | 2727 | B | 4 | 1864 | Coal Steam | 0 | S_VACA | North Carolina | 37 | Catawba | 35 | 37035 | 660 | 9300 | 1965 | 2034 | tangential | dry | N | Bituminous | Wet Scrubber | 2006 | 0.95 | LNC3 | SNCR | 0 | 2008 | ESPC | Yes | ACI | 2016 | 0 | 0.105 | 0.3454 | 0.25566 | 0.3454 | 0.25566 | 0.05 | 0.1 | 0.1 | 0.99 | 0 | 0 | 0 | 0 | 0 | 0 | 0 | Duke Energy Carolinas | 100 | Duke Energy Corp | 100 | needs_active | 2727_G_4 | 1 | 0 | NC | 35.5975 | -80.9658 | Investor-Owned Utility | RE | 0 | 0 | 32547429.4 | 3548717.8 | 49.4% | 40%-60% | 14950438.8 | 1282.6 | 4009.2 | 3257020.6 | 23.4 | 1874.8 | 40 | 0 | 0.059872 | 0.23362 | 180.2997 | 9.6763e-07 | 0.23881 | 0.078814 | 0.24636 | 200.14 | 7.1895e-07 | 0.2508 | 0.0020258 | 0 | 3357064 | 1259688 | 0 | 13968 | 1 | 1 | Energy Source | 0 | 0.017609 | 0 | EIA-923 | 0 | 1 | 1 | 0 | 0 | 1 | 0 | 0 | 0 | 0 | 0 | 0 | 0 | 600-800 | 57 | 40-59 | 4 | 3-4 Moderate | 0 | 0 | 1 | 0 | 0 | OS NOx | 1 | 73 | 7 | 83 | 52 | 1 | 1 | 0 | 50% below 2005 by 2030; Net-zero by 2050 | 1 | 1 | 1 | 1 | BATW | 0 | 0 | 1 | 0 | 0 | 0 | 0 | 0 | 0 | 0 | 0 | 0 | 0 | 1 | CO | 8 ug/m3 | NPCA, NPS | 0 | Linville Gorge Wilderness | 85.654 | 14.9742 | 46.8069 | 1 | 33059932 | 3558960 | 0.5 | 3391951 | 205.2001 | 5-Year Average | 49.4% | 5-Year Average | 200.14 | 2856110.4 | 26561826.72 | 2658041.4612 | 32.07% | 159 | 17.9464 | 109 | 12.3029 | 2004.1291 | 10.58 | 4.59 | 25.1957 | 0.28532 | 0.39922 | 4.82 | 25.38 |  |  | 567.3353 | 186.8803 | 473.1197 | 68.91% | 2856110.4 | 3984261.7177 | 37053633.9746 | 20.014 | 370795.64 | 2287245.8212 | 899254029.664 | 0 | 0 | 1900.6902 | 21.2591 | 5.5102 | 11.5032 | 18.6587 | 0 | 68.0702 | 3.4951 | 4.3644 | 1900.6902 |  | 11.5032 | 21.2591 | 28.32% | 39.5% |  |  | 205.4
56671_UHA01 | PJM_AP | Coal + CCS | C649 | Longview Power Plant | 56671 | UHA01 | 1886.7682 | 12.66 | 3.94 | 23.6401 | 0.27319 | 0.37587 | 4.82 | 39.37 | 2107_B_1 | 2107 | B | 1 | 1336 | Coal Steam | Missouri | 29183 | 487 | 974 | TRUE | 11127 | 1967 | 2021 | 132 | 16.0597 | 0 | 12.1664 | Illinois | 4.82 | Illinois | -28.91 | Leland Olds | 2817_B_1 | 2817 | B | 1 | 1876 | Coal Steam | 0 | SPP_WAUE | North Dakota | 38 | Mercer | 57 | 38057 | 222 | 11851 | 1966 | 0 | wall | dry | N | Lignite, Subbituminous | Wet Scrubber | 2013 | 0.97 | LNB + OFA | SNCR | 0 | 2017 | ESPC | No | ACI | 2015 | 0 | 0.15 | 0.3084 | 0.14144 | 0.3084 | 0.14144 | 0.1 | 0.1 | 0.1 | 0.99 | 0 | 0 | 0 | 0 | 0 | 0 | Yes | Basin Electric Power Coop | 100 | Basin Electric Power Coop | 100 | needs_active | 2817_G_1 | 1 | 0 | ND | 47.2808 | -101.3212 | Cooperative | RE | 0 | 0 | 12425543.2 | 1218623.4 | 46% | 40%-60% | 5394399 | 595.6 | 928.6 | 1352767.4 | 28.6 | 404.2 | 59 | 0 | 0.095808 | 0.13566 | 217.7393 | 2.2892e-06 | 0.13147 | 0.095867 | 0.14947 | 217.7398 | 2.3017e-06 | 0.14986 | 0.0094281 | 0 | 1210636 | 1086729 | 0 | 4204 | 1 | 0 | 0 | 0 | 0 | 0 | 0 | 1 | 1 | 1 | 0 | 0 | 1 | 0 | 0 | 0 | 0 | 0 | 0 | 0 | 200-400 | 56 | 40-59 | 0 | 0-2 High | 1 | 0 | 0 | 0 | 0 | Mercury | 1 | 3 | 1 | 2 | 8 | 0 | 0 | 0 | 0 | 0 | 0 | 0 | 0 | BATW | 0 | 0 | 1 | 0 | 0 | 0 | 0 | 0 | 0 | 0 | 1 | 0 | CO | 1 | CO | 0 | NPCA, NPS | 0 | Lostwood Wilderness | 171.7116 | 3.4686 | 5.4079 | 0 | 14094824 | 1367217 | 0.52 | 1534506 | 217.7404 | 5-Year Average | 46% | 5-Year Average | 217.7398 | 894571.2 | 10601563.2912 | 1154190.9258 | 33.28% | 295 | 56.6174 | 0 | 19.1923 | [10 empty] | 256.0098 | 84.3296 | 137.6704 | 74.18% | 894571.2 | 1442538.3161 | 17095521.5843 | 21.774 | 186118.7387 | 968072.187 | 405787882.8652 | 0 | 0 | 2947.5321 | 29.7129 | 10.8889 | 15.4321 | 33.3559 | 0 | 91.9839 | 19.4047 | 17.9314 | 2947.5321 |  | 15.4321 | 29.7129 | 37.99% | 61.25% |  |  | 216.24
594_4 | PJM_EMAAC | Coal + CCS | C137 | Indian River Generating Station | 594 | 4 | 3125.5155 | 12.66 | 4.59 | 41.0414 | 0.38371 | 0.6226 | 4.82 | 64.83 | 2107_B_2 | 2107 | B | 2 | 1337 | Coal Steam | Missouri | 29183 | 487 | 974 | TRUE | 11339 | 1968 | 2021 | 132 | 16.0597 | 0 | 12.1664 | Illinois | 4.82 | Illinois | -28.91 | Leland Olds | 2817_B_2 | 2817 | B | 2 | 1877 | Coal Steam | 0 | SPP_WAUE | North Dakota | 38 | Mercer | 57 | 38057 | 445 | 11751 | 1975 | 0 | cyclone | wet | N | Lignite, Subbituminous | Wet Scrubber | 2013 | 0.97 | OFA | SNCR | 0 | 2017 | ESPC | No | ACI | 2015 | 0 | 0.15 | 0.36252 | 0.28867 | 0.36252 | 0.28867 | 0.1 | 0.1 | 0.1 | 0.99 | 0 | 0 | 0 | 0 | 0 | 0 | Yes | Basin Electric Power Coop | 100 | Basin Electric Power Coop | 100 | needs_active | 2817_G_2 | 1 | 0 | ND | 47.2808 | -101.3212 | Cooperative | RE | 0 | 0 | 24932913.2 | 2440546.8 | 51.6% | 40%-60% | 10406007 | 1175.2 | 3741.6 | 2714445.8 | 59.2 | 1574.6 | 94 | 0 | 0.099735 | 0.3231 | 217.74 | 2.74e-06 | 0.3336 | 0.094269 | 0.30013 | 217.74 | 2.3744e-06 | 0.30263 | 0.0062847 | 0 | 2394769 | 2051699 | 0 | 3218 | 1 | 0 | 0 | 0 | 0 | 0 | 0 | 1 | 1 | 1 | 0 | 0 | 1 | 0 | 0 | 0 | 0 | 0 | 0 | 0 | 400-600 | 47 | 40-59 | 5 | 5-6 Low | 1 | 0 | 0 | 0 | 0 | Mercury | 1 | 3 | 1 | 2 | 8 | 0 | 0 | 0 | 0 | 0 | 0 | 0 | 0 | BATW | 0 | 0 | 1 | 0 | 0 | 0 | 0 | 0 | 0 | 0 | 1 | 0 | CO | 1 | CO | 0 | NPCA, NPS | 0 | Lostwood Wilderness | 171.7116 | 6.844 | 21.79 | 1 | 27592058 | 2688730 | 0.57 | 3003951 | 217.7403 | 5-Year Average | 51.6% | 5-Year Average | 217.74 | 2011471.2 | 23636798.0712 | 2573337.7698 | 66.72% | 295 | 36.6759 | 0 | 12.4325 | 2982.5333 | 10.58 | 4.59 | 38.6437 | 0.37268 | 0.59409 | 9.64 | 13.46 |  |  | 508.8425 | 167.6127 | 277.3873 | 82.78% | 2011471.2 | 3226913.2524 | 37919457.6294 | 21.774 | 412829.0652 | 2160508.7046 | 806540052.5517 | 0 | 0 | 2907.6317 | 23.3293 | 10.6509 | 15.3019 | 25.0933 | 2.4562e-15 | 91.298 | 5.4588 | 5.0822 | 2907.6317 |  | 15.3019 | 23.3293 | 37.67% | 60.43% |  |  | 216.24
6002_1 | SERC_Southeastern | Coal + CCS | C415 | James H Miller Jr | 6002 | 1 | 2366.3172 | 10.58 | 3.22 | 28.7445 | 0.32041 | 0.47147 | 4.82 | 15.85 | 2167_B_1 | 2167 | B | 1 | 1357 | Coal Steam | Missouri | 29143 | 579 | 1154 | TRUE | 9859 | 1972 | 9999 | 121 | 14.2655 | 33 | 11.7897 | Missouri | 4.82 | Indiana | -28.91 | Milton R Young | 2823_B_B1 | 2823 | B | B1 | 1878 | Coal Steam | 0 | MIS_MAPP | North Dakota | 38 | Oliver | 65 | 38065 | 237 | 11631 | 1970 | 0 | cyclone | wet | N | Lignite | Wet Scrubber | 2011 | 0.971 | AA + OFA | SNCR | 0 | 2011 | ESPC | No | ACI | 2015 | 0 | 0.15 | 0.33404 | 0.26723 | 0.33404 | 0.26723 | 0.1 | 0.1 | 0.1 | 0.99 | 0 | 0 | 0 | 0 | 0 | 0 | Yes | Minnkota Power Coop | 100 | Minnkota Power Coop | 100 | needs_active | 2823_G_1 | 1 | 0 | ND | 47.0659 | -101.2131 | Cooperative | RE | 0 | 0 | 19083043.2 | 1872135 | 65.4% | 60%-80% | 8159118.4 | 557.2 | 3190.6 | 2077571 | 54.6 | 1354.6 | 62 | 0 | 0.026688 | 0.33833 | 217.7397 | 3.1116e-06 | 0.33252 | 0.058397 | 0.33439 | 217.74 | 2.8612e-06 | 0.33205 | 0.0057333 | 0 | 1834096 | 1612376 | 0 | 15404 | 1 | 0 | 0 | 0 | 0 | 0 | 0 | 1 | 1 | 1 | 0 | 0 | 1 | 0 | 0 | 0 | 0 | 0 | 0 | 0 | 200-400 | 52 | 40-59 | 3 | 3-4 Moderate | 1 | 0 | 1 | 0 | 1 | Multiple | 1 | 4 | 35 | 4 | 19 | 0 | 0 | 0 | 0 | 0 | 0 | 0 | 0 | 0 | 0 | 0 | 0 | 0 | 0 | 0 | 0 | 0 | 0 | 0 | 1 | 0 | CO | 1 | CO | 0 | NPCA, NPS | 0 | Lostwood Wilderness | 196.6711 | 2.8332 | 16.223 | 1 | 20696242 | 2044245 | 0.71 | 2253203 | 217.7403 | 5-Year Average | 65.4% | 5-Year Average | 217.74 | 1357782.48 | 15792368.0249 | 1719315.1787 | 34.65% | 285 | 53.0516 | 0 | 18.6146 | [10 empty] | 268.2341 | 88.3563 | 148.6437 | 100% | 1302118.7729 | 2076120 | 24147351.72 | 21.774 | 262892.2292 | 1456422.9496 | 425164018.9821 | 0 | 0 | 2860.2896 | 28.9066 | 9.6247 | 15.1456 | 33.2181 | 0.9127 | 95.0727 | 0.13868 | 0.12398 | 2860.2896 |  | 15.1456 | 28.9066 | 37.28% | 59.44% |  |  | 216.24
6002_2 | SERC_Southeastern | Coal + CCS | C415 | James H Miller Jr | 6002 | 2 | 2366.3172 | 10.58 | 3.22 | 28.7445 | 0.32041 | 0.47147 | 4.82 | 15.85 | 2167_B_2 | 2167 | B | 2 | 1358 | Coal Steam | Missouri | 29143 | 575 | 1154 | TRUE | 9814 | 1977 | 9999 | 121 | 14.2655 | 33 | 11.7897 | Missouri | 4.82 | Indiana | -28.91 | Milton R Young | 2823_B_B2 | 2823 | B | B2 | 1879 | Coal Steam | 0 | MIS_MAPP | North Dakota | 38 | Oliver | 65 | 38065 | 447 | 11391 | 1977 | 0 | cyclone | wet | N | Lignite | Wet Scrubber | 1978 | 0.969 | AA + OFA | SNCR | 0 | 2010 | ESPC | No | ACI | 2015 | 0 | 0.15 | 0.33356 | 0.28353 | 0.33356 | 0.28353 | 0.1 | 0.1 | 0.1 | 0.99 | 0 | 0 | 0 | 0 | 0 | 0 | Yes | Square Butte Electric Coop | 100 | Square Butte Electric Coop | 100 | needs_active | 2823_G_2 | 1 | 0 | ND | 47.0659 | -101.2131 | Cooperative | RE | 0 | 0 | 34488733 | 3447799.2 | 59.8% | 40%-60% | 14726450.6 | 2211.6 | 5751.8 | 3754789 | 118.8 | 2447.2 | 154 | 0 | 0.12779 | 0.3337 | 217.7399 | 3.1355e-06 | 0.3319 | 0.12825 | 0.33355 | 217.74 | 3.4446e-06 | 0.33235 | 0.0080092 | 0 | 2871091 | 2499545 | 0 | 16654 | 1 | 0 | 0 | 0 | 0 | 0 | 0 | 1 | 1 | 1 | 0 | 0 | 1 | 0 | 0 | 0 | 0 | 0 | 0 | 0 | 400-600 | 45 | 40-59 | 4 | 3-4 Moderate | 1 | 0 | 1 | 0 | 1 | Multiple | 1 | 4 | 35 | 4 | 19 | 0 | 0 | 0 | 0 | 0 | 0 | 0 | 0 | 0 | 0 | 0 | 0 | 0 | 0 | 0 | 0 | 0 | 0 | 0 | 1 | 0 | CO | 1 | CO | 0 | NPCA, NPS | 0 | Lostwood Wilderness | 196.6711 | 11.2452 | 29.2458 | 1 | 30825065 | 3150959 | 0.53 | 3355924 | 217.7399 | 5-Year Average | 59.8% | 5-Year Average | 217.74 | 2341600.56 | 26673171.979 | 2903908.727 | 65.35% | 285 | 36.0122 | 0 | 12.6359 | 2839.6562 | 10.58 | 4.59 | 37.0376 | 0.3613 | 0.56569 | 9.64 | 30.55 |  |  | 495.4706 | 163.208 | 283.792 | 94.19% | 2341600.56 | 3688248.9715 | 42012844.0346 | 21.774 | 457393.9108 | 2446514.8162 | 785344988.8867 | 0 | 0 | 2767.3263 | 23.3008 | 9.8264 | 14.8331 | 24.6084 | -4.2979e-15 | 88.8084 | -1.3063 | -1.2503 | 2767.3263 |  | 14.8331 | 23.3008 | 36.51% | 57.51% |  |  | 216.24
6002_3 | SERC_Southeastern | Coal + CCS | C415 | James H Miller Jr | 6002 | 3 | 2332.0701 | 10.58 | 4.59 | 28.4216 | 0.31719 | 0.46453 | 4.82 | 15.85 | 2168_B_MB1 | 2168 | B | MB1 | 1359 | Coal Steam | Missouri | 29175 | 165 | 1134 | FALSE | 9907 | 1966 | 9999 | 999 | 29.9164 | 64 | 26.4747 | Missouri | 4.82 | Missouri |  | Cardinal | 2828_B_1 | 2828 | B | 1 | 1883 | Coal Steam | 0 | PJM_West | Ohio | 39 | Jefferson | 81 | 39081 | 585 | 9899 | 1966 | 2030 | cell | dry | N | Bituminous | Wet Scrubber | 2008 | 0.98 | LNB + LNCB | SCR | 2003 | 0 | ESPC | No | 0 | 0 | 0 | 1.056 | 0.5549 | 0.07395 | 0.5549 | 0.07395 | 0.05 | 0.1 | 0.56 | 0.99 | 0 | 0 | 0 | 0 | 0 | 0 | 0 | AEP Generation Resources Inc | 100 | American Electric Power Co Inc | 100 | needs_active | 2828_G_1 | 1 | 0 | OH | 40.2522 | -80.6486 | Cooperative | NR | 0 | 0 | 34073012.2 | 3548121.6 | 59% | 40%-60% | 15835423.6 | 3442.2 | 1342.4 | 3495890.2 | 11.4 | 600.8 | 50 | 14 | 0.2081 | 0.085067 | 205.1997 | 4.826e-07 | 0.074725 | 0.20205 | 0.078795 | 205.2 | 3.3458e-07 | 0.075881 | 0.003161 | 0.00088507 | 3810922 | 1451718 | 0 | 18308 | 1 | 0 | 0 | 0 | 0 | 0 | 0 | 0 | 1 | 0 | 0 | 1 | 1 | 0 | 0 | 0 | 0 | 0 | 1 | 1 | 400-600 | 56 | 40-59 | 5 | 5-6 Low | 0 | 0 | 0 | 0 | 0 | 0 | 0 | 71 | 33 | 92 | 30 | 1 | 0 | 0 | 70% below 2000 by 2030; 80% below 2000 by 2050 | 1 | 1 | 1 | 1 | BATW | Permanent cessation of coal combustion | 2028 | 1 | F1 | 0 | 1 | 1 | 1 | 0 | 0 | 0 | 0 | 0 | 1 | CO | 9 ug/m3 | NPCA, NPS | 0 | Otter Creek Wilderness | 158.1951 | 21.7592 | 8.4857 | 1 | 39991316 | 4070984 | 0.69 | 4103117 | 205.2004 | 5-Year Average | 59% | 5-Year Average | 205.2 | 3023514 | 29929765.086 | 3070793.1497 | 32.68% | 34 | 11.6882 | 0 | 11.6882 | 2190.7626 | 12.66 | 3.22 | 27.9123 | 0.30385 | 0.43646 | 4.82 | 17.97 |  | 1 | 535.2543 | 176.3128 | 408.6872 | 84.45% | 3023514 | 4327895.5319 | 42841837.8701 | 20.52 | 439557.1495 | 2631236.0002 | 848403983.2505 | 0 | 0 | 2075.9248 | 21.8084 | 6.4058 | 12.2441 | 19.5129 | 0 | 73.9719 | -3.8205 | -4.3901 | 2075.9248 |  | 12.2441 | 21.8084 | 30.14% | 43.14% |  |  | 205.4
6002_4 | SERC_Southeastern | Coal + CCS | C415 | James H Miller Jr | 6002 | 4 | 2335.5435 | 10.58 | 4.59 | 28.3591 | 0.31752 | 0.46525 | 4.82 | 15.85 | 2168_B_MB2 | 2168 | B | MB2 | 1360 | Coal Steam | Missouri | 29175 | 270 | 1134 | TRUE | 9930 | 1969 | 9999 | 999 | 29.9164 | 64 | 26.4747 | Missouri | 4.82 | Missouri |  | Cardinal | 2828_B_2 | 2828 | B | 2 | 1884 | Coal Steam | 0 | PJM_West | Ohio | 39 | Jefferson | 81 | 39081 | 585 | 9906 | 1967 | 0 | cell | dry | N | Bituminous | Wet Scrubber | 2007 | 0.98 | LNB + LNCB | SCR | 2003 | 0 | ESPC | No | 0 | 0 | 0 | 1.056 | 0.5866 | 0.07665 | 0.5866 | 0.07665 | 0.05 | 0.1 | 0.56 | 0.99 | 0 | 0 | 0 | 0 | 0 | 0 | 0 | Buckeye Power Inc | 100 | Buckeye Power Inc | 100 | needs_active | 2828_G_2 | 1 | 0 | OH | 40.2522 | -80.6486 | Cooperative | NR | 0 | 0 | 33684585.8 | 3504954.2 | 59.2% | 40%-60% | 13460166.8 | 3938.6 | 1289.4 | 3456038 | 11.4 | 476.6 | 36 | 1 | 0.23418 | 0.080738 | 205.2 | 2.9771e-07 | 0.070046 | 0.23385 | 0.076557 | 205.2 | 3.3843e-07 | 0.070816 | 0.0017345 | 4.818e-05 | 3190061 | 1222590 | 0 | 17551 | 1 | 0 | 0 | 0 | 0 | 0 | 0 | 0 | 1 | 0 | 0 | 1 | 1 | 0 | 0 | 0 | 0 | 0 | 0 | 0 | 400-600 | 55 | 40-59 | 5 | 5-6 Low | 0 | 0 | 0 | 0 | 0 | 0 | 0 | 71 | 33 | 92 | 30 | 1 | 0 | 0 | 0 | 0 | 0 | 0 | 0 | BATW | Permanent cessation of coal combustion | 2028 | 1 | F1 | 0 | 1 | 1 | 1 | 0 | 0 | 0 | 0 | 0 | 1 | CO | 9 ug/m3 | NPCA, NPS | 0 | Otter Creek Wilderness | 158.1951 | 24.8971 | 8.1507 | 1 | 32402305 | 3408948 | 0.57 | 3324481 | 205.2003 | 5-Year Average | 59.2% | 5-Year Average | 205.2 | 3033763.2 | 30052458.2592 | 3083381.7686 | 32.68% | 34 | 11.6832 | 0 | 11.6832 | 2190.7626 | 12.66 | 3.22 | 27.9123 | 0.30385 | 0.43646 | 4.82 | 17.97 |  |  | 535.6328 | 176.4374 | 408.5626 | 84.77% | 3033763.2 | 4343891.5548 | 43030589.7419 | 20.52 | 441493.7865 | 2641887.9821 | 849003925.4551 | 0 | 0 | 2078.0267 | 21.8084 | 6.4168 | 12.2527 | 19.5213 | 3.6492e-15 | 74.0204 | -3.9264 | -4.5088 | 2078.0267 |  | 12.2527 | 21.8084 | 30.16% | 43.18% |  |  | 205.4
6009_1 | MISO_Arkansas | Coal + CCS | C417 | White Bluff | 6009 | 1 | 2502.1184 | 10.58 | 3.52 | 29.3424 | 0.33267 | 0.5201 | 4.82 | 31.19 | 2168_B_MB3 | 2168 | B | MB3 | 1361 | Coal Steam | Missouri | 29175 | 699 | 1134 | TRUE | 9903 | 1982 | 9999 | 999 | 29.9164 | 64 | 26.4747 | Missouri | 4.82 | Missouri |  | Cardinal | 2828_B_3 | 2828 | B | 3 | 1885 | Coal Steam | 0 | PJM_West | Ohio | 39 | Jefferson | 81 | 39081 | 620 | 10103 | 1977 | 0 | wall | dry | N | Bituminous | Wet Scrubber | 2012 | 0.98 | LNB | SCR | 2003 | 0 | ESPH | No | 0 | 0 | 0 | 0.66 | 0.4462 | 0.08468 | 0.4462 | 0.08468 | 0.05 | 0.1 | 1 | 0.99 | 0 | 0 | 0 | 0 | 0 | 0 | 0 | Buckeye Power Inc | 100 | Buckeye Power Inc | 100 | needs_active | 2828_G_3 | 1 | 0 | OH | 40.2522 | -80.6486 | Cooperative | NR | 0 | 0 | 34222062 | 3545805 | 59.8% | 40%-60% | 15296585.2 | 2802.6 | 1343.4 | 3511181.2 | 13 | 565.4 | 61 | 3 | 0.17444 | 0.072238 | 205.1998 | 5.3153e-07 | 0.059233 | 0.16379 | 0.078511 | 205.1999 | 3.7987e-07 | 0.073925 | 0.0036285 | 0.00017845 | 2639250 | 1095390 | 0 | 27624 | 1 | 0 | 0 | 0 | 0 | 0 | 0 | 0 | 1 | 0 | 0 | 1 | 1 | 0 | 0 | 0 | 0 | 0 | 0 | 0 | 600-800 | 45 | 40-59 | 6 | 5-6 Low | 0 | 0 | 0 | 0 | 0 | 0 | 0 | 71 | 33 | 92 | 30 | 1 | 0 | 0 | 0 | 0 | 0 | 0 | 0 | BATW | Permanent cessation of coal combustion | 2028 | 1 | F1 | 0 | 1 | 1 | 1 | 0 | 0 | 0 | 0 | 0 | 1 | CO | 9 ug/m3 | NPCA, NPS | 0 | Otter Creek Wilderness | 158.1951 | 17.7161 | 8.492 | 1 | 27332138 | 2873589 | 0.48 | 2804275 | 205.1998 | 5-Year Average | 59.8% | 5-Year Average | 205.1999 | 3247857.6 | 32813105.3328 | 3366622.3432 | 34.64% | 34 | 11.151 | 0 | 11.151 | 2255.0408 | 12.66 | 4.59 | 28.2215 | 0.31 | 0.44927 | 4.82 | 17.97 |  |  | 578.9686 | 190.7123 | 429.2877 | 86.37% | 3247857.6 | 4690727.1705 | 47390416.6032 | 20.52 | 486225.3474 | 2880396.9958 | 917693278.9591 | 0 | 0 | 2137.7113 | 21.5355 | 6.7324 | 12.4964 | 19.3727 | 0 | 75.3832 | -4.5705 | -5.1536 | 2137.7113 |  | 12.4964 | 21.5355 | 30.76% | 44.43% |  |  | 205.4
6009_2 | MISO_Arkansas | Coal + CCS | C417 | White Bluff | 6009 | 2 | 2453.9501 | 10.58 | 3.52 | 28.836 | 0.32838 | 0.51012 | 4.82 | 31.19 | 2240_B_6 | 2240 | B | 6 |  | Coal Steam | Nebraska | 31053 | 15.5 | 118.5 | FALSE | 12282 | 1958 | 9999 | 192 | 126.2506 | 102 | 67.0706 | Kansas | 4.82 | Kansas | -28.91 | Kyger Creek | 2876_B_1 | 2876 | B | 1 | 1971 | Coal Steam | 0 | PJM_West | Ohio | 39 | Gallia | 53 | 39053 | 194 | 10558 | 1955 | 0 | wall | wet | N | Bituminous, Subbituminous | Wet Scrubber | 2012 | 0.98 | OFA | SCR | 2002 | 0 | ESPC | No | 0 | 0 | 0 | 8.2 | 0.26905 | 0.07471 | 0.26905 | 0.07471 | 0.05 | 0.1 | 0.56 | 0.99 | 0 | 0 | 0 | 0 | 0 | 0 | 0 | Ohio Valley Electric Corp | 100 | American Electric Power Co Inc | 100 | needs_active | 2876_G_1 | 1 | 0 | OH | 38.9144 | -82.1289 | Investor-Owned Utility | RE | 0 | 0 | 12115759 | 1248038.4 | 52.6% | 40%-60% | 5488366.4 | 841.2 | 984.8 | 1243074.8 | 6.2 | 191 | 10 | 0 | 0.12276 | 0.1047 | 205.1995 | 3.8423e-07 | 0.063984 | 0.13886 | 0.16257 | 205.1997 | 5.1173e-07 | 0.069602 | 0.0014598 | 0 | 1013204 | 446527 | 0 | 2469 | 1 | 0 | 0 | 0 | 0 | 0 | 0 | 0 | 1 | 0 | 0 | 1 | 1 | 0 | 0 | 0 | 0 | 0 | 0 | 0 | 0-200 | 67 | 60+ | 6 | 5-6 Low | 0 | 0 | 0 | 0 | 0 | 0 | 0 | 65 | 26 | 59 | 35 | 0 | 0 | 0 | 70% below 2000 by 2030; 80% below 2000 by 2050 | 1 | 1 | 1 | 1 | BATW | 0 | 0 | 1 | F1 | 0 | 1 | 1 | 1 | 0 | 0 | 0 | 0 | 0 | 1 | CO | 0 | M-VU, NPCA, NPS | 0 | Otter Creek Wilderness | 210.503 | 3.9961 | 4.6783 | 0 | 11206084 | 1144000 | 0.49 | 1149743 | 205.1998 | 5-Year Average | 52.6% | 5-Year Average | 205.1997 | 893905.44 | 9437853.6355 | 968322.1679 | 20.17% | 44 | 22.679 | 0 | 22.679 | [10 empty] | 189.3199 | 62.362 | 131.638 | 77.52% | 893905.44 | 1317382.7964 | 13908927.5639 | 20.52 | 142705.3588 | 825616.8091 | 300081274.8073 | 0 | 0 | 2279.5944 | 31.5514 | 7.5026 | 13.0592 | 31.9426 | 0 | 78.5065 | 12.2673 | 13.282 | 2279.5944 |  | 13.0592 | 31.5514 | 32.15% | 47.37% |  |  | 205.4
6017_1 | MISO_Illinois | Coal + CCS | C419 | Newton | 6017 | 1 | 2687 | 12.66 | 4.59 | 34.27 | 0.28 | 0.39 | 4.82 | 10.69 | 2240_B_7 | 2240 | B | 7 |  | Coal Steam | Nebraska | 31053 | 21 | 118.5 | FALSE | 12341 | 1963 | 9999 | 192 | 126.2506 | 102 | 67.0706 | Kansas | 4.82 | Kansas | -28.91 | Kyger Creek | 2876_B_2 | 2876 | B | 2 | 1972 | Coal Steam | 0 | PJM_West | Ohio | 39 | Gallia | 53 | 39053 | 192 | 10547 | 1955 | 0 | wall | wet | N | Bituminous, Subbituminous | Wet Scrubber | 2012 | 0.98 | OFA | SCR | 2002 | 0 | ESPC | No | 0 | 0 | 0 | 8.2 | 0.27596 | 0.07747 | 0.27596 | 0.07747 | 0.05 | 0.1 | 0.56 | 0.99 | 0 | 0 | 0 | 0 | 0 | 0 | 0 | Ohio Valley Electric Corp | 100 | American Electric Power Co Inc | 100 | needs_active | 2876_G_2 | 1 | 0 | OH | 38.9144 | -82.1289 | Investor-Owned Utility | RE | 0 | 0 | 11665527.6 | 1191039.6 | 50.6% | 40%-60% | 5114572.4 | 802.4 | 967 | 1196881.4 | 5.8 | 179.6 | 11 | 0 | 0.12561 | 0.10908 | 205.1995 | 3.0989e-07 | 0.061812 | 0.13757 | 0.16579 | 205.1997 | 4.9719e-07 | 0.070231 | 0.0019957 | 0 | 1137275 | 508747 | 0 | 2573 | 1 | 0 | 0 | 0 | 0 | 0 | 0 | 0 | 1 | 0 | 0 | 1 | 1 | 0 | 0 | 0 | 0 | 0 | 0 | 0 | 0-200 | 67 | 60+ | 6 | 5-6 Low | 0 | 0 | 0 | 0 | 0 | 0 | 0 | 65 | 26 | 59 | 35 | 0 | 0 | 0 | 70% below 2000 by 2030; 80% below 2000 by 2050 | 1 | 1 | 1 | 1 | BATW | 0 | 0 | 1 | F1 | 0 | 1 | 1 | 1 | 0 | 0 | 0 | 0 | 0 | 1 | CO | 0 | M-VU, NPCA, NPS | 0 | Otter Creek Wilderness | 210.503 | 3.8118 | 4.5938 | 0 | 12604951 | 1274195 | 0.55 | 1293266 | 205.1997 | 5-Year Average | 50.6% | 5-Year Average | 205.1997 | 851051.52 | 8976040.3814 | 920940.4106 | 19.96% | 44 | 22.8549 | 0 | 22.8549 | [10 empty] | 187.173 | 61.6548 | 130.3452 | 74.53% | 851051.52 | 1253608.5829 | 13221809.7237 | 20.52 | 135655.5715 | 785284.8391 | 296678232.6762 | 0 | 0 | 2276.0959 | 31.7033 | 7.4833 | 13.0456 | 32.0902 | 0 | 78.4315 | 13.9282 | 15.0947 | 2276.0959 |  | 13.0456 | 31.7033 | 32.11% | 47.3% |  |  | 205.4
6018_2 | PJM West | Coal + CCS | C420 | East Bend | 6018 | 2 | 2528.8393 | 10.58 | 4.59 | 31.3407 | 0.33501 | 0.50377 | 4.82 | 17.97 | 2240_B_8 | 2240 | B | 8 | 1371 | Coal Steam | Nebraska | 31053 | 82 | 118.5 | FALSE | 12240 | 1976 | 9999 | 192 | 126.2506 | 102 | 67.0706 | Kansas | 4.82 | Kansas | -28.91 | Kyger Creek | 2876_B_3 | 2876 | B | 3 | 1973 | Coal Steam | 0 | PJM_West | Ohio | 39 | Gallia | 53 | 39053 | 192 | 10579 | 1955 | 0 | wall | wet | N | Bituminous, Subbituminous | Wet Scrubber | 2011 | 0.98 | OFA | SCR | 2003 | 0 | ESPC | No | 0 | 0 | 0 | 8.2 | 0.2383 | 0.07834 | 0.2383 | 0.07834 | 0.05 | 0.1 | 0.56 | 0.99 | 0 | 0 | 0 | 0 | 0 | 0 | 0 | Ohio Valley Electric Corp | 100 | American Electric Power Co Inc | 100 | needs_active | 2876_G_3 | 1 | 0 | OH | 38.9144 | -82.1289 | Investor-Owned Utility | RE | 0 | 0 | 11350716.6 | 1166915.8 | 49.2% | 40%-60% | 5030374 | 798.6 | 839.8 | 1164583 | 5.6 | 178 | 26 | 0 | 0.14364 | 0.10867 | 205.2 | 3.2682e-07 | 0.065387 | 0.14071 | 0.14797 | 205.1999 | 4.9336e-07 | 0.07077 | 0.004413 | 0 | 1059128 | 479460 | 0 | 2682 | 1 | 0 | 0 | 0 | 0 | 0 | 0 | 0 | 1 | 0 | 0 | 1 | 1 | 0 | 0 | 0 | 0 | 0 | 0 | 0 | 0-200 | 67 | 60+ | 6 | 5-6 Low | 0 | 0 | 0 | 0 | 0 | 0 | 0 | 65 | 26 | 59 | 35 | 0 | 0 | 0 | 70% below 2000 by 2030; 80% below 2000 by 2050 | 1 | 1 | 1 | 1 | BATW | 0 | 0 | 1 | F1 | 0 | 1 | 1 | 1 | 0 | 0 | 0 | 0 | 0 | 1 | CO | 0 | M-VU, NPCA, NPS | 0 | Otter Creek Wilderness | 210.503 | 3.7938 | 3.9895 | 0 | 11599727 | 1188132 | 0.5 | 1190132 | 205.2 | 5-Year Average | 49.2% | 5-Year Average | 205.1999 | 827504.64 | 8754171.5866 | 898177.6013 | 19.96% | 44 | 22.808 | 0 | 22.808 | [10 empty] | 187.7409 | 61.8418 | 130.1582 | 72.58% | 827504.64 | 1220675.5942 | 12913527.1111 | 20.52 | 132492.7286 | 765684.8727 | 297578365.742 | 0 | 0 | 2286.2828 | 31.7033 | 7.5396 | 13.0851 | 32.134 | 0 | 78.65 | 15.1042 | 16.3237 | 2286.2828 |  | 13.0851 | 31.7033 | 32.21% | 47.51% |  |  | 205.4
6019_1 | PJM West | Coal + CCS | C421 | W H Zimmer | 6019 | 1 | 1744 | 12.66 | 2.88 | 20.23 | 0.11 | 0.13 | 4.82 | 17.97 | 2277_B_1 | 2277 | B | 1 | 1379 | Coal Steam | Nebraska | 31109 | 104 | 219 | FALSE | 11681 | 1968 | 9999 | 148 | 48.3548 | 40 | 32.6722 | Kansas | 4.82 | Kansas | -28.91 | Kyger Creek | 2876_B_4 | 2876 | B | 4 | 1974 | Coal Steam | 0 | PJM_West | Ohio | 39 | Gallia | 53 | 39053 | 192 | 10472 | 1955 | 0 | wall | wet | N | Bituminous, Subbituminous | Wet Scrubber | 2011 | 0.98 | OFA | SCR | 2003 | 0 | ESPC | No | 0 | 0 | 0 | 8.2 | 0.23067 | 0.079 | 0.23067 | 0.079 | 0.05 | 0.1 | 0.56 | 0.99 | 0 | 0 | 0 | 0 | 0 | 0 | 0 | Ohio Valley Electric Corp | 100 | American Electric Power Co Inc | 100 | needs_active | 2876_G_4 | 1 | 0 | OH | 38.9144 | -82.1289 | Investor-Owned Utility | RE | 0 | 0 | 11943404 | 1227034 | 51.8% | 40%-60% | 5125698.6 | 837.2 | 950.8 | 1225392.2 | 5.8 | 180.4 | 29 | 0 | 0.14463 | 0.10263 | 205.1998 | 3.3872e-07 | 0.065102 | 0.14019 | 0.15922 | 205.1998 | 4.8562e-07 | 0.07039 | 0.0043448 | 0 | 1194536 | 525687 | 0 | 2812 | 1 | 0 | 0 | 0 | 0 | 0 | 0 | 0 | 1 | 0 | 0 | 1 | 1 | 0 | 0 | 0 | 0 | 0 | 0 | 0 | 0-200 | 67 | 60+ | 6 | 5-6 Low | 0 | 0 | 0 | 0 | 0 | 0 | 0 | 65 | 26 | 59 | 35 | 0 | 0 | 0 | 70% below 2000 by 2030; 80% below 2000 by 2050 | 1 | 1 | 1 | 1 | BATW | 0 | 0 | 1 | F1 | 0 | 1 | 1 | 1 | 0 | 0 | 0 | 0 | 0 | 1 | CO | 0 | M-VU, NPCA, NPS | 0 | Otter Creek Wilderness | 210.503 | 3.9771 | 4.5168 | 0 | 13039529 | 1331312 | 0.57 | 1337855 | 205.1999 | 5-Year Average | 51.8% | 5-Year Average | 205.1998 | 871234.56 | 9123568.3123 | 936077.3064 | 19.96% | 44 | 22.9657 | 0 | 22.9657 | [10 empty] | 185.842 | 61.2163 | 130.7837 | 76.05% | 871234.56 | 1279036.2685 | 13394067.8042 | 20.52 | 137423.0179 | 798654.2886 | 294568545.8031 | 0 | 0 | 2252.3346 | 31.7033 | 7.3525 | 12.9528 | 31.9874 | 0 | 77.9189 | 12.9177 | 14.0917 | 2252.3346 |  | 12.9528 | 31.7033 | 31.88% | 46.81% |  |  | 205.4
602_1 | PJM_SWMAAC | Coal + CCS | C138 | Brandon Shores | 602 | 1 | 2625 | 12.66 | 3.22 | 32.94 | 0.26 | 0.36 | 4.82 | 59 | 2277_B_2 | 2277 | B | 2 | 1380 | Coal Steam | Nebraska | 31109 | 115 | 219 | FALSE | 11706 | 1961 | 9999 | 148 | 48.3548 | 40 | 32.6722 | Kansas | 4.82 | Kansas | -28.91 | Kyger Creek | 2876_B_5 | 2876 | B | 5 | 1975 | Coal Steam | 0 | PJM_West | Ohio | 39 | Gallia | 53 | 39053 | 192 | 10506 | 1955 | 0 | wall | wet | N | Bituminous, Subbituminous | Wet Scrubber | 2011 | 0.98 | OFA | SCR | 2003 | 0 | ESPC | No | 0 | 0 | 0 | 8.2 | 0.24394 | 0.07864 | 0.24394 | 0.07864 | 0.05 | 0.1 | 0.56 | 0.99 | 0 | 0 | 0 | 0 | 0 | 0 | 0 | Ohio Valley Electric Corp | 100 | American Electric Power Co Inc | 100 | needs_active | 2876_G_5 | 1 | 0 | OH | 38.9144 | -82.1289 | Investor-Owned Utility | RE | 0 | 0 | 11805404.6 | 1212258.4 | 51.2% | 40%-60% | 5288432.4 | 827.2 | 909.8 | 1211233.4 | 5.8 | 188.4 | 27 | 0 | 0.14524 | 0.11019 | 205.1998 | 3.4872e-07 | 0.065602 | 0.14014 | 0.15413 | 205.1998 | 4.913e-07 | 0.07125 | 0.0040945 | 0 | 1110867 | 486612 | 0 | 3239 | 1 | 0 | 0 | 0 | 0 | 0 | 0 | 0 | 1 | 0 | 0 | 1 | 1 | 0 | 0 | 0 | 0 | 0 | 0 | 0 | 0-200 | 67 | 60+ | 6 | 5-6 Low | 0 | 0 | 0 | 0 | 0 | 0 | 0 | 65 | 26 | 59 | 35 | 0 | 0 | 0 | 70% below 2000 by 2030; 80% below 2000 by 2050 | 1 | 1 | 1 | 1 | BATW | 0 | 0 | 1 | F1 | 0 | 1 | 1 | 1 | 0 | 0 | 0 | 0 | 0 | 1 | CO | 0 | M-VU, NPCA, NPS | 0 | Otter Creek Wilderness | 210.503 | 3.9296 | 4.322 | 0 | 12228172 | 1247294 | 0.53 | 1254610 | 205.1999 | 5-Year Average | 51.2% | 5-Year Average | 205.1998 | 861143.04 | 9047168.7782 | 928238.6645 | 19.96% | 44 | 22.9153 | 0 | 22.9153 | [10 empty] | 186.4454 | 61.4151 | 130.5849 | 75.28% | 861143.04 | 1266145.3615 | 13302123.1681 | 20.52 | 136479.6584 | 791759.0061 | 295524937.1855 | 0 | 0 | 2263.0866 | 31.7033 | 7.4116 | 12.9949 | 32.034 | 0 | 78.1514 | 13.4113 | 14.5866 | 2263.0866 |  | 12.9949 | 31.7033 | 31.99% | 47.03% |  |  | 205.4
602_2 | PJM_SWMAAC | Coal + CCS | C138 | Brandon Shores | 602 | 2 | 2625 | 12.66 | 3.22 | 32.94 | 0.26 | 0.36 | 4.82 | 59 | 2291_B_4 | 2291 | B | 4 | 1384 | Coal Steam | Nebraska | 31055 | 120 | 336 | FALSE | 10592 | 1963 | 9999 | 177 | 55.9769 | 107 | 33.8391 | Kansas | 4.82 | Kansas | -28.91 | FirstEnergy Bay Shore | 2878_B_1 | 2878 | B | 1 | 1984 | Coal Steam | 0 | PJM_ATSI | Ohio | 39 | Lucas | 95 | 39095 | 136 | 12574 | 2000 | 0 | FBC | dry | N | Subbituminous, Petroleum Coke | Dry Scrubber | 2000 | 0.876 | CF + OFA | 0 | 0 | 0 | B | 0 | ACI | 2016 | 0 | 0.73 | 0.07084 | 0.07084 | 0.07084 | 0.07084 | 0.07 | 0.07 | 0.07 | 0.99 | 0 | 0 | 0 | 0 | 0 | 0 | 0 | Walleye Power LLC | 100 | ArcLight Capital Partners LLC | 100 | needs_active | 2878_G_1 | 1 | 0 | OH | 41.6917 | -83.4378 | Independent Power Producer | NR | 0 | 0 | 13582201.2 | 0 | 68.8% | 60%-80% | 6161703.8 | 2307.2 | 475 | 1432243.2 | 1 | 194.6 | 8 | 4 | 0.34852 | 0.060926 | 210.9001 | 0 | 0.050174 | 0.33974 | 0.069944 | 210.9 | 7.3626e-08 | 0.063164 | 0.0011223 | 0.00056114 | 680755 | 0 | 0 | 10231 | 1 | 0 | 0 | 0 | 0 | 0 | 0 | 0 | 0 | 0 | 1 | 0 | 1 | 0 | 0 | 0 | 0 | 0 | 0 | 0 | 0-200 | 22 | 20-39 | 4 | 3-4 Moderate | 0 | 0 | 0 | 0 | 0 | 0 | 0 | 85 | 55 | 87 | 62 | 1 | 0 | 0 | 0 | 0 | 0 | 0 | 0 | 0 | 0 | 0 | 0 | 0 | 0 | 0 | 1 | 1 | 0 | 0 | 0 | 0 | 0 | 0 | 0 | 8 ug/m3 | NPS | 0 | Otter Creek Wilderness | 434.8646 | 5.3056 | 1.0923 | 0 | 9006411 |  | 0.46 | 949720 | 210.8987 | 5-Year Average | 68.8% | 5-Year Average | 210.9 | 819655.68 | 10306350.5203 | 1086804.7257 | 100% | 88 | 25.6593 | 0 | 25.6593 | [10 empty] | 164.7792 | 54.2783 | 81.7217 | 100% | 715882.3625 | 1191360 | 14980160.64 | 21.09 | 157965.8032 | 928838.9225 | 261183026.8725 | 0 | 0 | 3196.0046 | 37.7682 | 9.7931 | 16.2138 | 47.6901 | 2.9652 | 110.2853 | 5.0035 | 3.8563 | 3196.0046 |  | 16.2138 | 37.7682 | 39.91% | 66.42% |  |  | 214.13
6021_C1 | WECC_Colorado | Coal + CCS | C422 | Craig (CO) | 6021 | C1 | 3189 | 10.58 | 4.59 | 43.38 | 0.37 | 0.58 | 9.64 | 12.43 | 2291_B_5 | 2291 | B | 5 | 1385 | Coal Steam | Nebraska | 31055 | 216 | 336 | FALSE | 10811 | 1968 | 9999 | 177 | 55.9769 | 107 | 33.8391 | Kansas | 4.82 | Kansas | -28.91 | Dover | 2914_B_4 | 2914 | B | 4 | 0 | Coal Steam | 0 | PJM_West | Ohio | 39 | Tuscarawas | 157 | 39157 | 23.2 | 14500 | 1962 | 0 | 0 | 0 | N | Bituminous | 0 | 0 | 0.5 | 0 | 0 | 0 | 0 | B + C | 0 | ACI | 2017 | 0 | 4.6 | 0.43623 | 0.43623 | 0.43623 | 0.43623 | 0.1 | 0.1 | 0.1 | 0.98 | Yes | 2017 | 0 | 0 | 0 | 0 | 0 | Dover OH (City of) | 100 | Dover OH (City of) | 100 | needs_active | 0 | 0 | 0 | OH | 40.5201 | -81.4681 | Municipally-Owned Utility | RE | DOMINION TRANSMISSION INCORPORATED | 0 | 0 | 0 | 0% | 0 | 0 | 0 | 0 | 0 | 0 | 0 | 0 | 0 | 0 | 0 | 0 | 0 | 0 | 0 | 0 | 0 | 0 | 0 | 0 | 0 | 0 | 34684 | 1218 | 0 | 1 | 1 | 0 | 0.0091467 | 0.0091467 | EIA-923 | EIA-923 | 0 | 0 | 0 | 1 | 0 | 0 | 0 | 0 | 0 | 1 | 0 | 0 | 1 | 0-200 | 60 | 60+ | 3 | 3-4 Moderate | 0 | 0 | 0 | 0 | 0 | 0 | 0 | 93 | 47 | 0 | 0 | 1 | 0 | 0 | 0 | 0 | 0 | 0 | 0 | 0 | 0 | 0 | 0 | 0 | 0 | 0 | 1 | 1 | 0 | 0 | 0 | 0 | 0 | 0 | 0 | 0 | NPCA | 1 | Otter Creek Wilderness | 225.2927 | 0 | 0 | 0 | [5 empty] | Fleet Average | 43.44% | Fleet Average | 206.2677 | 88278.4187 | 1280037.0706 | 132015.1387 | 100% | 2 | 65.7555 | 0 | 65.7555 | [9 empty] | 1 | 31.0935 | 10.2422 | 12.9578 | 77.77% | 88278.4187 | 158055.8922 | 2291810.437 | 20.6268 | 23636.3211 | 108378.8176 | 49284629.4524 | 1 | 12321157.3631 | 3803.467 | 138.8694 | 17.1917 | 17.935 | 101.1454 | 0 | 104.3539 | 95.5628 | 77.8393 | 3803.467 |  | 17.935 | 138.8694 | 44.15% | 79.04% |  |  | 205.4
6021_C2 | WECC_Colorado | Coal + CCS | C422 | Craig (CO) | 6021 | C2 | 3319 | 10.58 | 4.59 | 45.48 | 0.39 | 0.63 | 9.64 | 12.43 | 2364_B_1 | 2364 | B | 1 | 1417 | Coal Steam | New Hampshire | 33013 | 108 | 438 | FALSE | 11390 | 1960 | 9999 | 999 | 107.1731 | 187 | 60.548 | New York | 4.82 | New York |  | Orrville | 2935_B_10 | 2935 | B | 10 | 0 | Coal Steam | 0 | PJM_West | Ohio | 39 | Wayne | 169 | 39169 | 11.5 | 14500 | 1951 | 0 | 0 | 0 | N | Bituminous | 0 | 0 | 0 | 0 | 0 | 0 | 0 | ESPC | No | 0 | 0 | 0 | 7 | 0.43944 | 0.43944 | 0.43944 | 0.43944 | 0.64 | 0.1 | 1 | 0 | 0 | 0 | 0 | 0 | 0 | 0 | 0 | Orrville OH (City of) | 100 | Orrville OH (City of) | 100 | needs_active | 0 | 0 | 0 | OH | 40.851 | -81.7658 | Municipally-Owned Utility | RE | 0 | EAST OHIO GAS COMP DOMINION EAST OH | 0 | 0 | 0% | 0 | 0 | 0 | 0 | 0 | 0 | 0 | 0 | 0 | 0 | 0 | 0 | 0 | 0 | 0 | 0 | 0 | 0 | 0 | 0 | 0 | 0 | 963 | 0 | 0 | 0 | 1 | 0 | 0 | 0.22743 | 0 | EIA-923 | 0 | 1 | 0 | 0 | 0 | 0 | 1 | 0 | 0 | 1 | 0 | 0 | 1 | 0-200 | 71 | 60+ | 3 | 3-4 Moderate | 0 | 0 | 0 | 0 | 0 | 0 | 0 | 79 | 37 | 0 | 0 | 0 | 0 | 0 | 0 | 0 | 0 | 0 | 0 | 0 | 0 | 0 | 0 | 0 | 0 | 0 | 1 | 1 | 0 | 0 | 0 | 0 | 0 | 0 | 0 | 0 | NPCA | 0 | Otter Creek Wilderness | 269.3262 | 0 | 0 | 0 | [5 empty] | Fleet Average | 43.44% | Fleet Average | 206.2677 | 43758.6989 | 634501.1341 | 65438.5386 | 17.42% | 5 | 65.7555 | 0 | 65.7555 | [9 empty] | 1 | 15.4127 | 5.0769 | 6.4231 | 77.77% | 43758.6989 | 78346.6707 | 1136026.7252 | 20.6268 | 11716.2799 | 53722.2587 | 24429880.9786 | 1 | 6107470.2446 | 3803.467 | 262.8845 | 17.1917 | 17.935 | 101.1454 | 0 | 104.3539 | 95.5628 | 77.8393 | 3803.467 |  | 17.935 | 262.8845 | 44.15% | 79.04% |  |  | 205.4
6021_C3 | WECC_Colorado | Coal + CCS | C422 | Craig (CO) | 6021 | C3 | 2336.9451 | 10.58 | 4.59 | 31.5255 | 0.31773 | 0.46569 | 9.64 | 12.43 | 2364_B_2 | 2364 | B | 2 | 1418 | Coal Steam | New Hampshire | 33013 | 330 | 438 | TRUE | 10988 | 1968 | 9999 | 999 | 107.1731 | 187 | 60.548 | New York | 4.82 | New York |  | Orrville | 2935_B_11 | 2935 | B | 11 | 0 | Coal Steam | 0 | PJM_West | Ohio | 39 | Wayne | 169 | 39169 | 11.5 | 14500 | 1956 | 0 | 0 | 0 | N | Bituminous | 0 | 0 | 0 | 0 | 0 | 0 | 0 | ESPC | No | 0 | 0 | 0 | 7 | 0.43885 | 0.43885 | 0.43885 | 0.43885 | 0.64 | 0.1 | 1 | 0 | 0 | 0 | 0 | 0 | 0 | 0 | 0 | Orrville OH (City of) | 100 | Orrville OH (City of) | 100 | needs_active | 0 | 0 | 0 | OH | 40.851 | -81.7658 | Municipally-Owned Utility | RE | 0 | EAST OHIO GAS COMP DOMINION EAST OH | 0 | 0 | 0% | 0 | 0 | 0 | 0 | 0 | 0 | 0 | 0 | 0 | 0 | 0 | 0 | 0 | 0 | 0 | 0 | 0 | 0 | 0 | 0 | 0 | 0 | 1886 | 0 | 0 | 0 | 1 | 0 | 0 | 0.22743 | 0 | EIA-923 | 0 | 1 | 0 | 0 | 0 | 0 | 1 | 0 | 0 | 1 | 0 | 0 | 1 | 0-200 | 66 | 60+ | 3 | 3-4 Moderate | 0 | 0 | 0 | 0 | 0 | 0 | 0 | 79 | 37 | 0 | 0 | 0 | 0 | 0 | 0 | 0 | 0 | 0 | 0 | 0 | 0 | 0 | 0 | 0 | 0 | 0 | 1 | 1 | 0 | 0 | 0 | 0 | 0 | 0 | 0 | 0 | NPCA | 0 | Otter Creek Wilderness | 269.3262 | 0 | 0 | 0 | [5 empty] | Fleet Average | 43.44% | Fleet Average | 206.2677 | 43758.6989 | 634501.1341 | 65438.5386 | 17.42% | 5 | 65.7555 | 0 | 65.7555 | [9 empty] | 1 | 15.4127 | 5.0769 | 6.4231 | 77.77% | 43758.6989 | 78346.6707 | 1136026.7252 | 20.6268 | 11716.2799 | 53722.2587 | 24429880.9786 | 1 | 6107470.2446 | 3803.467 | 262.8845 | 17.1917 | 17.935 | 101.1454 | 0 | 104.3539 | 95.5628 | 77.8393 | 3803.467 |  | 17.935 | 262.8845 | 44.15% | 79.04% |  |  | 205.4
6034_1 | MISO_Lower Michigan | Coal + CCS | C425 | Belle River | 6034 | 1 | 2491.7733 | 10.58 | 3.22 | 30.6695 | 0.33175 | 0.51792 | 4.82 | 27.84 | 2367_B_4 | 2367 | B | 4 | 1421 | Coal Steam | New Hampshire | 33015 | 48 | 96 | FALSE | 14500 | 1952 | 9999 | 999 | 180.9884 | 220 | 109.0889 | New York | 4.82 | New York |  | Orrville | 2935_B_12 | 2935 | B | 12 | 0 | Coal Steam | 0 | PJM_West | Ohio | 39 | Wayne | 169 | 39169 | 23 | 14500 | 1963 | 0 | 0 | 0 | N | Bituminous | 0 | 0 | 0 | 0 | 0 | 0 | 0 | ESPC | No | 0 | 0 | 0 | 7 | 0.2849 | 0.2849 | 0.2849 | 0.2849 | 0.64 | 0.1 | 1 | 0 | 0 | 0 | 0 | 0 | C2G | 2019 | 0 | Orrville OH (City of) | 100 | Orrville OH (City of) | 100 | needs_active | 0 | 0 | 0 | OH | 40.851 | -81.7658 | Municipally-Owned Utility | RE | 0 | EAST OHIO GAS COMP DOMINION EAST OH | 0 | 0 | 0% | 0 | 0 | 0 | 0 | 0 | 0 | 0 | 0 | 0 | 0 | 0 | 0 | 0 | 0 | 0 | 0 | 0 | 0 | 0 | 0 | 0 | 0 | 4002 | 6113 | 0 | 1 | 1 | 0 | 0.0086377 | 0.22743 | EIA-923 | EIA-923 | 0 | 1 | 0 | 0 | 0 | 0 | 1 | 0 | 0 | 1 | 1 | 0 | 1 | 0-200 | 59 | 40-59 | 3 | 3-4 Moderate | 0 | 0 | 0 | 0 | 0 | 0 | 0 | 79 | 37 | 0 | 0 | 0 | 0 | 0 | 0 | 0 | 0 | 0 | 0 | 0 | 0 | 0 | 0 | 0 | 0 | 0 | 1 | 1 | 0 | 0 | 0 | 0 | 0 | 0 | 0 | 0 | NPCA | 0 | Otter Creek Wilderness | 269.3262 | 0 | 0 | 0 | [5 empty] | Fleet Average | 43.44% | Fleet Average | 206.2677 | 87517.3978 | 1269002.2683 | 130877.0771 | 34.85% | 5 | 65.7555 | 0 | 65.7555 | [9 empty] | 1 | 30.8254 | 10.1539 | 12.8461 | 77.77% | 87517.3978 | 156693.3414 | 2272053.4505 | 20.6268 | 23432.5597 | 107444.5174 | 48859761.9571 | 1 | 12214940.4893 | 3803.467 | 139.9294 | 17.1917 | 17.935 | 101.1454 | 0 | 104.3539 | 95.5628 | 77.8393 | 3803.467 |  | 17.935 | 139.9294 | 44.15% | 79.04% |  |  | 205.4
6034_2 | MISO_Lower Michigan | Coal + CCS | C425 | Belle River | 6034 | 2 | 2491.7733 | 10.58 | 3.22 | 30.6695 | 0.33175 | 0.51792 | 4.82 | 27.84 | 2367_B_6 | 2367 | B | 6 | 1423 | Coal Steam | New Hampshire | 33015 | 48 | 96 | FALSE | 14500 | 1957 | 9999 | 999 | 180.9884 | 220 | 109.0889 | New York | 4.82 | New York |  | Orrville | 2935_B_13 | 2935 | B | 13 | 0 | Coal Steam | 0 | PJM_West | Ohio | 39 | Wayne | 169 | 39169 | 20 | 14500 | 1969 | 0 | 0 | 0 | N | Bituminous | 0 | 0 | 0 | 0 | 0 | 0 | 0 | ESPC | No | 0 | 0 | 0 | 7 | 0.15462 | 0.15462 | 0.15462 | 0.15462 | 0.64 | 0.1 | 1 | 0 | 0 | 0 | 0 | 0 | 0 | 0 | 0 | Orrville OH (City of) | 100 | Orrville OH (City of) | 100 | needs_active | 0 | 0 | 0 | OH | 40.851 | -81.7658 | Municipally-Owned Utility | RE | 0 | EAST OHIO GAS COMP DOMINION EAST OH | 0 | 0 | 0% | 0 | 0 | 0 | 0 | 0 | 0 | 0 | 0 | 0 | 0 | 0 | 0 | 0 | 0 | 0 | 0 | 0 | 0 | 0 | 0 | 0 | 0 | 0 | 89687 | 0 | 1 | 1 | 0 | 0.74919 | 0.22743 | EIA-923 | EIA-923 | 0 | 1 | 0 | 0 | 0 | 0 | 1 | 0 | 0 | 1 | 0 | 0 | 1 | 0-200 | 53 | 40-59 | 3 | 3-4 Moderate | 0 | 0 | 0 | 0 | 0 | 0 | 0 | 79 | 37 | 0 | 0 | 0 | 0 | 0 | 0 | 0 | 0 | 0 | 0 | 0 | 0 | 0 | 0 | 0 | 0 | 0 | 1 | 1 | 0 | 0 | 0 | 0 | 0 | 0 | 0 | 0 | NPCA | 0 | Otter Creek Wilderness | 269.3262 | 0 | 0 | 0 | [5 empty] | Fleet Average | 43.44% | Fleet Average | 206.2677 | 76102.0851 | 1103480.2333 | 113806.154 | 30.3% | 5 | 65.7555 | 0 | 65.7555 | [9 empty] | 1 | 26.8047 | 8.8295 | 11.1705 | 77.77% | 76102.0851 | 136255.0795 | 1975698.6526 | 20.6268 | 20376.1389 | 93430.0151 | 42486749.528 | 1 | 10621687.382 | 3803.467 | 158.3727 | 17.1917 | 17.935 | 101.1454 | 0 | 104.3539 | 95.5628 | 77.8393 | 3803.467 |  | 17.935 | 158.3727 | 44.15% | 79.04% |  |  | 205.4
6041_2 | PJM West | Coal + CCS | C426 | H L Spurlock | 6041 | 2 | 2237.5248 | 10.58 | 4.59 | 29.3868 | 0.30838 | 0.44588 | 4.82 | 17.97 | 2442_B_4 | 2442 | B | 4 | 1584 | Coal Steam | New Mexico | 35045 | 770 | 1540 | TRUE | 9771 | 1969 | 2031 | 232 | 23.2146 | 0 | 10.0063 | New Mexico | 4.82 | Colorado | -28.91 | Painesville | 2936_B_3 | 2936 | B | 3 | 0 | Coal Steam | 0 | PJM_ATSI | Ohio | 39 | Lake | 85 | 39085 | 9.8 | 14500 | 1954 | 0 | 0 | 0 | N | Bituminous | 0 | 0 | 0 | 0 | 0 | 0 | 0 | ESPC | No | 0 | 0 | 0 | 5.7 | 0.47486 | 0.47486 | 0.47486 | 0.47486 | 0.64 | 0.1 | 1 | 0 | 0 | 0 | 0 | 0 | 0 | 0 | 0 | Painesville Electric Light Dept | 100 | Painesville Electric Light Dept | 100 | needs_active | 0 | 0 | 0 | OH | 41.7265 | -81.254 | Municipally-Owned Utility | RE | 0 | EAST OHIO GAS COMP DOMINION EAST OH | 0 | 0 | 0% | 0 | 0 | 0 | 0 | 0 | 0 | 0 | 0 | 0 | 0 | 0 | 0 | 0 | 0 | 0 | 0 | 0 | 0 | 0 | 0 | 0 | 0 | 0 | 0 | 0 | 0 | 1 | 0 | 0 | 0.0039178 | 0 | EIA-923 | 0 | 1 | 0 | 0 | 0 | 0 | 1 | 0 | 0 | 1 | 0 | 0 | 1 | 0-200 | 68 | 60+ | 4 | 3-4 Moderate | 0 | 0 | 0 | 0 | 0 | 0 | 0 | 97 | 51 | 0 | 0 | 1 | 0 | 0 | 0 | 0 | 0 | 0 | 0 | 0 | 0 | 0 | 0 | 0 | 0 | 0 | 1 | 1 | 0 | 0 | 0 | 0 | 0 | 0 | 0 | 0 | 0 | 0 | Otter Creek Wilderness | 326.1306 | 0 | 0 | 0 | [5 empty] | Fleet Average | 43.44% | Fleet Average | 206.2677 | 37290.0217 | 540705.3143 | 55765.0155 | 20.85% | 24 | 65.7555 | 0 | 65.7555 | [9 empty] | 1 | 13.1343 | 4.3264 | 5.4736 | 77.77% | 37290.0217 | 66764.9889 | 968092.3398 | 20.6268 | 9984.3081 | 45780.7074 | 20818507.2687 | 1 | 5204626.8172 | 3803.467 | 305.5424 | 17.1917 | 17.935 | 101.1454 | 0 | 104.3539 | 95.5628 | 77.8393 | 3803.467 |  | 17.935 | 305.5424 | 44.15% | 79.04% |  |  | 205.4
6052_1 | SERC_Southeastern | Coal + CCS | C427 | Wansley | 6052 | 1 | 2017 | 10.58 | 3.22 | 24.55 | 0.17 | 0.21 | 4.82 | 15.85 | 2442_B_5 | 2442 | B | 5 | 1585 | Coal Steam | New Mexico | 35045 | 770 | 1540 | TRUE | 9766 | 1963 | 2031 | 232 | 23.2146 | 0 | 10.0063 | New Mexico | 4.82 | Colorado | -28.91 | Painesville | 2936_B_4 | 2936 | B | 4 | 0 | Coal Steam | 0 | PJM_ATSI | Ohio | 39 | Lake | 85 | 39085 | 18.6 | 14500 | 1959 | 0 | 0 | 0 | N | Bituminous | 0 | 0 | 0 | 0 | 0 | 0 | 0 | ESPC | No | 0 | 0 | 0 | 5.7 | 0.66176 | 0.66176 | 0.66176 | 0.66176 | 0.64 | 0.1 | 1 | 0 | 0 | 0 | 0 | 0 | 0 | 0 | 0 | Painesville Electric Light Dept | 100 | Painesville Electric Light Dept | 100 | needs_active | 0 | 0 | 0 | OH | 41.7265 | -81.254 | Municipally-Owned Utility | RE | 0 | EAST OHIO GAS COMP DOMINION EAST OH | 0 | 0 | 0% | 0 | 0 | 0 | 0 | 0 | 0 | 0 | 0 | 0 | 0 | 0 | 0 | 0 | 0 | 0 | 0 | 0 | 0 | 0 | 0 | 0 | 0 | 423 | 605 | 0 | 1 | 1 | 0 | 0.0041602 | 0.0039178 | EIA-923 | EIA-923 | 0 | 1 | 0 | 0 | 0 | 0 | 1 | 0 | 0 | 1 | 0 | 0 | 1 | 0-200 | 63 | 60+ | 4 | 3-4 Moderate | 0 | 0 | 0 | 0 | 0 | 0 | 0 | 97 | 51 | 0 | 0 | 1 | 0 | 0 | 0 | 0 | 0 | 0 | 0 | 0 | 0 | 0 | 0 | 0 | 0 | 0 | 1 | 1 | 0 | 0 | 0 | 0 | 0 | 0 | 0 | 0 | 0 | 0 | Otter Creek Wilderness | 326.1306 | 0 | 0 | 0 | [5 empty] | Fleet Average | 43.44% | Fleet Average | 206.2677 | 70774.9391 | 1026236.6169 | 105839.7233 | 39.57% | 24 | 65.7555 | 0 | 65.7555 | [9 empty] | 1 | 24.9284 | 8.2114 | 10.3886 | 77.77% | 70774.9391 | 126717.2239 | 1837399.7469 | 20.6268 | 18949.8092 | 86889.9141 | 39512677.061 | 1 | 9878169.2652 | 3803.467 | 169.0156 | 17.1917 | 17.935 | 101.1454 | 0 | 104.3539 | 95.5628 | 77.8393 | 3803.467 |  | 17.935 | 169.0156 | 44.15% | 79.04% |  |  | 205.4
6052_2 | SERC_Southeastern | Coal + CCS | C427 | Wansley | 6052 | 2 | 2017 | 10.58 | 3.22 | 24.55 | 0.17 | 0.21 | 4.82 | 15.85 | 26_B_5 | 26 | B | 5 | 34 | Coal Steam | Alabama | 1117 | 832 | 832 | TRUE | 10254 | 1974 | 9999 | 173 | 16.0904 | 33 | 9.3008 | Alabama | 4.82 | Mississippi | -28.91 | Painesville | 2936_B_5 | 2936 | B | 5 | 0 | Coal Steam | 0 | PJM_ATSI | Ohio | 39 | Lake | 85 | 39085 | 18.6 | 14500 | 1975 | 0 | 0 | 0 | N | Bituminous | 0 | 0 | 0 | 0 | 0 | 0 | 0 | ESPC | No | 0 | 0 | 0 | 5.7 | 0.65097 | 0.65097 | 0.65097 | 0.65097 | 0.64 | 0.1 | 1 | 0 | 0 | 0 | 0 | 0 | 0 | 0 | 0 | Painesville Electric Light Dept | 100 | Painesville Electric Light Dept | 100 | needs_active | 0 | 0 | 0 | OH | 41.7265 | -81.254 | Municipally-Owned Utility | RE | 0 | EAST OHIO GAS COMP DOMINION EAST OH | 0 | 0 | 0% | 0 | 0 | 0 | 0 | 0 | 0 | 0 | 0 | 0 | 0 | 0 | 0 | 0 | 0 | 0 | 0 | 0 | 0 | 0 | 0 | 0 | 0 | 1373 | 1460 | 0 | 1 | 1 | 0 | 0.0098999 | 0.0039178 | EIA-923 | EIA-923 | 0 | 1 | 0 | 0 | 0 | 0 | 1 | 0 | 0 | 1 | 0 | 0 | 1 | 0-200 | 47 | 40-59 | 4 | 3-4 Moderate | 0 | 0 | 0 | 0 | 0 | 0 | 0 | 97 | 51 | 0 | 0 | 1 | 0 | 0 | 0 | 0 | 0 | 0 | 0 | 0 | 0 | 0 | 0 | 0 | 0 | 0 | 1 | 1 | 0 | 0 | 0 | 0 | 0 | 0 | 0 | 0 | 0 | 0 | Otter Creek Wilderness | 326.1306 | 0 | 0 | 0 | [5 empty] | Fleet Average | 43.44% | Fleet Average | 206.2677 | 70774.9391 | 1026236.6169 | 105839.7233 | 39.57% | 24 | 65.7555 | 0 | 65.7555 | [9 empty] | 1 | 24.9284 | 8.2114 | 10.3886 | 77.77% | 70774.9391 | 126717.2239 | 1837399.7469 | 20.6268 | 18949.8092 | 86889.9141 | 39512677.061 | 1 | 9878169.2652 | 3803.467 | 169.0156 | 17.1917 | 17.935 | 101.1454 | 0 | 104.3539 | 95.5628 | 77.8393 | 3803.467 |  | 17.935 | 169.0156 | 44.15% | 79.04% |  |  | 205.4
6055_2B1 | MISO_Louisiana | Coal + CCS | C428 | Big Cajun 2 | 6055 | 2B1 | 2745 | 12.66 | 4.59 | 35.32 | 0.29 | 0.41 | 4.82 | 12.33 | 2712_B_1 | 2712 | B | 1 | 1831 | Coal Steam | North Carolina | 37145 | 379 | 2439 | TRUE | 10245 | 1966 | 2021 | 999 | 27.9476 | 92 | 14.9452 | Virginia | 4.82 | West Virginia |  | Muskogee | 2952_B_4 | 2952 | B | 4 | 2005 | Coal Steam | 0 | SPP_WEST | Oklahoma | 40 | Muskogee | 101 | 40101 | 493 | 11271 | 1977 | 0 | tangential | dry | N | Subbituminous | 0 | 0 | 0 | LNC3 | 0 | 0 | 0 | ESPC | No | ACI | 2016 | 0 | 1.2 | 0.10664 | 0.10664 | 0.10664 | 0.10664 | 0.1 | 0.1 | 0.1 | 0 | 0 | 0 | 0 | 0 | C2G | 2019 | Yes | Oklahoma Gas & Electric Co | 100 | OGE Energy Corp | 100 | needs_active | 2952_G_4 | 1 | 0 | OK | 35.7614 | -95.2873 | Investor-Owned Utility | RE | ENABLE OKLAHOMA INTRASTATE TRANS LLC | 0 | 10255234.4 | 950544.2 | 19.8% | 0%-20% | 4835984.8 | 1738.8 | 639.2 | 924998.6 | 15.5 | 297.2 | 21 | 2 | 0.00056438 | 0.095381 | 118.8571 | 0 | 0.091103 | 0.3391 | 0.12466 | 180.3954 | 1.5114e-06 | 0.12291 | 0.0016044 | 0.0001528 | 441337 | 0 | 4937765 | 0 | 1 | 1 | Energy Source | 0.87 | 0.54 | CAMD | CAMD | 0 | 1 | 0 | 0 | 0 | 0 | 1 | 0 | 0 | 0 | 1 | 0 | 1 | 400-600 | 45 | 40-59 | 6 | 5-6 Low | 0 | 0 | 0 | 0 | 0 | 0 | 0 | 81 | 84 | 81 | 85 | 1 | 0 | 0 | 50% below 2005 by 2030 | 1 | 1 | 1 | 1 | BATW | 0 | 0 | 1 | 0 | 0 | 0 | 1 | 1 | 1 | 1 | 0 | SCO | 0 | 1 | SCO | 0 | NPCA, NPS | 0 | Caney Creek Wilderness | 180.6188 | 9.6269 | 3.5389 | 0 | 5140200 | 463856 | 0.1 | 305475 | 118.8572 | Floor Used | 20% | Floor Used | 190 | 863736 | 9735168.456 | 924841.0033 | 33% | 40 | 11.983 | 0 | 11.983 | 2862.3451 | 10.58 | 4.59 | 36.5437 | 0.36318 | 0.595 | 4.82 | 26.55 |  | 1 | 535.4259 | 176.3693 | 316.6307 | 31.14% | 863736 | 1344853.3256 | 15157841.8329 | 19 | 143999.4974 | 780841.5059 | 848676067.4858 | 1 | 0 | 2680.3341 | 22.7105 | 9.4172 | 14.5336 | 21.7939 | -2.9468e-15 | 76.8424 | 80.9147 | 89.5046 | 2680.3341 |  | 14.5336 | 22.7105 | 35.77% | 55.7% |  |  | 214.13
6055_2B3 | MISO_Louisiana | Coal + CCS | C428 | Big Cajun 2 | 6055 | 2B3 | 2713 | 12.66 | 4.59 | 34.79 | 0.29 | 0.4 | 4.82 | 12.33 | 2712_B_2 | 2712 | B | 2 | 1832 | Coal Steam | North Carolina | 37145 | 668 | 2439 | TRUE | 10393 | 1968 | 2021 | 999 | 27.9476 | 92 | 14.9452 | Virginia | 4.82 | West Virginia |  | Muskogee | 2952_B_5 | 2952 | B | 5 | 2006 | Coal Steam | 0 | SPP_WEST | Oklahoma | 40 | Muskogee | 101 | 40101 | 498 | 11261 | 1978 | 0 | tangential | dry | N | Subbituminous | 0 | 0 | 0 | LNC3 + OFA | 0 | 0 | 0 | ESPC | No | ACI | 2016 | 0 | 1.2 | 0.09925 | 0.09925 | 0.09925 | 0.09925 | 0.1 | 0.1 | 0.1 | 0 | 0 | 0 | 0 | 0 | C2G | 2019 | Yes | Oklahoma Gas & Electric Co | 100 | OGE Energy Corp | 100 | needs_active | 2952_G_5 | 1 | 0 | OK | 35.7614 | -95.2873 | Investor-Owned Utility | RE | ENABLE OKLAHOMA INTRASTATE TRANS LLC | 0 | 9975710.4 | 951539.2 | 19% | 0%-20% | 5516431 | 1718.2 | 632.4 | 902703.2 | 17 | 349.2 | 11 | 2 | 0.00065814 | 0.10925 | 118.8568 | 0 | 0.10226 | 0.34448 | 0.12679 | 180.9802 | 1.7041e-06 | 0.1266 | 0.0011581 | 0.00021057 | 434145 | 0 | 4908999 | 0 | 1 | 1 | Energy Source | 1 | 0.54 | CAMD | CAMD | 0 | 1 | 0 | 0 | 0 | 0 | 1 | 0 | 0 | 0 | 1 | 0 | 1 | 400-600 | 44 | 40-59 | 6 | 5-6 Low | 0 | 0 | 0 | 0 | 0 | 0 | 0 | 81 | 84 | 81 | 85 | 1 | 0 | 0 | 50% below 2005 by 2030 | 1 | 1 | 1 | 1 | BATW | 0 | 0 | 1 | 0 | 0 | 0 | 1 | 1 | 1 | 1 | 0 | SCO | 0 | 1 | SCO | 0 | NPCA, NPS | 0 | Caney Creek Wilderness | 180.6188 | 9.5129 | 3.5013 | 0 | 5084045 | 460478 | 0.1 | 302138 | 118.8573 | Floor Used | 20% | Floor Used | 190 | 872496 | 9825177.456 | 933391.8583 | 33.33% | 40 | 11.9165 | 0 | 11.9165 | 2858.5227 | 10.58 | 4.59 | 36.4147 | 0.3629 | 0.59429 | 4.82 | 26.55 |  | 1 | 540.3763 | 178 | 320 | 31.12% | 872496 | 1357821.7688 | 15290430.9379 | 19 | 145259.0939 | 788132.7644 | 856522720.012 | 1 | 0 | 2676.6332 | 22.6529 | 9.3959 | 14.5207 | 21.7095 | 0 | 76.7812 | 80.7579 | 89.4023 | 2676.6332 |  | 14.5207 | 22.6529 | 35.74% | 55.62% |  |  | 214.13
6065_1 | SPP North- (Kansas, Missouri) | Coal + CCS | C431 | Iatan | 6065 | 1 | 2208.2327 | 10.58 | 4.59 | 27.0135 | 0.3055 | 0.43989 | 4.82 | 31.18 | 2712_B_3A | 2712 | B | 3A | 1833 | Coal Steam | North Carolina | 37145 | 347 | 2439 | TRUE | 10296 | 1973 | 2021 | 999 | 27.9476 | 92 | 14.9452 | Virginia | 4.82 | West Virginia |  | Muskogee | 2952_B_6 | 2952 | B | 6 | 2007 | Coal Steam | 0 | SPP_WEST | Oklahoma | 40 | Muskogee | 101 | 40101 | 503 | 11137 | 1984 | 2049 | tangential | dry | N | Subbituminous | 0 | 0 | 0 | OFA | 0 | 0 | 0 | ESPC | No | ACI | 2016 | 0 | 1.2 | 0.31089 | 0.31089 | 0.1469 | 0.1469 | 0.1 | 0.1 | 0.1 | 0 | 0 | 0 | 0 | 0 | 0 | 0 | 0 | Oklahoma Gas & Electric Co | 100 | OGE Energy Corp | 100 | needs_active | 2952_G_6 | 1 | 0 | OK | 35.7614 | -95.2873 | Investor-Owned Utility | RE | ENABLE OKLAHOMA INTRASTATE TRANS LLC | 0 | 20910150.8 | 1943812.2 | 38.8% | 20%-40% | 10006695.8 | 4752.4 | 3097.4 | 2187923 | 21.2 | 1481.8 | 17 | 4 | 0.41739 | 0.29586 | 209.5994 | 1.0277e-06 | 0.29522 | 0.45455 | 0.29626 | 209.269 | 1.0139e-06 | 0.29616 | 0.0011807 | 0.00027782 | 675577 | 462362 | 156285 | 0 | 1 | 1 | Energy Source | 0.29 | 0.54 | CAMD | CAMD | 0 | 1 | 0 | 0 | 0 | 0 | 1 | 0 | 0 | 0 | 0 | 0 | 0 | 400-600 | 38 | 20-39 | 0 | 0-2 High | 0 | 0 | 0 | 0 | 0 | 0 | 0 | 81 | 84 | 81 | 85 | 1 | 0 | 0 | 50% below 2005 by 2030 | 1 | 1 | 1 | 1 | BATW | 0 | 0 | 1 | 0 | 0 | 0 | 1 | 1 | 0 | 1 | 0 | SCO | 0 | 1 | SCO | 0 | NPCA, NPS | 0 | Caney Creek Wilderness | 180.6188 | 26.3118 | 17.1488 | 1 | 7890691 | 714963 | 0.15 | 821914 | 208.325 | 5-Year Average | 38.8% | 5-Year Average | 209.269 | 1709636.64 | 19040223.2597 | 1992264.0823 | 33.67% | 40 | 11.9243 | 0 | 11.9243 | 2808.2452 | 10.58 | 4.59 | 35.7825 | 0.35875 | 0.58368 | 4.82 | 26.55 |  |  | 539.7917 | 177.8074 | 325.1926 | 60.01% | 1709636.64 | 2644424.3462 | 29450953.9435 | 20.9269 | 308158.5595 | 1684105.5228 | 855596089.5326 | 1 | 0 | 2631.0442 | 22.5965 | 9.1342 | 14.3608 | 22.6835 | 0 | 83.7306 | 19.4997 | 19.7953 | 2631.0442 |  | 14.3608 | 22.5965 | 35.35% | 54.68% |  |  | 214.13
6065_2 | SPP North- (Kansas, Missouri) | Coal + CCS | C431 | Iatan | 6065 | 2 | 2165.7686 | 10.58 | 3.52 | 25.438 | 0.30144 | 0.43152 | 4.82 | 31.18 | 2712_B_3B | 2712 | B | 3B | 1834 | Coal Steam | North Carolina | 37145 | 347 | 2439 | TRUE | 10296 | 1973 | 2021 | 999 | 27.9476 | 92 | 14.9452 | Virginia | 4.82 | West Virginia |  | Limestone | 298_B_LIM1 | 298 | B | LIM1 | 176 | Coal Steam | 0 | ERC_REST | Texas | 48 | Limestone | 293 | 48293 | 831 | 10605 | 1985 | 2029 | tangential | dry | N | Lignite, Subbituminous | Wet Scrubber | 1985 | 0.9 | LNC3 | SNCR | 0 | 1997 | ESPC | No | ACI | 2016 | 0 | 0.6 | 0.15265 | 0.15265 | 0.15265 | 0.15265 | 0.1 | 0.1 | 0.1 | 0.95 | 0 | 0 | 0 | 0 | 0 | 0 | 0 | NRG Texas LLC | 100 | NRG Energy Inc | 100 | needs_active | 298_G_1 | 1 | 0 | TX | 31.4219 | -96.2525 | Independent Power Producer | NR | 0 | ATMOS ENERGY CORPORATION | 38867552 | 3920571.6 | 39.8% | 20%-40% | 18500352.4 | 3140.8 | 2979 | 4108871.6 | 58.6 | 1416.6 | 41 | 4 | 0.17483 | 0.14365 | 209.6989 | 9.1016e-07 | 0.13746 | 0.16162 | 0.15329 | 211.4294 | 1.5077e-06 | 0.15314 | 0.0018951 | 0.00018489 | 3907866 | 2519522 | 193473 | 0 | 1 | 1 | Cofire Source | 0.0093577 | 0.0082922 | EIA-923 | EIA-923 | 1 | 1 | 1 | 0 | 0 | 1 | 0 | 0 | 0 | 0 | 0 | 1 | 1 | 800-1000 | 37 | 20-39 | 0 | 0-2 High | 1 | 0 | 1 | 0 | 1 | Multiple | 1 | 25 | 71 | 67 | 62 | 0 | 0 | 0 | 50% below 2014 by 2025; net-zero by 2050 | 1 | 1 | 1 | 1 | BATW | 0 | 0 | 1 | 0 | 0 | 0 | 1 | 1 | 0 | 1 | 0 | SCO | 0 | 1 | SCO | 0 | NPCA | 0 | Caney Creek Wilderness | 382.9123 | 8.2024 | 7.7798 | 0 | 40986585 | 4236283 | 0.42 | 4297317 | 209.6938 | 5-Year Average | 39.8% | 5-Year Average | 211.4294 | 2897264.88 | 30725494.0524 | 3248136.3866 | 49.2% | 39 | 9.1283 | 0 | 9.1283 | 2544.5697 | 12.66 | 3.52 | 29.6367 | 0.33642 | 0.50697 | 4.82 | 18.85 |  | 1 | 857.5516 | 282.4775 | 548.5225 | 60.3% | 2897264.88 | 4389294.9689 | 46548473.1451 | 21.1429 | 492085.7875 | 2756050.5991 | 1359260819.4617 | 0 | 0 | 2478.0402 | 20.3774 | 8.192 | 13.8096 | 18.9336 | 0 | 80.8571 | 13.5616 | 14.2564 | 2478.0402 |  | 13.8096 | 20.3774 | 33.99% | 51.5% |  |  | 216.24
6068_1 | SPP North- (Kansas, Missouri) | Coal + CCS | C432 | Jeffrey Energy Center | 6068 | 1 | 2686.1993 | 10.58 | 3.52 | 31.8046 | 0.34858 | 0.53512 | 4.82 | 31.18 | 2712_B_4A | 2712 | B | 4A | 1835 | Coal Steam | North Carolina | 37145 | 349 | 2439 | TRUE | 10364 | 1980 | 2021 | 999 | 27.9476 | 92 | 14.9452 | Virginia | 4.82 | West Virginia |  | Limestone | 298_B_LIM2 | 298 | B | LIM2 | 177 | Coal Steam | 0 | ERC_REST | Texas | 48 | Limestone | 293 | 48293 | 858 | 10567 | 1986 | 2029 | tangential | dry | N | Lignite, Subbituminous | Wet Scrubber | 1986 | 0.9 | OFA | SNCR | 0 | 1997 | ESPC | No | ACI | 2016 | 0 | 0.6 | 0.16322 | 0.16322 | 0.1469 | 0.1469 | 0.1 | 0.1 | 0.1 | 0.95 | 0 | 0 | 0 | 0 | 0 | 0 | 0 | NRG Texas LLC | 100 | NRG Energy Inc | 100 | needs_active | 298_G_2 | 1 | 0 | TX | 31.4219 | -96.2525 | Independent Power Producer | NR | 0 | ATMOS ENERGY CORPORATION | 44935143.8 | 4501733 | 46.4% | 40%-60% | 21084117.4 | 3713.2 | 3864.4 | 4754485.2 | 70.2 | 1809.4 | 56 | 8 | 0.15544 | 0.17832 | 209.5801 | 1.4439e-06 | 0.18013 | 0.16527 | 0.172 | 211.6154 | 1.5623e-06 | 0.17164 | 0.0020723 | 0.00029604 | 4792523 | 3092133 | 236404 | 0 | 1 | 1 | Cofire Source | 0.0085093 | 0.0082922 | EIA-923 | EIA-923 | 1 | 1 | 1 | 0 | 0 | 1 | 0 | 0 | 0 | 0 | 0 | 1 | 1 | 800-1000 | 36 | 20-39 | 1 | 0-2 High | 1 | 0 | 1 | 0 | 1 | Multiple | 1 | 25 | 71 | 67 | 62 | 0 | 0 | 0 | 50% below 2014 by 2025; net-zero by 2050 | 1 | 1 | 1 | 1 | BATW | 0 | 0 | 1 | 0 | 0 | 0 | 1 | 1 | 0 | 1 | 0 | SCO | 0 | 1 | SCO | 0 | NPCA | 0 | Caney Creek Wilderness | 382.9123 | 9.6973 | 10.0921 | 1 | 53201875 | 5175783 | 0.55 | 5579268 | 209.7395 | 5-Year Average | 46.4% | 5-Year Average | 211.6154 | 3487461.12 | 36852001.655 | 3899226.3436 | 50.8% | 39 | 8.9805 | 0 | 8.9805 | 2530.9665 | 12.66 | 3.52 | 29.3418 | 0.33524 | 0.50431 | 4.82 | 18.85 |  | 1 | 882.2416 | 290.6104 | 567.3896 | 70.17% | 3487461.12 | 5273698.3295 | 55727170.2483 | 21.1615 | 589636.4933 | 3309589.8503 | 1398395755.924 | 0 | 0 | 2464.6129 | 20.2703 | 8.1184 | 13.7601 | 18.7226 | 0 | 80.6647 | 5.6479 | 5.9515 | 2464.6129 |  | 13.7601 | 20.2703 | 33.87% | 51.22% |  |  | 216.24
6068_2 | SPP North- (Kansas, Missouri) | Coal + CCS | C432 | Jeffrey Energy Center | 6068 | 2 | 2739.7886 | 10.58 | 3.52 | 32.3288 | 0.35307 | 0.54577 | 4.82 | 31.18 | 2712_B_4B | 2712 | B | 4B | 1836 | Coal Steam | North Carolina | 37145 | 349 | 2439 | TRUE | 10364 | 1980 | 2021 | 999 | 27.9476 | 92 | 14.9452 | Virginia | 4.82 | West Virginia |  | Barry | 3_B_4 | 3 | B | 4 | 4 | Coal Steam | 0 | S_SOU | Alabama | 1 | Mobile | 97 | 1097 | 362 | 10088 | 1969 | 0 | tangential | dry | N | Bituminous | 0 | 0 | 0.0876 | LNC2 | SNCR | 0 | 2006 | ESPC | Yes | ACI | 2016 | 0 | 1.8 | 0.32455 | 0.2575 | 0.1469 | 0.11655 | 0.1 | 0.1 | 0.1 | 0.98 | Yes | 2016 | 0 | 0 | C2G | 2022 | 0 | Alabama Power Co | 100 | Southern Co | 100 | needs_active | 3_G_4 | 1 | 0 | AL | 31.0069 | -88.0103 | Investor-Owned Utility | RE | BAY GAS STORAGE | 0 | 6647308 | 646097.4 | 12% | 0%-20% | 3235668.6 | 3291.4 | 854.6 | 682572.6 | 2.8 | 401.2 | 75 | 2 | 0.95735 | 0.25573 | 205.1992 | 5.4878e-07 | 0.26923 | 0.9903 | 0.25713 | 205.3681 | 4.2122e-07 | 0.24799 | 0.018384 | 0.00049025 | 503828 | 259135 | 174428 | 0 | 1 | 1 | Startup Source | 0.014558 | 0.043212 | EIA-923 | EIA-923 | 0 | 1 | 1 | 0 | 0 | 0 | 1 | 0 | 0 | 0 | 1 | 0 | 1 | 200-400 | 53 | 40-59 | 0 | 0-2 High | 0 | 0 | 0 | 0 | 0 | 0 | 0 | 53 | 90 | 65 | 88 | 1 | 0 | 0 | 50% below 2007 by 2030; Low- to no-carbon by 2050 | 1 | 1 | 1 | 1 | BATW | Permanent cessation of coal combustion | 2028 | 1 | 0 | 0 | 0 | 1 | 0 | 0 | 0 | 1 | 0 | SCO | 1 | SCO | 8 ug/m3 | NPCA, NPS | 0 | Breton Wilderness | 134.4883 | 24.4735 | 6.3545 | 1 | 5591770 | 541341 | 0.1 | 573714 | 205.1994 | Floor Used | 20% | 5-Year Average | 205.3681 | 634224 | 6398051.712 | 656977.9514 | 32.38% | 80 | 15.5347 | 0 | 15.5347 | [9 empty] | 1 | 337.5411 | 111.186 | 250.814 | 28.87% | 634224 | 915375.968 | 9234312.7654 | 20.5368 | 94821.6763 | 562156.2751 | 535018935.1177 | 1 | 0 | 2133.1305 | 24.7863 | 6.708 | 12.4778 | 23.6372 | 0 | 75.3413 | 63.6499 | 71.8098 | 2133.1305 |  | 12.4778 | 24.7863 | 30.71% | 44.33% |  |  | 205.4
6071_1 | SERC_Central_Kentucky | Coal + CCS | C433 | Trimble County | 6071 | 1 | 2234.5326 | 10.58 | 4.59 | 29.3382 | 0.30807 | 0.44524 | 4.82 | 10.69 | 2718_B_1 | 2718 | B | 1 | 1843 | Coal Steam | North Carolina | 37071 | 162 | 1098 | FALSE | 10839 | 1957 | 2021 | 176 | 44.3426 | 88 | 25.1947 | South Carolina | 4.82 | Kentucky | -28.91 | Homer City Generating Station | 3122_B_1 | 3122 | B | 1 | 2072 | Coal Steam | 0 | PJM_PENE | Pennsylvania | 42 | Indiana | 63 | 42063 | 620 | 10439 | 1969 | 0 | wall | dry | N | Bituminous | Dry Scrubber | 2016 | 0.94 | LNBO | SCR | 2001 | 0 | ESPC + B | Yes | ACI | 2016 | 0 | 3.7 | 0.23285 | 0.11779 | 0.23285 | 0.11779 | 0.1 | 0.1 | 0.1 | 0.99 | 0 | 0 | 0 | 0 | 0 | 0 | 0 | Homer City Generation LP | 100 | General Electric Co | 100 | needs_active | 3122_G_1 | 1 | 0 | PA | 40.5128 | -79.1961 | Independent Power Producer | NR | 0 | 0 | 18469332 | 1888552 | 31% | 20%-40% | 8659128.4 | 1725.2 | 1575.8 | 1894953.6 | 4.6 | 709 | 46 | 2 | 0.19379 | 0.20335 | 205.2002 | 6.9261e-08 | 0.22168 | 0.18682 | 0.17064 | 205.2 | 2.4906e-07 | 0.16376 | 0.0036284 | 0.00015776 | 2218271 | 917392 | 0 | 14285 | 1 | 0 | 0 | 0 | 0 | 0 | 0 | 0 | 1 | 0 | 1 | 1 | 1 | 0 | 1 | 0 | 0 | 0 | 0 | 0 | 600-800 | 53 | 40-59 | 0 | 0-2 High | 0 | 0 | 0 | 0 | 0 | 0 | 0 | 62 | 26 | 63 | 18 | 0 | 0 | 0 | 0 | 0 | 0 | 0 | 0 | FGD wastewater | 0 | 0 | 1 | 0 | 0 | 0 | 1 | 1 | 0 | 1 | 0 | CO | 0 | 1 | CO | 0 | M-VU, NPCA | 0 | Dolly Sods Wilderness | 164.7568 | 10.4712 | 9.5644 | 1 | 24627892 | 2487061 | 0.41 | 2526819 | 205.1998 | 5-Year Average | 31% | 5-Year Average | 205.2 | 1683672 | 17575852.008 | 1803282.5462 | 32.75% | 43 | 10.9358 | 0 | 10.9358 | 2352.6319 | 12.66 | 3.22 | 29.2774 | 0.31913 | 0.46871 | 4.82 | 44.28 |  |  | 598.2236 | 197.0549 | 422.9451 | 45.44% | 1683672 | 2468113.5305 | 25764637.1446 | 20.52 | 264345.1962 | 1538937.35 | 948213415.7235 | 0 | 0 | 2241.93 | 21.5355 | 7.2955 | 12.912 | 19.7717 | 0 | 77.6931 | 26.4888 | 28.98 | 2241.93 |  | 12.912 | 21.5355 | 31.78% | 46.59% |  |  | 205.4
6071_2 | SERC_Central_Kentucky | Coal + CCS | C433 | Trimble County | 6071 | 2 | 2236.0656 | 10.58 | 3.52 | 27.0654 | 0.30817 | 0.44543 | 4.82 | 10.69 | 2718_B_5 | 2718 | B | 5 | 1847 | Coal Steam | North Carolina | 37071 | 259 | 1098 | FALSE | 10349 | 1961 | 9999 | 176 | 44.3426 | 88 | 25.1947 | South Carolina | 4.82 | Kentucky | -28.91 | Homer City Generating Station | 3122_B_2 | 3122 | B | 2 | 2073 | Coal Steam | 0 | PJM_PENE | Pennsylvania | 42 | Indiana | 63 | 42063 | 616 | 10362 | 1969 | 0 | wall | dry | N | Bituminous | Dry Scrubber | 2016 | 0.94 | LNBO | SCR | 2000 | 0 | ESPC + B | Yes | ACI | 2016 | 0 | 3.7 | 0.25005 | 0.12 | 0.25005 | 0.12 | 0.1 | 0.1 | 0.1 | 0.99 | 0 | 0 | 0 | 0 | 0 | 0 | 0 | Homer City Generation LP | 100 | General Electric Co | 100 | needs_active | 3122_G_2 | 1 | 0 | PA | 40.5128 | -79.1961 | Independent Power Producer | NR | 0 | 0 | 15089225.4 | 1495790.6 | 25.4% | 20%-40% | 6905873.2 | 1439 | 1241.2 | 1548154.2 | 3 | 492.6 | 13 | 2 | 0.187 | 0.11048 | 205.1997 | 7.5159e-08 | 0.1063 | 0.19073 | 0.16451 | 205.2 | 1.9882e-07 | 0.14266 | 0.0022374 | 0.00034421 | 1712338 | 730122 | 0 | 13747 | 1 | 0 | 0 | 0 | 0 | 0 | 0 | 0 | 1 | 0 | 1 | 1 | 1 | 0 | 1 | 0 | 0 | 0 | 0 | 0 | 600-800 | 53 | 40-59 | 0 | 0-2 High | 0 | 0 | 0 | 0 | 0 | 0 | 0 | 62 | 26 | 63 | 18 | 0 | 0 | 0 | 0 | 0 | 0 | 0 | 0 | FGD wastewater | 0 | 0 | 1 | 0 | 0 | 0 | 1 | 1 | 0 | 1 | 0 | CO | 0 | 1 | CO | 0 | M-VU, NPCA | 0 | Dolly Sods Wilderness | 164.7568 | 8.7341 | 7.5335 | 0 | 19338079 | 1914388 | 0.33 | 1984088 | 205.2001 | 5-Year Average | 25.4% | 5-Year Average | 205.2 | 1370624.64 | 14202412.5197 | 1457167.2176 | 32.54% | 43 | 11.0265 | 0 | 11.0265 | 2352.6319 | 12.66 | 3.22 | 29.2774 | 0.31913 | 0.46871 | 4.82 | 44.28 |  |  | 589.98 | 194.3394 | 421.6606 | 37.11% | 1370624.64 | 2002332.6098 | 20748170.503 | 20.52 | 212876.1845 | 1244291.0331 | 935146835.6652 | 0 | 0 | 2217.7714 | 21.5651 | 7.1636 | 12.8167 | 19.723 | 3.9583e-15 | 77.1654 | 40.3177 | 44.4112 | 2217.7714 |  | 12.8167 | 21.5651 | 31.55% | 46.09% |  |  | 205.4
6073_1 | SERC_Southeastern | Coal + CCS | C434 | Victor J Daniel Jr | 6073 | 1 | 3148 | 10.58 | 3.22 | 40.92 | 0.34 | 0.52 | 4.82 | 15.85 | 2721_B_5 | 2721 | B | 5 | 1857 | Coal Steam | North Carolina | 37045 | 544 | 1388 | TRUE | 9385 | 1972 | 9999 | 148 | 18.6705 | 112 | 14.1291 | South Carolina | 4.82 | Kentucky | -28.91 | Homer City Generating Station | 3122_B_3 | 3122 | B | 3 | 2074 | Coal Steam | 0 | PJM_PENE | Pennsylvania | 42 | Indiana | 63 | 42063 | 657 | 10385 | 1977 | 0 | wall | dry | N | Bituminous | Wet Scrubber | 2001 | 0.95 | LNBO | SCR | 2001 | 0 | ESPC | Yes | 0 | 0 | 0 | 1.2 | 0.36521 | 0.09194 | 0.36521 | 0.09194 | 0.05 | 0.1 | 0.56 | 0.99 | 0 | 0 | 0 | 0 | 0 | 0 | 0 | Homer City Generation LP | 100 | General Electric Co | 100 | needs_active | 3122_G_3 | 1 | 0 | PA | 40.5128 | -79.1961 | Independent Power Producer | NR | 0 | 0 | 20143435.2 | 2092509.2 | 31.6% | 20%-40% | 7972226 | 2205.2 | 1003.6 | 2066716.8 | 4.8 | 398.2 | 73 | 8 | 0.21339 | 0.096039 | 205.2 | 3.0586e-07 | 0.095802 | 0.21895 | 0.099645 | 205.2 | 2.3829e-07 | 0.099897 | 0.0080463 | 0.00088178 | 2897273 | 1159009 | 0 | 18794 | 1 | 0 | 0 | 0 | 0 | 0 | 0 | 0 | 1 | 0 | 0 | 1 | 1 | 0 | 0 | 0 | 0 | 0 | 0 | 0 | 600-800 | 45 | 40-59 | 0 | 0-2 High | 0 | 0 | 0 | 0 | 0 | 0 | 0 | 62 | 26 | 63 | 18 | 0 | 0 | 0 | 0 | 0 | 0 | 0 | 0 | FGD wastewater | 0 | 0 | 1 | 0 | 0 | 0 | 1 | 1 | 0 | 1 | 0 | CO | 0 | 1 | CO | 0 | M-VU, NPCA | 0 | Dolly Sods Wilderness | 164.7568 | 13.3846 | 6.0914 | 1 | 30720108 | 3142921 | 0.48 | 3151884 | 205.2001 | 5-Year Average | 31.6% | 5-Year Average | 205.2 | 1818681.12 | 18887003.4312 | 1937806.8788 | 34.71% | 43 | 10.5988 | 0 | 10.5988 | 2347.4587 | 12.66 | 4.59 | 28.8448 | 0.31866 | 0.46769 | 4.82 | 44.28 |  |  | 630.6448 | 207.7344 | 449.2656 | 46.21% | 1818681.12 | 2659614.9221 | 27620100.9659 | 20.52 | 283382.2837 | 1654424.5951 | 999602604.3379 | 0 | 0 | 2224.9703 | 21.2786 | 7.2028 | 12.8452 | 19.336 | 0 | 77.3231 | 24.7188 | 27.1729 | 2224.9703 |  | 12.8452 | 21.2786 | 31.62% | 46.24% |  |  | 205.4
6073_2 | SERC_Southeastern | Coal + CCS | C434 | Victor J Daniel Jr | 6073 | 2 | 3148 | 10.58 | 3.22 | 40.92 | 0.34 | 0.52 | 4.82 | 15.85 | 2721_B_6 | 2721 | B | 6 | 90414 | Coal Steam | North Carolina | 37045 | 844 | 1388 | TRUE | 9090 | 2012 | 2048 | 148 | 18.6705 | 112 | 14.1291 | South Carolina | 4.82 | Kentucky | -28.91 | Seward (PA) | 3130_B_1 | 3130 | B | 1 | 88264 | Coal Steam | 0 | PJM_PENE | Pennsylvania | 42 | Indiana | 63 | 42063 | 260 | 10969 | 2004 | 0 | FBC | dry | N | Waste Coal | Dry Scrubber | 2004 | 0.95 | CF + NH3 | SNCR | 0 | 2004 | B | 0 | 0 | 0 | 0 | 0.6 | 0.10745 | 0.10745 | 0.10745 | 0.10745 | 0.01 | 0.01 | 0.01 | 0.99 | 0 | 0 | 0 | 0 | 0 | 0 | 0 | Seward Generation LLC | 100 | Generation Holdings LP | 100 | needs_active | 3130_G_FB1 | 0.5 | 0 | PA | 40.4062 | -79.0337 | Independent Power Producer | NR | 0 | 0 | 13022196.2 | 0 | 47% | 40%-60% | 4914083.2 | 3445.8 | 755.4 | 1356802.6 | 0 | 264.2 | 18 | 2 | 0.49806 | 0.12698 | 213.8691 | 0 | 0.11064 | 0.52922 | 0.11602 | 208.3831 | 0 | 0.10753 | 0.0027769 | 0.00030855 | 933316.5 | 860352 | 0 | 8955 | 1 | 0 | 0 | 0.1 | 0.07 | CAMD | CAMD | 0 | 0 | 1 | 1 | 0 | 1 | 0 | 0 | 0 | 0 | 0 | 0 | 0 | 200-400 | 18 | 0-19 | 5 | 5-6 Low | 0 | 0 | 0 | 0 | 0 | 0 | 0 | 51 | 20 | 53 | 14 | 0 | 0 | 0 | 0 | 0 | 0 | 0 | 0 | 0 | 0 | 0 | 0 | 0 | 0 | 0 | 1 | 1 | 0 | 1 | 0 | SCO | 0 | 1 | SCO | 0 | NPCA | 0 | Dolly Sods Wilderness | 155.4662 | 22.1643 | 4.8589 | 1 | 10266720 |  | 0.37 | 1062878 | 207.0531 | 5-Year Average | 47% | 5-Year Average | 208.3831 | 1070472 | 11742007.368 | 1223417.7616 | 50% | 50 | 18.2061 | 0 | 18.2061 | [10 empty] | 293.3791 | 96.6391 | 163.3609 | 74.8% | 1070472 | 1703728.7396 | 18688200.5446 | 20.8383 | 194715.2285 | 1028702.5331 | 465020051.3478 | 0 | 0 | 2846.5805 | 27.8511 | 9.7334 | 15.1 | 29.5223 | 0 | 81.6833 | 22.1947 | 23.0959 | 2846.5805 |  | 15.1 | 27.8511 | 37.17% | 59.16% |  |  | 228.6
6076_3 | WECC_Montana | Coal + CCS | C435 | Colstrip | 6076 | 3 | 2614.6584 | 12.66 | 3.22 | 30.9658 | 0.34251 | 0.52094 | 4.82 | 15.15 | 2727_B_1 | 2727 | B | 1 | 1861 | Coal Steam | North Carolina | 37035 | 370 | 2058 | TRUE | 9477 | 1965 | 2021 | 159 | 25.3449 | 109 | 17.3748 | Virginia | 4.82 | Kentucky | -28.91 | Seward (PA) | 3130_B_2 | 3130 | B | 2 | 88265 | Coal Steam | 0 | PJM_PENE | Pennsylvania | 42 | Indiana | 63 | 42063 | 260 | 10969 | 2004 | 0 | FBC | dry | N | Waste Coal | Dry Scrubber | 2004 | 0.95 | CF + NH3 | SNCR | 0 | 2004 | B | 0 | 0 | 0 | 0 | 0.6 | 0.11085 | 0.08784 | 0.11085 | 0.08784 | 0.01 | 0.01 | 0.01 | 0.99 | 0 | 0 | 0 | 0 | 0 | 0 | 0 | Seward Generation LLC | 100 | Generation Holdings LP | 100 | needs_active | 3130_G_FB1 | 0.5 | 0 | PA | 40.4062 | -79.0337 | Independent Power Producer | NR | 0 | 0 | 13346417.2 | 0 | 48% | 40%-60% | 5183548 | 3532.8 | 769 | 1390946.2 | 0 | 277.4 | 17 | 1 | 0.49254 | 0.12912 | 213.4504 | 0 | 0.11572 | 0.5294 | 0.11524 | 208.4374 | 0 | 0.10703 | 0.00238 | 0.00014 | 933316.5 | 770464 | 0 | 7991 | 1 | 0 | 0 | 0.12 | 0.07 | CAMD | CAMD | 0 | 0 | 1 | 1 | 0 | 1 | 0 | 0 | 0 | 0 | 0 | 0 | 0 | 200-400 | 18 | 0-19 | 5 | 5-6 Low | 0 | 0 | 0 | 0 | 0 | 0 | 0 | 51 | 20 | 53 | 14 | 0 | 0 | 0 | 0 | 0 | 0 | 0 | 0 | 0 | 0 | 0 | 0 | 0 | 0 | 0 | 1 | 1 | 0 | 1 | 0 | SCO | 0 | 1 | SCO | 0 | NPCA | 0 | Dolly Sods Wilderness | 155.4662 | 22.7239 | 4.9464 | 1 | 9951752 |  | 0.36 | 1032174 | 207.4356 | 5-Year Average | 48% | 5-Year Average | 208.4374 | 1093248 | 11991837.312 | 1249773.6501 | 50% | 50 | 18.2061 | 0 | 18.2061 | [10 empty] | 293.3791 | 96.6391 | 163.3609 | 76.4% | 1093248 | 1739978.2872 | 19085821.8328 | 20.8437 | 198909.9468 | 1050863.7033 | 465020051.3478 | 0 | 0 | 2846.5805 | 27.8511 | 9.7334 | 15.1 | 29.5273 | 0 | 81.7046 | 21.1467 | 21.9996 | 2846.5805 |  | 15.1 | 27.8511 | 37.17% | 59.16% |  |  | 228.6
6076_4 | WECC_Montana | Coal + CCS | C435 | Colstrip | 6076 | 4 | 2614.6584 | 12.66 | 3.22 | 30.9658 | 0.34251 | 0.52094 | 4.82 | 15.15 | 2727_B_2 | 2727 | B | 2 | 1862 | Coal Steam | North Carolina | 37035 | 370 | 2058 | TRUE | 9490 | 1966 | 2021 | 159 | 25.3449 | 109 | 17.3748 | Virginia | 4.82 | Kentucky | -28.91 | Brunner Island | 3140_B_1 | 3140 | B | 1 | 2100 | Coal Steam | 0 | PJM_WMAC | Pennsylvania | 42 | York | 133 | 42133 | 306 | 11245 | 1961 | 0 | tangential | dry | N | Bituminous, Natural Gas | Wet Scrubber | 2009 | 0.97 | LNC3 | 0 | 0 | 0 | B | 0 | 0 | 0 | 0 | 0.85 | 0.18615 | 0.18615 | 0.18615 | 0.18615 | 0.05 | 0.1 | 0.56 | 0.99 | Yes | 2016 | 0 | 0 | C2G | 2021 | 0 | Brunner Island LLC | 100 | Riverstone Holdings LLC | 100 | needs_active | 3140_G_1 | 1 | 0 | PA | 40.0961 | -76.6962 | Independent Power Producer | NR | Other - Please explain in pipeline notes below. | 0 | 6289673.2 | 613918.4 | 19.2% | 0%-20% | 2659062.6 | 474 | 606.6 | 505174.4 | 3.4 | 178.4 | 20 | 1 | 0.21505 | 0.23 | 182.6061 | 6.6475e-07 | 0.24765 | 0.15072 | 0.19289 | 160.6361 | 5.4057e-07 | 0.13418 | 0.0063226 | 0.00031613 | 569449 | 111747 | 3668026 | 2953 | 1 | 1 | Cofire Source | 0.62111 | 0.62111 | EIA-923 | EIA-923 | 0 | 0 | 0 | 1 | 0 | 1 | 0 | 0 | 0 | 0 | 1 | 0 | 1 | 200-400 | 61 | 60+ | 6 | 5-6 Low | 0 | 0 | 0 | 0 | 0 | 0 | 0 | 83 | 18 | 93 | 27 | 1 | 0 | 0 | 0 | 0 | 0 | 0 | 0 | 0 | 0 | 0 | 0 | 0 | 0 | 0 | 1 | 1 | 0 | 1 | 0 | SCO | 0 | 1 | SCO | 8 ug/m3 | M-VU, NPCA | 0 | Shenandoah NP | 184.5908 | 2.5678 | 3.2862 | 0 | 6909032 | 678641 | 0.21 | 538727 | 155.9486 | Floor Used | 20% | Floor Used | 190 | 536112 | 6028579.44 | 572715.0468 | 100% | 148 | 23.8764 | 41 | 16.1327 | [9 empty] | 1 | 318.0489 | 104.7653 | 201.2347 | 30.41% | 536112 | 815218.5817 | 9167132.9513 | 19 | 87087.763 | 485627.2838 | 504122863.8731 | 0 | 0 | 2505.1487 | 26.216 | 8.7814 | 13.9089 | 25.5378 | 0 | 76.9957 | 78.4302 | 86.5836 | 2505.1487 |  | 13.9089 | 26.216 | 34.24% | 52.06% |  |  | 205.4
6077_1 | SPP Nebraska | Coal + CCS | C436 | Gerald Gentleman | 6077 | 1 | 2394.6167 | 10.58 | 4.59 | 29.3516 | 0.32302 | 0.49782 | 4.82 | 41.41 | 2727_B_3 | 2727 | B | 3 | 1863 | Coal Steam | North Carolina | 37035 | 658 | 2058 | TRUE | 9344 | 1969 | 2034 | 159 | 25.3449 | 109 | 17.3748 | Virginia | 4.82 | Kentucky | -28.91 | Cumberland (TN) | 3399_B_1 | 3399 | B | 1 | 2252 | Coal Steam | 0 | S_C_TVA | Tennessee | 47 | Stewart | 161 | 47161 | 1239 | 10158 | 1973 | 2029 | cell | dry | N | Bituminous | Wet Scrubber | 1995 | 0.95 | LNB + LNCB | SCR | 2003 | 0 | ESPC | No | 0 | 0 | 0 | 0.5 | 0.5562 | 0.08022 | 0.5562 | 0.08022 | 0.05 | 0.1 | 0.56 | 0.99 | Yes | 2007 | 0 | 0 | 0 | 0 | 0 | Tennessee Valley Authority | 100 | Tennessee Valley Authority | 100 | needs_active | 3399_G_1 | 1 | 0 | TN | 36.3903 | -87.6539 | Federally-Owned Utility | RE | 0 | 0 | 52293313.6 | 5374454 | 39.2% | 20%-40% | 26436096 | 3467.8 | 2045.8 | 5365291.8 | 8.8 | 977.6 | 141 | 0 | 0.15103 | 0.09066 | 205.1999 | 1.0772e-07 | 0.086941 | 0.13263 | 0.078243 | 205.1999 | 1.6828e-07 | 0.073959 | 0.0052605 | 0 | 5157053 | 2259255 | 0 | 156191 | 1 | 0 | 0 | 0 | 0 | 0 | 0 | 0 | 1 | 0 | 0 | 1 | 1 | 0 | 0 | 0 | 0 | 0 | 1 | 1 | 1000+ | 49 | 40-59 | 3 | 3-4 Moderate | 0 | 0 | 0 | 0 | 0 | 0 | 0 | 31 | 68 | 40 | 56 | 0 | 0 | 0 | 70% below 2005 by 2030 | 1 | 1 | 1 | 1 | BATW | Permanent cessation of coal combustion | 2028 | 1 | 0 | 0 | 0 | 1 | 0 | 0 | 0 | 0 | 0 | 0 | 1 | CO | 0 | NPCA, NPS | 0 | Mammoth Cave NP | 153.8641 | 22.5381 | 13.2961 | 1 | 52046055 | 5138227 | 0.39 | 5339923 | 205.1999 | 5-Year Average | 39.2% | 5-Year Average | 205.1999 | 4254626.88 | 43218499.847 | 4434216.2865 | 50.16% | 99 | 7.4615 | 13 | 7.4615 | 2262.6041 | 10.58 | 3.22 | 25.1776 | 0.31073 | 0.4508 | 4.82 | 22.08 |  | 1 | 1163.302 | 383.1917 | 855.8083 | 56.75% | 4254626.88 | 6159653.437 | 62569759.6132 | 20.52 | 641965.4733 | 3792250.8131 | 1843890061.0772 | 0 | 0 | 2154.5596 | 19.2567 | 6.8224 | 12.5644 | 15.8487 | -5.147e-15 | 75.7625 | 8.8789 | 9.9615 | 2154.5596 |  | 12.5644 | 19.2567 | 30.93% | 44.78% |  |  | 205.4
6077_2 | SPP Nebraska | Coal + CCS | C436 | Gerald Gentleman | 6077 | 2 | 2404.1954 | 10.58 | 4.59 | 29.1504 | 0.32388 | 0.49978 | 4.82 | 41.41 | 2727_B_4 | 2727 | B | 4 | 1864 | Coal Steam | North Carolina | 37035 | 660 | 2058 | TRUE | 9300 | 1965 | 2034 | 159 | 25.3449 | 109 | 17.3748 | Virginia | 4.82 | Kentucky | -28.91 | Gallatin (TN) | 3403_B_1 | 3403 | B | 1 | 2254 | Coal Steam | 0 | S_C_TVA | Tennessee | 47 | Sumner | 165 | 47165 | 225 | 10662 | 1956 | 2032 | tangential | dry | N | Bituminous, Subbituminous | Dry Scrubber | 2016 | 0.936 | LNC2 | SCR | 2017 | 0 | ESPC + B | No | ACI | 2015 | 0 | 5 | 0.21963 | 0.05766 | 0.21963 | 0.05766 | 0.1 | 0.1 | 0.1 | 0.986 | 0 | 0 | 0 | 0 | 0 | 0 | 0 | Tennessee Valley Authority | 100 | Tennessee Valley Authority | 100 | needs_active | 3403_G_1 | 1 | 0 | TN | 36.3156 | -86.4006 | Federally-Owned Utility | RE | COLUMBIA GULF TRANSMISSION | COLUMBIA GAS DIST CO | 11718691.8 | 1174588 | 30% | 20%-40% | 5901329 | 366.8 | 551.8 | 1229055.2 | 6.8 | 285.8 | 40 | 0 | 0.080936 | 0.072625 | 209.7594 | 1.9789e-07 | 0.068452 | 0.062601 | 0.094174 | 209.7598 | 5.8027e-07 | 0.09686 | 0.0053398 | 0 | 1130416 | 733424 | 0 | 21759 | 1 | 1 | 0 | 0 | 0 | 0 | 0 | 0 | 1 | 0 | 1 | 1 | 1 | 0 | 1 | 0 | 0 | 0 | 0 | 0 | 200-400 | 66 | 60+ | 0 | 0-2 High | 0 | 0 | 0 | 0 | 0 | 0 | 0 | 63 | 12 | 64 | 49 | 0 | 0 | 0 | 70% below 2005 by 2030 | 1 | 1 | 1 | 1 | BATW | 0 | 0 | 1 | 0 | 0 | 0 | 1 | 0 | 0 | 0 | 0 | 0 | 0 | 1 | CO | 0 | NPS | 0 | Mammoth Cave NP | 92.756 | 3.9545 | 5.9489 | 0 | 12677197 | 1284957 | 0.32 | 1329584 | 209.7599 | 5-Year Average | 30% | 5-Year Average | 209.7598 | 591300 | 6304440.6 | 661209.0867 | 23.05% | 127 | 25.9067 | 0 | 20.399 | [10 empty] | 221.7349 | 73.0395 | 151.9605 | 44.42% | 591300 | 875507.076 | 9334656.4447 | 20.976 | 97901.7815 | 563307.3052 | 351460647.5175 | 0 | 0 | 2312.842 | 29.543 | 7.687 | 13.1878 | 30.3618 | 0 | 80.976 | 38.0206 | 39.91 | 2312.842 |  | 13.1878 | 29.543 | 32.46% | 48.06% |  |  | 205.4
6090_1 | MISO_Minnesota and Western Wisconsin | Coal + CCS | C440 | Sherburne County | 6090 | 1 | 2327 | 10.58 | 4.59 | 29.25 | 0.23 | 0.29 | 4.82 | 52.31 | 2817_B_1 | 2817 | B | 1 | 1876 | Coal Steam | North Dakota | 38057 | 222 | 667 | FALSE | 11851 | 1966 | 9999 | 295 | 56.6174 | 0 | 19.1923 | North Dakota | 4.82 | Wyoming | -28.91 | Gallatin (TN) | 3403_B_2 | 3403 | B | 2 | 2255 | Coal Steam | 0 | S_C_TVA | Tennessee | 47 | Sumner | 165 | 47165 | 225 | 10633 | 1957 | 2032 | tangential | dry | N | Bituminous, Subbituminous | Dry Scrubber | 2016 | 0.936 | LNC2 | SCR | 2017 | 0 | ESPC + B | No | ACI | 2016 | 0 | 5 | 0.21474 | 0.06115 | 0.21474 | 0.06115 | 0.1 | 0.1 | 0.1 | 0.986 | 0 | 0 | 0 | 0 | 0 | 0 | 0 | Tennessee Valley Authority | 100 | Tennessee Valley Authority | 100 | needs_active | 3403_G_2 | 1 | 0 | TN | 36.3156 | -86.4006 | Federally-Owned Utility | RE | COLUMBIA GULF TRANSMISSION | COLUMBIA GAS DIST CO | 10329481 | 1029611.8 | 31.4% | 20%-40% | 5550562.8 | 351 | 513.2 | 1083354.2 | 6.4 | 255.8 | 26 | 0 | 0.083188 | 0.056862 | 209.7598 | 2.106e-07 | 0.050931 | 0.067961 | 0.099366 | 209.7597 | 6.1959e-07 | 0.092171 | 0.0037978 | 0 | 1089121 | 698663 | 0 | 0 | 0 | 1 | 0 | 0 | 0 | 0 | 0 | 0 | 1 | 0 | 1 | 1 | 1 | 0 | 1 | 0 | 0 | 0 | 0 | 0 | 200-400 | 65 | 60+ | 0 | 0-2 High | 0 | 0 | 0 | 0 | 0 | 0 | 0 | 63 | 12 | 64 | 49 | 0 | 0 | 0 | 70% below 2005 by 2030 | 1 | 1 | 1 | 1 | BATW | 0 | 0 | 1 | 0 | 0 | 0 | 1 | 0 | 0 | 0 | 0 | 0 | 0 | 1 | CO | 0 | NPS | 0 | Mammoth Cave NP | 92.756 | 3.7841 | 5.5328 | 0 | 11873356 | 1180316 | 0.36 | 1245274 | 209.7594 | 5-Year Average | 31.4% | 5-Year Average | 209.7597 | 618894 | 6580699.902 | 690182.6798 | 23.05% | 127 | 25.9536 | 0 | 20.4359 | [10 empty] | 221.1318 | 72.8408 | 152.1592 | 46.43% | 618894 | 915167.6438 | 9730977.5562 | 20.976 | 102058.3261 | 588124.3537 | 350504695.6531 | 0 | 0 | 2303.5397 | 29.543 | 7.6353 | 13.1519 | 30.3227 | 4.3303e-15 | 80.774 | 34.8987 | 36.7245 | 2303.5397 |  | 13.1519 | 29.543 | 32.37% | 47.87% |  |  | 205.4
6090_3 | MISO_Minnesota and Western Wisconsin | Coal + CCS | C440 | Sherburne County | 6090 | 3 | 2337.9361 | 10.58 | 3.52 | 27.2466 | 0.31774 | 0.46572 | 4.82 | 52.31 | 2817_B_2 | 2817 | B | 2 | 1877 | Coal Steam | North Dakota | 38057 | 445 | 667 | TRUE | 11751 | 1975 | 9999 | 295 | 56.6174 | 0 | 19.1923 | North Dakota | 4.82 | Wyoming | -28.91 | Gallatin (TN) | 3403_B_3 | 3403 | B | 3 | 2256 | Coal Steam | 0 | S_C_TVA | Tennessee | 47 | Sumner | 165 | 47165 | 263 | 10669 | 1959 | 2032 | tangential | dry | N | Bituminous, Subbituminous | Dry Scrubber | 2016 | 0.936 | LNC2 | SCR | 2017 | 0 | ESPC + B | No | ACI | 2015 | 0 | 5 | 0.20411 | 0.05676 | 0.20411 | 0.05676 | 0.1 | 0.1 | 0.1 | 0.986 | 0 | 0 | 0 | 0 | 0 | 0 | 0 | Tennessee Valley Authority | 100 | Tennessee Valley Authority | 100 | needs_active | 3403_G_3 | 1 | 0 | TN | 36.3156 | -86.4006 | Federally-Owned Utility | RE | COLUMBIA GULF TRANSMISSION | COLUMBIA GAS DIST CO | 12250168.2 | 1205969.6 | 29.6% | 20%-40% | 6183731.2 | 404.8 | 449.4 | 1284796.4 | 5.6 | 236.2 | 10 | 0 | 0.077133 | 0.053589 | 209.7602 | 1.4444e-07 | 0.0456 | 0.066089 | 0.07337 | 209.7598 | 4.5714e-07 | 0.076394 | 0.001496 | 0 | 970732 | 659359 | 0 | 0 | 0 | 1 | 0 | 0 | 0 | 0 | 0 | 0 | 1 | 0 | 1 | 1 | 1 | 0 | 1 | 0 | 0 | 0 | 0 | 0 | 200-400 | 63 | 60+ | 0 | 0-2 High | 0 | 0 | 0 | 0 | 0 | 0 | 0 | 63 | 12 | 64 | 49 | 0 | 0 | 0 | 70% below 2005 by 2030 | 1 | 1 | 1 | 1 | BATW | 0 | 0 | 1 | 0 | 0 | 0 | 1 | 0 | 0 | 0 | 0 | 0 | 0 | 1 | CO | 0 | NPS | 0 | Mammoth Cave NP | 92.756 | 4.3641 | 4.845 | 0 | 11302451 | 1115348 | 0.27 | 1185396 | 209.7591 | 5-Year Average | 29.6% | 5-Year Average | 209.7598 | 681948.48 | 7275708.3331 | 763075.553 | 26.95% | 127 | 23.368 | 0 | 18.4 | [10 empty] | 259.3537 | 85.4311 | 177.5689 | 43.84% | 681948.48 | 1010044.2862 | 10776162.4898 | 20.976 | 113020.283 | 650055.27 | 411088163.3714 | 0 | 0 | 2315.091 | 27.727 | 7.6995 | 13.1965 | 28.2801 | 0 | 81.0247 | 36.8722 | 38.6812 | 2315.091 |  | 13.1965 | 27.727 | 32.48% | 48.11% |  |  | 205.4
6095_1 | SPP West (Oklahoma, Arkansas, Louisiana) | Coal + CCS | C442 | Sooner | 6095 | 1 | 2499.0109 | 10.58 | 4.59 | 32.0538 | 0.33235 | 0.49778 | 4.82 | 26.55 | 2823_B_B1 | 2823 | B | B1 | 1878 | Coal Steam | North Dakota | 38065 | 237 | 684 | FALSE | 11631 | 1970 | 9999 | 285 | 53.0516 | 0 | 18.6146 | North Dakota | 4.82 | Wyoming | -28.91 | Gallatin (TN) | 3403_B_4 | 3403 | B | 4 | 2257 | Coal Steam | 0 | S_C_TVA | Tennessee | 47 | Sumner | 165 | 47165 | 263 | 10657 | 1959 | 2032 | tangential | dry | N | Bituminous, Subbituminous | Dry Scrubber | 2016 | 0.936 | LNC2 | SCR | 2017 | 0 | ESPC + B | No | ACI | 2015 | 0 | 5 | 0.20381 | 0.04435 | 0.20381 | 0.04435 | 0.1 | 0.1 | 0.1 | 0.986 | 0 | 0 | 0 | 0 | 0 | 0 | 0 | Tennessee Valley Authority | 100 | Tennessee Valley Authority | 100 | needs_active | 3403_G_4 | 1 | 0 | TN | 36.3156 | -86.4006 | Federally-Owned Utility | RE | COLUMBIA GULF TRANSMISSION | COLUMBIA GAS DIST CO | 12111533 | 1197301.8 | 31% | 20%-40% | 5087737.6 | 376.6 | 445.8 | 1270258.2 | 6.2 | 190.8 | 12 | 0 | 0.084129 | 0.053895 | 209.76 | 0 | 0.045799 | 0.062189 | 0.073616 | 209.7601 | 5.1191e-07 | 0.075004 | 0.0015465 | 0 | 869864 | 462366 | 0 | 0 | 0 | 1 | 0 | 0 | 0 | 0 | 0 | 0 | 1 | 0 | 1 | 1 | 1 | 0 | 1 | 0 | 0 | 0 | 0 | 0 | 200-400 | 63 | 60+ | 0 | 0-2 High | 0 | 0 | 0 | 0 | 0 | 0 | 0 | 63 | 12 | 64 | 49 | 0 | 0 | 0 | 70% below 2005 by 2030 | 1 | 1 | 1 | 1 | BATW | 0 | 0 | 1 | 0 | 0 | 0 | 1 | 0 | 0 | 0 | 0 | 0 | 0 | 1 | CO | 0 | NPS | 0 | Mammoth Cave NP | 92.756 | 4.0601 | 4.8062 | 0 | 10996718 | 1090991 | 0.28 | 1153337 | 209.7602 | 5-Year Average | 31% | 5-Year Average | 209.7601 | 714202.8 | 7611259.2396 | 798269.258 | 26.95% | 127 | 23.3852 | 0 | 18.4135 | [10 empty] | 259.062 | 85.335 | 177.665 | 45.89% | 714202.8 | 1057244.5377 | 11267055.0388 | 20.976 | 118168.9308 | 680100.3272 | 410625790.3317 | 0 | 0 | 2311.2364 | 27.727 | 7.6781 | 13.1816 | 28.2643 | -3.7484e-15 | 80.9413 | 33.7262 | 35.4173 | 2311.2364 |  | 13.1816 | 27.727 | 32.45% | 48.03% |  |  | 205.4
6096_1 | SPP Nebraska | Coal + CCS | C443 | Nebraska City | 6096 | 1 | 2315.4646 | 10.58 | 4.59 | 28.6157 | 0.31566 | 0.48121 | 4.82 | 41.41 | 2823_B_B2 | 2823 | B | B2 | 1879 | Coal Steam | North Dakota | 38065 | 447 | 684 | TRUE | 11391 | 1977 | 9999 | 285 | 53.0516 | 0 | 18.6146 | North Dakota | 4.82 | Wyoming | -28.91 | W A Parish | 3470_B_WAP5 | 3470 | B | WAP5 | 2378 | Coal Steam | 0 | ERC_REST | Texas | 48 | Fort Bend | 157 | 48157 | 659 | 10451 | 1977 | 0 | wall | dry | N | Subbituminous | 0 | 0 | 0 | LNB + OFA | SCR | 2003 | 0 | B | 0 | ACI | 2015 | 0 | 1.2 | 0.06417 | 0.06417 | 0.06417 | 0.06417 | 0.1 | 0.1 | 0.1 | 0 | 0 | 0 | 0 | 0 | 0 | 0 | 0 | NRG Texas LLC | 100 | NRG Energy Inc | 100 | needs_active | 3470_G_5 | 1 | 0 | TX | 29.4828 | -95.6311 | Independent Power Producer | NR | KINDER MORGAN TEJAS PIPELINE LLC | 0 | 36521083 | 3905717.6 | 48.6% | 40%-60% | 17185778.8 | 10780.6 | 1086 | 3813552.8 | 20.8 | 512.4 | 10 | 11 | 0.60277 | 0.060186 | 209.1361 | 7.0688e-07 | 0.060181 | 0.59038 | 0.059472 | 208.8412 | 5.6953e-07 | 0.059631 | 0.00048337 | 0.00053171 | 2908535 | 1880509 | 207004 | 0 | 1 | 1 | Cofire Source | 0.22 | 0.14 | CAMD | CAMD | 0 | 0 | 0 | 1 | 1 | 0 | 0 | 0 | 0 | 0 | 0 | 0 | 0 | 600-800 | 45 | 40-59 | 5 | 5-6 Low | 0 | 1 | 0 | 0 | 0 | SO2 | 1 | 56 | 78 | 98 | 100 | 1 | 1 | 0 | 50% below 2014 by 2025; net-zero by 2050 | 1 | 1 | 1 | 1 | BATW | 0 | 0 | 1 | 0 | 0 | 0 | 1 | 1 | 0 | 0 | 0 | 0 | 0 | 1 | CO | 0 | NPCA, NPS | 0 | Caney Creek Wilderness | 561.5731 | 19.1971 | 1.9339 | 1 | 29296108 | 3147652 | 0.39 | 3068032 | 209.4498 | 5-Year Average | 48.6% | 5-Year Average | 208.8412 | 2805600.24 | 29321328.1082 | 3061750.1925 | 26.37% | 1 | 10.5402 | 0 | 10.5402 | 2546.1038 | 12.66 | 3.22 | 31.0393 | 0.33654 | 0.52922 | 4.82 | 18.85 |  |  | 663.6411 | 218.6034 | 440.3966 | 72.72% | 2805600.24 | 4198239.7379 | 43875803.5003 | 20.8841 | 458153.7007 | 2603596.4919 | 1051903375.1507 | 1 | 0 | 2388.5365 | 21.2656 | 7.7815 | 13.4762 | 19.9179 | 0 | 78.88 | 5.0376 | 5.4285 | 2388.5365 |  | 13.4762 | 21.2656 | 33.17% | 49.64% |  |  | 214.13
6096_2 | SPP Nebraska | Coal + CCS | C443 | Nebraska City | 6096 | 2 | 2337.4134 | 10.58 | 4.59 | 28.4426 | 0.31773 | 0.46569 | 4.82 | 41.41 | 2828_B_1 | 2828 | B | 1 | 1883 | Coal Steam | Ohio | 39081 | 585 | 1790 | TRUE | 9899 | 1966 | 2021 | 999 | 11.6882 | 0 | 11.6882 | West Virginia | 9.64 | Ohio |  | W A Parish | 3470_B_WAP6 | 3470 | B | WAP6 | 2379 | Coal Steam | 0 | ERC_REST | Texas | 48 | Fort Bend | 157 | 48157 | 653 | 10463 | 1978 | 0 | wall | dry | N | Subbituminous | 0 | 0 | 0 | LNB + OFA | SCR | 2003 | 0 | B | 0 | ACI | 2015 | 0 | 1.2 | 0.0568 | 0.0568 | 0.0568 | 0.0568 | 0.1 | 0.1 | 0.1 | 0 | 0 | 0 | 0 | 0 | 0 | 0 | 0 | NRG Texas LLC | 100 | NRG Energy Inc | 100 | needs_active | 3470_G_6 | 1 | 0 | TX | 29.4828 | -95.6311 | Independent Power Producer | NR | KINDER MORGAN TEJAS PIPELINE LLC | 0 | 35458320.8 | 3288715.6 | 37.2% | 20%-40% | 17546208.4 | 10655.4 | 1182 | 3704937.4 | 11.4 | 585.2 | 16 | 20 | 0.62679 | 0.063709 | 209.482 | 4.3424e-07 | 0.06368 | 0.60101 | 0.06667 | 208.9742 | 3.215e-07 | 0.066704 | 0.00072511 | 0.00090639 | 3285006 | 2170384 | 282065 | 0 | 1 | 1 | Cofire Source | 0.4 | 0.14 | CAMD | CAMD | 0 | 0 | 0 | 1 | 1 | 0 | 0 | 0 | 0 | 0 | 0 | 0 | 0 | 600-800 | 44 | 40-59 | 5 | 5-6 Low | 0 | 1 | 0 | 0 | 0 | SO2 | 1 | 56 | 78 | 98 | 100 | 1 | 1 | 0 | 50% below 2014 by 2025; net-zero by 2050 | 1 | 1 | 1 | 1 | BATW | 0 | 0 | 1 | 0 | 0 | 0 | 1 | 1 | 0 | 0 | 0 | 0 | 0 | 1 | CO | 0 | NPCA, NPS | 0 | Caney Creek Wilderness | 561.5731 | 18.9742 | 2.1048 | 1 | 37847590 | 3501979 | 0.4 | 3964018 | 209.4727 | 5-Year Average | 37.2% | 5-Year Average | 208.9742 | 2127944.16 | 22264679.7461 | 2326372.0004 | 26.13% | 1 | 10.5902 | 0 | 10.5902 | [10 empty] | 658.3539 | 216.8618 | 436.1382 | 55.7% | 2127944.16 | 3186025.6569 | 33335386.4477 | 20.8974 | 348311.8129 | 1978060.1875 | 1043522921.1534 | 1 | 0 | 2392.6427 | 21.305 | 7.8038 | 13.4917 | 19.9977 | 0 | 79.0129 | 18.1848 | 19.5627 | 2392.6427 |  | 13.4917 | 21.305 | 33.21% | 49.72% |  |  | 214.13
6098_1 | MISO_MT, SD, ND | Coal + CCS | C444 | Big Stone | 6098 | 1 | 2411.308 | 10.58 | 4.59 | 31.8501 | 0.3245 | 0.48039 | 9.64 | 30.55 | 2828_B_2 | 2828 | B | 2 | 1884 | Coal Steam | Ohio | 39081 | 585 | 1790 | TRUE | 9906 | 1967 | 9999 | 999 | 11.6882 | 0 | 11.6882 | West Virginia | 9.64 | Ohio |  | W A Parish | 3470_B_WAP7 | 3470 | B | WAP7 | 2380 | Coal Steam | 0 | ERC_REST | Texas | 48 | Fort Bend | 157 | 48157 | 577 | 10444 | 1980 | 0 | tangential | dry | N | Subbituminous | 0 | 0 | 0 | LNB | SCR | 2004 | 0 | B | 0 | ACI | 2015 | 0 | 1.2 | 0.04397 | 0.04397 | 0.04397 | 0.04397 | 0.1 | 0.1 | 0.1 | 0 | 0 | 0 | 0 | 0 | 0 | 0 | 0 | NRG Texas LLC | 100 | NRG Energy Inc | 100 | needs_active | 3470_G_7 | 1 | 0 | TX | 29.4828 | -95.6311 | Independent Power Producer | NR | KINDER MORGAN TEJAS PIPELINE LLC | 0 | 31443893 | 3608454.2 | 42.8% | 40%-60% | 14776860.2 | 9430.4 | 742.8 | 3281010.4 | 7.4 | 345.6 | 2 | 15 | 0.6055 | 0.061301 | 209.1097 | 2.4206e-07 | 0.063877 | 0.59982 | 0.047246 | 208.6898 | 2.3534e-07 | 0.046776 | 0.00011813 | 0.00088598 | 3130721 | 2002537 | 226255 | 0 | 1 | 1 | Cofire Source | 0.12 | 0.14 | CAMD | CAMD | 0 | 0 | 0 | 1 | 1 | 0 | 0 | 0 | 0 | 0 | 0 | 0 | 0 | 400-600 | 42 | 40-59 | 5 | 5-6 Low | 0 | 1 | 0 | 0 | 0 | SO2 | 1 | 56 | 78 | 98 | 100 | 1 | 1 | 0 | 50% below 2014 by 2025; net-zero by 2050 | 1 | 1 | 1 | 1 | BATW | 0 | 0 | 1 | 0 | 0 | 0 | 1 | 1 | 0 | 0 | 0 | 0 | 0 | 1 | CO | 0 | NPCA, NPS | 0 | Caney Creek Wilderness | 561.5731 | 16.7928 | 1.3227 | 1 | 28882313 | 3351033 | 0.39 | 3016097 | 208.8543 | 5-Year Average | 42.8% | 5-Year Average | 208.6898 | 2163334.56 | 22593866.1446 | 2357555.0838 | 23.09% | 1 | 11.412 | 0 | 11.412 | 2541.5132 | 12.66 | 4.59 | 31.846 | 0.33618 | 0.52836 | 4.82 | 18.85 |  |  | 580.6744 | 191.2742 | 385.7258 | 64.02% | 2163334.56 | 3236091.3104 | 33797737.6457 | 20.869 | 352662.2124 | 2004892.8714 | 920397144.401 | 1 | 0 | 2386.1433 | 21.8754 | 7.7685 | 13.4672 | 20.7879 | 0 | 78.7746 | 11.7506 | 12.6792 | 2386.1433 |  | 13.4672 | 21.8754 | 33.15% | 49.59% |  |  | 214.13
6113_1 | MISO_Indiana (including parts of Kentucky) | Coal + CCS | C447 | Gibson | 6113 | 1 | 2384.5343 | 10.58 | 3.22 | 29.4939 | 0.32206 | 0.47507 | 4.82 | 10.69 | 2828_B_3 | 2828 | B | 3 | 1885 | Coal Steam | Ohio | 39081 | 620 | 1790 | TRUE | 10103 | 1977 | 9999 | 999 | 11.6882 | 0 | 11.6882 | West Virginia | 9.64 | Ohio |  | W A Parish | 3470_B_WAP8 | 3470 | B | WAP8 | 2381 | Coal Steam | 0 | ERC_REST | Texas | 48 | Fort Bend | 157 | 48157 | 610 | 10480 | 1982 | 0 | tangential | dry | N | Subbituminous | Wet Scrubber | 1982 | 0.85 | LNC3 + NH3 | SCR | 2004 | 0 | B | 0 | ACI | 2015 | 0 | 0.36 | 0.04113 | 0.04113 | 0.04113 | 0.04113 | 0.1 | 0.1 | 0.1 | 0.9 | 0 | 0 | Y | 0.354 | 0 | 0 | 0 | NRG Texas LLC | 100 | NRG Energy Inc | 100 | needs_active | 3470_G_8 | 1 | 0 | TX | 29.4828 | -95.6311 | Independent Power Producer | NR | KINDER MORGAN TEJAS PIPELINE LLC | 0 | 36412158.8 | 3608700 | 43% | 40%-60% | 17260437.8 | 1602 | 857.6 | 2972716.4 | 13 | 403.2 | 30 | 4 | 0.12243 | 0.048178 | 209.6178 | 3.706e-07 | 0.045967 | 0.087993 | 0.047105 | 163.2815 | 3.5702e-07 | 0.04672 | 0.0013562 | 0.00018082 | 3959824 | 2551595 | 151032 | 0 | 1 | 1 | Energy Source | 0.1 | 0.14 | CAMD | CAMD | 0 | 0 | 0 | 1 | 1 | 1 | 0 | 1 | 0 | 0 | 0 | 0 | 0 | 600-800 | 40 | 40-59 | 2 | 0-2 High | 0 | 1 | 0 | 0 | 0 | SO2 | 1 | 56 | 78 | 98 | 100 | 1 | 1 | 0 | 50% below 2014 by 2025; net-zero by 2050 | 1 | 1 | 1 | 1 | BATW | 0 | 0 | 1 | 0 | 0 | 0 | 1 | 1 | 0 | 0 | 0 | 0 | 0 | 1 | CO | 0 | NPCA, NPS | 0 | Caney Creek Wilderness | 561.5731 | 2.8527 | 1.5271 | 0 | 41868286 | 4239834 | 0.5 | 2883537 | 137.7433 | 5-Year Average | 43% | Floor Used | 190 | 2297748 | 24080399.04 | 2287637.9088 | 24.41% | 1 | 11.0164 | 0 | 11.0164 | 2499.6492 | 12.66 | 4.59 | 30.9211 | 0.33245 | 0.49802 | 4.82 | 18.85 |  |  | 616.0006 | 202.9106 | 407.0894 | 64.43% | 2297748 | 3443042.9611 | 36083090.232 | 19 | 342789.3572 | 1944848.5516 | 976390856.828 | 0 | 0 | 2398.4679 | 21.6103 | 7.8355 | 13.5136 | 19.4396 | 0 | 71.9453 | 17.2859 | 20.4225 | 2398.4679 |  | 13.5136 | 21.6103 | 33.26% | 49.84% |  |  | 214.13
6113_2 | MISO_Indiana (including parts of Kentucky) | Coal + CCS | C447 | Gibson | 6113 | 2 | 2384.5343 | 10.58 | 3.22 | 29.4939 | 0.32206 | 0.47507 | 4.82 | 10.69 | 2832_B_7 | 2832 | B | 7 | 1895 | Coal Steam | Ohio | 39061 | 510 | 1020 | TRUE | 10361 | 1975 | 2021 | 111 | 13.7127 | 0 | 12.3538 | Indiana | 4.82 | Kentucky | -28.91 | John E Amos | 3935_B_1 | 3935 | B | 1 | 2538 | Coal Steam | 0 | PJM_West | West Virginia | 54 | Putnam | 79 | 54079 | 800 | 9891 | 1971 | 2040 | wall | dry | N | Bituminous | Wet Scrubber | 2011 | 0.98 | LNB | SCR | 2005 | 0 | ESPC | No | 0 | 0 | 0 | 1 | 0.5246 | 0.07137 | 0.5246 | 0.07137 | 0.05 | 0.1 | 0.56 | 0.99 | 0 | 0 | 0 | 0 | 0 | 0 | 0 | Appalachian Power Co | 100 | American Electric Power Co Inc | 100 | needs_active | 3935_G_1 | 1 | 0 | WV | 38.4731 | -81.8233 | Investor-Owned Utility | RE | 0 | 0 | 31378970.6 | 3328283.2 | 51.2% | 40%-60% | 15353091.6 | 911.6 | 1189.6 | 3219480.6 | 17.4 | 600.4 | 32 | 0 | 0.081341 | 0.072665 | 205.1996 | 3.8681e-07 | 0.080441 | 0.058103 | 0.075821 | 205.1999 | 5.5451e-07 | 0.078212 | 0.0015979 | 0 | 2762957 | 1075046 | 0 | 26277 | 1 | 0 | 0 | 0 | 0 | 0 | 0 | 0 | 1 | 0 | 0 | 1 | 1 | 0 | 0 | 0 | 0 | 0 | 0 | 0 | 800-1000 | 51 | 40-59 | 4 | 3-4 Moderate | 0 | 0 | 0 | 0 | 0 | 0 | 0 | 78 | 20 | 64 | 31 | 0 | 0 | 0 | 70% below 2000 by 2030; 80% below 2000 by 2050 | 1 | 1 | 1 | 1 | BATW | 0 | 0 | 1 | F1 | 0 | 1 | 1 | 1 | 0 | 0 | 0 | 0 | 0 | 1 | CO | 0 | NPCA, NPS | 0 | Otter Creek Wilderness | 191.6509 | 4.7566 | 6.2071 | 0 | 28003094 | 2961545 | 0.46 | 2873120 | 205.2002 | 5-Year Average | 51.2% | 5-Year Average | 205.1999 | 3588096 | 35489857.536 | 3641257.366 | 27.59% | 12 | 9.7159 | 0 | 9.7159 | 2190.3553 | 10.58 | 3.22 | 26.1392 | 0.30382 | 0.43641 | 4.82 | 17.97 |  |  | 731.3801 | 240.9166 | 559.0834 | 73.26% | 3588096 | 5134255.1614 | 50782917.8019 | 20.52 | 521032.448 | 3120224.918 | 1159272936.775 | 0 | 0 | 2073.5242 | 20.5092 | 6.3932 | 12.2342 | 17.6072 | 3.0875e-15 | 73.9164 | -0.84965 | -0.97705 | 2073.5242 |  | 12.2342 | 20.5092 | 30.11% | 43.09% |  |  | 205.4
6113_3 | MISO_Indiana (including parts of Kentucky) | Coal + CCS | C447 | Gibson | 6113 | 3 | 2384.5343 | 10.58 | 3.22 | 29.4939 | 0.32206 | 0.47507 | 4.82 | 10.69 | 2832_B_8 | 2832 | B | 8 | 1896 | Coal Steam | Ohio | 39061 | 510 | 1020 | TRUE | 10396 | 1978 | 2021 | 111 | 13.7127 | 0 | 12.3538 | Indiana | 4.82 | Kentucky | -28.91 | John E Amos | 3935_B_2 | 3935 | B | 2 | 2539 | Coal Steam | 0 | PJM_West | West Virginia | 54 | Putnam | 79 | 54079 | 800 | 9911 | 1972 | 2040 | wall | dry | N | Bituminous | Wet Scrubber | 2010 | 0.98 | LNB | SCR | 2004 | 0 | ESPC | No | 0 | 0 | 0 | 1 | 0.5289 | 0.07716 | 0.5289 | 0.07716 | 0.05 | 0.1 | 0.56 | 0.99 | 0 | 0 | 0 | 0 | 0 | 0 | 0 | Appalachian Power Co | 100 | American Electric Power Co Inc | 100 | needs_active | 3935_G_2 | 1 | 0 | WV | 38.4731 | -81.8233 | Investor-Owned Utility | RE | 0 | 0 | 34167368 | 3550902.8 | 55.6% | 40%-60% | 17963504.2 | 1293.8 | 1314.4 | 3505571.8 | 17.6 | 662.4 | 14 | 0 | 0.11035 | 0.078601 | 205.2001 | 3.3419e-07 | 0.078479 | 0.075733 | 0.076939 | 205.2 | 5.1511e-07 | 0.07375 | 0.00071216 | 0 | 3025324 | 1216765 | 0 | 14512 | 1 | 0 | 0 | 0 | 0 | 0 | 0 | 0 | 1 | 0 | 0 | 1 | 1 | 0 | 0 | 0 | 0 | 0 | 0 | 0 | 800-1000 | 50 | 40-59 | 4 | 3-4 Moderate | 0 | 0 | 0 | 0 | 0 | 0 | 0 | 78 | 20 | 64 | 31 | 0 | 0 | 0 | 70% below 2000 by 2030; 80% below 2000 by 2050 | 1 | 1 | 1 | 1 | BATW | 0 | 0 | 1 | F1 | 0 | 1 | 1 | 1 | 0 | 0 | 0 | 0 | 0 | 1 | CO | 0 | NPCA, NPS | 0 | Otter Creek Wilderness | 191.6509 | 6.7508 | 6.8583 | 0 | 31561089 | 3271985 | 0.51 | 3238163 | 205.1997 | 5-Year Average | 55.6% | 5-Year Average | 205.2 | 3896448 | 38617696.128 | 3962175.4455 | 27.59% | 12 | 9.7045 | 0 | 9.7045 | 2190.3553 | 10.58 | 3.22 | 26.1392 | 0.30382 | 0.43641 | 4.82 | 17.97 |  |  | 732.859 | 241.4037 | 558.5963 | 79.63% | 3896448 | 5580342.5037 | 55306774.5538 | 20.52 | 567447.4815 | 3394727.964 | 1161617033.3007 | 0 | 0 | 2079.5289 | 20.5092 | 6.4247 | 12.2589 | 17.6305 | 0 | 74.0551 | -3.7551 | -4.31 | 2079.5289 |  | 12.2589 | 20.5092 | 30.18% | 43.22% |  |  | 205.4
6113_4 | MISO_Indiana (including parts of Kentucky) | Coal + CCS | C447 | Gibson | 6113 | 4 | 2353.9005 | 10.58 | 4.59 | 29.2487 | 0.31928 | 0.46903 | 4.82 | 10.69 | 2836_B_12 | 2836 | B | 12 | 1906 | Coal Steam | Ohio | 39093 | 615 | 615 | TRUE | 10011 | 1970 | 2021 | 999 | 11.2665 | 0 | 11.2665 | Ohio | 4.82 | Ohio |  | John E Amos | 3935_B_3 | 3935 | B | 3 | 2540 | Coal Steam | 0 | PJM_West | West Virginia | 54 | Putnam | 79 | 54079 | 1300 | 10019 | 1973 | 2040 | cell | dry | N | Bituminous | Wet Scrubber | 2009 | 0.98 | LNB + LNCB | SCR | 2002 | 0 | ESPC | No | 0 | 0 | 0 | 1 | 0.7342 | 0.11655 | 0.7342 | 0.11655 | 0.05 | 0.1 | 0.56 | 0.99 | 0 | 0 | 0 | 0 | 0 | 0 | 0 | AEP Generation Resources Inc | 66.7 | American Electric Power Co Inc | 100 | needs_active | 3935_G_3 | 1 | 0 | WV | 38.4731 | -81.8233 | Investor-Owned Utility | RE | 0 | 0 | 56465795.8 | 5954796.4 | 54% | 40%-60% | 29305936.4 | 2684.6 | 2913.6 | 5793388.8 | 31.4 | 1517.4 | 23 | 0 | 0.11082 | 0.098462 | 205.1999 | 4.2379e-07 | 0.10173 | 0.095088 | 0.1032 | 205.1999 | 5.5609e-07 | 0.10356 | 0.00071807 | 0 | 4007926 | 1628087 | 0 | 35056 | 1 | 0 | 0 | 0 | 0 | 0 | 0 | 0 | 1 | 0 | 0 | 1 | 1 | 0 | 0 | 0 | 0 | 0 | 0 | 0 | 1000+ | 49 | 40-59 | 6 | 5-6 Low | 0 | 0 | 0 | 0 | 0 | 0 | 0 | 78 | 20 | 64 | 31 | 0 | 0 | 0 | 70% below 2000 by 2030; 80% below 2000 by 2050 | 1 | 1 | 1 | 1 | BATW | 0 | 0 | 1 | F1 | 0 | 1 | 1 | 1 | 0 | 1 | 0 | CO | 0 | 1 | CO | 0 | NPCA, NPS | 0 | Otter Creek Wilderness | 191.6509 | 14.0078 | 15.2026 | 1 | 41718448 | 4369324 | 0.4 | 4280313 | 205.2 | 5-Year Average | 54% | 5-Year Average | 205.1999 | 6149520 | 61612040.88 | 6321393.3767 | 44.83% | 12 | 7.3209 | 0 | 7.3209 | 2227.9199 | 10.58 | 3.22 | 24.6683 | 0.3074 | 0.44384 | 4.82 | 17.97 |  |  | 1203.873 | 396.5558 | 903.4442 | 77.7% | 6149520 | 8848776.4514 | 88655891.2667 | 20.52 | 909609.1541 | 5411784.2226 | 1908197126.1265 | 0 | 0 | 2112.1361 | 19.1496 | 6.5966 | 12.3925 | 15.5029 | 0 | 74.8029 | -4.9366 | -5.6096 | 2112.1361 |  | 12.3925 | 19.1496 | 30.5% | 43.89% |  |  | 205.4
6113_5 | MISO_Indiana (including parts of Kentucky) | Coal + CCS | C447 | Gibson | 6113 | 5 | 2482 | 10.58 | 4.59 | 31.58 | 0.25 | 0.34 | 4.82 | 10.69 | 2866_B_5 | 2866 | B | 5 | 1960 | Coal Steam | Ohio | 39081 | 290 | 1490 | TRUE | 11309 | 1967 | 2021 | 999 | 16.6354 | 0 | 16.6354 | Ohio | 4.82 | Ohio |  | FirstEnergy Fort Martin Power Station | 3943_B_1 | 3943 | B | 1 | 2551 | Coal Steam | 0 | PJM_AP | West Virginia | 54 | Monongalia | 61 | 54061 | 552 | 10223 | 1967 | 2035 | tangential | dry | N | Bituminous, Subbituminous | Wet Scrubber | 2009 | 0.95 | LNC1 | SNCR | 0 | 2004 | ESPC + WS | No | ACI | 2016 | 0 | 3.1 | 0.32218 | 0.27854 | 0.1469 | 0.127 | 0.05 | 0.1 | 0.1 | 0.99 | 0 | 0 | 0 | 0 | 0 | 0 | 0 | Monongahela Power Co | 100 | FirstEnergy Corp | 100 | needs_active | 3943_G_1 | 1 | 0 | WV | 39.7108 | -79.9275 | Investor-Owned Utility | RE | 0 | 0 | 27898438 | 3144368.2 | 48% | 40%-60% | 12643644.6 | 1572.6 | 3995.2 | 2876113.4 | 26.4 | 1777.4 | 89 | 2 | 0.094659 | 0.28757 | 205.2 | 1.0618e-06 | 0.2884 | 0.11274 | 0.28641 | 206.1845 | 9.4629e-07 | 0.28115 | 0.0066883 | 0.0001503 | 3318406 | 1347487 | 0 | 8074 | 1 | 0 | 0 | 0 | 0 | 0 | 0 | 0 | 1 | 1 | 0 | 0 | 1 | 0 | 0 | 0 | 0 | 0 | 0 | 0 | 400-600 | 55 | 40-59 | 1 | 0-2 High | 0 | 0 | 1 | 0 | 0 | OS NOx | 1 | 60 | 40 | 51 | 39 | 0 | 0 | 0 | 90% below 2005 by 2045 | 0 | 0 | 1 | 1 | BATW | 0 | 0 | 1 | 0 | 0 | 0 | 1 | 1 | 0 | 1 | 0 | SCO | 0 | 1 | SCO | 0 | NPCA, NPS | 0 | Otter Creek Wilderness | 76.2937 | 20.6125 | 52.3661 | 1 | 31960034 | 3590384 | 0.55 | 3279102 | 205.2002 | 5-Year Average | 48% | 5-Year Average | 206.1845 | 2321049.6 | 23728090.0608 | 2446182.7497 | 50.27% | 37 | 11.8717 | 0 | 11.8717 | 2408.6272 | 10.58 | 4.59 | 30.6382 | 0.32422 | 0.47976 | 4.82 | 39.37 |  |  | 521.5914 | 171.8122 | 380.1878 | 69.69% | 2321049.6 | 3369964.4296 | 34451146.3638 | 20.6185 | 355164.7003 | 2091018.0495 | 826747607.9799 | 0 | 0 | 2174.5769 | 22.0974 | 6.9299 | 12.6448 | 20.3616 | 0 | 76.5759 | 3.9666 | 4.403 | 2174.5769 |  | 12.6448 | 22.0974 | 31.13% | 45.19% |  |  | 205.4
6138_1 | SPP West (Oklahoma, Arkansas, Louisiana) | Coal + CCS | C451 | Flint Creek | 6138 | 1 | 2552.951 | 10.58 | 4.59 | 32.5153 | 0.3371 | 0.50852 | 4.82 | 26.55 | 2866_B_6 | 2866 | B | 6 | 1961 | Coal Steam | Ohio | 39081 | 600 | 1490 | TRUE | 10917 | 1969 | 2021 | 999 | 16.6354 | 0 | 16.6354 | Ohio | 4.82 | Ohio |  | FirstEnergy Fort Martin Power Station | 3943_B_2 | 3943 | B | 2 | 2552 | Coal Steam | 0 | PJM_AP | West Virginia | 54 | Monongalia | 61 | 54061 | 546 | 10240 | 1968 | 2035 | cell | dry | N | Bituminous, Subbituminous | Wet Scrubber | 2008 | 0.95 | LNCB | SNCR | 0 | 2004 | ESPC + WS | No | ACI | 2016 | 0 | 3.1 | 0.32974 | 0.29325 | 0.32974 | 0.29325 | 0.05 | 0.1 | 0.1 | 0.99 | 0 | 0 | 0 | 0 | 0 | 0 | 0 | Monongahela Power Co | 100 | FirstEnergy Corp | 100 | needs_active | 3943_G_2 | 1 | 0 | WV | 39.7108 | -79.9275 | Investor-Owned Utility | RE | 0 | 0 | 29281885.6 | 3233168 | 55.4% | 40%-60% | 13314575.2 | 1726 | 4327.2 | 3020271.6 | 28.8 | 1925.8 | 66 | 2 | 0.10497 | 0.28293 | 205.1993 | 9.9726e-07 | 0.28169 | 0.11789 | 0.29555 | 206.2894 | 9.8354e-07 | 0.28928 | 0.0040415 | 0.00012247 | 3382620 | 1326407 | 0 | 16409 | 1 | 0 | 0 | 0 | 0 | 0 | 0 | 0 | 1 | 1 | 0 | 0 | 1 | 0 | 0 | 0 | 0 | 0 | 0 | 0 | 400-600 | 54 | 40-59 | 1 | 0-2 High | 0 | 0 | 1 | 0 | 0 | OS NOx | 1 | 60 | 40 | 51 | 39 | 0 | 0 | 0 | 90% below 2005 by 2045 | 0 | 0 | 1 | 1 | BATW | 0 | 0 | 1 | 0 | 0 | 0 | 1 | 1 | 0 | 1 | 0 | SCO | 0 | 1 | SCO | 0 | NPCA, NPS | 0 | Otter Creek Wilderness | 76.2937 | 22.6231 | 56.7177 | 1 | 33672018 | 3687986 | 0.64 | 3454747 | 205.1999 | 5-Year Average | 55.4% | 5-Year Average | 206.2894 | 2649759.84 | 27133540.7616 | 2798681.1946 | 49.73% | 37 | 11.9383 | 0 | 11.9383 | 2414.9831 | 10.58 | 4.59 | 30.786 | 0.32487 | 0.4812 | 4.82 | 39.37 |  |  | 516.7798 | 170.2273 | 375.7727 | 80.5% | 2649759.84 | 3850116.7772 | 39425195.7988 | 20.6289 | 406650.0389 | 2392031.1556 | 819121089.9336 | 0 | 0 | 2179.8311 | 22.1537 | 6.9582 | 12.6658 | 20.4662 | 0 | 76.7325 | -1.4014 | -1.5524 | 2179.8311 |  | 12.6658 | 22.1537 | 31.18% | 45.3% |  |  | 205.4
6139_1 | SPP West (Oklahoma, Arkansas, Louisiana) | Coal + CCS | C452 | Welsh | 6139 | 1 | 3038 | 10.58 | 3.22 | 39.3 | 0.33 | 0.49 | 4.82 | 26.55 | 2866_B_7 | 2866 | B | 7 | 1962 | Coal Steam | Ohio | 39081 | 600 | 1490 | TRUE | 11011 | 1971 | 2021 | 999 | 16.6354 | 0 | 16.6354 | Ohio | 4.82 | Ohio |  | FirstEnergy Harrison Power Station | 3944_B_1 | 3944 | B | 1 | 2553 | Coal Steam | 0 | PJM_AP | West Virginia | 54 | Harrison | 33 | 54033 | 652 | 10184 | 1972 | 2040 | wall | dry | N | Bituminous | Wet Scrubber | 1994 | 0.98 | LNB | SCR | 2002 | 0 | ESPC + WS | No | 0 | 0 | 0 | 5.12 | 0.27874 | 0.0997 | 0.27874 | 0.0997 | 0.05 | 0.1 | 0.56 | 0.99 | 0 | 0 | 0 | 0 | 0 | 0 | 0 | Monongahela Power Co | 100 | FirstEnergy Corp | 100 | needs_active | 3944_G_1 | 1 | 0 | WV | 39.3842 | -80.3325 | Investor-Owned Utility | RE | 0 | HOPE GAS INC | 38613533.2 | 4305359.8 | 55.2% | 40%-60% | 17401529.2 | 2935.6 | 1950.4 | 3961747.4 | 11 | 720 | 284 | 4 | 0.19407 | 0.080334 | 205.1999 | 1.7434e-07 | 0.057388 | 0.15205 | 0.10102 | 205.1999 | 2.8487e-07 | 0.082751 | 0.012707 | 0.00017897 | 4587926 | 1819691 | 48763 | 0 | 1 | 1 | Energy Source | 0.005311 | 0.0054936 | EIA-923 | EIA-923 | 0 | 1 | 0 | 0 | 1 | 1 | 0 | 0 | 0 | 0 | 0 | 0 | 0 | 600-800 | 50 | 40-59 | 6 | 5-6 Low | 0 | 0 | 0 | 1 | 0 | PM | 1 | 61 | 32 | 63 | 39 | 0 | 0 | 0 | 90% below 2005 by 2045 | 0 | 0 | 1 | 1 | BATW | 0 | 0 | 1 | 0 | 0 | 0 | 1 | 1 | 0 | 1 | 1 | CO | CO | 1 | CO | 0 | M-VU, NPCA, NPS | 0 | Otter Creek Wilderness | 69.1618 | 42.4454 | 28.2005 | 1 | 43125159 | 4956490 | 0.62 | 4424642 | 205.2 | 5-Year Average | 55.2% | 5-Year Average | 205.1999 | 3152759.04 | 32107698.0634 | 3294248.9014 | 33.37% | 6 | 10.7708 | 0 | 10.7708 | 2267.091 | 10.58 | 3.22 | 28.0485 | 0.31114 | 0.45169 | 4.82 | 39.37 |  |  | 613.7322 | 202.1634 | 449.8366 | 80.01% | 3152759.04 | 4569656.8416 | 46537385.2749 | 20.52 | 477473.4396 | 2816775.4618 | 972795369.9641 | 0 | 0 | 2162.5527 | 21.3117 | 6.8653 | 12.5966 | 19.147 | 3.4689e-15 | 75.9417 | -2.1578 | -2.4151 | 2162.5527 |  | 12.5966 | 21.3117 | 31.01% | 44.94% |  |  | 205.4
6139_3 | SPP West (Oklahoma, Arkansas, Louisiana) | Coal + CCS | C452 | Welsh | 6139 | 3 | 3038 | 10.58 | 3.22 | 39.3 | 0.33 | 0.49 | 4.82 | 26.55 | 2876_B_1 | 2876 | B | 1 | 1971 | Coal Steam | Ohio | 39053 | 194 | 962 | FALSE | 10558 | 1955 | 9999 | 999 | 22.679 | 0 | 22.679 | Ohio | 4.82 | West Virginia |  | FirstEnergy Harrison Power Station | 3944_B_2 | 3944 | B | 2 | 2554 | Coal Steam | 0 | PJM_AP | West Virginia | 54 | Harrison | 33 | 54033 | 651 | 10116 | 1973 | 2040 | wall | dry | N | Bituminous | Wet Scrubber | 1994 | 0.98 | LNB | SCR | 2002 | 0 | ESPC + WS | No | 0 | 0 | 0 | 5.12 | 0.24394 | 0.07247 | 0.24394 | 0.07247 | 0.05 | 0.1 | 0.56 | 0.99 | 0 | 0 | 0 | 0 | 0 | 0 | 0 | Monongahela Power Co | 100 | FirstEnergy Corp | 100 | needs_active | 3944_G_2 | 1 | 0 | WV | 39.3842 | -80.3325 | Investor-Owned Utility | RE | 0 | HOPE GAS INC | 40560442.4 | 4538649 | 58.4% | 40%-60% | 17095474.8 | 3276.2 | 1794.8 | 4161500.4 | 13.8 | 652.2 | 271 | 4 | 0.155 | 0.062841 | 205.1998 | 2.2024e-07 | 0.061921 | 0.16155 | 0.0885 | 205.2 | 3.4023e-07 | 0.076301 | 0.01133 | 0.00016723 | 3819575 | 1507857 | 36724 | 0 | 1 | 1 | Energy Source | 0.0057958 | 0.0054936 | EIA-923 | EIA-923 | 0 | 1 | 0 | 0 | 1 | 1 | 0 | 0 | 0 | 0 | 0 | 0 | 0 | 600-800 | 49 | 40-59 | 6 | 5-6 Low | 0 | 0 | 0 | 1 | 0 | PM | 1 | 61 | 32 | 63 | 39 | 0 | 0 | 0 | 90% below 2005 by 2045 | 0 | 0 | 1 | 1 | BATW | 0 | 0 | 1 | 0 | 0 | 0 | 1 | 1 | 0 | 0 | 1 | 0 | CO | 1 | CO | 0 | M-VU, NPCA, NPS | 0 | Otter Creek Wilderness | 69.1618 | 47.37 | 25.9507 | 1 | 37306131 | 4139351 | 0.54 | 3827610 | 205.2001 | 5-Year Average | 58.4% | 5-Year Average | 205.2 | 3330411.84 | 33690446.1734 | 3456638.9549 | 33.32% | 6 | 10.8236 | 0 | 10.8236 | 2267.091 | 10.58 | 3.22 | 28.0485 | 0.31114 | 0.45169 | 4.82 | 39.37 |  |  | 608.6992 | 200.5055 | 450.4945 | 84.39% | 3330411.84 | 4812707.4952 | 48685349.0219 | 20.52 | 499511.5621 | 2957127.3928 | 964817823.4631 | 0 | 0 | 2141.6863 | 21.3183 | 6.7536 | 12.5125 | 19.0761 | 0 | 75.4729 | -4.105 | -4.6232 | 2141.6863 |  | 12.5125 | 21.3183 | 30.8% | 44.51% |  |  | 205.4
6146_1 | ERCOT_Rest | Coal + CCS | C453 | Martin Lake | 6146 | 1 | 2847.5734 | 12.66 | 3.22 | 32.9554 | 0.36196 | 0.56733 | 4.82 | 18.85 | 2876_B_2 | 2876 | B | 2 | 1972 | Coal Steam | Ohio | 39053 | 192 | 962 | FALSE | 10547 | 1955 | 9999 | 999 | 22.679 | 0 | 22.679 | Ohio | 4.82 | West Virginia |  | FirstEnergy Harrison Power Station | 3944_B_3 | 3944 | B | 3 | 2555 | Coal Steam | 0 | PJM_AP | West Virginia | 54 | Harrison | 33 | 54033 | 651 | 10120 | 1974 | 2040 | wall | dry | N | Bituminous | Wet Scrubber | 1994 | 0.98 | LNB | SCR | 2003 | 0 | ESPC + WS | No | 0 | 0 | 0 | 5.12 | 0.27488 | 0.09417 | 0.27488 | 0.09417 | 0.05 | 0.1 | 0.56 | 0.99 | 0 | 0 | 0 | 0 | 0 | 0 | 0 | Monongahela Power Co | 100 | FirstEnergy Corp | 100 | needs_active | 3944_G_3 | 1 | 0 | WV | 39.3842 | -80.3325 | Investor-Owned Utility | RE | 0 | HOPE GAS INC | 42550521.4 | 4453167.4 | 58.6% | 40%-60% | 18314328.6 | 3940.6 | 2228 | 4365681.6 | 10.6 | 721.6 | 396 | 7 | 0.17097 | 0.062139 | 205.1997 | 1.4735e-07 | 0.063704 | 0.18522 | 0.10472 | 205.1999 | 2.4912e-07 | 0.078802 | 0.020225 | 0.00035752 | 4486704 | 1785301 | 40090 | 0 | 1 | 1 | Energy Source | 0.0055171 | 0.0054936 | EIA-923 | EIA-923 | 0 | 1 | 0 | 0 | 1 | 1 | 0 | 0 | 0 | 0 | 0 | 0 | 0 | 600-800 | 48 | 40-59 | 6 | 5-6 Low | 0 | 0 | 0 | 1 | 0 | PM | 1 | 61 | 32 | 63 | 39 | 0 | 0 | 0 | 90% below 2005 by 2045 | 0 | 0 | 1 | 1 | BATW | 0 | 0 | 1 | 0 | 0 | 0 | 1 | 1 | 0 | 0 | 1 | 0 | SCO | 1 | SCO | 0 | 0 | 0 | Otter Creek Wilderness | 69.1618 | 56.9765 | 32.2143 | 1 | 45538382 | 4840807 | 0.63 | 4672241 | 205.2001 | 5-Year Average | 58.6% | 5-Year Average | 205.1999 | 3341817.36 | 33819191.6832 | 3469847.56 | 33.32% | 6 | 10.821 | 0 | 10.821 | 2267.091 | 10.58 | 3.22 | 28.0485 | 0.31114 | 0.45169 | 4.82 | 39.37 |  |  | 608.9399 | 200.5848 | 450.4152 | 84.7% | 3341817.36 | 4830039.409 | 48879998.8192 | 20.52 | 501508.5701 | 2968338.9899 | 965199325.1727 | 0 | 0 | 2142.9103 | 21.3183 | 6.7602 | 12.5174 | 19.0809 | 0 | 75.5005 | -4.216 | -4.7465 | 2142.9103 |  | 12.5174 | 21.3183 | 30.81% | 44.53% |  |  | 205.4
6146_2 | ERCOT_Rest | Coal + CCS | C453 | Martin Lake | 6146 | 2 | 2847.5734 | 12.66 | 3.22 | 32.9554 | 0.36196 | 0.56733 | 4.82 | 18.85 | 2876_B_3 | 2876 | B | 3 | 1973 | Coal Steam | Ohio | 39053 | 192 | 962 | FALSE | 10579 | 1955 | 9999 | 999 | 22.679 | 0 | 22.679 | Ohio | 4.82 | West Virginia |  | Mitchell (WV) | 3948_B_1 | 3948 | B | 1 | 2563 | Coal Steam | 0 | PJM_West | West Virginia | 54 | Marshall | 51 | 54051 | 770 | 10248 | 1971 | 2040 | wall | dry | N | Bituminous | Wet Scrubber | 2007 | 0.98 | LNB | SCR | 2007 | 0 | ESPC | No | 0 | 0 | 0 | 1.2 | 0.5447 | 0.08695 | 0.5447 | 0.08695 | 0.05 | 0.1 | 0.56 | 0.99 | 0 | 0 | 0 | 0 | 0 | 0 | 0 | AEP Generation Resources Inc | 50 | American Electric Power Co Inc | 100 | needs_active | 3948_G_1 | 1 | 0 | WV | 39.8297 | -80.8153 | Investor-Owned Utility | RE | 0 | 0 | 25200647 | 2503203 | 40.8% | 40%-60% | 13386197 | 1039.2 | 1048 | 2585585.8 | 11.8 | 541.4 | 45 | 0 | 0.078 | 0.080097 | 205.2001 | 5.242e-07 | 0.078172 | 0.082474 | 0.083172 | 205.2 | 4.6824e-07 | 0.080889 | 0.0026378 | 0 | 2425979 | 1034069 | 0 | 34207 | 1 | 0 | 0 | 0 | 0 | 0 | 0 | 0 | 1 | 0 | 0 | 1 | 1 | 0 | 0 | 0 | 0 | 0 | 0 | 0 | 600-800 | 51 | 40-59 | 6 | 5-6 Low | 0 | 0 | 0 | 0 | 0 | 0 | 0 | 53 | 19 | 72 | 17 | 0 | 0 | 0 | 70% below 2000 by 2030; 80% below 2000 by 2050 | 1 | 1 | 1 | 1 | BATW | 0 | 0 | 1 | F1 | 0 | 1 | 1 | 1 | 0 | 0 | 0 | 0 | 0 | 1 | CO | 8 ug/m3 | M-VU, NPCA, NPS | 0 | Otter Creek Wilderness | 132.0112 | 7.8721 | 7.9387 | 0 | 26608220 | 2642622 | 0.43 | 2730003 | 205.2 | 5-Year Average | 40.8% | 5-Year Average | 205.2 | 2752041.6 | 28202922.3168 | 2893619.1781 | 49.36% | 14 | 9.7316 | 0 | 9.7316 | 2260.951 | 10.58 | 3.22 | 26.9991 | 0.31055 | 0.45047 | 4.82 | 17.97 |  |  | 729.3614 | 240.2517 | 529.7483 | 59.3% | 2752041.6 | 4000148.4778 | 40993521.6003 | 20.52 | 420593.4369 | 2473025.7412 | 1156073245.0175 | 0 | 0 | 2182.3065 | 20.647 | 6.9715 | 12.6757 | 18.2328 | 0 | 76.3823 | 9.3867 | 10.4457 | 2182.3065 |  | 12.6757 | 20.647 | 31.2% | 45.35% |  |  | 205.4
6146_3 | ERCOT_Rest | Coal + CCS | C453 | Martin Lake | 6146 | 3 | 2847.5734 | 12.66 | 3.22 | 32.9554 | 0.36196 | 0.56733 | 4.82 | 18.85 | 2876_B_4 | 2876 | B | 4 | 1974 | Coal Steam | Ohio | 39053 | 192 | 962 | FALSE | 10472 | 1955 | 9999 | 999 | 22.679 | 0 | 22.679 | Ohio | 4.82 | West Virginia |  | Mitchell (WV) | 3948_B_2 | 3948 | B | 2 | 2564 | Coal Steam | 0 | PJM_West | West Virginia | 54 | Marshall | 51 | 54051 | 790 | 9996 | 1971 | 2040 | wall | dry | N | Bituminous | Wet Scrubber | 2007 | 0.98 | LNB | SCR | 2007 | 0 | ESPC | No | 0 | 0 | 0 | 1.2 | 0.5006 | 0.0808 | 0.5006 | 0.0808 | 0.05 | 0.1 | 0.56 | 0.99 | 0 | 0 | 0 | 0 | 0 | 0 | 0 | AEP Generation Resources Inc | 50 | American Electric Power Co Inc | 100 | needs_active | 3948_G_2 | 1 | 0 | WV | 39.8297 | -80.8153 | Investor-Owned Utility | RE | 0 | 0 | 31247369.2 | 3280773.2 | 50.8% | 40%-60% | 15765554.2 | 1057.2 | 1249.4 | 3205980.8 | 13.2 | 615.8 | 33 | 0 | 0.077149 | 0.075123 | 205.2 | 4.2498e-07 | 0.06654 | 0.067666 | 0.079968 | 205.2 | 4.2244e-07 | 0.07812 | 0.0014296 | 0 | 2614728 | 1129183 | 0 | 26200 | 1 | 0 | 0 | 0 | 0 | 0 | 0 | 0 | 1 | 0 | 0 | 1 | 1 | 0 | 0 | 0 | 0 | 0 | 0 | 0 | 600-800 | 51 | 40-59 | 6 | 5-6 Low | 0 | 0 | 0 | 0 | 0 | 0 | 0 | 53 | 19 | 72 | 17 | 0 | 0 | 0 | 70% below 2000 by 2030; 80% below 2000 by 2050 | 1 | 1 | 1 | 1 | BATW | 0 | 0 | 1 | F1 | 0 | 1 | 1 | 1 | 0 | 0 | 0 | 0 | 0 | 1 | CO | 8 ug/m3 | M-VU, NPCA, NPS | 0 | Otter Creek Wilderness | 132.0112 | 8.0084 | 9.4643 | 0 | 27551395 | 2836773 | 0.45 | 2826772 | 205.1999 | 5-Year Average | 50.8% | 5-Year Average | 205.2 | 3515563.2 | 35141569.7472 | 3605525.8659 | 50.64% | 14 | 9.7274 | 0 | 9.7274 | 2260.951 | 10.58 | 3.22 | 26.9991 | 0.31055 | 0.45047 | 4.82 | 17.97 |  |  | 729.9049 | 240.4307 | 549.5693 | 73.02% | 3515563.2 | 5053584.3836 | 50515629.4987 | 20.52 | 518290.4751 | 3087235.3908 | 1156934700.4907 | 0 | 0 | 2105.1661 | 20.554 | 6.5597 | 12.364 | 17.798 | 3.1368e-15 | 74.6438 | -0.40586 | -0.46217 | 2105.1661 |  | 12.364 | 20.554 | 30.43% | 43.75% |  |  | 205.4
6155_1 | MISO_Missouri | Coal + CCS | C455 | Rush Island | 6155 | 1 | 2611 | 10.58 | 3.22 | 33.52 | 0.27 | 0.38 | 4.82 | 10.69 | 2876_B_5 | 2876 | B | 5 | 1975 | Coal Steam | Ohio | 39053 | 192 | 962 | FALSE | 10506 | 1955 | 9999 | 999 | 22.679 | 0 | 22.679 | Ohio | 4.82 | West Virginia |  | Mt Storm | 3954_B_1 | 3954 | B | 1 | 2565 | Coal Steam | 0 | PJM_AP | West Virginia | 54 | Grant | 23 | 54023 | 554 | 10094 | 1965 | 0 | tangential | dry | N | Bituminous | Wet Scrubber | 2002 | 0.95 | LNC1 | SCR | 2003 | 0 | ESPC + WS | No | 0 | 0 | 0 | 0.15 | 0.5697 | 0.07401 | 0.5697 | 0.07401 | 0.05 | 0.1 | 0.56 | 0.99 | 0 | 0 | 0 | 0 | 0 | 0 | 0 | Virginia Electric & Power Co | 100 | Dominion Energy Inc | 100 | needs_active | 3954_G_1 | 1 | 0 | WV | 39.2008 | -79.2636 | Investor-Owned Utility | RE | 0 | 0 | 21338808.2 | 2171246.8 | 28.6% | 20%-40% | 10410841.4 | 940.2 | 819 | 2189360.2 | 8.4 | 403.8 | 91 | 0 | 0.11433 | 0.076786 | 205.1999 | 2.8272e-07 | 0.07679 | 0.088121 | 0.076762 | 205.1999 | 3.9365e-07 | 0.077573 | 0.00725 | 0 | 1767893 | 750992 | 0 | 15491 | 1 | 0 | 0 | 0 | 0 | 0 | 0 | 0 | 1 | 0 | 0 | 1 | 1 | 0 | 0 | 0 | 0 | 0 | 0 | 0 | 400-600 | 57 | 40-59 | 2 | 0-2 High | 0 | 0 | 0 | 0 | 0 | 0 | 0 | 11 | 25 | 19 | 7 | 0 | 0 | 0 | Net-zero by 2050 | 0 | 0 | 1 | 1 | BATW | 0 | 0 | 1 | 0 | 0 | 0 | 1 | 1 | 0 | 0 | 0 | 0 | 0 | 1 | CO | 0 | 0 | 0 | Dolly Sods Wilderness | 20.2569 | 46.4137 | 40.4306 | 1 | 18112594 | 1875269 | 0.24 | 1858351 | 205.1999 | 5-Year Average | 28.6% | 5-Year Average | 205.1999 | 1387969.44 | 14010163.5274 | 1437441.7791 | 34.01% | 63 | 11.937 | 0 | 11.937 | 2251.9811 | 10.58 | 4.59 | 28.9364 | 0.30967 | 0.44859 | 4.82 | 39.37 |  |  | 516.8756 | 170.2588 | 383.7412 | 41.29% | 1387969.44 | 2003785.6373 | 20226212.2233 | 20.52 | 207520.7932 | 1229920.9859 | 819272870.1837 | 0 | 0 | 2134.9621 | 22.0789 | 6.7178 | 12.4853 | 20.1239 | 0 | 75.321 | 31.2964 | 35.3181 | 2134.9621 |  | 12.4853 | 22.0789 | 30.73% | 44.37% |  |  | 205.4
6155_2 | MISO_Missouri | Coal + CCS | C455 | Rush Island | 6155 | 2 | 2611 | 10.58 | 3.22 | 33.52 | 0.27 | 0.38 | 4.82 | 10.69 | 2878_B_1 | 2878 | B | 1 | 1984 | Coal Steam | Ohio | 39095 | 136 | 136 | FALSE | 12574 | 2000 | 9999 | 999 | 25.6593 | 0 | 25.6593 | Ohio | 4.82 | Ohio |  | Mt Storm | 3954_B_2 | 3954 | B | 2 | 2566 | Coal Steam | 0 | PJM_AP | West Virginia | 54 | Grant | 23 | 54023 | 555 | 10069 | 1966 | 0 | tangential | dry | N | Bituminous | Wet Scrubber | 2002 | 0.95 | LNC1 | SCR | 2003 | 0 | ESPC + WS | No | 0 | 0 | 0 | 0.15 | 0.5698 | 0.07822 | 0.5698 | 0.07822 | 0.05 | 0.1 | 0.56 | 0.99 | 0 | 0 | 0 | 0 | 0 | 0 | 0 | Virginia Electric & Power Co | 100 | Dominion Energy Inc | 100 | needs_active | 3954_G_2 | 1 | 0 | WV | 39.2008 | -79.2636 | Investor-Owned Utility | RE | 0 | 0 | 19496660.2 | 1975171.4 | 34.8% | 20%-40% | 10269812.2 | 854.8 | 783.6 | 2000355.8 | 8.8 | 419 | 89 | 0 | 0.11851 | 0.069331 | 205.1998 | 4.133e-07 | 0.066911 | 0.087687 | 0.080383 | 205.1998 | 4.5136e-07 | 0.081598 | 0.0060702 | 0 | 1677908 | 707328 | 0 | 12846 | 1 | 0 | 0 | 0 | 0 | 0 | 0 | 0 | 1 | 0 | 0 | 1 | 1 | 0 | 0 | 0 | 0 | 0 | 0 | 0 | 400-600 | 56 | 40-59 | 2 | 0-2 High | 0 | 0 | 0 | 0 | 0 | 0 | 0 | 11 | 25 | 19 | 7 | 0 | 0 | 0 | Net-zero by 2050 | 0 | 0 | 1 | 1 | BATW | 0 | 0 | 1 | 0 | 0 | 0 | 1 | 1 | 0 | 0 | 0 | 0 | 0 | 1 | CO | 0 | 0 | 0 | Dolly Sods Wilderness | 20.2569 | 42.1979 | 38.683 | 1 | 17720350 | 1780705 | 0.32 | 1818106 | 205.1998 | 5-Year Average | 34.8% | 5-Year Average | 205.1998 | 1691906.4 | 17035805.5416 | 1747872.306 | 34.07% | 63 | 11.9419 | 0 | 11.9419 | 2243.837 | 10.58 | 4.59 | 28.8361 | 0.30888 | 0.44693 | 4.82 | 39.37 |  |  | 516.5261 | 170.1437 | 384.8563 | 50.18% | 1691906.4 | 2439892.6327 | 24567278.9186 | 20.52 | 252060.0881 | 1495812.2179 | 818718930.8734 | 0 | 0 | 2127.3367 | 22.0697 | 6.6772 | 12.4543 | 20.081 | -3.2485e-15 | 75.1484 | 19.2291 | 21.75 | 2127.3367 |  | 12.4543 | 22.0697 | 30.66% | 44.21% |  |  | 205.4
6165_1 | WECC_Utah | Coal + CCS | C456 | Hunter | 6165 | 1 | 2312.2518 | 10.58 | 4.59 | 30.8272 | 0.31535 | 0.46059 | 4.82 | 10.69 | 2914_B_4 | 2914 | B | 4 |  | Coal Steam | Ohio | 39157 | 23.2 | 23.2 | FALSE | 14500 | 1962 | 9999 | 999 | 65.7555 | 0 | 65.7555 | Ohio | 4.82 | Ohio |  | Mt Storm | 3954_B_3 | 3954 | B | 3 | 2567 | Coal Steam | 0 | PJM_AP | West Virginia | 54 | Grant | 23 | 54023 | 520 | 10433 | 1973 | 0 | tangential | dry | N | Bituminous | Wet Scrubber | 1994 | 0.935 | LNC1 | SCR | 2004 | 0 | ESPC + WS | No | 0 | 0 | 0 | 0.15 | 0.6351 | 0.07097 | 0.6351 | 0.07097 | 0.05 | 0.1 | 0.56 | 0.985 | 0 | 0 | 0 | 0 | 0 | 0 | 0 | Virginia Electric & Power Co | 100 | Dominion Energy Inc | 100 | needs_active | 3954_G_3 | 1 | 0 | WV | 39.2008 | -79.2636 | Investor-Owned Utility | RE | 0 | 0 | 16289259.4 | 1721887.4 | 31% | 20%-40% | 8375541.6 | 567.6 | 617 | 1671277.4 | 6.8 | 305 | 72 | 0 | 0.082555 | 0.072223 | 205.2002 | 2.9519e-07 | 0.075023 | 0.06969 | 0.075755 | 205.1999 | 4.1745e-07 | 0.072831 | 0.0076928 | 0 | 1087086 | 491524 | 0 | 12269 | 1 | 0 | 0 | 0 | 0 | 0 | 0 | 0 | 1 | 0 | 0 | 1 | 1 | 0 | 0 | 0 | 0 | 0 | 0 | 0 | 400-600 | 49 | 40-59 | 2 | 0-2 High | 0 | 0 | 0 | 0 | 0 | 0 | 0 | 11 | 25 | 19 | 7 | 0 | 0 | 0 | Net-zero by 2050 | 0 | 0 | 1 | 1 | BATW | 0 | 0 | 1 | 0 | 0 | 0 | 1 | 1 | 0 | 0 | 0 | 0 | 0 | 1 | CO | 0 | 0 | 0 | Dolly Sods Wilderness | 20.2569 | 28.02 | 30.4587 | 1 | 12006628 | 1247791 | 0.23 | 1231880 | 205.2 | 5-Year Average | 31% | 5-Year Average | 205.1999 | 1412112 | 14732564.496 | 1511560.5616 | 31.92% | 63 | 12.1579 | 0 | 12.1579 | 2363.5731 | 10.58 | 4.59 | 30.597 | 0.32018 | 0.47097 | 4.82 | 39.37 |  |  | 501.4475 | 165.1768 | 354.8232 | 45.43% | 1412112 | 2069476.5165 | 21590848.4964 | 20.52 | 221522.0241 | 1290038.5374 | 794818669.2036 | 0 | 0 | 2240.0416 | 22.4127 | 7.2851 | 12.9046 | 20.9915 | 3.8299e-15 | 77.652 | 27.695 | 30.3157 | 2240.0416 |  | 12.9046 | 22.4127 | 31.76% | 46.55% |  |  | 205.4
6165_2 | WECC_Utah | Coal + CCS | C456 | Hunter | 6165 | 2 | 2300.73 | 10.58 | 4.59 | 31.4932 | 0.31426 | 0.45828 | 4.82 | 10.69 | 2935_B_10 | 2935 | B | 10 |  | Coal Steam | Ohio | 39169 | 11.5 | 66 | FALSE | 14500 | 1951 | 9999 | 999 | 65.7555 | 0 | 65.7555 | Ohio | 4.82 | Ohio |  | Weston | 4078_B_3 | 4078 | B | 3 | 2615 | Coal Steam | 0 | MIS_WUMS | Wisconsin | 55 | Marathon | 73 | 55073 | 327 | 9994 | 1981 | 0 | tangential | dry | N | Subbituminous | 0 | 0 | 0.9916 | LNC2 + LNC1 | 0 | 0 | 0 | B | 0 | ACI | 2009 | 0 | 0.08 | 0.05653 | 0.05653 | 0.05653 | 0.05653 | 0.1 | 0.1 | 0.1 | 0.98 | Yes | 2016 | 0 | 0 | 0 | 0 | 0 | Wisconsin Public Service Corp | 100 | WEC Energy Group Inc | 100 | needs_active | 4078_G_3 | 1 | 0 | WI | 44.8606 | -89.6553 | Investor-Owned Utility | RE | 0 | WISCONSIN PUB SVC CORP | 11108717 | 1238057.8 | 28.2% | 20%-40% | 5819804.4 | 49.2 | 301.4 | 1160743.2 | 0 | 151.4 | 16 | 0 | 0.017626 | 0.058594 | 209.0586 | 0 | 0.05667 | 0.0088579 | 0.054264 | 208.9788 | 0 | 0.052029 | 0.0033514 | 0 | 1075031 | 653881 | 103582 | 0 | 1 | 1 | Energy Source | 0.45 | 0.21 | CAMD | CAMD | 0 | 0 | 0 | 1 | 0 | 0 | 0 | 0 | 0 | 0 | 0 | 0 | 0 | 200-400 | 41 | 40-59 | 4 | 3-4 Moderate | 0 | 0 | 0 | 0 | 0 | 0 | 0 | 57 | 5 | 17 | 37 | 0 | 0 | 0 | 40% below 2005 by 2030; 80% below 2005 by 2050 | 1 | 1 | 1 | 1 | BATW | 0 | 0 | 1 | 0 | 0 | 0 | 1 | 1 | 1 | 0 | 0 | 0 | 0 | 1 | CO | 0 | NPCA, NPS | 0 | Isle Royale NP | 324.3894 | 0.15167 | 0.92913 | 0 | 10906887 | 1228736 | 0.28 | 1139869 | 209.0182 | 5-Year Average | 28.2% | 5-Year Average | 208.9788 | 807794.64 | 8073099.6322 | 843553.3555 | 37.29% | 272 | 45.3509 | 160 | 26.677 | [10 empty] | 314.9032 | 103.7291 | 223.2709 | 41.3% | 807794.64 | 1183086.9109 | 11823770.5877 | 20.8979 | 123545.8722 | 720007.4833 | 499136907.6096 | 1 | 0 | 2235.5666 | 25.6225 | 6.9646 | 12.887 | 34.9469 | 0 | 75.7626 | 49.4766 | 55.509 | 2235.5666 |  | 12.887 | 25.6225 | 31.72% | 46.46% |  |  | 214.13
6165_3 | WECC_Utah | Coal + CCS | C456 | Hunter | 6165 | 3 | 2272.2193 | 10.58 | 4.59 | 30.5901 | 0.31162 | 0.45269 | 4.82 | 10.69 | 2935_B_11 | 2935 | B | 11 |  | Coal Steam | Ohio | 39169 | 11.5 | 66 | FALSE | 14500 | 1956 | 9999 | 999 | 65.7555 | 0 | 65.7555 | Ohio | 4.82 | Ohio |  | Weston | 4078_B_4 | 4078 | B | 4 | 89565 | Coal Steam | 0 | MIS_WUMS | Wisconsin | 55 | Marathon | 73 | 55073 | 550 | 9679 | 2008 | 0 | wall | dry | N | Subbituminous | Dry Scrubber | 2008 | 0.9 | LNB + OFA | SCR | 2008 | 0 | B | 0 | ACI | 2008 | 0 | 0.08 | 0.05377 | 0.05377 | 0.05377 | 0.05377 | 0.1 | 0.1 | 0.1 | 0.95 | 0 | 0 | 0 | 0 | 0 | 0 | 0 | Wisconsin Public Service Corp | 70 | WEC Energy Group Inc | 70 | needs_active | 4078_G_4 | 1 | 0 | WI | 44.8606 | -89.6553 | Investor-Owned Utility | RE | 0 | WISCONSIN PUB SVC CORP | 30325729 | 3682992.8 | 66% | 60%-80% | 13391594.6 | 600.8 | 815.8 | 3179111.2 | 9.2 | 360.8 | 15 | 0 | 0.038607 | 0.054165 | 209.631 | 3.2012e-07 | 0.054777 | 0.039623 | 0.053802 | 209.6643 | 3.0337e-07 | 0.053885 | 0.00097417 | 0 | 3330924 | 1744765 | 96535 | 0 | 1 | 1 | Energy Source | 0.0083089 | 0.21 | EIA-923 | CAMD | 0 | 0 | 0 | 1 | 1 | 1 | 0 | 1 | 0 | 0 | 0 | 0 | 0 | 400-600 | 14 | 0-19 | 5 | 5-6 Low | 0 | 0 | 0 | 0 | 0 | 0 | 0 | 57 | 5 | 17 | 37 | 0 | 0 | 0 | 40% below 2005 by 2030; 80% below 2005 by 2050 | 1 | 1 | 1 | 1 | BATW | 0 | 0 | 1 | 0 | 0 | 0 | 1 | 1 | 0 | 0 | 0 | 0 | 0 | 1 | CO | 0 | NPCA, NPS | 0 | Isle Royale NP | 324.3894 | 1.8521 | 2.5149 | 0 | 30309235 | 3688289 | 0.66 | 3177804 | 209.6921 | 5-Year Average | 66% | 5-Year Average | 209.6643 | 3179880 | 30778058.52 | 3226529.8735 | 62.71% | 272 | 33.4512 | 160 | 19.6772 | 2223.9637 | 10.58 | 4.59 | 28.6873 | 0.30705 | 0.44311 | 4.82 | 32.72 |  |  | 512.9597 | 168.9689 | 381.0311 | 95.27% | 3179880 | 4590003.4152 | 44426643.0557 | 20.9664 | 465734.0258 | 2760795.8478 | 813065934.611 | 0 | 0 | 2133.8572 | 22.116 | 6.4383 | 12.4808 | 27.2927 | 0 | 73.7976 | 1.5628 | 1.8001 | 2133.8572 |  | 12.4808 | 22.116 | 30.72% | 44.35% |  |  | 214.13
6166_MB1 | PJM West | Coal + CCS | C457 | Rockport | 6166 | MB1 | 2382.4011 | 10.58 | 3.22 | 26.2776 | 0.32189 | 0.49524 | 4.82 | 17.97 | 2935_B_12 | 2935 | B | 12 |  | Coal Steam | Ohio | 39169 | 23 | 66 | FALSE | 14500 | 1963 | 9999 | 999 | 65.7555 | 0 | 65.7555 | Ohio | 4.82 | Ohio |  | Manitowoc | 4125_B_9 | 4125 | B | 9 | 2622 | Coal Steam | 0 | MIS_WUMS | Wisconsin | 55 | Manitowoc | 71 | 55071 | 58 | 12066 | 2005 | 0 | FBC | dry | Y | Bituminous, Subbituminous, Petroleum Coke | Reagent Injection | 2007 | 0.893 | CF | SNCR | 0 | 2005 | B + C | 0 | 0 | 0 | 0 | 0.3 | 0.04644 | 0.04644 | 0.04644 | 0.04644 | 0.05 | 0.1 | 0.43 | 0.98 | Yes | 2016 | 0 | 0 | 0 | 0 | 0 | Manitowoc Public Utilities | 100 | Manitowoc Public Utilities | 100 | needs_active | 4125_G_9 | 1 | 0 | WI | 44.082 | -87.6558 | Municipally-Owned Utility | RE | 0 | WISCONSIN PUB SVC CORP | 2137714.2 | 0 | 31.8% | 20%-40% | 998573.6 | 258.2 | 68.2 | 223152.2 | 0 | 28 | 1 | 0 | 0.23377 | 0.091192 | 207.6263 | 0 | 0.082409 | 0.24157 | 0.063806 | 208.7765 | 0 | 0.05608 | 0.00094023 | 0 | 128672 | 10343 | 5530 | 0 | 1 | 1 | Startup Source | 0.0042223 | 0.0042223 | EIA-923 | EIA-923 | 0 | 0 | 1 | 1 | 0 | 1 | 0 | 0 | 0 | 0 | 0 | 0 | 0 | 0-200 | 17 | 0-19 | 4 | 3-4 Moderate | 0 | 0 | 0 | 0 | 0 | 0 | 0 | 89 | 57 | 34 | 26 | 1 | 0 | 0 | 0 | 0 | 0 | 0 | 0 | 0 | 0 | 0 | 0 | 0 | 0 | 0 | 1 | 1 | 0 | 0 | 0 | 0 | 0 | 0 | 0 | 0 | 0 | 0 | Seney Wilderness | 263.581 | 0.97958 | 0.25874 | 0 | 1896367 |  | 0.28 | 198169 | 208.9986 | 5-Year Average | 31.8% | 5-Year Average | 208.7765 | 161569.44 | 1949496.863 | 203504.5255 | 100% | 172 | 84.925 | 53 | 49.375 | [10 empty] | 64.6851 | 21.3073 | 36.6927 | 50.27% | 161569.44 | 255391.9588 | 3081559.3744 | 20.8776 | 32167.8526 | 171336.6728 | 102529023.9608 | 1 | 25632255.9902 | 2794.2601 | 65.7323 | 10.51 | 14.9244 | 67.8343 | -3.8793e-15 | 90.1384 | 75.4726 | 71.1702 | 2794.2601 |  | 14.9244 | 65.7323 | 36.74% | 58.07% |  |  | 205.4
6178_1 | ERCOT_Rest | Coal + CCS | C460 | Coleto Creek | 6178 | 1 | 2437 | 12.66 | 4.59 | 30.87 | 0.25 | 0.33 | 4.82 | 18.85 | 2935_B_13 | 2935 | B | 13 |  | Coal Steam | Ohio | 39169 | 20 | 66 | FALSE | 14500 | 1969 | 9999 | 999 | 65.7555 | 0 | 65.7555 | Ohio | 4.82 | Ohio |  | John P Madgett | 4271_B_B1 | 4271 | B | B1 | 2653 | Coal Steam | 0 | MIS_MNWI | Wisconsin | 55 | Buffalo | 11 | 55011 | 390 | 11241 | 1979 | 0 | wall | dry | N | Subbituminous | 0 | 0 | 0.8385 | LNB | SCR | 2016 | 0 | ESPH + B | No | ACI | 2015 | 0 | 0.09 | 0.22684 | 0.07598 | 0.22684 | 0.07598 | 0.1 | 0.1 | 0.1 | 0.98 | Yes | 2015 | 0 | 0 | 0 | 0 | 0 | Dairyland Power Coop | 100 | Dairyland Power Coop | 100 | needs_active | 4271_G_1 | 1 | 0 | WI | 44.3036 | -91.9126 | Cooperative | RE | 0 | 0 | 19453899 | 1772325.8 | 43.2% | 40%-60% | 8188914.2 | 790.4 | 726 | 2040325.2 | 0 | 305.8 | 0 | 0 | 0.083015 | 0.074606 | 209.7602 | 0 | 0.074708 | 0.081259 | 0.074638 | 209.76 | 0 | 0.074686 | 0 | 0 | 1534882 | 1008036 | 0 | 7555 | 1 | 0 | 0 | 0 | 0 | 0 | 0 | 0 | 1 | 0 | 1 | 1 | 0 | 0 | 0 | 0 | 0 | 0 | 0 | 0 | 200-400 | 43 | 40-59 | 5 | 5-6 Low | 0 | 0 | 0 | 0 | 0 | 0 | 0 | 19 | 7 | 18 | 11 | 0 | 0 | 0 | 0 | 0 | 0 | 0 | 0 | 0 | 0 | 0 | 0 | 0 | 0 | 0 | 1 | 1 | 0 | 0 | 0 | 0 | 0 | 0 | 0 | 0 | NPCA | 0 | Boundary Waters Canoe Area Wilderness | 386.8719 | 2.0431 | 1.8766 | 0 | 18418673 | 1681125 | 0.41 | 1931749 | 209.7598 | 5-Year Average | 43.2% | 5-Year Average | 209.76 | 1475884.8 | 16590421.0368 | 1740003.5911 | 100% | 382 | 52.9239 | 144 | 19.9504 | [10 empty] | 422.4347 | 139.15 | 250.85 | 67.16% | 1475884.8 | 2294578.6318 | 25793358.3998 | 20.976 | 270520.7791 | 1469482.812 | 669579488.2407 | 1 | 0 | 2669.2424 | 24.2255 | 9.3533 | 14.4949 | 31.7225 | -3.4542e-15 | 84.6313 | 22.659 | 22.7577 | 2669.2424 |  | 14.4949 | 24.2255 | 35.68% | 55.47% |  |  | 214.13
6179_1 | ERCOT_Rest | Coal + CCS | C461 | Fayette Power Project | 6179 | 1 | 2538.8107 | 10.58 | 4.59 | 31.562 | 0.33591 | 0.50583 | 4.82 | 18.85 | 2936_B_3 | 2936 | B | 3 |  | Coal Steam | Ohio | 39085 | 9.8 | 47 | FALSE | 14500 | 1954 | 9999 | 999 | 65.7555 | 0 | 65.7555 | Ohio | 4.82 | Ohio |  | Comanche (CO) | 470_B_3 | 470 | B | 3 | 89734 | Coal Steam | 0 | WECC_CO | Colorado | 8 | Pueblo | 101 | 8101 | 750 | 10459 | 2010 | 2040 | tangential | dry | N | Subbituminous | Dry Scrubber | 2010 | 0.94 | LNC3 | SCR | 2010 | 0 | B | 0 | ACI | 2010 | 0 | 0.1 | 0.06597 | 0.06597 | 0.06597 | 0.06597 | 0.1 | 0.1 | 0.1 | 0.99 | 0 | 0 | 0 | 0 | 0 | 0 | 0 | Public Service Co of Colorado | 67 | Xcel Energy Inc | 67 | needs_active | 470_G_3 | 1 | 0 | CO | 38.2081 | -104.5747 | Investor-Owned Utility | RE | PUB SERVICE CO OF COLORADO | 0 | 36691347.2 | 4105216.8 | 46.2% | 40%-60% | 16160075.6 | 1536.4 | 1207.8 | 3840675.4 | 47.2 | 528.4 | 80 | 0 | 0.087937 | 0.065259 | 209.2747 | 1.2378e-06 | 0.064903 | 0.083747 | 0.065836 | 209.3505 | 1.2864e-06 | 0.065396 | 0.0034352 | 0 | 4673496 | 2611823 | 228098 | 0 | 1 | 1 | Energy Source | 0.22 | 0.12 | CAMD | CAMD | 0 | 0 | 0 | 1 | 1 | 1 | 0 | 1 | 0 | 0 | 0 | 0 | 0 | 600-800 | 12 | 0-19 | 6 | 5-6 Low | 1 | 0 | 0 | 0 | 0 | Mercury | 1 | 76 | 91 | 33 | 96 | 1 | 1 | 0 | 80% below 2005 by 2030; carbon-free aspiration by 2050 | 1 | 1 | 1 | 1 | 0 | 0 | 0 | 0 | 0 | 0 | 0 | 0 | 0 | 0 | 0 | 0 | 0 | 0 | 0 | 0 | 0 | NPCA | 0 | Great Sand Dunes Wilderness-nps | 91.6323 | 16.767 | 13.1809 | 1 | 44429245 | 4991661 | 0.56 | 4651845 | 209.4046 | 5-Year Average | 46.2% | 5-Year Average | 209.3505 | 3035340 | 31746621.06 | 3323085.028 | 69.12% | 127 | 12.4019 | 6 | 9.7653 | 2492.1945 | 10.58 | 3.52 | 29.6149 | 0.3318 | 0.49655 | 9.64 | 12.43 |  |  | 755.8602 | 248.9803 | 501.0197 | 69.16% | 3035340 | 4543743.8332 | 47523016.7517 | 20.935 | 497448.2959 | 2825636.7322 | 1198075018.5636 | 0 | 0 | 2391.2735 | 20.7449 | 7.7964 | 13.4866 | 19.1635 | 0 | 79.1276 | 6.3157 | 6.7844 | 2391.2735 |  | 13.4866 | 20.7449 | 33.2% | 49.69% |  |  | 214.13
6179_3 | ERCOT_Rest | Coal + CCS | C461 | Fayette Power Project | 6179 | 3 | 2545.7966 | 10.58 | 4.59 | 34.0763 | 0.33655 | 0.50727 | 4.82 | 18.85 | 2936_B_4 | 2936 | B | 4 |  | Coal Steam | Ohio | 39085 | 18.6 | 47 | FALSE | 14500 | 1959 | 9999 | 999 | 65.7555 | 0 | 65.7555 | Ohio | 4.82 | Ohio |  | University of Notre Dame | 50366_B_BLR2 | 50366 | B | BLR2 | 0 | Coal Steam | 0 | PJM_West | Indiana | 18 | St Joseph | 141 | 18141 | 2.6 | 8300 | 1952 | 0 | 0 | 0 | Y | Bituminous | 0 | 0 | 0 | LNB | 0 | 0 | 0 | B | 0 | ACI | 2008 | 0 | 3.535 | 0.41 | 0.41 | 0.41 | 0.41 | 0.1 | 0.1 | 0.1 | 0 | 0 | 0 | 0 | 0 | 0 | 0 | 0 | University of Notre Dame | 100 | University of Notre Dame | 100 | needs_active | 0 | 0 | 0 | IN | 41.7094 | -86.2367 | Independent Power Producer | NR | NORTHERN INDIANA PUBLIC SERVICE CO | NORTHERN INDIANA PUBLIC SERVICE CO | 0 | 0 | 0% | 0 | 0 | 0 | 0 | 0 | 0 | 0 | 0 | 0 | 0 | 0 | 0 | 0 | 0 | 0 | 0 | 0 | 0 | 0 | 0 | 0 | 0 | 3726 | 1856 | 0 | 1 | 1 | 0 | 0.20497 | 0.34226 | EIA-923 | EIA-923 | 0 | 0 | 0 | 1 | 0 | 0 | 0 | 0 | 0 | 1 | 0 | 0 | 1 | 0-200 | 70 | 60+ | 0 | 0-2 High | 0 | 0 | 0 | 0 | 0 | 0 | 0 | 91 | 87 | 0 | 0 | 1 | 0 | 0 | 0 | 0 | 0 | 0 | 0 | 0 | 0 | 0 | 0 | 0 | 0 | 0 | 1 | 1 | 0 | 0 | 0 | 0 | 0 | 0 | 0 | 8 ug/m3 | 0 | 0 | Mammoth Cave NP | 492.7106 | 0 | 0 | 0 | [5 empty] | Fleet Average | 43.44% | Fleet Average | 206.2677 | 9893.2711 | 82114.1498 | 8468.7476 | 50% | 202 | 132.8261 | 0 | 65.7555 | [9 empty] | 1 | 1.9946 | 0.65703 | 1.943 | 58.13% | 9893.2711 | 13238.7842 | 109881.9091 | 20.6268 | 1133.2543 | 7335.4933 | 3161600.189 | 1 | 0 | 1627.2032 | 1104.6543 | 4.2101 | 10.2663 | 60.7031 | 0 | 63.0243 | 48.5862 | 65.5275 | 1627.2032 |  | 10.2663 | 1104.6543 | 25.27% | 33.82% |  |  | 205.4
6180_1 | ERCOT_Rest | Coal + CCS | C462 | Oak Grove (TX) | 6180 | 1 | 2473.2364 | 12.66 | 3.52 | 28.7594 | 0.33009 | 0.49273 | 4.82 | 18.85 | 2936_B_5 | 2936 | B | 5 |  | Coal Steam | Ohio | 39085 | 18.6 | 47 | FALSE | 14500 | 1975 | 9999 | 999 | 65.7555 | 0 | 65.7555 | Ohio | 4.82 | Ohio |  | University of Notre Dame | 50366_B_BLR3 | 50366 | B | BLR3 | 0 | Coal Steam | 0 | PJM_West | Indiana | 18 | St Joseph | 141 | 18141 | 2.6 | 8300 | 2007 | 0 | 0 | 0 | Y | Bituminous | 0 | 0 | 0 | LNB | 0 | 0 | 0 | B | 0 | ACI | 2008 | 0 | 3.535 | 0.41 | 0.41 | 0.41 | 0.41 | 0.1 | 0.1 | 0.1 | 0 | 0 | 0 | 0 | 0 | 0 | 0 | 0 | University of Notre Dame | 100 | University of Notre Dame | 100 | needs_active | 0 | 0 | 0 | IN | 41.7094 | -86.2367 | Independent Power Producer | NR | NORTHERN INDIANA PUBLIC SERVICE CO | NORTHERN INDIANA PUBLIC SERVICE CO | 0 | 0 | 0% | 0 | 0 | 0 | 0 | 0 | 0 | 0 | 0 | 0 | 0 | 0 | 0 | 0 | 0 | 0 | 0 | 0 | 0 | 0 | 0 | 0 | 0 | 5310 | 6733 | 0 | 1 | 1 | 0 | 0.659 | 0.34226 | EIA-923 | EIA-923 | 0 | 0 | 0 | 1 | 0 | 0 | 0 | 0 | 0 | 1 | 0 | 0 | 1 | 0-200 | 15 | 0-19 | 0 | 0-2 High | 0 | 0 | 0 | 0 | 0 | 0 | 0 | 91 | 87 | 0 | 0 | 1 | 0 | 0 | 0 | 0 | 0 | 0 | 0 | 0 | 0 | 0 | 0 | 0 | 0 | 0 | 1 | 1 | 0 | 0 | 0 | 0 | 0 | 0 | 0 | 8 ug/m3 | 0 | 0 | Mammoth Cave NP | 492.7106 | 0 | 0 | 0 | [5 empty] | Fleet Average | 43.44% | Fleet Average | 206.2677 | 9893.2711 | 82114.1498 | 8468.7476 | 50% | 202 | 132.8261 | 0 | 65.7555 | [9 empty] | 1 | 1.9946 | 0.65703 | 1.943 | 58.13% | 9893.2711 | 13238.7842 | 109881.9091 | 20.6268 | 1133.2543 | 7335.4933 | 3161600.189 | 1 | 0 | 1627.2032 | 1104.6543 | 4.2101 | 10.2663 | 60.7031 | 0 | 63.0243 | 48.5862 | 65.5275 | 1627.2032 |  | 10.2663 | 1104.6543 | 25.27% | 33.82% |  |  | 205.4
6181_1 | ERCOT_Rest | Coal + CCS | C698 | J T Deely | 6181 | 1 | 3595 | 10.58 | 4.59 | 48.59 | 0.41 | 0.69 | 4.82 | 18.85 | 2952_B_4 | 2952 | B | 4 | 2005 | Coal Steam | Oklahoma | 40101 | 493 | 1494 | TRUE | 11271 | 1977 | 9999 | 40 | 11.983 | 0 | 11.983 | Oklahoma | 4.82 | Oklahoma | -28.91 | Phillips 66 Carbon Plant | 50388_B_K1 | 50388 | B | K1 | 0 | Coal Steam | 0 | WEC_CALN | California | 6 | Contra Costa | 13 | 6013 | 8.5 | 8300 | 1983 | 0 | 0 | 0 | Y | Petroleum Coke | 0 | 0 | 0.6 | 0 | 0 | 0 | 0 | B | 0 | 0 | 0 | 0 | 0.79 | 1.1583 | 1.1583 | 1.1583 | 1.1583 | 0.05 | 0.05 | 0.05 | 0.98 | Yes | 2000 | 0 | 0 | 0 | 0 | 0 | Phillips 66 Co | 100 | Phillips 66 Co | 100 | needs_active | 50388_G_GEN1 | 0.5 | 0 | CA | 38.0181 | -122.2344 | Industrial | NR | PACIFIC GAS | PACIFIC GAS | 0 | 0 | 0% | 0 | 0 | 0 | 0 | 0 | 0 | 0 | 0 | 0 | 0 | 0 | 0 | 0 | 0 | 0 | 0 | 0 | 0 | 0 | 0 | 0 | 0 | 0 | 0 | 0 | 0 | 1 | Startup Source | 0.27147 | 0.35564 | EIA-923 | EIA-923 | 0 | 0 | 0 | 1 | 0 | 0 | 0 | 0 | 0 | 1 | 0 | 0 | 1 | 0-200 | 39 | 20-39 | 4 | 3-4 Moderate | 0 | 0 | 0 | 0 | 0 | 0 | 0 | 98 | 91 | 0 | 0 | 1 | 0 | 1 | 0 | 0 | 0 | 0 | 0 | 0 | 0 | 0 | 0 | 0 | 0 | 0 | 1 | 1 | 0 | 0 | 0 | 0 | 0 | 0 | 0 | 9 ug/m3 | 0 | 0 | Point Reyes NS/Phillip Burton Wilderness 1 | 42.8209 | 0 | 0 | 0 | [5 empty] | Fleet Average | 43.44% | Fleet Average | 206.2677 | 32343.3861 | 268450.105 | 27686.2902 | 50% | 156 | 102.5786 | 0 | 65.7555 | [9 empty] | 1 | 7.9556 | 2.6206 | 5.8794 | 62.8% | 32343.3861 | 46759.4804 | 388103.6876 | 20.6268 | 4002.6624 | 23683.6279 | 12610021.3965 | 1 | 0 | 2144.7718 | 349.6764 | 5.5492 | 12.5249 | 61.567 | -2.6485e-15 | 62.2417 | 61.8456 | 84.4591 | 2144.7718 |  | 12.5249 | 349.6764 | 30.83% | 44.57% |  |  | 250.59
6181_2 | ERCOT_Rest | Coal + CCS | C698 | J T Deely | 6181 | 2 | 3573 | 10.58 | 4.59 | 48.33 | 0.4 | 0.68 | 4.82 | 18.85 | 2952_B_5 | 2952 | B | 5 | 2006 | Coal Steam | Oklahoma | 40101 | 498 | 1494 | TRUE | 11261 | 1978 | 9999 | 40 | 11.983 | 0 | 11.983 | Oklahoma | 4.82 | Oklahoma | -28.91 | Phillips 66 Carbon Plant | 50388_B_K2 | 50388 | B | K2 | 0 | Coal Steam | 0 | WEC_CALN | California | 6 | Contra Costa | 13 | 6013 | 8.5 | 8300 | 1983 | 0 | 0 | 0 | Y | Petroleum Coke | 0 | 0 | 0.6 | 0 | 0 | 0 | 0 | B | 0 | 0 | 0 | 0 | 0.79 | 0.59415 | 0.59415 | 0.59415 | 0.59415 | 0.05 | 0.05 | 0.05 | 0.98 | Yes | 2000 | 0 | 0 | 0 | 0 | 0 | Phillips 66 Co | 100 | Phillips 66 Co | 100 | needs_active | 50388_G_GEN1 | 0.5 | 0 | CA | 38.0181 | -122.2344 | Industrial | NR | PACIFIC GAS | PACIFIC GAS | 0 | 0 | 0% | 0 | 0 | 0 | 0 | 0 | 0 | 0 | 0 | 0 | 0 | 0 | 0 | 0 | 0 | 0 | 0 | 0 | 0 | 0 | 0 | 0 | 0 | 0 | 0 | 0 | 0 | 1 | Startup Source | 0.41528 | 0.35564 | EIA-923 | EIA-923 | 0 | 0 | 0 | 1 | 0 | 0 | 0 | 0 | 0 | 1 | 0 | 0 | 1 | 0-200 | 39 | 20-39 | 4 | 3-4 Moderate | 0 | 0 | 0 | 0 | 0 | 0 | 0 | 98 | 91 | 0 | 0 | 1 | 0 | 1 | 0 | 0 | 0 | 0 | 0 | 0 | 0 | 0 | 0 | 0 | 0 | 0 | 1 | 1 | 0 | 0 | 0 | 0 | 0 | 0 | 0 | 9 ug/m3 | 0 | 0 | Point Reyes NS/Phillip Burton Wilderness 1 | 42.8209 | 0 | 0 | 0 | [5 empty] | Fleet Average | 43.44% | Fleet Average | 206.2677 | 32343.3861 | 268450.105 | 27686.2902 | 50% | 156 | 102.5786 | 0 | 65.7555 | [9 empty] | 1 | 7.9556 | 2.6206 | 5.8794 | 62.8% | 32343.3861 | 46759.4804 | 388103.6876 | 20.6268 | 4002.6624 | 23683.6279 | 12610021.3965 | 1 | 0 | 2144.7718 | 349.6764 | 5.5492 | 12.5249 | 61.567 | -2.6485e-15 | 62.2417 | 61.8456 | 84.4591 | 2144.7718 |  | 12.5249 | 349.6764 | 30.83% | 44.57% |  |  | 250.59
6190_2 | MISO_Louisiana | Coal + CCS | C465 | Brame Energy Center | 6190 | 2 | 3117 | 10.58 | 4.59 | 40.94 | 0.34 | 0.52 | 4.82 | 12.33 | 2952_B_6 | 2952 | B | 6 | 2007 | Coal Steam | Oklahoma | 40101 | 503 | 1494 | TRUE | 11137 | 1984 | 2049 | 40 | 11.983 | 0 | 11.983 | Oklahoma | 4.82 | Oklahoma | -28.91 | Pixelle Specialty Solutions LLC - Spring Grove Facility | 50397_B_5PB036 | 50397 | B | 5PB036 | 3656 | Coal Steam | 0 | PJM_WMAC | Pennsylvania | 42 | York | 133 | 42133 | 53 | 8300 | 1989 | 0 | FBC | dry | Y | Bituminous | Reagent Injection | 1989 | 0.893 | CF | SNCR | 0 | 2006 | ESPH | Yes | 0 | 0 | 0 | 1 | 0.16723 | 0.16723 | 0.16723 | 0.16723 | 1 | 0.1 | 1 | 0.893 | 0 | 0 | 0 | 0 | 0 | 0 | 0 | Pixelle Specialty Solutions LLC | 100 | Pixelle Specialty Solutions LLC | 100 | needs_active | 0 | 0 | 0 | PA | 39.8709 | -76.8681 | Industrial | NR | 0 | COLUMBIA GAS OF PENNSYLVANIA | 3342752.6 | 0 | 55% | 40%-60% | 1379554.4 | 0 | 316.8 | 0 | 0 | 128.4 | 0 | 0 | 0 | 0.23882 | 0 | 0 | 0.23033 | 0 | 0.18954 | 0 | 0 | 0.18615 | 0 | 0 | 0 | 83890 | 0 | 1562 | 1 | 1 | 0 | 0 | 0 | 0 | 0 | 0 | 1 | 1 | 0 | 0 | 1 | 0 | 0 | 0 | 0 | 0 | 0 | 0 | 0-200 | 33 | 20-39 | 0 | 0-2 High | 0 | 0 | 0 | 0 | 0 | 0 | 0 | 75 | 13 | 91 | 15 | 1 | 0 | 0 | 0 | 0 | 0 | 0 | 0 | 0 | 0 | 0 | 0 | 0 | 0 | 0 | 1 | 1 | 0 | 1 | 0 | SCO | 0 | 1 | SCO | 8 ug/m3 | 0 | 0 | Shenandoah NP | 156.5279 | 0 | 2.0239 | 0 | 3242209 |  | 0.53 |  |  | 5-Year Average | 55% | Fleet Average | 206.2677 | 255354 | 2119438.2 | 218585.8006 | 100% | 149 | 97.9757 | 47 | 65.7555 | [10 empty] | 40.66 | 13.3934 | 39.6066 | 73.6% | 255354 | 341704.6282 | 2836148.414 | 20.6268 | 29250.2877 | 189335.5129 | 64448003.8529 | 1 | 0 | 1627.2032 | 70.3322 | 4.2101 | 10.2663 | 60.7031 | 0 | 63.0243 | 40.9272 | 55.198 | 1627.2032 |  | 10.2663 | 70.3322 | 25.27% | 33.82% |  |  | 205.4
6194_ 172B | SPP SPS (Texas Panhandle) | Coal + CCS | C467 | Tolk | 6194 | 172B | 2813 | 10.58 | 3.22 | 36.68 | 0.31 | 0.44 | 4.82 | 17.48 | 2963_B_3313 | 2963 | B | 3313 | 2019 | Coal Steam | Oklahoma | 40131 | 313 | 313 | TRUE | 10353 | 1979 | 2021 | 23 | 16.7639 | 0 | 16.7639 | Oklahoma | 4.82 | Oklahoma | -28.91 | Westwood Generation LLC | 50611_B_031 | 50611 | B | 31 | 3677 | Coal Steam | 0 | PJM_WMAC | Pennsylvania | 42 | Schuylkill | 107 | 42107 | 30 | 14500 | 1987 | 0 | FBC | dry | N | Waste Coal | Reagent Injection | 1987 | 0.893 | CF | 0 | 0 | 0 | B | 0 | 0 | 0 | 0 | 0.2 | 0.13525 | 0.13525 | 0.13525 | 0.13525 | 0.01 | 0.01 | 0.01 | 0.98 | Yes | 1988 | 0 | 0 | 0 | 0 | 0 | Rausch Creek Generation LLC | 100 | Olympus Holdings LLC | 100 | needs_active | 0 | 0 | 0 | PA | 40.6191 | -76.45 | Independent Power Producer | NR | 0 | 0 | 2640627 | 153002.2 | 48.8% | 40%-60% | 1040572.8 | 226.2 | 179.2 | 311857.4 | 0 | 67.4 | 16 | 0 | 0.17611 | 0.14966 | 236.3247 | 0 | 0.14481 | 0.17132 | 0.13573 | 236.1995 | 0 | 0.12954 | 0.081132 | 0 | 0 | 250156 | 0 | 3912 | 1 | 0 | 0 | 0 | 0 | 0 | 0 | 0 | 0 | 0 | 1 | 0 | 1 | 0 | 0 | 0 | 0 | 0 | 0 | 0 | 0-200 | 35 | 20-39 | 0 | 0-2 High | 0 | 0 | 0 | 0 | 0 | 0 | 0 | 42 | 36 | 52 | 1 | 0 | 0 | 0 | 0 | 0 | 0 | 0 | 0 | 0 | 0 | 0 | 0 | 0 | 0 | 0 | 1 | 1 | 0 | 1 | 1 | SCO | CO | 1 | SCO | 0 | 0 | 0 | Brigantine Wilderness | 208.6129 | 1.0843 | 0.85901 | 0 | 2602120 | 145081 | 0.48 | 306973 | 235.9407 | 5-Year Average | 48.8% | 5-Year Average | 236.1995 | 128246.4 | 1859572.8 | 219615.0909 | 100% | 123 | 80.8793 | 22 | 65.7555 | [10 empty] | 44.7484 | 14.7401 | 15.2599 | 95.94% | 128246.4 | 252124.9773 | 3655812.171 | 23.62 | 43175.0519 | 176440.0389 | 70928463.5498 | 1 | 0 | 4648.0414 | 111.2399 | 21.0092 | 19.9608 | 113.2531 | 0 | 116.9421 | 100.3303 | 72.9257 | 4648.0414 |  | 19.9608 | 111.2399 | 49.13% | 96.59% |  |  | 228.6
6194_171B | SPP SPS (Texas Panhandle) | Coal + CCS | C467 | Tolk | 6194 | 171B | 2487.4736 | 10.58 | 3.22 | 31.8426 | 0.33134 | 0.51701 | 4.82 | 17.48 | 298_B_LIM1 | 298 | B | LIM1 | 176 | Coal Steam | Texas | 48293 | 831 | 1689 | TRUE | 10605 | 1985 | 2021 | 39 | 9.1283 | 0 | 9.1283 | Texas Onshore | 4.82 | Texas Onshore | -28.91 | Panther Creek Energy Facility | 50776_B_BLR1 | 50776 | B | BLR1 | 3693 | Coal Steam | 0 | PJM_WMAC | Pennsylvania | 42 | Carbon | 25 | 42025 | 42 | 14141 | 1992 | 0 | FBC | dry | N | Waste Coal | Reagent Injection | 1992 | 0.875 | CF + NH3 | SNCR | 0 | 1992 | B | 0 | 0 | 0 | 0 | 0.156 | 0.13466 | 0.13466 | 0.13466 | 0.13466 | 0.01 | 0.01 | 0.01 | 0.98 | Yes | 1992 | 0 | 0 | 0 | 0 | 0 | Panther Creek Power Operating LLC | 100 | ArcLight Capital Partners LLC | 100 | needs_active | 50776_G_GEN1 | 0.5 | 0 | PA | 40.8556 | -75.8781 | Independent Power Producer | NR | 0 | 0 | 627264.4 | 0 | 11.8% | 0%-20% | 105470.8 | 41 | 39.6 | 0 | 0 | 6 | 1 | 0 | 0.12759 | 0.12995 | 0 | 0 | 0.12649 | 0.13073 | 0.12626 | 0 | 0 | 0.11378 | 0.0033385 | 0 | 52691.5 | 59195 | 0 | 1024 | 1 | 0 | 0 | 0 | 0 | 0 | 0 | 0 | 0 | 1 | 1 | 0 | 1 | 0 | 0 | 0 | 0 | 0 | 0 | 0 | 0-200 | 30 | 20-39 | 0 | 0-2 High | 0 | 0 | 0 | 0 | 0 | 0 | 0 | 73 | 54 | 53 | 12 | 0 | 0 | 0 | 0 | 0 | 0 | 0 | 0 | 0 | 0 | 0 | 0 | 0 | 0 | 0 | 1 | 1 | 0 | 1 | 0 | SCO | 0 | 1 | SCO | 0 | 0 | 0 | Brigantine Wilderness | 189.7008 | 0.21613 | 0.20875 | 0 | 590685 |  | 0.11 |  |  | Floor Used | 20% | Fleet Average | 206.2677 | 73584 | 1040551.344 | 107316.056 | 50% | 131 | 73.581 | 8 | 56.1687 | [10 empty] | 61.0968 | 20.1253 | 21.8747 | 38.4% | 73584 | 141283.0333 | 1997883.3746 | 20.6268 | 20604.9385 | 86711.1176 | 96841321.6746 | 1 | 0 | 4427.0868 | 84.3068 | 19.5151 | 19.4666 | 86.1576 | 0 | 100.1637 | 175.007 | 148.5129 | 4427.0868 |  | 19.4666 | 84.3068 | 47.92% | 92% |  |  | 228.6
6204_1 | WECC_Wyoming | Coal + CCS | C469 | Laramie River Station | 6204 | 1 | 2407.2952 | 10.58 | 4.59 | 30.3991 | 0.32417 | 0.47967 | 4.82 | 11.28 | 298_B_LIM2 | 298 | B | LIM2 | 177 | Coal Steam | Texas | 48293 | 858 | 1689 | TRUE | 10567 | 1986 | 2021 | 39 | 9.1283 | 0 | 9.1283 | Texas Onshore | 4.82 | Texas Onshore | -28.91 | Panther Creek Energy Facility | 50776_B_BLR2 | 50776 | B | BLR2 | 3694 | Coal Steam | 0 | PJM_WMAC | Pennsylvania | 42 | Carbon | 25 | 42025 | 42 | 14141 | 1992 | 0 | FBC | dry | N | Waste Coal | Reagent Injection | 1992 | 0.875 | CF + NH3 | SNCR | 0 | 1992 | B | 0 | 0 | 0 | 0 | 0.156 | 0.13029 | 0.13029 | 0.13029 | 0.13029 | 0.01 | 0.01 | 0.01 | 0.98 | Yes | 1992 | 0 | 0 | 0 | 0 | 0 | Panther Creek Power Operating LLC | 100 | ArcLight Capital Partners LLC | 100 | needs_active | 50776_G_GEN1 | 0.5 | 0 | PA | 40.8556 | -75.8781 | Independent Power Producer | NR | 0 | 0 | 682929.6 | 0 | 12.4% | 0%-20% | 112267.6 | 41.2 | 41.6 | 0 | 0 | 7 | 1 | 0 | 0.11041 | 0.11961 | 0 | 0 | 0.12616 | 0.12066 | 0.12183 | 0 | 0 | 0.1247 | 0.0035135 | 0 | 52691.5 | 55781 | 0 | 810 | 1 | 0 | 0 | 0 | 0 | 0 | 0 | 0 | 0 | 1 | 1 | 0 | 1 | 0 | 0 | 0 | 0 | 0 | 0 | 0 | 0-200 | 30 | 20-39 | 0 | 0-2 High | 0 | 0 | 0 | 0 | 0 | 0 | 0 | 73 | 54 | 53 | 12 | 0 | 0 | 0 | 0 | 0 | 0 | 0 | 0 | 0 | 0 | 0 | 0 | 0 | 0 | 0 | 1 | 1 | 0 | 1 | 0 | SCO | 0 | 1 | SCO | 0 | 0 | 0 | Brigantine Wilderness | 189.7008 | 0.21718 | 0.21929 | 0 | 614963 |  | 0.11 |  |  | Floor Used | 20% | Fleet Average | 206.2677 | 73584 | 1040551.344 | 107316.056 | 50% | 131 | 73.581 | 8 | 56.1687 | [10 empty] | 61.0968 | 20.1253 | 21.8747 | 38.4% | 73584 | 141283.0333 | 1997883.3746 | 20.6268 | 20604.9385 | 86711.1176 | 96841321.6746 | 1 | 0 | 4427.0868 | 84.3068 | 19.5151 | 19.4666 | 86.1576 | 0 | 100.1637 | 175.007 | 148.5129 | 4427.0868 |  | 19.4666 | 84.3068 | 47.92% | 92% |  |  | 228.6
6248_1 | WECC_Colorado | Coal + CCS | C473 | Pawnee | 6248 | 1 | 2604.3102 | 10.58 | 4.59 | 33.4209 | 0.34161 | 0.51886 | 9.64 | 12.43 | 3_B_4 | 3 | B | 4 | 4 | Coal Steam | Alabama | 1097 | 362 | 1118 | TRUE | 10088 | 1969 | 9999 | 80 | 15.5347 | 0 | 15.5347 | Alabama | 4.82 | Mississippi | -28.91 | TES Filer City Station | 50835_B_1 | 50835 | B | 1 | 90183 | Coal Steam | 0 | MIS_LMI | Michigan | 26 | Manistee | 101 | 26101 | 30 | 10883 | 1990 | 0 | stoker/SPR | dry | Y | Bituminous | Dry Scrubber | 1990 | 0.9 | OFA | 0 | 0 | 0 | B | 0 | 0 | 0 | 0 | 0.5 | 0.39619 | 0.39619 | 0.39619 | 0.39619 | 0.05 | 0.1 | 1 | 0.95 | 0 | 0 | 0 | 0 | 0 | 0 | 0 | Tes Filer City Station LP | 100 | CMS Energy Corp | 100 | needs_active | 50835_G_GEN1 | 0.5 | 0 | MI | 44.2173 | -86.2891 | Independent Power Producer | NR | DTE GAS COMPANY | 0 | 3223748 | 0 | 81.8% | 80%-100% | 1356778.2 | 115.8 | 645.4 | 0 | 0 | 267.2 | 3 | 0 | 0.063278 | 0.39232 | 0 | 0 | 0.37274 | 0.071842 | 0.4004 | 0 | 0 | 0.39387 | 0.0017714 | 0 | 226492.5 | 113550 | 273307 | 0 | 1 | 1 | Cofire Source | 0.219 | 0.21646 | EIA-923 | EIA-923 | 0 | 0 | 0 | 1 | 0 | 1 | 0 | 0 | 0 | 0 | 0 | 0 | 0 | 0-200 | 32 | 20-39 | 0 | 0-2 High | 0 | 0 | 1 | 0 | 0 | OS NOx | 1 | 60 | 46 | 16 | 36 | 0 | 0 | 0 | net-zero by 2040 | 0 | 1 | 1 | 1 | 0 | 0 | 0 | 0 | 0 | 0 | 0 | 1 | 1 | 0 | 1 | 0 | SCO | 0 | 1 | SCO | 0 | NPCA | 0 | Seney Wilderness | 223.7874 | 0.51746 | 2.884 | 0 | 2875034 |  | 0.73 |  |  | 5-Year Average | 81.8% | Fleet Average | 206.2677 | 214970.4 | 2339522.8632 | 241283.9771 | 50% | 103 | 67.7282 | 0 | 65.7555 | [10 empty] | 30.1775 | 9.9405 | 20.0595 | 100% | 175721.5805 | 262800 | 2860052.4 | 20.6268 | 29496.8187 | 211787.1584 | 47832754.6668 | 0 | 0 | 2384.5388 | 111.2399 | 4.4434 | 13.4612 | 96.4852 | 5.0841 | 102.4456 | 42.9757 | 35.6573 | 2384.5388 |  | 13.4612 | 111.2399 | 33.13% | 49.55% |  |  | 205.4
6254_1 | MISO_Iowa | Coal + CCS | C476 | Ottumwa | 6254 | 1 | 2459.9504 | 10.58 | 3.52 | 29.4601 | 0.32886 | 0.49001 | 4.82 | 24.7 | 3_B_5 | 3 | B | 5 | 5 | Coal Steam | Alabama | 1097 | 756 | 1118 | TRUE | 10141 | 1971 | 2021 | 80 | 15.5347 | 0 | 15.5347 | Alabama | 4.82 | Mississippi | -28.91 | TES Filer City Station | 50835_B_2 | 50835 | B | 2 | 90184 | Coal Steam | 0 | MIS_LMI | Michigan | 26 | Manistee | 101 | 26101 | 30 | 10883 | 1990 | 0 | stoker/SPR | dry | Y | Bituminous | Dry Scrubber | 1990 | 0.9 | OFA | 0 | 0 | 0 | B | 0 | 0 | 0 | 0 | 0.5 | 0.38674 | 0.38674 | 0.38674 | 0.38674 | 0.05 | 0.1 | 1 | 0.95 | 0 | 0 | 0 | 0 | 0 | 0 | 0 | Tes Filer City Station LP | 100 | CMS Energy Corp | 100 | needs_active | 50835_G_GEN1 | 0.5 | 0 | MI | 44.2173 | -86.2891 | Independent Power Producer | NR | DTE GAS COMPANY | 0 | 3277958.4 | 0 | 83% | 80%-100% | 1364112.6 | 106.8 | 607.4 | 0 | 0 | 252.4 | 1 | 0 | 0.063744 | 0.3724 | 0 | 0 | 0.36178 | 0.065163 | 0.3706 | 0 | 0 | 0.37006 | 0.00058822 | 0 | 226492.5 | 108830 | 260110 | 0 | 1 | 1 | Cofire Source | 0.21391 | 0.21646 | EIA-923 | EIA-923 | 0 | 0 | 0 | 1 | 0 | 1 | 0 | 0 | 0 | 0 | 0 | 0 | 0 | 0-200 | 32 | 20-39 | 0 | 0-2 High | 0 | 0 | 1 | 0 | 0 | OS NOx | 1 | 60 | 46 | 16 | 36 | 0 | 0 | 0 | net-zero by 2040 | 0 | 1 | 1 | 1 | 0 | 0 | 0 | 0 | 0 | 0 | 0 | 1 | 1 | 0 | 1 | 0 | SCO | 0 | 1 | SCO | 0 | NPCA | 0 | Seney Wilderness | 223.7874 | 0.47724 | 2.7142 | 0 | 3132777 |  | 0.79 |  |  | 5-Year Average | 83% | Fleet Average | 206.2677 | 218124 | 2373843.492 | 244823.5954 | 50% | 103 | 67.7282 | 0 | 65.7555 | [10 empty] | 30.1775 | 9.9405 | 20.0595 | 100% | 175721.5805 | 262800 | 2860052.4 | 20.6268 | 29496.8187 | 215326.7766 | 47832754.6668 | 0 | 0 | 2384.5388 | 111.2399 | 4.1504 | 13.4612 | 97.9452 | 5.4926 | 104.1578 | 42.4306 | 34.6263 | 2384.5388 |  | 13.4612 | 111.2399 | 33.13% | 49.55% |  |  | 205.4
6257_3 | SERC_Southeastern | Coal + CCS | C477 | Scherer | 6257 | 3 | 2276 | 10.58 | 3.22 | 27.34 | 0.19 | 0.24 | 4.82 | 15.85 | 3118_B_1 | 3118 | B | 1 | 2065 | Coal Steam | Pennsylvania | 42063 | 850 | 1700 | TRUE | 9782 | 1970 | 2021 | 999 | 9.4403 | 0 | 9.4403 | Pennsylvania | 9.64 | Pennsylvania |  | Northampton Generating Company LP | 50888_B_BLR1 | 50888 | B | BLR1 | 3702 | Coal Steam | 0 | PJM_WMAC | Pennsylvania | 42 | Northampton | 95 | 42095 | 112 | 10316 | 1995 | 0 | FBC | dry | Y | Waste Coal | Reagent Injection | 1995 | 0.893 | CF + NH3 | SNCR | 0 | 1995 | B | 0 | 0 | 0 | 0 | 0.129 | 0.08354 | 0.08354 | 0.08354 | 0.08354 | 0.01 | 0.01 | 0.01 | 0.98 | Yes | 1995 | 0 | 0 | 0 | 0 | 0 | Northampton Generating Co LP | 100 | Archaea Energy Inc | 100 | needs_active | 50888_G_GEN1 | 1 | 0 | PA | 40.6917 | -75.4792 | Independent Power Producer | NR | 0 | 0 | 1663689.2 | 159831.6 | 12.6% | 0%-20% | 386954.2 | 81.4 | 71.2 | 196694 | 0 | 15.8 | 3 | 0 | 0.069489 | 0.08165 | 230.2032 | 0 | 0.077972 | 0.097855 | 0.085593 | 236.4552 | 0 | 0.081663 | 0.0022512 | 0 | 154377 | 124979 | 0 | 7038 | 1 | 0 | 0 | 0 | 0 | 0 | 0 | 0 | 0 | 1 | 1 | 0 | 1 | 0 | 0 | 0 | 0 | 0 | 0 | 0 | 0-200 | 27 | 20-39 | 1 | 0-2 High | 0 | 0 | 0 | 0 | 0 | 0 | 0 | 97 | 34 | 92 | 28 | 1 | 0 | 0 | 0 | 0 | 0 | 0 | 0 | 0 | 0 | 0 | 0 | 0 | 0 | 0 | 1 | 1 | 0 | 0 | 0 | 0 | 0 | 0 | 0 | 8 ug/m3 | 0 | 0 | Brigantine Wilderness | 154.5658 | 0.52664 | 0.46065 | 0 | 1875877 | 174836 | 0.14 | 222720 | 237.4569 | Floor Used | 20% | 5-Year Average | 236.4552 | 196224 | 2024246.784 | 239321.8619 | 100% | 155 | 52.5155 | 17 | 33.881 | [10 empty] | 118.8552 | 39.1509 | 72.8491 | 30.75% | 196224 | 301679.5868 | 3112126.6177 | 23.6455 | 36793.9296 | 202527.9323 | 188391216.9144 | 1 | 0 | 2586.0471 | 42.224 | 8.3161 | 14.2011 | 48.1744 | -3.2841e-15 | 87.7307 | 92.4102 | 89.5339 | 2586.0471 |  | 14.2011 | 42.224 | 34.96% | 53.74% |  |  | 228.6
6264_1 | PJM West | Coal + CCS | C478 | Mountaineer | 6264 | 1 | 2197.8703 | 10.58 | 3.22 | 24.367 | 0.30452 | 0.43786 | 4.82 | 17.97 | 3118_B_2 | 3118 | B | 2 | 2066 | Coal Steam | Pennsylvania | 42063 | 850 | 1700 | TRUE | 9704 | 1971 | 2021 | 999 | 9.4403 | 0 | 9.4403 | Pennsylvania | 9.64 | Pennsylvania |  | Covington Facility | 50900_B_9PB | 50900 | B | 9PB | 10097 | Coal Steam | 0 | PJM_Dom | Virginia | 51 | Covington City | 580 | 51580 | 14.7 | 10986 | 1962 | 0 | tangential | wet | Y | Bituminous | Wet Scrubber | 1989 | 0.95 | LNB + OFA | SNCR | 0 | 2015 | ESPC | No | 0 | 0 | 0 | 0.13 | 0.31364 | 0.31281 | 0.1469 | 0.14651 | 0.05 | 0.1 | 0.56 | 0.99 | 0 | 0 | 0 | 0 | 0 | 0 | 0 | Westvaco Corp | 100 | Verso Paper Corp | 100 | needs_active | 0 | 0 | 0 | VA | 37.7997 | -79.9947 | Industrial | NR | 0 | COLUMBIA GAS OF VIRGINIA | 4640739 | 0 | 60.8% | 60%-80% | 1688518 | 0 | 738.8 | 0 | 0 | 265.2 | 0 | 0 | 0 | 0.34849 | 0 | 0 | 0.36764 | 0 | 0.3184 | 0 | 0 | 0.31412 | 0 | 0 | 0 | 193754 | 0 | 1123 | 1 | 1 | 0 | 0 | 0 | 0 | 0 | 0 | 1 | 1 | 0 | 0 | 1 | 0 | 0 | 0 | 1 | 0 | 0 | 1 | 0-200 | 60 | 60+ | 0 | 0-2 High | 0 | 0 | 1 | 0 | 0 | OS NOx | 1 | 72 | 66 | 0 | 0 | 0 | 0 | 1 | 0 | 0 | 0 | 0 | 0 | 0 | 0 | 0 | 0 | 0 | 0 | 0 | 1 | 1 | 0 | 1 | 0 | SCO | 0 | 1 | SCO | 0 | 0 | 0 | James River Face Wilderness | 49.9363 | 0 | 14.7949 | 1 | 5129654 |  | 0.67 |  |  | 5-Year Average | 60.8% | Fleet Average | 206.2677 | 78293.376 | 860131.0287 | 88708.6161 | 100% | 83 | 65.7555 | 4 | 65.7555 | [9 empty] | 1 | 14.9269 | 4.9169 | 9.7831 | 91.36% | 78293.376 | 117643.2242 | 1292428.4607 | 20.6268 | 13329.311 | 75379.305 | 23659874.5711 | 0 | 0 | 2418.4494 | 209.3531 | 8.2823 | 13.5886 | 78.9971 | 0 | 81.8363 | 53.4819 | 55.5494 | 2418.4494 |  | 13.5886 | 209.3531 | 33.45% | 50.26% |  |  | 205.4
628_4 | FRCC | Coal + CCS | C139 | Crystal River | 628 | 4 | 2356.1645 | 10.58 | 3.22 | 28.4802 | 0.31947 | 0.46945 | 4.82 | 15.85 | 3122_B_1 | 3122 | B | 1 | 2072 | Coal Steam | Pennsylvania | 42063 | 620 | 1893 | TRUE | 10439 | 1969 | 9999 | 999 | 10.9358 | 0 | 10.9358 | Pennsylvania | 9.64 | Pennsylvania |  | Yellowstone Energy LP | 50931_B_BLR1 | 50931 | B | BLR1 | 0 | Coal Steam | 0 | WECC_MT | Montana | 30 | Yellowstone | 111 | 30111 | 26 | 10449 | 1995 | 0 | FBC | dry | Y | Petroleum Coke | Reagent Injection | 1995 | 0.927 | CF + OFA | 0 | 0 | 0 | B | 0 | 0 | 0 | 0 | 2 | 0.14 | 0.14 | 0.14 | 0.14 | 0.044 | 0.044 | 0.044 | 0.98 | Yes | 1995 | 0 | 0 | 0 | 0 | 0 | Yellowstone Energy LP | 100 | NorthWestern Corp | 100 | needs_active | 50931_G_GEN1 | 0.5 | 0 | MT | 45.8117 | -108.4278 | Independent Power Producer | NR | 0 | 0 | 0 | 0 | 0% | 0 | 0 | 0 | 0 | 0 | 0 | 0 | 0 | 0 | 0 | 0 | 0 | 0 | 0 | 0 | 0 | 0 | 0 | 0 | 0 | 0 | 229859.5 | 0 | 5674343 | 924 | 1 | 1 | 0 | 0.10517 | 0.10517 | EIA-923 | EIA-923 | 0 | 0 | 0 | 1 | 0 | 1 | 0 | 0 | 0 | 0 | 0 | 0 | 0 | 0-200 | 27 | 20-39 | 1 | 0-2 High | 0 | 0 | 0 | 0 | 0 | 0 | 0 | 86 | 39 | 26 | 86 | 1 | 0 | 0 | 0 | 0 | 0 | 0 | 0 | 0 | 0 | 0 | 0 | 0 | 0 | 0 | 0 | 0 | 0 | 0 | 0 | 0 | 0 | 0 | 0 | 0 | NPCA, NPS | 1 | North Absaroka Wilderness | 144.0757 | 0 | 0 | 0 | [5 empty] | Fleet Average | 43.44% | Fleet Average | 206.2677 | 98932.7106 | 1033747.8927 | 106614.39 | 50% | 59 | 65.7555 | 0 | 65.7555 | [10 empty] | 30.6355 | 10.0913 | 15.9087 | 70.99% | 98932.7106 | 161688.4785 | 1689482.9116 | 20.6268 | 17424.2861 | 89190.1039 | 48558681.118 | 1 | 0 | 3052.3385 | 125.7423 | 9.9421 | 15.7678 | 76.0344 | 0 | 76.6294 | 81.069 | 89.9245 | 3052.3385 |  | 15.7678 | 125.7423 | 38.81% | 63.43% |  |  | 250.59
628_5 | FRCC | Coal + CCS | C139 | Crystal River | 628 | 5 | 2356.1645 | 10.58 | 3.22 | 28.4802 | 0.31947 | 0.46945 | 4.82 | 15.85 | 3122_B_2 | 3122 | B | 2 | 2073 | Coal Steam | Pennsylvania | 42063 | 616 | 1893 | TRUE | 10362 | 1969 | 9999 | 999 | 10.9358 | 0 | 10.9358 | Pennsylvania | 9.64 | Pennsylvania |  | Yellowstone Energy LP | 50931_B_BLR2 | 50931 | B | BLR2 | 0 | Coal Steam | 0 | WECC_MT | Montana | 30 | Yellowstone | 111 | 30111 | 26 | 10449 | 1995 | 0 | FBC | dry | Y | Petroleum Coke | Reagent Injection | 1995 | 0.927 | CF + OFA | 0 | 0 | 0 | B | 0 | 0 | 0 | 0 | 2 | 0.14 | 0.14 | 0.14 | 0.14 | 0.044 | 0.044 | 0.044 | 0.98 | Yes | 1995 | 0 | 0 | 0 | 0 | 0 | Yellowstone Energy LP | 100 | NorthWestern Corp | 100 | needs_active | 50931_G_GEN1 | 0.5 | 0 | MT | 45.8117 | -108.4278 | Independent Power Producer | NR | 0 | 0 | 0 | 0 | 0% | 0 | 0 | 0 | 0 | 0 | 0 | 0 | 0 | 0 | 0 | 0 | 0 | 0 | 0 | 0 | 0 | 0 | 0 | 0 | 0 | 0 | 229859.5 | 0 | 5088443 | 924 | 1 | 1 | 0 | 0.10517 | 0.10517 | EIA-923 | EIA-923 | 0 | 0 | 0 | 1 | 0 | 1 | 0 | 0 | 0 | 0 | 0 | 0 | 0 | 0-200 | 27 | 20-39 | 1 | 0-2 High | 0 | 0 | 0 | 0 | 0 | 0 | 0 | 86 | 39 | 26 | 86 | 1 | 0 | 0 | 0 | 0 | 0 | 0 | 0 | 0 | 0 | 0 | 0 | 0 | 0 | 0 | 0 | 0 | 0 | 0 | 0 | 0 | 0 | 0 | 0 | 0 | NPCA, NPS | 1 | North Absaroka Wilderness | 144.0757 | 0 | 0 | 0 | [5 empty] | Fleet Average | 43.44% | Fleet Average | 206.2677 | 98932.7106 | 1033747.8927 | 106614.39 | 50% | 59 | 65.7555 | 0 | 65.7555 | [10 empty] | 30.6355 | 10.0913 | 15.9087 | 70.99% | 98932.7106 | 161688.4785 | 1689482.9116 | 20.6268 | 17424.2861 | 89190.1039 | 48558681.118 | 1 | 0 | 3052.3385 | 125.7423 | 9.9421 | 15.7678 | 76.0344 | 0 | 76.6294 | 81.069 | 89.9245 | 3052.3385 |  | 15.7678 | 125.7423 | 38.81% | 63.43% |  |  | 250.59
641_7 | SERC_Southeastern | Coal + CCS | C140 | Crist | 641 | 7 | 2492.9822 | 10.58 | 4.59 | 32.719 | 0.33181 | 0.49657 | 4.82 | 15.85 | 3122_B_3 | 3122 | B | 3 | 2074 | Coal Steam | Pennsylvania | 42063 | 657 | 1893 | TRUE | 10385 | 1977 | 9999 | 999 | 10.9358 | 0 | 10.9358 | Pennsylvania | 9.64 | Pennsylvania |  | Sunnyside Cogen Associates | 50951_B_1 | 50951 | B | 1 | 90986 | Coal Steam | 0 | WECC_UT | Utah | 49 | Carbon | 7 | 49007 | 51 | 12284 | 1993 | 0 | FBC | dry | N | Waste Coal | Wet Scrubber | 1993 | 0.8 | CF + FU + LA | 0 | 0 | 0 | B | 0 | 0 | 0 | 0 | 2 | 0.17146 | 0.17146 | 0.17146 | 0.17146 | 0.01 | 0.01 | 0.01 | 0.99 | Yes | 1993 | 0 | 0 | 0 | 0 | 0 | American Consumers Inc | 50 | American Consumers Inc | 50 | needs_active | 50951_G_GEN1 | 1 | 0 | UT | 39.5472 | -110.3917 | Independent Power Producer | NR | 0 | 0 | 0 | 444931.8 | 0% | 0 | 0 | 0 | 0 | 0 | 0 | 0 | 0 | 0 | 0 | 0 | 0 | 0 | 0 | 0 | 0 | 0 | 0 | 0 | 0 | 0 | 401049 | 402096 | 0 | 3197 | 1 | 0 | 0 | 0 | 0 | 0 | 0 | 0 | 0 | 0 | 1 | 0 | 1 | 0 | 0 | 0 | 0 | 0 | 0 | 0 | 0-200 | 29 | 20-39 | 6 | 5-6 Low | 0 | 0 | 0 | 0 | 0 | 0 | 0 | 6 | 85 | 10 | 90 | 1 | 0 | 0 | 0 | 0 | 0 | 0 | 0 | 0 | 0 | 0 | 0 | 0 | 0 | 0 | 1 | 1 | 0 | 0 | 0 | 0 | 0 | 0 | 0 | 0 | NPS | 1 | Arches NP | 97.3651 | 0 | 0 | 0 |  | 457325 |  |  |  | Fleet Average | 43.44% | Fleet Average | 206.2677 | 194060.3169 | 2383836.9326 | 245854.2573 | 100% | 29 | 53.8446 | 0 | 53.8446 | [10 empty] | 64.4464 | 21.2286 | 29.7714 | 74.41% | 194060.3169 | 332436.2252 | 4083646.5907 | 20.6268 | 42116.2155 | 203738.0418 | 102150684.0426 | 0 | 0 | 3431.1737 | 72.4246 | 13.1388 | 16.9102 | 73.7771 | 0 | 89.2389 | 74.5952 | 71.0519 | 3431.1737 |  | 16.9102 | 72.4246 | 41.62% | 71.31% |  |  | 228.6
645_BB04 | FRCC | Coal + CCS | C143 | Big Bend | 645 | BB04 | 2485.1268 | 10.58 | 4.59 | 33.369 | 0.33118 | 0.49517 | 4.82 | 15.85 | 3130_B_1 | 3130 | B | 1 | 88264 | Coal Steam | Pennsylvania | 42063 | 260 | 520 | FALSE | 10969 | 2004 | 9999 | 999 | 18.2061 | 0 | 18.2061 | Pennsylvania | 9.64 | Pennsylvania |  | Scrubgrass Generating Plant | 50974_B_UNIT 1 | 50974 | B | UNIT 1 | 3706 | Coal Steam | 0 | PJM_PENE | Pennsylvania | 42 | Venango | 121 | 42121 | 43 | 13904 | 1993 | 0 | FBC | dry | N | Bituminous, Waste Coal | Dry Scrubber | 1994 | 0.95 | CF + LA | SNCR | 0 | 1999 | B + C | 0 | 0 | 0 | 0 | 0.45 | 0.13247 | 0.13247 | 0.13247 | 0.13247 | 0.01 | 0.01 | 0.01 | 0.99 | Yes | 1994 | 0 | 0 | 0 | 0 | 0 | Scrubgrass Generating Co LP | 100 | Ares Management LP | 100 | needs_active | 50974_G_GEN1 | 0.5 | 0 | PA | 41.2691 | -79.8134 | Independent Power Producer | NR | 0 | 0 | 2310374.4 | 0 | 33.2% | 20%-40% | 913635 | 355.4 | 155.4 | 237159.4 | 0 | 57.2 | 6 | 0 | 0.36699 | 0.12762 | 202.5195 | 0 | 0.12561 | 0.30766 | 0.13452 | 205.2995 | 0 | 0.12521 | 0.0033212 | 0 | 120538.5 | 192099 | 0 | 1732 | 1 | 0 | 0 | 0.08 | 0.07 | CAMD | CAMD | 0 | 0 | 1 | 1 | 0 | 1 | 0 | 0 | 0 | 0 | 0 | 0 | 0 | 0-200 | 29 | 20-39 | 0 | 0-2 High | 0 | 0 | 0 | 0 | 0 | 0 | 0 | 26 | 26 | 32 | 5 | 0 | 0 | 0 | 0 | 0 | 0 | 0 | 0 | 0 | 0 | 0 | 0 | 0 | 0 | 0 | 1 | 1 | 0 | 1 | 0 | SCO | 0 | 1 | SCO | 0 | 0 | 0 | Otter Creek Wilderness | 245.7265 | 1.4463 | 0.63241 | 0 | 2092762 |  | 0.3 | 212440 | 203.0236 | 5-Year Average | 33.2% | 5-Year Average | 205.2995 | 125057.76 | 1738803.095 | 178487.7372 | 50% | 9 | 55.8738 | 0 | 55.8738 | [10 empty] | 55.2613 | 18.2031 | 24.7969 | 57.57% | 125057.76 | 216860.9099 | 3015234.0907 | 20.53 | 30951.3085 | 147536.4287 | 87591854.8751 | 0 | 0 | 3532.3676 | 82.741 | 15.3101 | 17.1978 | 84.3196 | 0 | 100.2784 | 96.396 | 81.7091 | 3532.3676 |  | 17.1978 | 82.741 | 42.33% | 73.41% |  |  | 205.4
6469_B1 | SPP_WAUE | Coal + CCS | C480 | Antelope Valley | 6469 | B1 | 2790.25 | 10.58 | 4.59 | 36.435 | 0.3573 | 0.55593 | 9.64 | 13.46 | 3130_B_2 | 3130 | B | 2 | 88265 | Coal Steam | Pennsylvania | 42063 | 260 | 520 | FALSE | 10969 | 2004 | 9999 | 999 | 18.2061 | 0 | 18.2061 | Pennsylvania | 9.64 | Pennsylvania |  | Scrubgrass Generating Plant | 50974_B_UNIT 2 | 50974 | B | UNIT 2 | 3707 | Coal Steam | 0 | PJM_PENE | Pennsylvania | 42 | Venango | 121 | 42121 | 43 | 13904 | 1993 | 0 | FBC | dry | N | Bituminous, Waste Coal | Dry Scrubber | 1994 | 0.95 | CF + LA | SNCR | 0 | 1999 | B + C | 0 | 0 | 0 | 0 | 0.45 | 0.13526 | 0.13526 | 0.13526 | 0.13526 | 0.01 | 0.01 | 0.01 | 0.99 | Yes | 1994 | 0 | 0 | 0 | 0 | 0 | Scrubgrass Generating Co LP | 100 | Ares Management LP | 100 | needs_active | 50974_G_GEN1 | 0.5 | 0 | PA | 41.2691 | -79.8134 | Independent Power Producer | NR | 0 | 0 | 2192802 | 0 | 32.4% | 20%-40% | 923933 | 410.4 | 158.4 | 225878.8 | 0 | 63.8 | 6 | 0 | 0.48699 | 0.13866 | 202.4274 | 0 | 0.13399 | 0.37432 | 0.14447 | 206.0184 | 0 | 0.13811 | 0.0035582 | 0 | 120538.5 | 166432 | 0 | 3423 | 1 | 0 | 0 | 0.07 | 0.07 | CAMD | CAMD | 0 | 0 | 1 | 1 | 0 | 1 | 0 | 0 | 0 | 0 | 0 | 0 | 0 | 0-200 | 29 | 20-39 | 0 | 0-2 High | 0 | 0 | 0 | 0 | 0 | 0 | 0 | 26 | 26 | 32 | 5 | 0 | 0 | 0 | 0 | 0 | 0 | 0 | 0 | 0 | 0 | 0 | 0 | 0 | 0 | 0 | 1 | 1 | 0 | 1 | 0 | SCO | 0 | 1 | SCO | 0 | 0 | 0 | Otter Creek Wilderness | 245.7265 | 1.6701 | 0.64462 | 0 | 1900887 |  | 0.28 | 193003 | 203.0663 | 5-Year Average | 32.4% | 5-Year Average | 206.0184 | 122044.32 | 1696904.2253 | 174796.7624 | 50% | 9 | 55.8738 | 0 | 55.8738 | [10 empty] | 55.2613 | 18.2031 | 24.7969 | 56.18% | 122044.32 | 211635.3458 | 2942577.8475 | 20.6018 | 30311.2617 | 144485.5007 | 87591854.8751 | 0 | 0 | 3532.3676 | 82.741 | 15.3101 | 17.1978 | 84.574 | 0 | 100.6296 | 98.2708 | 83.0076 | 3532.3676 |  | 17.1978 | 82.741 | 42.33% | 73.41% |  |  | 205.4
6481_ 2SGA | WECC_Utah | Coal + CCS | C481 | Intermountain Power Project | 6481 | 2SGA | 2001 | 10.58 | 3.22 | 24.23 | 0.17 | 0.2 | 4.82 | 10.69 | 3136_B_1 | 3136 | B | 1 | 2089 | Coal Steam | Pennsylvania | 42005 | 850 | 1700 | TRUE | 9828 | 1967 | 2021 | 999 | 9.4147 | 0 | 9.4147 | Pennsylvania | 9.64 | Pennsylvania |  | Ingredion Incorporated | 54556_B_BLR10 | 54556 | B | BLR10 | 89733 | Coal Steam | 0 | PJM_COMD | Illinois | 17 | Cook | 31 | 17031 | 10.6 | 10986 | 2006 | 0 | FBC | dry | Y | Bituminous | Reagent Injection | 2006 | 0.95 | CF | SNCR | 0 | 2007 | B | 0 | ACI | 2015 | 0 | 1.8 | 0.11685 | 0.11685 | 0.11685 | 0.11685 | 0.1 | 0.1 | 0.1 | 0.95 | 0 | 0 | 0 | 0 | 0 | 0 | 0 | Corn Products International Inc | 100 | Corn Products Intl Inc | 100 | needs_active | 0 | 0 | 0 | IL | 41.7775 | -87.8233 | Industrial | NR | 0 | NICOR GAS | 5832291.6 | 0 | 41.2% | 40%-60% | 2739961.6 | 0 | 307.4 | 0 | 0 | 136.4 | 0 | 0 | 0 | 0.065057 | 0 | 0 | 0.054483 | 0 | 0.10541 | 0 | 0 | 0.099563 | 0 | 0 | 0 | 267620 | 42839 | 0 | 1 | 1 | 0 | 0.62 | 0.42 | CAMD | CAMD | 0 | 0 | 1 | 1 | 0 | 1 | 0 | 0 | 0 | 1 | 0 | 0 | 1 | 0-200 | 16 | 0-19 | 6 | 5-6 Low | 0 | 0 | 0 | 0 | 0 | 0 | 0 | 100 | 86 | 0 | 0 | 1 | 0 | 0 | 0 | 0 | 0 | 0 | 0 | 0 | 0 | 0 | 0 | 0 | 0 | 0 | 1 | 1 | 0 | 1 | 0 | SCO | 0 | 1 | SCO | 9 ug/m3 | 0 | 0 | Seney Wilderness | 510.8673 | 0 | 0.60172 | 0 | 5803063 |  | 0.41 |  |  | 5-Year Average | 41.2% | Fleet Average | 206.2677 | 38256.672 | 420287.7986 | 43345.8947 | 25% | 231 | 151.8952 | 17 | 65.7555 | [9 empty] | 1 | 10.7636 | 3.5455 | 7.0545 | 61.91% | 38256.672 | 57484.2786 | 631522.2849 | 20.6268 | 6513.1318 | 36832.7628 | 17060861.9356 | 1 | 0 | 2418.4494 | 283.7637 | 8.2823 | 13.5886 | 78.9971 | 0 | 81.8363 | 69.8708 | 72.5719 | 2418.4494 |  | 13.5886 | 283.7637 | 33.45% | 50.26% |  |  | 205.4
6481_1SGA | WECC_Utah | Coal + CCS | C481 | Intermountain Power Project | 6481 | 1SGA | 2001 | 10.58 | 3.22 | 24.23 | 0.17 | 0.2 | 4.82 | 10.69 | 3136_B_2 | 3136 | B | 2 | 2090 | Coal Steam | Pennsylvania | 42005 | 850 | 1700 | TRUE | 9794 | 1968 | 2021 | 999 | 9.4147 | 0 | 9.4147 | Pennsylvania | 9.64 | Pennsylvania |  | Ingredion Incorporated | 54556_B_BLR6 | 54556 | B | BLR6 | 10116 | Coal Steam | 0 | PJM_COMD | Illinois | 17 | Cook | 31 | 17031 | 10.6 | 10986 | 2003 | 0 | other | 0 | Y | Bituminous | 0 | 0 | 0 | FR | 0 | 0 | 0 | 0 | 0 | 0 | 0 | 0 | 1.8 | 0.04448 | 0.04448 | 0.04448 | 0.04448 | 1 | 0.1 | 1 | 0 | 0 | 0 | 0 | 0 | 0 | 0 | 0 | Corn Products International Inc | 100 | Corn Products Intl Inc | 100 | needs_active | 0 | 0 | 0 | IL | 41.7775 | -87.8233 | Industrial | NR | 0 | NICOR GAS | 988352.4 | 0 | 18.8% | 0%-20% | 222522.2 | 0 | 24.8 | 0 | 0 | 6.8 | 0 | 0 | 0 | 0.053383 | 0 | 0 | 0.058447 | 0 | 0.050185 | 0 | 0 | 0.061117 | 0 | 0 | 0 | 0 | 717820 | 0 | 1 | 1 | 0 | 0.9 | 0.42 | CAMD | CAMD | 0 | 0 | 0 | 0 | 0 | 0 | 1 | 0 | 0 | 1 | 0 | 0 | 1 | 0-200 | 19 | 0-19 | 6 | 5-6 Low | 0 | 0 | 0 | 0 | 0 | 0 | 0 | 100 | 86 | 0 | 0 | 1 | 0 | 0 | 0 | 0 | 0 | 0 | 0 | 0 | 0 | 0 | 0 | 0 | 0 | 0 | 1 | 1 | 0 | 0 | 0 | 0 | 0 | 0 | 0 | 9 ug/m3 | 0 | 0 | Seney Wilderness | 510.8673 | 0 | 0.048545 | 0 | 749072 |  | 0.14 |  |  | Floor Used | 20% | Fleet Average | 206.2677 | 18571.2 | 204023.2032 | 21041.6964 | 25% | 231 | 151.8952 | 17 | 65.7555 | [9 empty] | 1 | 10.7636 | 3.5455 | 7.0545 | 30.05% | 18571.2 | 27904.9896 | 306564.216 | 20.6268 | 3161.7145 | 17879.9819 | 17060861.9356 | 1 | 0 | 2418.4494 | 283.7637 | 8.2823 | 13.5886 | 78.9971 | 0 | 81.8363 | 123.7604 | 128.5448 | 2418.4494 |  | 13.5886 | 283.7637 | 33.45% | 50.26% |  |  | 205.4
6641_1 | MISO_Arkansas | Coal + CCS | C483 | Independence Steam Electric Station | 6641 | 1 | 2535.0398 | 10.58 | 3.22 | 29.6397 | 0.33555 | 0.52688 | 4.82 | 31.19 | 3140_B_1 | 3140 | B | 1 | 2100 | Coal Steam | Pennsylvania | 42133 | 306 | 306 | TRUE | 11245 | 1961 | 9999 | 999 | 23.8764 | 41 | 16.1327 | Pennsylvania | 9.64 | New York |  | Ingredion Incorporated | 54556_B_BLR7 | 54556 | B | BLR7 | 88140 | Coal Steam | 0 | PJM_COMD | Illinois | 17 | Cook | 31 | 17031 | 10.6 | 10986 | 2004 | 0 | other | 0 | Y | Bituminous | 0 | 0 | 0 | LNB | 0 | 0 | 0 | 0 | 0 | 0 | 0 | 0 | 1.8 | 0.05457 | 0.05457 | 0.05457 | 0.05457 | 1 | 0.1 | 1 | 0 | 0 | 0 | 0 | 0 | 0 | 0 | 0 | Corn Products International Inc | 100 | Corn Products Intl Inc | 100 | needs_active | 0 | 0 | 0 | IL | 41.7775 | -87.8233 | Industrial | NR | 0 | NICOR GAS | 1077359 | 0 | 25.4% | 20%-40% | 317614.8 | 0 | 29.6 | 0 | 0 | 8.8 | 0 | 0 | 0 | 0.059628 | 0 | 0 | 0.058941 | 0 | 0.054949 | 0 | 0 | 0.055413 | 0 | 0 | 0 | 0 | 978553 | 0 | 1 | 1 | 0 | 0.87 | 0.42 | CAMD | CAMD | 0 | 0 | 0 | 0 | 0 | 0 | 1 | 0 | 0 | 1 | 0 | 0 | 1 | 0-200 | 18 | 0-19 | 6 | 5-6 Low | 0 | 0 | 0 | 0 | 0 | 0 | 0 | 100 | 86 | 0 | 0 | 1 | 0 | 0 | 0 | 0 | 0 | 0 | 0 | 0 | 0 | 0 | 0 | 0 | 0 | 0 | 1 | 1 | 0 | 0 | 0 | 0 | 0 | 0 | 0 | 9 ug/m3 | 0 | 0 | Seney Wilderness | 510.8673 | 0 | 0.057941 | 0 | 1029034 |  | 0.24 |  |  | 5-Year Average | 25.4% | Fleet Average | 206.2677 | 23585.424 | 259109.4681 | 26722.9545 | 25% | 231 | 151.8952 | 17 | 65.7555 | [9 empty] | 1 | 10.7636 | 3.5455 | 7.0545 | 38.17% | 23585.424 | 35439.3368 | 389336.5543 | 20.6268 | 4015.3774 | 22707.5771 | 17060861.9356 | 1 | 0 | 2418.4494 | 283.7637 | 8.2823 | 13.5886 | 78.9971 | -3.4945e-15 | 81.8363 | 101.4952 | 105.4189 | 2418.4494 |  | 13.5886 | 283.7637 | 33.45% | 50.26% |  |  | 205.4
6641_2 | MISO_Arkansas | Coal + CCS | C483 | Independence Steam Electric Station | 6641 | 2 | 2535.0398 | 10.58 | 3.22 | 29.6397 | 0.33555 | 0.52688 | 4.82 | 31.19 | 3149_B_1 | 3149 | B | 1 | 2124 | Coal Steam | Pennsylvania | 42093 | 752 | 1504 | TRUE | 10272 | 1972 | 9999 | 999 | 9.8533 | 0 | 9.8533 | Pennsylvania | 9.64 | New York |  | Ingredion Incorporated | 54556_B_BLR8 | 54556 | B | BLR8 | 88141 | Coal Steam | 0 | PJM_COMD | Illinois | 17 | Cook | 31 | 17031 | 10.6 | 10986 | 2018 | 0 | FBC | dry | Y | Bituminous | Reagent Injection | 2018 | 0.893 | LNB | SCR | 2018 | 0 | 0 | 0 | 0 | 0 | 0 | 1.8 | 0.07 | 0.07 | 0.07 | 0.07 | 0.1 | 0.1 | 0.1 | 0.893 | 0 | 0 | 0 | 0 | 0 | 0 | 0 | Corn Products International Inc | 100 | Corn Products Intl Inc | 100 | needs_active | 0 | 0 | 0 | IL | 41.7775 | -87.8233 | Industrial | NR | 0 | NICOR GAS | 1502071.5 | 0 | 30% | 20%-40% | 509709 | 0 | 5 | 0 | 0 | 1.5 | 0 | 0 | 0 | 0.0051357 | 0 | 0 | 0.0057514 | 0 | 0.0066575 | 0 | 0 | 0.0058857 | 0 | 0 | 0 | 0 | 1042226 | 0 | 1 | 1 | 0 | 1 | 0.42 | CAMD | CAMD | 0 | 0 | 0 | 0 | 1 | 1 | 0 | 0 | 0 | 1 | 0 | 0 | 1 | 0-200 | 4 | 0-19 | 6 | 5-6 Low | 0 | 0 | 0 | 0 | 0 | 0 | 0 | 100 | 86 | 0 | 0 | 1 | 0 | 0 | 0 | 0 | 0 | 0 | 0 | 0 | 0 | 0 | 0 | 0 | 0 | 0 | 1 | 1 | 0 | 0 | 0 | 0 | 0 | 0 | 0 | 9 ug/m3 | 0 | 0 | Seney Wilderness | 510.8673 | 0 | 0.0097873 | 0 | 1272945 |  | 0.25 |  |  | 5-Year Average | 30% | Fleet Average | 206.2677 | 27856.8 | 306034.8048 | 31562.5447 | 25% | 231 | 151.8952 | 17 | 65.7555 | [9 empty] | 1 | 10.7636 | 3.5455 | 7.0545 | 45.08% | 27856.8 | 41857.4844 | 459846.324 | 20.6268 | 4742.5717 | 26819.9729 | 17060861.9356 | 1 | 0 | 2418.4494 | 283.7637 | 8.2823 | 13.5886 | 78.9971 | -2.9587e-15 | 81.8363 | 88.8508 | 92.2857 | 2418.4494 |  | 13.5886 | 283.7637 | 33.45% | 50.26% |  |  | 205.4
6664_101 | MISO_Iowa-MidAmerican | Coal + CCS | C485 | Louisa | 6664 | 101 | 2539.6118 | 10.58 | 3.52 | 30.1379 | 0.336 | 0.50602 | 4.82 | 41.73 | 3149_B_2 | 3149 | B | 2 | 2125 | Coal Steam | Pennsylvania | 42093 | 752 | 1504 | TRUE | 10097 | 1973 | 9999 | 999 | 9.8533 | 0 | 9.8533 | Pennsylvania | 9.64 | New York |  | St Nicholas Cogen Project | 54634_B_1 | 54634 | B | 1 | 3787 | Coal Steam | 0 | PJM_WMAC | Pennsylvania | 42 | Schuylkill | 107 | 42107 | 86 | 14500 | 1990 | 0 | FBC | dry | Y | Waste Coal | Reagent Injection | 1990 | 0.85 | OFA | 0 | 0 | 0 | B | 0 | 0 | 0 | 0 | 3.7 | 0.05701 | 0.05701 | 0.05701 | 0.05701 | 0.01 | 0.01 | 0.01 | 0.98 | Yes | 1990 | 0 | 0 | 0 | 0 | 0 | Schuylkill Energy Resource Inc | 100 | Schuylkill Energy Resource Inc | 100 | needs_active | 54634_G_SNCP | 1 | 0 | PA | 40.8222 | -76.1736 | Independent Power Producer | NR | 0 | 0 | 10609501.2 | 0 | 93% | 80%-100% | 4343396.2 | 1011.6 | 299.8 | 1251592.6 | 0 | 116 | 140 | 0 | 0.19136 | 0.059498 | 233.1076 | 0 | 0.059574 | 0.1907 | 0.056515 | 235.9381 | 0 | 0.053414 | 0.028238 | 0 | 600494 | 1306704 | 0 | 6972 | 1 | 0 | 0 | 0 | 0 | 0 | 0 | 0 | 0 | 0 | 1 | 0 | 1 | 0 | 0 | 0 | 0 | 0 | 0 | 0 | 0-200 | 32 | 20-39 | 0 | 0-2 High | 0 | 0 | 0 | 1 | 0 | PM | 1 | 77 | 89 | 51 | 11 | 1 | 1 | 0 | 0 | 0 | 0 | 0 | 0 | 0 | 0 | 0 | 0 | 0 | 0 | 0 | 1 | 1 | 0 | 0 | 1 | 0 | CO | 1 | CO | 0 | 0 | 0 | Brigantine Wilderness | 204.6244 | 4.9437 | 1.4651 | 0 | 10490645 |  | 0.92 | 1241678 | 236.721 | 5-Year Average | 93% | 5-Year Average | 235.9381 | 700624.8 | 10159059.6 | 1198454.4399 | 100% | 122 | 39.1161 | 10 | 32.0623 | [10 empty] | 128.2789 | 42.2551 | 43.7449 | 100% | 383205.6186 | 753360 | 10923720 | 23.5938 | 128866.0688 | 1069588.3711 | 203328262.1762 | 1 | 0 | 4648.0414 | 49.8576 | 2.9931 | 19.9608 | 112.1788 | 14.343 | 237.2486 | -41.6277 | -14.9141 | 4648.0414 |  | 19.9608 | 49.8576 | 49.13% | 96.59% |  |  | 228.6
6772_1 | SPP West (Oklahoma, Arkansas, Louisiana) | Coal + CCS | C489 | Hugo | 6772 | 1 | 2777.9458 | 10.58 | 4.59 | 36.6577 | 0.35626 | 0.57736 | 4.82 | 26.55 | 3297_B_WAT1 | 3297 | B | WAT1 | 2232 | Coal Steam | South Carolina | 45079 | 342 | 684 | TRUE | 10329 | 1970 | 2021 | 264 | 41.8848 | 0 | 15.8655 | South Carolina | 4.82 | Kentucky | -28.91 | Red Hills Generating Facility | 55076_B_AA001 | 55076 | B | AA001 | 3856 | Coal Steam | 0 | S_C_TVA | Mississippi | 28 | Choctaw | 19 | 28019 | 220 | 11206 | 2002 | 0 | FBC | dry | N | Lignite | Reagent Injection | 2002 | 0.915 | CF + other | 0 | 0 | 0 | B | 0 | ACI | 2016 | 0 | 0.25 | 0.11259 | 0.11259 | 0.11259 | 0.11259 | 0.1 | 0.1 | 0.1 | 0.98 | Yes | 2016 | 0 | 0 | 0 | 0 | 0 | Choctaw Generating LP | 100 | PurEnergy LLC | 100 | needs_active | 55076_G_RHGF | 0.5 | 0 | MS | 33.3761 | -89.2183 | Commercial | NR | 0 | WEIR NAT GAS SYS | 14911071.6 | 0 | 48.8% | 40%-60% | 6503120 | 1284.2 | 820.6 | 1557914.6 | 9.75 | 345.8 | 151 | 3 | 0.19022 | 0.099872 | 217.4622 | 1.094e-06 | 0.090087 | 0.17225 | 0.11007 | 208.9608 | 6.5388e-07 | 0.10635 | 0.022101 | 0.0004391 | 1183433 | 1258311 | 25573 | 0 | 1 | 1 | Startup Source | 0.8 | 0.4 | CAMD | CAMD | 1 | 0 | 0 | 1 | 0 | 1 | 0 | 0 | 0 | 0 | 0 | 0 | 0 | 200-400 | 20 | 20-39 | 6 | 5-6 Low | 0 | 0 | 0 | 1 | 0 | PM | 1 | 23 | 44 | 35 | 58 | 0 | 0 | 0 | 0 | 0 | 0 | 0 | 0 | 0 | 0 | 0 | 0 | 0 | 0 | 0 | 1 | 1 | 0 | 1 | 1 | SCO | CO | 1 | SCO | 0 | 0 | 0 | Sipsey Wilderness | 189.3732 | 6.7813 | 4.3332 | 0 | 14375544 |  | 0.47 | 1557433 | 216.6781 | 5-Year Average | 48.8% | 5-Year Average | 208.9608 | 940473.6 | 10538947.1616 | 1101113.3265 | 50% | 102 | 20.4338 | 0 | 20.0332 | [10 empty] | 239.8954 | 79.0215 | 140.9785 | 76.15% | 940473.6 | 1467629.7283 | 16446258.7358 | 20.8961 | 171831.1553 | 929282.1712 | 380245778.2425 | 1 | 0 | 2697.1904 | 29.8287 | 9.4218 | 14.5922 | 31.7123 | 0 | 83.9885 | 17.8295 | 18.0442 | 2697.1904 |  | 14.5922 | 29.8287 | 35.92% | 56.05% |  |  | 216.24
6823_W1 | MISO_Indiana (including parts of Kentucky) | Coal + CCS | C490 | D B Wilson | 6823 | W1 | 2434.2611 | 10.58 | 4.59 | 33.2491 | 0.32663 | 0.48507 | 4.82 | 10.69 | 3297_B_WAT2 | 3297 | B | WAT2 | 2233 | Coal Steam | South Carolina | 45079 | 342 | 684 | TRUE | 10280 | 1971 | 2021 | 264 | 41.8848 | 0 | 15.8655 | South Carolina | 4.82 | Kentucky | -28.91 | Red Hills Generating Facility | 55076_B_AA002 | 55076 | B | AA002 | 3857 | Coal Steam | 0 | S_C_TVA | Mississippi | 28 | Choctaw | 19 | 28019 | 220 | 11206 | 2002 | 0 | FBC | dry | N | Lignite | Reagent Injection | 2002 | 0.915 | CF + other | 0 | 0 | 0 | B | 0 | ACI | 2016 | 0 | 0.25 | 0.12052 | 0.12052 | 0.12052 | 0.12052 | 0.1 | 0.1 | 0.1 | 0.98 | Yes | 2016 | 0 | 0 | 0 | 0 | 0 | Choctaw Generating LP | 100 | PurEnergy LLC | 100 | needs_active | 55076_G_RHGF | 0.5 | 0 | MS | 33.3761 | -89.2183 | Commercial | NR | 0 | WEIR NAT GAS SYS | 15906255.8 | 0 | 51.6% | 40%-60% | 7178193.6 | 1292.4 | 977.8 | 1726532.8 | 12 | 453.4 | 162 | 3 | 0.16178 | 0.11417 | 217.5594 | 1.0067e-06 | 0.11616 | 0.1625 | 0.12295 | 217.0885 | 7.5442e-07 | 0.12633 | 0.023243 | 0.00043042 | 1183433 | 1304356 | 25039 | 0 | 1 | 1 | Startup Source | 0.42 | 0.4 | CAMD | CAMD | 1 | 0 | 0 | 1 | 0 | 1 | 0 | 0 | 0 | 0 | 0 | 0 | 0 | 200-400 | 20 | 20-39 | 6 | 5-6 Low | 0 | 0 | 0 | 1 | 0 | PM | 1 | 23 | 44 | 35 | 58 | 0 | 0 | 0 | 0 | 0 | 0 | 0 | 0 | 0 | 0 | 0 | 0 | 0 | 0 | 0 | 1 | 1 | 0 | 1 | 1 | SCO | CO | 1 | SCO | 0 | 0 | 0 | Sipsey Wilderness | 189.3732 | 6.8246 | 5.1633 | 0 | 15472028 |  | 0.5 | 1679921 | 217.1559 | 5-Year Average | 51.6% | 5-Year Average | 217.0885 | 994435.2 | 11143640.8512 | 1209578.2743 | 50% | 102 | 20.4338 | 0 | 20.0332 | [10 empty] | 239.8954 | 79.0215 | 140.9785 | 80.52% | 994435.2 | 1551837.9914 | 17389896.5322 | 21.7089 | 188757.3489 | 1020820.9254 | 380245778.2425 | 1 | 0 | 2697.1904 | 29.8287 | 9.4218 | 14.5922 | 32.561 | 0 | 87.2553 | 12.9103 | 12.5766 | 2697.1904 |  | 14.5922 | 29.8287 | 35.92% | 56.05% |  |  | 216.24
703_ 2BLR | SERC_Southeastern | Coal + CCS | C147 | Bowen | 703 | 2BLR | 2166 | 10.58 | 3.22 | 27.12 | 0.21 | 0.26 | 4.82 | 15.85 | 3298_B_WIL1 | 3298 | B | WIL1 | 2234 | Coal Steam | South Carolina | 45015 | 605 | 605 | TRUE | 9833 | 1973 | 2021 | 333 | 38.2969 | 0 | 11.5006 | South Carolina | 4.82 | Kentucky | -28.91 | Wygen 1 | 55479_B_3 | 55479 | B | 3 | 4852 | Coal Steam | 0 | WECC_WY | Wyoming | 56 | Campbell | 5 | 56005 | 85 | 11824 | 2003 | 0 | wall | dry | N | Subbituminous | Dry Scrubber | 2003 | 0.933 | LNBO | SCR | 2003 | 0 | B | 0 | ACI | 2016 | 0 | 0.2 | 0.14165 | 0.14165 | 0.14165 | 0.14165 | 0.1 | 0.1 | 0.1 | 0.983 | 0 | 0 | 0 | 0 | 0 | 0 | 0 | Black Hills Power Inc | 76.5 | Black Hills Corp | 76.5 | needs_active | 55479_G_1 | 1 | 0 | WY | 44.2858 | -105.3833 | Investor-Owned Utility | NR | Other - Please explain in pipeline notes below. | 0 | 8220289.4 | 726786.6 | 72.2% | 60%-80% | 3645209 | 404 | 581 | 862145.2 | 0 | 271.8 | 13 | 0 | 0.078527 | 0.13068 | 209.7586 | 0 | 0.12829 | 0.098293 | 0.14136 | 209.7603 | 0 | 0.14913 | 0.0028432 | 0 | 703377 | 525011 | 16050 | 0 | 1 | 1 | Energy Source | 0.0068372 | 0.0068372 | EIA-923 | EIA-923 | 0 | 0 | 0 | 1 | 1 | 1 | 0 | 1 | 0 | 0 | 0 | 0 | 0 | 0-200 | 19 | 0-19 | 6 | 5-6 Low | 0 | 0 | 0 | 0 | 0 | 0 | 0 | 34 | 71 | 8 | 57 | 0 | 0 | 0 | 0 | 0 | 0 | 0 | 0 | 0 | 0 | 0 | 0 | 0 | 0 | 0 | 1 | 1 | 0 | 1 | 0 | CO | 0 | 1 | CO | 0 | NPS | 0 | Wind Cave National Park | 167.092 | 2.4178 | 3.4771 | 0 | 8523099 | 777316 | 0.75 | 893911 | 209.762 | 5-Year Average | 72.2% | 5-Year Average | 209.7603 | 537601.2 | 6356596.5888 | 666680.8151 | 100% | 56 | 37.5275 | 0 | 37.5275 | [10 empty] | 96.8441 | 31.9005 | 53.0995 | 100% | 465151.9532 | 744600 | 8804150.4 | 20.976 | 92338.063 | 574342.752 | 153502669.6825 | 0 | 0 | 2890.8476 | 50.2445 | 7.8928 | 15.2467 | 61.4136 | 3.3122 | 104.9531 | 17.2206 | 13.9467 | 2890.8476 |  | 15.2467 | 50.2445 | 37.53% | 60.08% |  |  | 214.13
703_ 4BLR | SERC_Southeastern | Coal + CCS | C147 | Bowen | 703 | 4BLR | 1945 | 10.58 | 3.22 | 23.69 | 0.16 | 0.19 | 4.82 | 15.85 | 3396_B_1 | 3396 | B | 1 | 2251 | Coal Steam | Tennessee | 47001 | 870 | 870 | TRUE | 9639 | 1967 | 2021 | 83 | 9.3938 | 14 | 9.3938 | Tennessee | 9.64 | Kentucky | -28.91 | Hardin Generator Project | 55749_B_PC1 | 55749 | B | PC1 | 9114 | Coal Steam | 0 | WECC_MT | Montana | 30 | Big Horn | 3 | 30003 | 107 | 12466 | 2006 | 0 | wall | dry | N | Subbituminous | Dry Scrubber | 2006 | 0.923 | LA + LNB + NH3 | SCR | 2006 | 0 | B | 0 | ACI | 2009 | 0 | 0.11 | 1.9276 | 0.07017 | 1.9276 | 0.07017 | 0.1 | 0.1 | 0.1 | 0.973 | 0 | 0 | 0 | 0 | 0 | 0 | 0 | Rocky Mountain Power LLC (ND) | 100 | BDW (Montana) LLC | 100 | needs_active | 55749_G_UNT1 | 1 | 0 | MT | 45.7578 | -107.6 | Independent Power Producer | NR | 0 | MONTANA DAKOTA UTILITIES CO | 2801310.4 | 217130 | 19% | 0%-20% | 1094861.5 | 130 | 101.6 | 292738.2 | 1.2 | 41.5 | 0 | 0 | 0.084191 | 0.067851 | 209.2858 | 4.1541e-07 | 0.068929 | 0.092814 | 0.072537 | 209.0009 | 4.2837e-07 | 0.075809 | 0 | 0 | 137176 | 95240 | 30717 | 0 | 1 | 1 | Energy Source | 0.0090835 | 0.0090835 | EIA-923 | EIA-923 | 0 | 0 | 0 | 1 | 1 | 1 | 0 | 1 | 0 | 0 | 0 | 0 | 0 | 0-200 | 16 | 0-19 | 3 | 3-4 Moderate | 0 | 0 | 0 | 0 | 0 | 0 | 0 | 46 | 97 | 14 | 91 | 1 | 0 | 0 | 0 | 0 | 0 | 0 | 0 | 0 | 0 | 0 | 0 | 0 | 0 | 0 | 0 | 0 | 0 | 0 | 0 | 0 | 0 | 0 | 0 | 0 | 0 | 0 | UL Bend Wilderness | 189.9362 | 0.68444 | 0.53492 | 0 | 2216507 | 155996 | 0.15 | 231132 | 208.5552 | Floor Used | 20% | 5-Year Average | 209.0009 | 187464 | 2336926.224 | 244209.8442 | 100% | 79 | 30.5522 | 0 | 30.5522 | [10 empty] | 128.5289 | 42.3374 | 64.6626 | 33.09% | 187464 | 310204.946 | 3867014.857 | 20.9001 | 40410.4796 | 203799.3646 | 203724605.974 | 0 | 0 | 3150.5803 | 43.4039 | 12.2431 | 16.0745 | 47.5099 | 0 | 92.4068 | 107.309 | 98.7077 | 3150.5803 |  | 16.0745 | 43.4039 | 39.57% | 65.47% |  |  | 214.13
703_1BLR | SERC_Southeastern | Coal + CCS | C147 | Bowen | 703 | 1BLR | 2166 | 10.58 | 3.22 | 27.12 | 0.21 | 0.26 | 4.82 | 15.85 | 3399_B_1 | 3399 | B | 1 | 2252 | Coal Steam | Tennessee | 47161 | 1239 | 2470 | TRUE | 10158 | 1973 | 2021 | 99 | 7.4615 | 13 | 7.4615 | Tennessee | 9.64 | Indiana | -28.91 | Prairie State Generating Station | 55856_B_PC1 | 55856 | B | PC1 | 90192 | Coal Steam | 0 | MIS_IL | Illinois | 17 | St Clair | 163 | 17163 | 815 | 9391 | 2012 | 2045 | wall | dry | N | Bituminous | Wet Scrubber | 2011 | 0.98 | LNB | SCR | 2011 | 0 | ESPC + WESP | Yes | ACI | 2011 | 0 | 0.182 | 0.06122 | 0.06122 | 0.06122 | 0.06122 | 0.05 | 0.1 | 0.1 | 0.99 | Yes | 2011 | 0 | 0 | 0 | 0 | 0 | Prairie State Generating Co LLC | 100 | American Municipal Power Inc | 100 | needs_active | 55856_G_PC1 | 1 | 0 | IL | 38.2792 | -89.6669 | Municipally-Owned Utility | NR | Ameren Illinois | 0 | 64278788.6 | 6125316.6 | 73.4% | 60%-80% | 28197299.6 | 5205.2 | 2003.2 | 6595001.8 | 32.4 | 875.6 | 65 | 0 | 0.15818 | 0.063431 | 205.1999 | 5.6471e-07 | 0.064674 | 0.16196 | 0.062328 | 205.1999 | 5.0405e-07 | 0.062105 | 0.0022497 | 0 | 5697710 | 3218121 | 126194 | 0 | 1 | 1 | Startup Source | 0.0078062 | 0.0049296 | EIA-923 | EIA-923 | 0 | 1 | 0 | 0 | 1 | 1 | 0 | 0 | 0 | 0 | 0 | 0 | 0 | 800-1000 | 10 | 0-19 | 6 | 5-6 Low | 0 | 0 | 0 | 0 | 0 | 0 | 0 | 24 | 5 | 67 | 7 | 0 | 0 | 0 | 0 | 0 | 0 | 0 | 0 | 0 | 0 | 0 | 0 | 0 | 0 | 0 | 1 | 1 | 0 | 0 | 0 | 0 | 0 | 0 | 0 | 8 ug/m3 | NPCA, NPS | 0 | Mingo Wilderness | 144.8622 | 35.9321 | 13.8283 | 1 | 64863820 | 6082164 | 0.74 | 6655027 | 205.2 | 5-Year Average | 73.4% | 5-Year Average | 205.1999 | 5240319.6 | 49211841.3636 | 5049133.4613 | 50% | 89 | 9.9065 | 0 | 9.9065 | 2031.9172 | 12.66 | 3.52 | 24.4049 | 0.28819 | 0.40488 | 4.82 | 10.69 |  |  | 707.4283 | 233.0269 | 581.9731 | 100% | 5098084.6406 | 7139400 | 67046105.4 | 20.52 | 687892.8421 | 4361240.6192 | 1121308095.9512 | 0 | 280327023.9878 | 1926.7352 | 20.4442 | 5.2473 | 11.6157 | 17.2163 | 0.67819 | 72.7147 | -13.5614 | -15.8526 | 1926.7352 |  | 11.6157 | 20.4442 | 28.59% | 40.04% |  |  | 205.4
703_3BLR | SERC_Southeastern | Coal + CCS | C147 | Bowen | 703 | 3BLR | 2143.5729 | 10.58 | 3.22 | 25.1592 | 0.29926 | 0.42706 | 4.82 | 15.85 | 3399_B_2 | 3399 | B | 2 | 2253 | Coal Steam | Tennessee | 47161 | 1231 | 2470 | TRUE | 10094 | 1973 | 2021 | 99 | 7.4615 | 13 | 7.4615 | Tennessee | 9.64 | Indiana | -28.91 | Prairie State Generating Station | 55856_B_PC2 | 55856 | B | PC2 | 90193 | Coal Steam | 0 | MIS_IL | Illinois | 17 | St Clair | 163 | 17163 | 815 | 9346 | 2012 | 2045 | wall | dry | N | Bituminous | Wet Scrubber | 2012 | 0.98 | LNB | SCR | 2012 | 0 | ESPC + WESP | Yes | ACI | 2012 | 0 | 0.182 | 0.06096 | 0.06096 | 0.06096 | 0.06096 | 0.05 | 0.1 | 0.1 | 0.99 | Yes | 2012 | 0 | 0 | 0 | 0 | 0 | Prairie State Generating Co LLC | 100 | American Municipal Power Inc | 100 | needs_active | 55856_G_PC2 | 1 | 0 | IL | 38.2792 | -89.6669 | Municipally-Owned Utility | NR | Ameren Illinois | 0 | 63829896.4 | 6409938.4 | 72.8% | 60%-80% | 27020499.2 | 5030.2 | 1992.6 | 6548946.8 | 32.4 | 859.4 | 70 | 0 | 0.15997 | 0.061029 | 205.2001 | 4.0327e-07 | 0.061308 | 0.15761 | 0.062435 | 205.2 | 5.076e-07 | 0.063611 | 0.0023459 | 0 | 6355380 | 3576547 | 113557 | 0 | 1 | 1 | Startup Source | 0.0055096 | 0.0049296 | EIA-923 | EIA-923 | 0 | 1 | 0 | 0 | 1 | 1 | 0 | 0 | 0 | 0 | 0 | 0 | 0 | 800-1000 | 10 | 0-19 | 6 | 5-6 Low | 0 | 0 | 0 | 0 | 0 | 0 | 0 | 24 | 5 | 67 | 7 | 0 | 0 | 0 | 0 | 0 | 0 | 0 | 0 | 0 | 0 | 0 | 0 | 0 | 0 | 0 | 1 | 1 | 0 | 0 | 0 | 0 | 0 | 0 | 0 | 8 ug/m3 | NPCA, NPS | 0 | Mingo Wilderness | 144.8622 | 34.724 | 13.7551 | 1 | 70219452 | 6821053 | 0.8 | 7204515 | 205.2 | 5-Year Average | 72.8% | 5-Year Average | 205.2 | 5197483.2 | 48575677.9872 | 4983864.1272 | 50% | 89 | 9.9344 | 0 | 9.9344 | [10 empty] | 704.0384 | 231.9102 | 583.0898 | 100% | 5107866.2604 | 7139400 | 66724832.4 | 20.52 | 684596.7208 | 4299267.4064 | 1115934987.1962 | 0 | 278983746.7991 | 1913.8305 | 20.4442 | 5.3298 | 11.5601 | 17.054 | 0.4273 | 71.5441 | -12.6943 | -15.0818 | 1913.8305 |  | 11.5601 | 20.4442 | 28.46% | 39.77% |  |  | 205.4
7097_BLR1 | ERCOT_Rest | Coal + CCS | C492 | J K Spruce | 7097 | BLR1 | 2330.1814 | 10.58 | 4.59 | 29.6972 | 0.31704 | 0.46422 | 4.82 | 18.85 | 3403_B_1 | 3403 | B | 1 | 2254 | Coal Steam | Tennessee | 47165 | 225 | 976 | FALSE | 10662 | 1956 | 2032 | 127 | 25.9067 | 0 | 20.399 | Tennessee | 9.64 | Indiana | -28.91 | Elm Road Generating Station | 56068_B_18 | 56068 | B | 18 | 89796 | Coal Steam | 0 | MIS_WUMS | Wisconsin | 55 | Milwaukee | 79 | 55079 | 633 | 9552 | 2010 | 0 | wall | dry | N | Bituminous, Subbituminous | Wet Scrubber | 2010 | 0.971 | LNB | SCR | 2010 | 0 | WESP + B | No | 0 | 0 | 0 | 0.03 | 0.06337 | 0.06337 | 0.06337 | 0.06337 | 0.05 | 0.1 | 0.56 | 0.99 | 0 | 0 | 0 | 0 | C2G | 2035 | 0 | Wisconsin Electric Power Co | 83.34 | WEC Energy Group Inc | 83.34 | needs_active | 56068_G_1 | 1 | 0 | WI | 42.8492 | -87.8336 | Investor-Owned Utility | RE | ANR PIPELINE COMPANY | 0 | 38584139.6 | 4333388.4 | 65% | 60%-80% | 17774543 | 256 | 1189.4 | 4045460.6 | 11.6 | 546.4 | 40 | 0 | 0.015995 | 0.062696 | 209.6614 | 3.3576e-07 | 0.06266 | 0.01327 | 0.061652 | 209.6955 | 3.0064e-07 | 0.061481 | 0.0020023 | 0 | 3988859 | 1928286 | 66630 | 0 | 1 | 1 | Energy Source | 0.0087404 | 0.0057907 | EIA-923 | EIA-923 | 0 | 1 | 0 | 1 | 1 | 1 | 0 | 1 | 0 | 0 | 0 | 0 | 0 | 600-800 | 12 | 0-19 | 6 | 5-6 Low | 0 | 0 | 0 | 0 | 0 | 0 | 0 | 70 | 14 | 78 | 60 | 0 | 0 | 0 | 40% below 2005 by 2030; 80% below 2005 by 2050 | 1 | 1 | 1 | 1 | FGD wastewater | 0 | 0 | 1 | 0 | 0 | 0 | 1 | 1 | 0 | 0 | 0 | 0 | 0 | 1 | CO | 0 | NPS | 0 | Seney Wilderness | 396.5866 | 0.64551 | 2.9991 | 0 | 40362805 | 4648305 | 0.68 | 4232319 | 209.7138 | 5-Year Average | 65% | 5-Year Average | 209.6955 | 3604302 | 34428292.704 | 3609729.363 | 50% | 206 | 23.4615 | 22 | 11.3891 | 2181.9725 | 10.58 | 4.59 | 27.3199 | 0.30298 | 0.43468 | 4.82 | 32.72 |  |  | 558.8702 | 184.0919 | 448.9081 | 91.66% | 3604302 | 5082383.0812 | 48546923.1921 | 20.9696 | 509003.6141 | 3100725.7489 | 885836421.151 | 0 | 0 | 1973.3133 | 21.4418 | 5.8757 | 11.8149 | 18.8098 | 0 | 73.1242 | -8.6058 | -10.0034 | 1973.3133 |  | 11.8149 | 21.4418 | 29.08% | 41.01% |  |  | 205.4
7097_BLR2 | ERCOT_Rest | Coal + CCS | C492 | J K Spruce | 7097 | BLR2 | 2305.6099 | 10.58 | 3.52 | 27.4316 | 0.31474 | 0.4593 | 4.82 | 18.85 | 3403_B_2 | 3403 | B | 2 | 2255 | Coal Steam | Tennessee | 47165 | 225 | 976 | FALSE | 10633 | 1957 | 2032 | 127 | 25.9067 | 0 | 20.399 | Tennessee | 9.64 | Indiana | -28.91 | Elm Road Generating Station | 56068_B_19 | 56068 | B | 19 | 89798 | Coal Steam | 0 | MIS_WUMS | Wisconsin | 55 | Milwaukee | 79 | 55079 | 633 | 9475 | 2011 | 0 | wall | dry | N | Bituminous, Subbituminous | Wet Scrubber | 2011 | 0.971 | LNB | SCR | 2011 | 0 | WESP + B | No | 0 | 0 | 0 | 0.03 | 0.06225 | 0.06225 | 0.06225 | 0.06225 | 0.05 | 0.1 | 0.56 | 0.99 | 0 | 0 | 0 | 0 | C2G | 2035 | 0 | Wisconsin Electric Power Co | 83.34 | WEC Energy Group Inc | 83.34 | needs_active | 56068_G_2 | 1 | 0 | WI | 42.8492 | -87.8336 | Investor-Owned Utility | RE | ANR PIPELINE COMPANY | 0 | 39085684.2 | 4179136 | 66% | 60%-80% | 18047686.8 | 268.2 | 1207.6 | 4097826 | 17.2 | 558.2 | 20 | 0 | 0.015301 | 0.063827 | 209.687 | 5.3432e-07 | 0.064218 | 0.013724 | 0.061792 | 209.6842 | 4.4006e-07 | 0.061858 | 0.0010504 | 0 | 3589037 | 1742036 | 110938 | 0 | 1 | 1 | Energy Source | 0.0067434 | 0.0057907 | EIA-923 | EIA-923 | 0 | 1 | 0 | 1 | 1 | 1 | 0 | 1 | 0 | 0 | 0 | 0 | 0 | 600-800 | 11 | 0-19 | 6 | 5-6 Low | 0 | 0 | 0 | 0 | 0 | 0 | 0 | 70 | 14 | 78 | 60 | 0 | 0 | 0 | 40% below 2005 by 2030; 80% below 2005 by 2050 | 1 | 1 | 1 | 1 | FGD wastewater | 0 | 0 | 1 | 0 | 0 | 0 | 1 | 1 | 0 | 0 | 0 | 0 | 0 | 1 | CO | 0 | NPS | 0 | Seney Wilderness | 396.5866 | 0.67627 | 3.045 | 0 | 39129807 | 4192719 | 0.66 | 4102639 | 209.6938 | 5-Year Average | 66% | 5-Year Average | 209.6842 | 3659752.8 | 34676157.78 | 3635521.9012 | 50% | 206 | 23.5756 | 22 | 11.4445 | [10 empty] | 554.3651 | 182.6079 | 450.3921 | 92.76% | 3659752.8 | 5143570.0967 | 48735326.6662 | 20.9684 | 510951.4975 | 3124570.4037 | 878695570.6036 | 0 | 0 | 1950.9567 | 21.4418 | 5.7623 | 11.7196 | 18.7155 | 0 | 72.5701 | -9.0015 | -10.5433 | 1950.9567 |  | 11.7196 | 21.4418 | 28.85% | 40.54% |  |  | 205.4
7210_COP1 | SERC_VACAR | Coal + CCS | C493 | Cope | 7210 | COP1 | 2065.7575 | 10.58 | 4.59 | 29.2334 | 0.29158 | 0.41159 | 4.82 | 25.38 | 3403_B_3 | 3403 | B | 3 | 2256 | Coal Steam | Tennessee | 47165 | 263 | 976 | TRUE | 10669 | 1959 | 2032 | 127 | 25.9067 | 0 | 20.399 | Tennessee | 9.64 | Indiana | -28.91 | TS Power Plant | 56224_B_BLR100 | 56224 | B | BLR100 | 89529 | Coal Steam | 0 | WECC_NNV | Nevada | 32 | Eureka | 11 | 32011 | 218 | 10573 | 2008 | 0 | wall | dry | N | Subbituminous | Dry Scrubber | 2008 | 0.92 | LNBO | SCR | 2008 | 0 | B | 0 | ACI | 2008 | 0 | 0.07 | 0.04971 | 0.04971 | 0.04971 | 0.04971 | 0.1 | 0.1 | 0.1 | 0.97 | 0 | 0 | 0 | 0 | C2G | 2022 | 0 | Newmont Nevada Energy Investments | 100 | Barrick Gold Corp | 100 | needs_active | 56224_G_1 | 1 | 0 | NV | 40.7461 | -116.5297 | Independent Power Producer | NR | 0 | 0 | 11873173.8 | 1173425.8 | 55% | 40%-60% | 5163961.2 | 168.6 | 288.6 | 1243472.4 | 8.2 | 128.2 | 23 | 0 | 0.025867 | 0.046172 | 209.5162 | 6.9536e-07 | 0.047179 | 0.0284 | 0.048614 | 209.4591 | 6.9063e-07 | 0.049652 | 0.0043846 | 0 | 1049081 | 606427 | 0 | 4126 | 1 | 0 | 0 | 0 | 0 | 0 | 0 | 0 | 0 | 0 | 1 | 1 | 1 | 0 | 1 | 0 | 0 | 1 | 0 | 1 | 200-400 | 14 | 0-19 | 6 | 5-6 Low | 0 | 0 | 0 | 0 | 0 | 0 | 0 | 1 | 9 | 1 | 63 | 0 | 0 | 0 | 0 | 0 | 0 | 0 | 0 | 0 | 0 | 0 | 0 | 0 | 0 | 0 | 1 | 1 | 0 | 0 | 0 | 0 | 0 | 0 | 0 | 0 | NPS | 1 | Jarbridge Wilderness | 130.5079 | 1.2919 | 2.2114 | 0 | 11310877 | 1167904 | 0.52 | 1184971 | 209.5277 | 5-Year Average | 55% | 5-Year Average | 209.4591 | 1050324 | 11105075.652 | 1163029.8104 | 100% | 320 | 67.0378 | 42 | 20.9493 | [9 empty] | 1 | 222.0981 | 73.1591 | 144.8409 | 82.78% | 1050324 | 1580842.3675 | 16714246.3517 | 20.9459 | 175047.5852 | 987982.2252 | 352036189.9911 | 0 | 0 | 2430.5026 | 29.9466 | 8.0106 | 13.6336 | 30.9645 | 0 | 79.9548 | 10.8631 | 11.5486 | 2430.5026 |  | 13.6336 | 29.9466 | 33.56% | 50.51% |  |  | 214.13
7213_1 | PJM_Dominion | Coal + CCS | C494 | Clover | 7213 | 1 | 2252.9494 | 10.58 | 3.52 | 30.7951 | 0.30983 | 0.44892 | 4.82 | 41.67 | 3403_B_4 | 3403 | B | 4 | 2257 | Coal Steam | Tennessee | 47165 | 263 | 976 | TRUE | 10657 | 1959 | 2032 | 127 | 25.9067 | 0 | 20.399 | Tennessee | 9.64 | Indiana | -28.91 | Wygen 2 | 56319_B_1 | 56319 | B | 1 | 89633 | Coal Steam | 0 | WECC_WY | Wyoming | 56 | Campbell | 5 | 56005 | 90 | 11967 | 2008 | 2048 | wall | dry | N | Subbituminous | Dry Scrubber | 2008 | 0.933 | LNBO | SCR | 2008 | 0 | B | 0 | ACI | 2016 | 0 | 0.1 | 0.05812 | 0.05812 | 0.05812 | 0.05812 | 0.1 | 0.1 | 0.1 | 0.983 | 0 | 0 | 0 | 0 | 0 | 0 | 0 | Cheyenne Light Fuel & Power Co | 100 | Black Hills Corp | 100 | needs_active | 56319_G_1 | 1 | 0 | WY | 44.2919 | -105.3811 | Investor-Owned Utility | RE | Other - Please explain in pipeline notes below. | 0 | 8866771.4 | 789804.2 | 77.8% | 60%-80% | 3905671 | 370.6 | 264.6 | 929940.2 | 0 | 115 | 9 | 0 | 0.030618 | 0.064421 | 209.7594 | 0 | 0.063885 | 0.083593 | 0.059684 | 209.7585 | 0 | 0.058889 | 0.0020083 | 0 | 730720 | 537643 | 19674 | 0 | 1 | 1 | Energy Source | 0.0071657 | 0.0071657 | EIA-923 | EIA-923 | 0 | 0 | 0 | 1 | 1 | 1 | 0 | 1 | 0 | 0 | 0 | 0 | 0 | 0-200 | 14 | 0-19 | 6 | 5-6 Low | 0 | 0 | 0 | 0 | 0 | 0 | 0 | 32 | 72 | 11 | 66 | 0 | 0 | 0 | 0 | 0 | 0 | 0 | 0 | 0 | 0 | 0 | 0 | 0 | 0 | 0 | 1 | 1 | 0 | 0 | 0 | 0 | 0 | 0 | 0 | 0 | NPS | 0 | Wind Cave National Park | 167.2516 | 2.2158 | 1.582 | 0 | 8922852 | 795924 | 0.78 | 935829 | 209.7601 | 5-Year Average | 77.8% | 5-Year Average | 209.7585 | 613375.2 | 7340261.0184 | 769840.9592 | 100% | 56 | 35.6632 | 0 | 35.6632 | [10 empty] | 103.781 | 34.1855 | 55.8145 | 100% | 488935.3718 | 788400 | 9434782.8 | 20.9758 | 98951.2801 | 670889.6791 | 164497910.8574 | 0 | 0 | 2947.2233 | 48.3961 | 6.4258 | 15.4311 | 64.4026 | 5.3731 | 116.6322 | 7.9815 | 5.8168 | 2947.2233 |  | 15.4311 | 48.3961 | 37.98% | 61.25% |  |  | 214.13
7213_2 | PJM_Dominion | Coal + CCS | C494 | Clover | 7213 | 2 | 2252.9494 | 10.58 | 3.52 | 30.7951 | 0.30983 | 0.44892 | 4.82 | 41.67 | 3407_B_1 | 3407 | B | 1 | 2280 | Coal Steam | Tennessee | 47145 | 132 | 1398 | FALSE | 11201 | 1954 | 2021 | 102 | 28.9696 | 2 | 28.4016 | Tennessee | 9.64 | Kentucky | -28.91 | Stanton Energy Center | 564_B_2 | 564 | B | 2 | 369 | Coal Steam | 0 | FRCC | Florida | 12 | Orange | 95 | 12095 | 466 | 10373 | 1996 | 0 | wall | dry | N | Bituminous | Wet Scrubber | 1996 | 0.962 | LNB + OFA | SCR | 1996 | 0 | ESPC | No | 0 | 0 | 0 | 0.25 | 0.14861 | 0.14861 | 0.14861 | 0.14861 | 0.05 | 0.1 | 0.56 | 0.99 | Yes | 2014 | 0 | 0 | C2G | 2027 | 0 | Orlando Utilities Commission | 71.59 | Orlando Utilities Commission | 71.59 | needs_active | 564_G_2 | 1 | 0 | FL | 28.4822 | -81.1678 | Municipally-Owned Utility | RE | FLORIDA GAS TRANSMISSION COMPANY | 0 | 26090831.6 | 2671091.2 | 59.6% | 40%-60% | 11696497.4 | 1469.8 | 1898.8 | 2613677.4 | 9.2 | 841.6 | 127 | 0 | 0.11444 | 0.13814 | 199.4999 | 4.0479e-07 | 0.13556 | 0.11267 | 0.14555 | 200.3522 | 3.5261e-07 | 0.14391 | 0.0090247 | 0 | 2539309 | 1045300 | 1354197 | 0 | 1 | 1 | Cofire Source | 0.14 | 0.098351 | CAMD | EIA-923 | 0 | 1 | 0 | 0 | 1 | 1 | 0 | 0 | 0 | 0 | 1 | 0 | 1 | 400-600 | 26 | 20-39 | 4 | 3-4 Moderate | 0 | 0 | 0 | 0 | 0 | 0 | 0 | 89 | 85 | 84 | 100 | 1 | 0 | 0 | 0 | 0 | 0 | 0 | 0 | 0 | 0 | 0 | 0 | 0 | 0 | 0 | 0 | 0 | 0 | 0 | 0 | 0 | 0 | 0 | 0 | 0 | 0 | 0 | Chassahowitzka Wilderness | 142.547 | 10.311 | 13.3205 | 1 | 26220914 | 2748296 | 0.6 | 2626946 | 200.3703 | 5-Year Average | 59.6% | 5-Year Average | 200.3522 | 2432967.36 | 25237170.4253 | 2528160.9644 | 50.32% | 459 | 59.8733 | 0 | 13.0443 | 2343.6526 | 10.58 | 4.59 | 31.2589 | 0.31834 | 0.46701 | 4.82 | 15.85 |  | 1 | 446.7898 | 147.1726 | 318.8274 | 87.11% | 2432967.36 | 3556038.9267 | 36886791.7866 | 20.0352 | 369517.444 | 2158643.5204 | 708183498.7231 | 0 | 177045874.6808 | 2221.2125 | 23.0429 | 7.1824 | 12.8303 | 21.4556 | 0 | 75.416 | -0.76486 | -0.86206 | 2221.2125 |  | 12.8303 | 23.0429 | 31.58% | 46.16% |  |  | 205.4
7343_4 | MISO_Iowa-MidAmerican | Coal + CCS | C496 | George Neal South | 7343 | 4 | 2343.3268 | 10.58 | 4.59 | 28.9128 | 0.31829 | 0.46691 | 4.82 | 41.73 | 3407_B_2 | 3407 | B | 2 | 2281 | Coal Steam | Tennessee | 47145 | 132 | 1398 | FALSE | 11191 | 1954 | 2021 | 102 | 28.9696 | 2 | 28.4016 | Tennessee | 9.64 | Kentucky | -28.91 | Plum Point Energy Station | 56456_B_BLR1 | 56456 | B | BLR1 | 90208 | Coal Steam | 0 | MIS_AR | Arkansas | 5 | Mississippi | 93 | 5093 | 680 | 9682 | 2010 | 0 | wall | dry | N | Subbituminous | Dry Scrubber | 2010 | 0.9 | LNB + OFA | SCR | 2010 | 0 | B | 0 | ACI | 2010 | 0 | 0.16 | 0.07339 | 0.07339 | 0.07339 | 0.07339 | 0.1 | 0.1 | 0.1 | 0.95 | 0 | 0 | 0 | 0 | 0 | 0 | 0 | Plum Point Energy Associates LLC | 63 | Starwood Capital Group Global LLC | 63 | needs_active | 56456_G_STG1 | 1 | 0 | AR | 35.6644 | -89.9489 | Independent Power Producer | NR | 0 | 0 | 43165967.6 | 4361787.4 | 61.6% | 60%-80% | 19840231.2 | 2783.2 | 1641.8 | 4464191.8 | 35.4 | 758.4 | 104 | 0 | 0.13083 | 0.08026 | 209.7539 | 7.9234e-07 | 0.081801 | 0.12895 | 0.076069 | 206.8385 | 8.2009e-07 | 0.076451 | 0.0053236 | 0 | 3944609 | 2210780 | 0 | 19551 | 1 | 0 | 0 | 0 | 0 | 0 | 0 | 0 | 0 | 0 | 1 | 1 | 1 | 0 | 1 | 0 | 0 | 0 | 0 | 0 | 600-800 | 12 | 0-19 | 5 | 5-6 Low | 0 | 0 | 0 | 0 | 0 | 0 | 0 | 68 | 97 | 65 | 75 | 1 | 0 | 0 | 0 | 0 | 0 | 0 | 0 | 0 | 0 | 0 | 0 | 0 | 0 | 0 | 1 | 1 | 0 | 0 | 0 | 0 | 0 | 0 | 0 | 0 | 0 | 0 | Mingo Wilderness | 143.4519 | 19.4016 | 11.445 | 1 | 43150542 | 4317737 | 0.62 | 4427001 | 205.1887 | 5-Year Average | 61.6% | 5-Year Average | 206.8385 | 3669388.8 | 35527022.3616 | 3674177.8471 | 100% | 181 | 19.5937 | 53 | 10.8253 | 2224.7959 | 12.66 | 4.59 | 27.352 | 0.30709 | 0.4432 | 4.82 | 31.19 |  |  | 634.4012 | 208.9718 | 471.0282 | 88.93% | 3669388.8 | 5297313.8622 | 51288592.8137 | 20.6838 | 530422.7571 | 3143755.09 | 1005556730.6266 | 0 | 0 | 2134.812 | 21.1331 | 6.4431 | 12.4846 | 18.6871 | 2.9924e-15 | 72.8239 | -3.9686 | -4.6321 | 2134.812 |  | 12.4846 | 21.1331 | 30.73% | 44.37% |  |  | 214.13
7790_44562 | WECC_Utah | Coal + CCS | C502 | Bonanza | 7790 | 44562 | 2813 | 10.58 | 4.59 | 38.16 | 0.33 | 0.48 | 4.82 | 10.69 | 3407_B_3 | 3407 | B | 3 | 2282 | Coal Steam | Tennessee | 47145 | 132 | 1398 | FALSE | 11229 | 1954 | 2021 | 102 | 28.9696 | 2 | 28.4016 | Tennessee | 9.64 | Kentucky | -28.91 | John W Turk Jr Power Plant | 56564_B_1 | 56564 | B | 1 | 90325 | Coal Steam | 0 | SPP_WEST | Arkansas | 5 | Hempstead | 57 | 5057 | 609 | 9102 | 2012 | 0 | wall | dry | N | Subbituminous | Dry Scrubber | 2012 | 0.961 | LNBO | SCR | 2012 | 0 | B | 0 | ACI | 2012 | 0 | 0.065 | 0.03875 | 0.03875 | 0.03875 | 0.03875 | 0.1 | 0.1 | 0.1 | 0.99 | 0 | 0 | 0 | 0 | 0 | 0 | 0 | Southwestern Electric Power Co | 73 | American Electric Power Co Inc | 73 | needs_active | 56564_G_1 | 1 | 0 | AR | 33.6497 | -93.8119 | Investor-Owned Utility | RE | 0 | 0 | 36773758 | 4153351.8 | 70% | 60%-80% | 15326879.8 | 714.4 | 775.4 | 3856832 | 15 | 322.8 | 7 | 0 | 0.035772 | 0.044422 | 209.7601 | 5.2515e-07 | 0.044152 | 0.038854 | 0.042171 | 209.76 | 4.079e-07 | 0.042122 | 0.00033482 | 0 | 4015020 | 2093966 | 29769 | 0 | 1 | 1 | Startup Source | 0.0071613 | 0.0071613 | EIA-923 | EIA-923 | 0 | 0 | 0 | 1 | 1 | 1 | 0 | 1 | 0 | 0 | 0 | 0 | 0 | 600-800 | 10 | 0-19 | 4 | 3-4 Moderate | 0 | 0 | 0 | 0 | 0 | 0 | 0 | 25 | 88 | 62 | 60 | 1 | 0 | 0 | 70% below 2000 by 2030; 80% below 2000 by 2050 | 1 | 1 | 1 | 1 | 0 | 0 | 0 | 0 | 0 | 0 | 0 | 1 | 1 | 0 | 0 | 0 | 0 | 0 | 0 | 0 | 0 | NPCA | 0 | Caney Creek Wilderness | 82.505 | 8.6589 | 9.3982 | 0 | 37247698 | 4266422 | 0.71 | 3906541 | 209.7601 | 5-Year Average | 70% | 5-Year Average | 209.76 | 3734388 | 33990399.576 | 3564913.3487 | 100% | 40 | 12.0006 | 14 | 12.0006 | 2037.5932 | 10.58 | 4.59 | 26.0281 | 0.28876 | 0.40599 | 4.82 | 26.55 |  |  | 534.1265 | 175.9413 | 433.0587 | 98.44% | 3734388 | 5251579.501 | 47799876.6183 | 20.976 | 501325.1399 | 3063588.2088 | 846616464.3847 | 0 | 0 | 1954.9692 | 21.6179 | 5.5469 | 11.7368 | 18.8088 | 0 | 69.7316 | -7.7945 | -9.5012 | 1954.9692 |  | 11.7368 | 21.6179 | 28.89% | 40.63% |  |  | 214.13
8023_1 | MISO_Wisconsin- Upper Michigan (WUMS) | Coal + CCS | C504 | Columbia (WI) | 8023 | 1 | 2688 | 10.58 | 4.59 | 34.45 | 0.28 | 0.39 | 4.82 | 32.72 | 3407_B_4 | 3407 | B | 4 | 2283 | Coal Steam | Tennessee | 47145 | 132 | 1398 | FALSE | 11231 | 1954 | 2021 | 102 | 28.9696 | 2 | 28.4016 | Tennessee | 9.64 | Kentucky | -28.91 | Wygen III | 56596_B_1 | 56596 | B | 1 | 90109 | Coal Steam | 0 | WECC_WY | Wyoming | 56 | Campbell | 5 | 56005 | 100 | 11509 | 2010 | 0 | wall | dry | N | Subbituminous | Dry Scrubber | 2010 | 0.933 | LNB + OFA | SCR | 2010 | 0 | B | 0 | ACI | 2016 | 0 | 0.09 | 0.04261 | 0.04261 | 0.04261 | 0.04261 | 0.1 | 0.1 | 0.1 | 0.983 | 0 | 0 | 0 | 0 | 0 | 0 | 0 | Black Hills Power Inc | 52 | Black Hills Corp | 52 | needs_active | 56596_G_5 | 1 | 0 | WY | 44.2919 | -105.3806 | Investor-Owned Utility | RE | Other - Please explain in pipeline notes below. | 0 | 9396901.6 | 897270.4 | 82.4% | 80%-100% | 3902192.8 | 255.4 | 202.4 | 985545.2 | 0 | 83.6 | 9 | 0 | 0.034339 | 0.045504 | 209.7594 | 0 | 0.045449 | 0.054358 | 0.043078 | 209.7596 | 0 | 0.042848 | 0.0020139 | 0 | 762334 | 538065 | 12957 | 0 | 1 | 1 | Energy Source | 0.01213 | 0.01213 | EIA-923 | EIA-923 | 0 | 0 | 0 | 1 | 1 | 1 | 0 | 1 | 0 | 0 | 0 | 0 | 0 | 0-200 | 12 | 0-19 | 6 | 5-6 Low | 0 | 0 | 0 | 0 | 0 | 0 | 0 | 31 | 69 | 11 | 70 | 0 | 0 | 0 | 0 | 0 | 0 | 0 | 0 | 0 | 0 | 0 | 0 | 0 | 0 | 0 | 1 | 1 | 0 | 0 | 0 | 0 | 0 | 0 | 0 | 0 | NPS | 0 | Wind Cave National Park | 167.2164 | 1.5274 | 1.2104 | 0 | 8750568 | 842779 | 0.77 | 917754 | 209.7587 | 5-Year Average | 82.4% | 5-Year Average | 209.7596 | 721824 | 8307472.416 | 871286.0805 | 100% | 56 | 33.977 | 0 | 33.977 | [10 empty] | 110.899 | 36.5301 | 63.4699 | 100% | 555996.0627 | 876000 | 10081884 | 20.976 | 105738.602 | 765547.4785 | 175780289.8766 | 0 | 0 | 2769.5076 | 45.254 | 4.7871 | 14.8405 | 61.6298 | 6.4441 | 117.036 | 0.26301 | 0.19102 | 2769.5076 |  | 14.8405 | 45.254 | 36.53% | 57.56% |  |  | 214.13
8023_2 | MISO_Wisconsin- Upper Michigan (WUMS) | Coal + CCS | C504 | Columbia (WI) | 8023 | 2 | 2699 | 10.58 | 4.59 | 34.65 | 0.28 | 0.4 | 4.82 | 32.72 | 3407_B_5 | 3407 | B | 5 | 2284 | Coal Steam | Tennessee | 47145 | 174 | 1398 | FALSE | 11212 | 1955 | 2021 | 102 | 28.9696 | 2 | 28.4016 | Tennessee | 9.64 | Kentucky | -28.91 | Dry Fork Station | 56609_B_1 | 56609 | B | 1 | 90531 | Coal Steam | 0 | WECC_WY | Wyoming | 56 | Campbell | 5 | 56005 | 380 | 10552 | 2011 | 0 | wall | dry | N | Subbituminous | Dry Scrubber | 2011 | 0.95 | LNB + OFA | SCR | 2011 | 0 | B | 0 | ACI | 2011 | 0 | 0.07 | 0.04179 | 0.04179 | 0.04179 | 0.04179 | 0.1 | 0.1 | 0.1 | 0.99 | 0 | 0 | 0 | 0 | 0 | 0 | 0 | Basin Electric Power Coop | 92.9 | Basin Electric Power Coop | 92.9 | needs_active | 56609_G_1 | 1 | 0 | WY | 44.3889 | -105.4608 | Cooperative | RE | NORTHERN BORDER P L CO | 0 | 31980755.8 | 3289901.8 | 60.2% | 60%-80% | 13191817.8 | 938.8 | 677.6 | 3354141.4 | 27.4 | 274.6 | 0 | 0 | 0.059529 | 0.045303 | 209.7599 | 1.0162e-06 | 0.04428 | 0.05871 | 0.042375 | 209.76 | 8.5677e-07 | 0.041632 | 0 | 0 | 2565548 | 1664325 | 0 | 9870 | 1 | 0 | 0 | 0 | 0 | 0 | 0 | 0 | 0 | 0 | 1 | 1 | 1 | 0 | 1 | 0 | 0 | 0 | 0 | 0 | 200-400 | 11 | 0-19 | 6 | 5-6 Low | 0 | 0 | 0 | 0 | 0 | 0 | 0 | 21 | 20 | 7 | 53 | 0 | 0 | 0 | 0 | 0 | 0 | 0 | 0 | 0 | 0 | 0 | 0 | 0 | 0 | 0 | 1 | 1 | 0 | 0 | 0 | 0 | 0 | 0 | 0 | 0 | NPCA, NPS | 0 | Wind Cave National Park | 178.0233 | 5.2735 | 3.8062 | 0 | 28431435 | 2827352 | 0.54 | 2981890 | 209.7601 | 5-Year Average | 60.2% | 5-Year Average | 209.76 | 2003937.6 | 21145549.5552 | 2217745.0599 | 100% | 64 | 14.6467 | 0 | 14.6467 | [10 empty] | 386.3745 | 127.2717 | 252.7283 | 90.52% | 2003937.6 | 3013103.1189 | 31794264.1103 | 20.976 | 333458.2153 | 1884286.8446 | 612422256.6129 | 0 | 0 | 2423.2441 | 24.4163 | 7.9708 | 13.6065 | 24.4053 | 0 | 79.9248 | 0.89729 | 0.95426 | 2423.2441 |  | 13.6065 | 24.4163 | 33.49% | 50.36% |  |  | 214.13
8042_1 | SERC_VACAR | Coal + CCS | C505 | Belews Creek | 8042 | 1 | 1972.4254 | 10.58 | 2.88 | 22.5686 | 0.28211 | 0.39296 | 4.82 | 25.38 | 3407_B_6 | 3407 | B | 6 | 2285 | Coal Steam | Tennessee | 47145 | 174 | 1398 | FALSE | 11127 | 1955 | 2021 | 102 | 28.9696 | 2 | 28.4016 | Tennessee | 9.64 | Kentucky | -28.91 | Sandy Creek Energy Station | 56611_B_S01 | 56611 | B | S01 | 90551 | Coal Steam | 0 | ERC_REST | Texas | 48 | McLennan | 309 | 48309 | 933 | 9330 | 2013 | 0 | wall | dry | N | Subbituminous | Dry Scrubber | 2013 | 0.9 | LNB + OFA | SCR | 2013 | 0 | B | 0 | ACI | 2013 | 0 | 0.1 | 0.0455 | 0.0455 | 0.0455 | 0.0455 | 0.1 | 0.1 | 0.1 | 0.95 | 0 | 0 | 0 | 0 | 0 | 0 | 0 | Sandy Creek Energy Associates | 100 | LS Power Group | 100 | needs_active | 56611_G_S01 | 1 | 0 | TX | 31.4744 | -96.9571 | Independent Power Producer | NR | 0 | 0 | 56550548.4 | 5902165 | 54% | 40%-60% | 25839991 | 2746.2 | 1317 | 5924655.8 | 45.8 | 607.6 | 113 | 0 | 0.1003 | 0.046303 | 209.4163 | 9.3523e-07 | 0.046505 | 0.097124 | 0.046578 | 209.5349 | 8.0989e-07 | 0.047028 | 0.0035427 | 0 | 5026547 | 2747919 | 0 | 0 | 0 | 1 | Startup Source | 0.4 | 0.4 | CAMD | CAMD | 0 | 0 | 0 | 1 | 1 | 1 | 0 | 1 | 0 | 0 | 0 | 0 | 0 | 800-1000 | 9 | 0-19 | 4 | 3-4 Moderate | 0 | 0 | 0 | 0 | 0 | 0 | 0 | 36 | 64 | 90 | 78 | 1 | 0 | 0 | 0 | 0 | 0 | 0 | 0 | 0 | 0 | 0 | 0 | 0 | 0 | 0 | 1 | 1 | 0 | 0 | 0 | 0 | 0 | 0 | 0 | 0 | 0 | 0 | Wichita Mountains (Charons Garden Unit) | 393.2979 | 6.9825 | 3.3486 | 0 | 50394725 | 5348557 | 0.48 | 5280608 | 209.5699 | 5-Year Average | 54% | 5-Year Average | 209.5349 | 4413463.2 | 41177611.656 | 4314072.6771 | 100% | 47 | 9.1933 | 11 | 9.1933 | 2109.9184 | 12.66 | 3.52 | 24.6233 | 0.29593 | 0.42031 | 4.82 | 18.85 |  |  | 838.7901 | 276.2975 | 656.7025 | 76.72% | 4413463.2 | 6270359.8617 | 58502457.5098 | 20.9535 | 612915.2307 | 3701157.4464 | 1329523058.08 | 0 | 0 | 2024.5438 | 20.0053 | 5.8882 | 12.0307 | 16.6542 | 0 | 71.2815 | -2.3667 | -2.8222 | 2024.5438 |  | 12.0307 | 20.0053 | 29.61% | 42.07% |  |  | 214.13
8042_2 | SERC_VACAR | Coal + CCS | C505 | Belews Creek | 8042 | 2 | 1972.4254 | 10.58 | 2.88 | 22.5686 | 0.28211 | 0.39296 | 4.82 | 25.38 | 3407_B_7 | 3407 | B | 7 | 2286 | Coal Steam | Tennessee | 47145 | 174 | 1398 | FALSE | 11173 | 1955 | 2021 | 102 | 28.9696 | 2 | 28.4016 | Tennessee | 9.64 | Kentucky | -28.91 | Longview Power Plant | 56671_B_UHA01 | 56671 | B | UHA01 | 90398 | Coal Steam | 0 | PJM_AP | West Virginia | 54 | Monongalia | 61 | 54061 | 700 | 8904 | 2011 | 0 | wall | dry | N | Bituminous | Wet Scrubber | 2011 | 0.983 | LNBO | SCR | 2011 | 0 | B | 0 | 0 | 0 | 0 | 0.095 | 0.3851 | 0.06304 | 0.3851 | 0.06304 | 0.05 | 0.1 | 0.56 | 0.99 | 0 | 0 | 0 | 0 | 0 | 0 | 0 | Longview Power LLC | 100 | Genpower Holdings LP | 100 | needs_active | 56671_G_MKA01 | 1 | 0 | WV | 39.7079 | -79.959 | Independent Power Producer | NR | 0 | HOPE GAS INC | 47924315.2 | 5698261.2 | 75.8% | 60%-80% | 19801655 | 2113.6 | 1484.6 | 4917032.4 | 12 | 598.4 | 0 | 0 | 0.085737 | 0.062234 | 205.1999 | 0 | 0.060929 | 0.088206 | 0.061956 | 205.1999 | 2.5039e-07 | 0.060439 | 0 | 0 | 5264653 | 1805766 | 135656 | 0 | 1 | 1 | Startup Source | 0.072524 | 0.072524 | EIA-923 | EIA-923 | 0 | 0 | 0 | 1 | 1 | 1 | 0 | 1 | 0 | 0 | 0 | 0 | 0 | 600-800 | 11 | 0-19 | 6 | 5-6 Low | 0 | 0 | 0 | 0 | 0 | 0 | 0 | 72 | 60 | 47 | 35 | 0 | 0 | 0 | 0 | 0 | 0 | 0 | 0 | 0 | 0 | 0 | 0 | 0 | 0 | 0 | 1 | 1 | 0 | 0 | 0 | 0 | 0 | 0 | 0 | 0 | NPCA, NPS | 0 | Otter Creek Wilderness | 76.895 | 27.4868 | 19.3069 | 1 | 48599656 | 5836016 | 0.77 | 4986320 | 205.1998 | 5-Year Average | 75.8% | 5-Year Average | 205.1999 | 4648056 | 41386290.624 | 4246231.3977 | 100% | 36 | 11.1842 | 0 | 11.1842 | 1886.7682 | 12.66 | 3.94 | 23.6401 | 0.27319 | 0.37587 | 4.82 | 39.37 |  |  | 576.0977 | 189.7666 | 510.2334 | 100% | 4469644.7268 | 6132000 | 54599328 | 20.52 | 560188.8387 | 3686042.5589 | 913142801.5786 | 0 | 0 | 1789.657 | 21.0142 | 4.4343 | 11.0133 | 17.6332 | 0.99044 | 70.0981 | -13.7272 | -16.6455 | 1789.657 |  | 11.0133 | 21.0142 | 27.11% | 37.19% |  |  | 205.4
8066_BW71 | WECC_Wyoming | Coal + CCS | C672 | Jim Bridger | 8066 | BW71 | 2461.6568 | 10.58 | 4.59 | 31.4932 | 0.32907 | 0.49047 | 4.82 | 11.28 | 3407_B_8 | 3407 | B | 8 | 2287 | Coal Steam | Tennessee | 47145 | 174 | 1398 | FALSE | 11110 | 1955 | 2021 | 102 | 28.9696 | 2 | 28.4016 | Tennessee | 9.64 | Kentucky | -28.91 | Spiritwood Station | 56786_B_1 | 56786 | B | 1 | 90511 | Coal Steam | 0 | MIS_MAPP | North Dakota | 38 | Stutsman | 93 | 38093 | 92 | 8300 | 2014 | 0 | FBC | dry | Y | Lignite | Dry Scrubber | 2014 | 0.98 | CF + OFA | SNCR | 0 | 2014 | B | 0 | ACI | 2014 | 0 | 0.06 | 0.4559 | 0.09622 | 0.4559 | 0.09622 | 0.1 | 0.1 | 0.1 | 0.98 | 0 | 0 | 0 | 0 | 0 | 0 | 0 | Great River Energy | 100 | Great River Energy | 100 | needs_active | 56786_G_1 | 1 | 0 | ND | 46.9264 | -98.4997 | Cooperative | RE | WBI ENERGY TRANSMISSION INC | 0 | 4861964.8 | 0 | 36% | 20%-40% | 2022474.2 | 21.6 | 230 | 442126.6 | 9.2 | 100 | 2 | 0 | 0.0075433 | 0.093819 | 183.2279 | 1.8858e-06 | 0.11838 | 0.0088853 | 0.094612 | 181.8716 | 1.8922e-06 | 0.098889 | 0.00071077 | 0 | 181335 | 194943 | 1748222 | 0 | 1 | 1 | Cofire Source | 0.43 | 0.43 | CAMD | CAMD | 1 | 0 | 1 | 1 | 0 | 1 | 0 | 0 | 0 | 0 | 0 | 0 | 0 | 0-200 | 8 | 0-19 | 6 | 5-6 Low | 1 | 0 | 0 | 0 | 0 | Mercury | 1 | 4 | 2 | 1 | 0 | 0 | 0 | 0 | 0 | 0 | 0 | 0 | 1 | 0 | 0 | 0 | 0 | 0 | 0 | 0 | 0 | 0 | 0 | 0 | 0 | 0 | 0 | 0 | 0 | 0 | 0 | 0 | Lostwood Wilderness | 350.3738 | 0.061648 | 0.65644 | 0 | 4785971 |  | 0.35 | 417812 | 174.5986 | 5-Year Average | 36% | Floor Used | 190 | 290131.2 | 2408088.96 | 228768.4512 | 100% | 370 | 170.7908 | 2 | 46.1597 | [10 empty] | 74.3044 | 24.4759 | 67.5241 | 49.05% | 290131.2 | 395296.7434 | 3280962.9701 | 19 | 31169.1482 | 197599.303 | 117776060.0109 | 0 | 0 | 1744.2069 | 47.7131 | 4.5128 | 10.8081 | 41.9813 | 0 | 57.8908 | 45.6886 | 67.0837 | 1744.2069 |  | 10.8081 | 47.7131 | 26.6% | 36.25% |  |  | 216.24
8066_BW72 | WECC_Wyoming | Coal + CCS | C672 | Jim Bridger | 8066 | BW72 | 2469.6275 | 10.58 | 4.59 | 31.6356 | 0.32975 | 0.49199 | 4.82 | 11.28 | 3407_B_9 | 3407 | B | 9 | 2288 | Coal Steam | Tennessee | 47145 | 174 | 1398 | FALSE | 11123 | 1955 | 2021 | 102 | 28.9696 | 2 | 28.4016 | Tennessee | 9.64 | Kentucky | -28.91 | Virginia City Hybrid Energy Center | 56808_B_1 | 56808 | B | 1 | 90448 | Coal Steam | 0 | PJM_West | Virginia | 51 | Wise | 195 | 51195 | 305 | 9943 | 2012 | 0 | FBC | dry | N | Bituminous, Waste Coal | Dry Scrubber | 2012 | 0.98 | CF | SNCR | 0 | 2012 | ESPH + B | No | ACI | 2012 | 0 | 0.022 | 0.07356 | 0.07356 | 0.07356 | 0.07356 | 0.01 | 0.01 | 0.01 | 0.99 | 0 | 0 | 0 | 0 | 0 | 0 | 0 | Virginia Electric & Power Co | 100 | Dominion Energy Inc | 100 | needs_active | 56808_G_1 | 0.5 | 0 | VA | 36.9164 | -82.3381 | Investor-Owned Utility | RE | 0 | 0 | 9394043.2 | 0 | 30.6% | 20%-40% | 4014886 | 52 | 305.8 | 964580 | 0 | 132.6 | 2 | 0 | 0.019657 | 0.061824 | 205.5075 | 0 | 0.061405 | 0.011071 | 0.065105 | 205.3599 | 0 | 0.066054 | 0.00023823 | 0 | 592540 | 720600 | 0 | 21090 | 1 | 0 | 0 | 0 | 0 | 0 | 0 | 0 | 1 | 1 | 1 | 0 | 1 | 0 | 0 | 0 | 0 | 0 | 0 | 0 | 200-400 | 10 | 0-19 | 6 | 5-6 Low | 0 | 0 | 0 | 0 | 0 | 0 | 0 | 42 | 62 | 26 | 49 | 0 | 0 | 1 | Net-zero by 2050 | 0 | 0 | 1 | 1 | 0 | 0 | 0 | 0 | 0 | 0 | 0 | 1 | 1 | 0 | 0 | 0 | 0 | 0 | 0 | 0 | 0 | 0 | 0 | Linville Gorge Wilderness | 112.921 | 0.4605 | 2.7081 | 0 | 4953593 |  | 0.16 | 508373 | 205.2542 | 5-Year Average | 30.6% | 5-Year Average | 205.3599 | 817570.8 | 8129106.4644 | 834696.3439 | 50% | 49 | 17.495 | 19 | 17.495 | [10 empty] | 280.3046 | 92.3323 | 212.6677 | 43.89% | 817570.8 | 1172529.4299 | 11658460.1215 | 20.536 | 119709.0244 | 714987.3195 | 444296392.8266 | 0 | 0 | 2089.1582 | 26.2463 | 6.4753 | 12.2985 | 25.2026 | 3.3798e-15 | 74.3348 | 31.5932 | 36.126 | 2089.1582 |  | 12.2985 | 26.2463 | 30.27% | 43.42% |  |  | 205.4
8066_BW73 | WECC_Wyoming | Coal + CCS | C672 | Jim Bridger | 8066 | BW73 | 2485.6666 | 10.58 | 4.59 | 31.8668 | 0.3312 | 0.49521 | 4.82 | 11.28 | 3470_B_WAP5 | 3470 | B | WAP5 | 2378 | Coal Steam | Texas | 48157 | 659 | 2499 | TRUE | 10451 | 1977 | 9999 | 1 | 10.5402 | 0 | 10.5402 | Texas Onshore | 4.82 | Texas Onshore | -28.91 | Virginia City Hybrid Energy Center | 56808_B_2 | 56808 | B | 2 | 90449 | Coal Steam | 0 | PJM_West | Virginia | 51 | Wise | 195 | 51195 | 305 | 9943 | 2012 | 0 | FBC | dry | N | Bituminous, Waste Coal | Dry Scrubber | 2012 | 0.98 | CF | SNCR | 0 | 2012 | ESPH + B | No | ACI | 2012 | 0 | 0.022 | 0.07258 | 0.07258 | 0.07258 | 0.07258 | 0.01 | 0.01 | 0.01 | 0.99 | 0 | 0 | 0 | 0 | 0 | 0 | 0 | Virginia Electric & Power Co | 100 | Dominion Energy Inc | 100 | needs_active | 56808_G_1 | 0.5 | 0 | VA | 36.9164 | -82.3381 | Investor-Owned Utility | RE | 0 | 0 | 10513688.6 | 0 | 34.4% | 20%-40% | 5192048.8 | 36.8 | 349.8 | 1079932 | 0 | 171.2 | 5 | 0 | 0.013083 | 0.060742 | 205.2121 | 0 | 0.062402 | 0.0070004 | 0.066542 | 205.4335 | 0 | 0.065947 | 0.00058492 | 0 | 592540 | 0 | 0 | 0 | 0 | 0 | 0 | 0 | 0 | 0 | 0 | 0 | 1 | 1 | 1 | 0 | 1 | 0 | 0 | 0 | 0 | 0 | 0 | 0 | 200-400 | 10 | 0-19 | 6 | 5-6 Low | 0 | 0 | 0 | 0 | 0 | 0 | 0 | 42 | 62 | 26 | 49 | 0 | 0 | 1 | Net-zero by 2050 | 0 | 0 | 1 | 1 | 0 | 0 | 0 | 0 | 0 | 0 | 0 | 1 | 1 | 0 | 0 | 0 | 0 | 0 | 0 | 0 | 0 | 0 | 0 | Linville Gorge Wilderness | 112.921 | 0.32589 | 3.0977 | 0 | 9198993 |  | 0.3 | 945605 | 205.5888 | 5-Year Average | 34.4% | 5-Year Average | 205.4335 | 919099.2 | 9138603.3456 | 938687.7017 | 50% | 49 | 17.495 | 19 | 17.495 | [10 empty] | 280.3046 | 92.3323 | 212.6677 | 49.34% | 919099.2 | 1318137.6598 | 13106242.7509 | 20.5434 | 134623.0755 | 804064.6261 | 444296392.8266 | 0 | 0 | 2089.1582 | 26.2463 | 6.4753 | 12.2985 | 25.2086 | 3.0065e-15 | 74.3614 | 24.7291 | 28.267 | 2089.1582 |  | 12.2985 | 26.2463 | 30.27% | 43.42% |  |  | 205.4
8066_BW74 | WECC_Wyoming | Coal + CCS | C672 | Jim Bridger | 8066 | BW74 | 2494.4936 | 10.58 | 4.59 | 31.8584 | 0.33203 | 0.49708 | 4.82 | 11.28 | 3470_B_WAP6 | 3470 | B | WAP6 | 2379 | Coal Steam | Texas | 48157 | 653 | 2499 | TRUE | 10463 | 1978 | 9999 | 1 | 10.5402 | 0 | 10.5402 | Texas Onshore | 4.82 | Texas Onshore | -28.91 | Archer Daniels Midland Columbus | 57046_B_CFB1 | 57046 | B | CFB1 | 88220 | Coal Steam | 0 | SPP_NEBR | Nebraska | 31 | Platte | 141 | 31141 | 30 | 10986 | 2009 | 0 | FBC | dry | Y | Subbituminous | Reagent Injection | 2009 | 0.9 | LA + NH3 | SNCR | 0 | 2010 | B | 0 | 0 | 0 | 0 | 0.987 | 0.03765 | 0.03765 | 0.03765 | 0.03765 | 0.05 | 0.1 | 0.43 | 0.98 | Yes | 2009 | 0 | 0 | 0 | 0 | 0 | Archer Daniels Midland Co | 100 | Archer Daniels Midland Co | 100 | needs_active | 57046_G_GEN1 | 0.5 | 0 | NE | 41.4164 | -97.2863 | Industrial | NR | NORTHERN NATURAL GAS | 0 | 280163.4 | 0 | 9.2% | 0%-20% | 97360.6 | 0 | 5.8 | 0 | 0 | 1.8 | 0 | 0 | 0 | 0.039788 | 0 | 0 | 0.037115 | 0 | 0.041404 | 0 | 0 | 0.036976 | 0 | 0 | 146430.5 | 300164 | 0 | 0 | 0 | 1 | Startup Source | 0.022988 | 0.022044 | EIA-923 | EIA-923 | 0 | 0 | 1 | 1 | 0 | 1 | 0 | 0 | 0 | 0 | 0 | 0 | 0 | 0-200 | 13 | 0-19 | 6 | 5-6 Low | 0 | 0 | 0 | 0 | 0 | 0 | 0 | 74 | 57 | 25 | 42 | 0 | 0 | 0 | 0 | 0 | 0 | 0 | 0 | 0 | 0 | 0 | 0 | 0 | 0 | 0 | 0 | 0 | 0 | 0 | 0 | 0 | 0 | 0 | 0 | 0 | 0 | 0 | Badlands/Sage Creek Wilderness 2 | 469.6269 | 0 | 0.01235 | 0 | 170022 |  | 0.06 |  |  | Floor Used | 20% | Fleet Average | 206.2677 | 52560 | 577424.16 | 59551.971 | 50% | 167 | 109.8117 | 97 | 65.7555 | [10 empty] | 31.7578 | 10.461 | 19.539 | 30.71% | 52560 | 80700.2648 | 886573.1093 | 20.6268 | 9143.5689 | 50408.4021 | 50337707.8265 | 1 | 0 | 2576.2724 | 111.2399 | 8.8227 | 14.1661 | 79.1193 | -3.0692e-15 | 81.5204 | 129.7677 | 135.3066 | 2576.2724 |  | 14.1661 | 111.2399 | 34.87% | 53.54% |  |  | 214.13
8069_1 | WECC_Utah | Coal + CCS | C506 | Huntington | 8069 | 1 | 2313.9753 | 10.58 | 4.59 | 31.0639 | 0.31559 | 0.46111 | 4.82 | 10.69 | 3470_B_WAP7 | 3470 | B | WAP7 | 2380 | Coal Steam | Texas | 48157 | 577 | 2499 | TRUE | 10444 | 1980 | 9999 | 1 | 10.5402 | 0 | 10.5402 | Texas Onshore | 4.82 | Texas Onshore | -28.91 | Archer Daniels Midland Columbus | 57046_B_CFB2 | 57046 | B | CFB2 | 88221 | Coal Steam | 0 | SPP_NEBR | Nebraska | 31 | Platte | 141 | 31141 | 30 | 10986 | 2009 | 0 | FBC | dry | Y | Subbituminous | Reagent Injection | 2009 | 0.9 | LA + NH3 | SNCR | 0 | 2010 | B | 0 | 0 | 0 | 0 | 0.987 | 0.03841 | 0.03841 | 0.03841 | 0.03841 | 0.05 | 0.1 | 0.43 | 0.98 | Yes | 2009 | 0 | 0 | 0 | 0 | 0 | Archer Daniels Midland Co | 100 | Archer Daniels Midland Co | 100 | needs_active | 57046_G_GEN1 | 0.5 | 0 | NE | 41.4164 | -97.2863 | Industrial | NR | NORTHERN NATURAL GAS | 0 | 321475 | 0 | 10.6% | 0%-20% | 105751.8 | 0 | 6.6 | 0 | 0 | 2 | 0 | 0 | 0 | 0.038971 | 0 | 0 | 0.035332 | 0 | 0.041061 | 0 | 0 | 0.037824 | 0 | 0 | 146430.5 | 299039 | 0 | 0 | 0 | 1 | Startup Source | 0.044079 | 0.022044 | EIA-923 | EIA-923 | 0 | 0 | 1 | 1 | 0 | 1 | 0 | 0 | 0 | 0 | 0 | 0 | 0 | 0-200 | 13 | 0-19 | 6 | 5-6 Low | 0 | 0 | 0 | 0 | 0 | 0 | 0 | 74 | 57 | 25 | 42 | 0 | 0 | 0 | 0 | 0 | 0 | 0 | 0 | 0 | 0 | 0 | 0 | 0 | 0 | 0 | 0 | 0 | 0 | 0 | 0 | 0 | 0 | 0 | 0 | 0 | 0 | 0 | Badlands/Sage Creek Wilderness 2 | 469.6269 | 0 | 0.014054 | 0 | 206364 |  | 0.07 |  |  | Floor Used | 20% | Fleet Average | 206.2677 | 52560 | 577424.16 | 59551.971 | 50% | 167 | 109.8117 | 97 | 65.7555 | [10 empty] | 31.7578 | 10.461 | 19.539 | 30.71% | 52560 | 80700.2648 | 886573.1093 | 20.6268 | 9143.5689 | 50408.4021 | 50337707.8265 | 1 | 0 | 2576.2724 | 111.2399 | 8.8227 | 14.1661 | 79.1193 | -3.0692e-15 | 81.5204 | 129.7677 | 135.3066 | 2576.2724 |  | 14.1661 | 111.2399 | 34.87% | 53.54% |  |  | 214.13
8069_2 | WECC_Utah | Coal + CCS | C506 | Huntington | 8069 | 2 | 2327.3301 | 10.58 | 4.59 | 31.3799 | 0.31674 | 0.46357 | 4.82 | 10.69 | 3470_B_WAP8 | 3470 | B | WAP8 | 2381 | Coal Steam | Texas | 48157 | 610 | 2499 | TRUE | 10480 | 1982 | 9999 | 1 | 10.5402 | 0 | 10.5402 | Texas Onshore | 4.82 | Texas Onshore | -28.91 | Roquette America | 57953_B_COGEN | 57953 | B | COGEN | 0 | Coal Steam | 0 | MIS_MO | Iowa | 19 | Lee | 111 | 19111 | 32 | 8300 | 2007 | 0 | FBC | dry | Y | Bituminous, Petroleum Coke | Dry Scrubber | 2008 | 0.95 | CF + OFA | SNCR | 0 | 2008 | B | 0 | 0 | 0 | 0 | 5.26 | 0.19076 | 0.09538 | 0.19076 | 0.09538 | 0.05 | 0.07 | 0.07 | 0.99 | 0 | 0 | 0 | 0 | 0 | 0 | 0 | Roquette America Inc | 100 | Roquette America Inc | 100 | needs_active | 57953_G_ST | 1 | 0 | IA | 40.3892 | -91.3942 | Industrial | NR | 0 | LIBERTY UTILITIES NENGC CORP | 0 | 0 | 0% | 0 | 0 | 0 | 0 | 0 | 0 | 0 | 0 | 0 | 0 | 0 | 0 | 0 | 0 | 0 | 0 | 0 | 0 | 0 | 0 | 0 | 94536 | 37656 | 0 | 0 | 1 | 1 | 0 | 0 | 0 | 0 | 0 | 0 | 0 | 1 | 1 | 0 | 1 | 0 | 0 | 0 | 0 | 0 | 0 | 0 | 0-200 | 15 | 0-19 | 6 | 5-6 Low | 0 | 0 | 0 | 0 | 0 | 0 | 0 | 77 | 69 | 45 | 14 | 0 | 0 | 0 | 0 | 0 | 0 | 0 | 0 | 0 | 0 | 0 | 0 | 0 | 0 | 0 | 0 | 0 | 0 | 0 | 0 | 0 | 0 | 0 | 0 | 0 | 0 | 0 | Mingo Wilderness | 387.1714 | 0 | 0 | 0 | [5 empty] | Fleet Average | 43.44% | Fleet Average | 206.2677 | 121763.3361 | 1010635.6895 | 104230.7397 | 100% | 198 | 130.1959 | 1 | 65.7555 | [10 empty] | 24.5494 | 8.0866 | 23.9134 | 58.13% | 121763.3361 | 162938.8828 | 1352392.7274 | 20.6268 | 13947.7455 | 90282.9942 | 38912002.3263 | 0 | 0 | 1627.2032 | 105.3483 | 4.2101 | 10.2663 | 60.7031 | -3.0402e-15 | 63.0243 | 48.5862 | 65.5275 | 1627.2032 |  | 10.2663 | 105.3483 | 25.27% | 33.82% |  |  | 205.4
8102_1 | PJM West | Coal + CCS | C507 | General James M Gavin | 8102 | 1 | 2295.6859 | 12.66 | 3.22 | 25.2356 | 0.31383 | 0.45736 | 4.82 | 17.97 | 3845_B_BW22 | 3845 | B | BW22 | 2534 | Coal Steam | Washington | 53041 | 670 | 670 | TRUE | 11132 | 2002 | 2021 | 683 | 68.6923 | 0 | 10.0574 | Washington | 4.82 | Wyoming | -28.91 | Platte | 59_B_1 | 59 | B | 1 | 56 | Coal Steam | 0 | SPP_NEBR | Nebraska | 31 | Hall | 79 | 31079 | 100 | 11578 | 1982 | 0 | tangential | dry | N | Subbituminous | Dry Scrubber | 2014 | 0.913 | LNC3 | 0 | 0 | 0 | ESPH + B | No | ACI | 2016 | 0 | 0.745 | 0.17508 | 0.17508 | 0.17508 | 0.17508 | 0.1 | 0.1 | 0.1 | 0.963 | 0 | 0 | 0 | 0 | 0 | 0 | 0 | Grand Island Utilities | 100 | Grand Island Utilities | 100 | needs_active | 59_G_1 | 1 | 0 | NE | 40.8548 | -98.3482 | Municipally-Owned Utility | RE | 0 | 0 | 5565508.2 | 483832.6 | 42.4% | 40%-60% | 2613322.8 | 429.4 | 499 | 583710.2 | 2 | 230.2 | 9 | 0 | 0.15264 | 0.18435 | 209.7599 | 3.4849e-07 | 0.18972 | 0.15431 | 0.17932 | 209.7599 | 3.5936e-07 | 0.17617 | 0.0044118 | 0 | 505226 | 360041 | 0 | 941 | 1 | 0 | 0 | 0 | 0 | 0 | 0 | 0 | 1 | 0 | 1 | 0 | 1 | 0 | 0 | 0 | 0 | 0 | 0 | 0 | 0-200 | 40 | 40-59 | 4 | 3-4 Moderate | 0 | 0 | 0 | 0 | 0 | 0 | 0 | 64 | 51 | 32 | 74 | 0 | 0 | 0 | 0 | 0 | 0 | 0 | 0 | BATW | 0 | 0 | 1 | 0 | 0 | 0 | 0 | 0 | 0 | 0 | 0 | 0 | 0 | 1 | CO | 0 | NPS | 0 | Badlands/Sage Creek Wilderness 2 | 444.1871 | 0.96671 | 1.1234 | 0 | 6448208 | 568530 | 0.49 | 676287 | 209.7597 | 5-Year Average | 42.4% | 5-Year Average | 209.7599 | 371424 | 4300347.072 | 451020.1691 | 100% | 105 | 35.5213 | 57 | 33.8298 | [10 empty] | 111.5639 | 36.7491 | 63.2509 | 67.03% | 371424 | 587223.6288 | 6798875.1742 | 20.976 | 71306.5662 | 379713.6029 | 176834146.8583 | 0 | 44208536.7146 | 2795.7587 | 45.254 | 10.0903 | 14.9295 | 48.2442 | 0 | 86.8971 | 40.6421 | 39.7548 | 2795.7587 |  | 14.9295 | 45.254 | 36.75% | 58.1% |  |  | 214.13
8102_2 | PJM West | Coal + CCS | C507 | General James M Gavin | 8102 | 2 | 2295.6859 | 12.66 | 3.22 | 25.2356 | 0.31383 | 0.45736 | 4.82 | 17.97 | 3935_B_1 | 3935 | B | 1 | 2538 | Coal Steam | West Virginia | 54079 | 800 | 2900 | TRUE | 9891 | 1971 | 2040 | 999 | 9.7159 | 0 | 9.7159 | West Virginia | 9.64 | West Virginia |  | Whelan Energy Center | 60_B_1 | 60 | B | 1 | 57 | Coal Steam | 0 | SPP_NEBR | Nebraska | 31 | Adams | 1 | 31001 | 77 | 12708 | 1981 | 0 | tangential | dry | N | Subbituminous | 0 | 0 | 0.01 | OFA | 0 | 0 | 0 | ESPC | No | ACI | 2016 | 0 | 0.696 | 0.16396 | 0.16396 | 0.1469 | 0.1469 | 0.1 | 0.1 | 0.1 | 0 | 0 | 0 | 0 | 0 | 0 | 0 | 0 | Hastings Utilities (NE) | 100 | Hastings Utilities (NE) | 100 | needs_active | 60_G_1 | 1 | 0 | NE | 40.5809 | -98.3124 | Municipally-Owned Utility | RE | 0 | 0 | 4392679 | 378270.8 | 60% | 60%-80% | 1933656.6 | 1753 | 360 | 460704 | 4.2 | 160.8 | 0 | 0 | 0.75882 | 0.17311 | 209.7583 | 9.995e-07 | 0.17836 | 0.79815 | 0.16391 | 209.7599 | 9.5614e-07 | 0.16632 | 0 | 0 | 305259 | 435087 | 0 | 1221 | 1 | 0 | 0 | 0 | 0 | 0 | 0 | 0 | 1 | 0 | 0 | 0 | 0 | 1 | 0 | 0 | 0 | 0 | 0 | 0 | 0-200 | 41 | 40-59 | 6 | 5-6 Low | 0 | 0 | 0 | 0 | 0 | 0 | 0 | 65 | 74 | 21 | 43 | 0 | 0 | 0 | 0 | 0 | 0 | 0 | 0 | 0 | 0 | 0 | 0 | F1 | 0 | 1 | 0 | 0 | 0 | 0 | 0 | 0 | 0 | 1 | CO | 0 | NPCA, NPS | 0 | Badlands/Sage Creek Wilderness 2 | 469.1314 | 3.7367 | 0.76738 | 0 | 4015071 | 337822 | 0.55 | 421101 | 209.7602 | 5-Year Average | 60% | 5-Year Average | 209.7599 | 404712 | 5143080.096 | 539406.0373 | 24.92% | 89 | 38.2789 | 38 | 38.2789 | [10 empty] | 94.2883 | 31.0586 | 45.9414 | 100% | 402446.8636 | 674520 | 8571800.16 | 20.976 | 89901.0062 | 449505.0311 | 149451582.352 | 1 | 37362895.588 | 3253.09 | 53.7011 | 12.7795 | 16.3866 | 58.2379 | 0.11432 | 94.9391 | 34.7997 | 31.1566 | 3253.09 |  | 16.3866 | 53.7011 | 40.34% | 67.6% |  |  | 214.13
8222_B1 | MISO_MT, SD, ND | Coal + CCS | C509 | Coyote | 8222 | B1 | 2874.784 | 10.58 | 4.59 | 37.8194 | 0.36412 | 0.57263 | 9.64 | 30.55 | 3935_B_2 | 3935 | B | 2 | 2539 | Coal Steam | West Virginia | 54079 | 800 | 2900 | TRUE | 9911 | 1972 | 2040 | 999 | 9.7159 | 0 | 9.7159 | West Virginia | 9.64 | West Virginia |  | Whelan Energy Center | 60_B_2 | 60 | B | 2 | 90669 | Coal Steam | 0 | SPP_NEBR | Nebraska | 31 | Adams | 1 | 31001 | 232 | 12132 | 2011 | 0 | wall | dry | N | Subbituminous | Dry Scrubber | 2011 | 0.905 | LNB + NH3 + OFA | SCR | 2011 | 0 | B | 0 | ACI | 2015 | 0 | 0.12 | 0.07677 | 0.07677 | 0.07677 | 0.07677 | 0.1 | 0.1 | 0.1 | 0.955 | 0 | 0 | 0 | 0 | 0 | 0 | 0 | Heartland Consumers Power District | 36.4 | Heartland Consumers Power District | 36.4 | needs_active | 60_G_2 | 1 | 0 | NE | 40.5809 | -98.3124 | Municipally-Owned Utility | RE | 0 | 0 | 9879679.2 | 1023083.6 | 51% | 40%-60% | 4739809.4 | 603.8 | 389.6 | 1036179.8 | 8.8 | 185.6 | 15 | 0 | 0.12622 | 0.087128 | 209.7598 | 8.7346e-07 | 0.087728 | 0.12223 | 0.078869 | 209.7598 | 8.9072e-07 | 0.078315 | 0.0033484 | 0 | 1112350 | 1405287 | 0 | 2900 | 1 | 0 | 0 | 0 | 0 | 0 | 0 | 0 | 0 | 0 | 1 | 1 | 1 | 0 | 1 | 0 | 0 | 0 | 0 | 0 | 200-400 | 11 | 0-19 | 6 | 5-6 Low | 0 | 0 | 0 | 0 | 0 | 0 | 0 | 65 | 74 | 21 | 43 | 0 | 0 | 0 | 0 | 0 | 0 | 0 | 0 | 0 | 0 | 0 | 0 | F1 | 0 | 1 | 0 | 0 | 0 | 0 | 0 | 0 | 0 | 1 | CO | 0 | NPCA, NPS | 0 | Badlands/Sage Creek Wilderness 2 | 469.1314 | 1.2871 | 0.83047 | 0 | 12169462 | 1244552 | 0.63 | 1276333 | 209.76 | 5-Year Average | 51% | 5-Year Average | 209.7598 | 1036483.2 | 12574614.1824 | 1318824.3206 | 75.08% | 89 | 18.363 | 38 | 18.363 | [10 empty] | 271.2129 | 89.3375 | 142.6625 | 82.94% | 1036483.2 | 1685545.7997 | 20449041.642 | 20.976 | 214469.3512 | 1104354.9694 | 429885674.3538 | 0 | 107471418.5884 | 3013.3063 | 29.1638 | 11.3959 | 15.6438 | 32.1725 | 0 | 90.566 | 15.9282 | 14.9492 | 3013.3063 |  | 15.6438 | 29.1638 | 38.51% | 62.62% |  |  | 214.13
8223_2 | WECC_Arizona | Coal + CCS | C510 | Springerville | 8223 | 2 | 2433.544 | 10.58 | 4.59 | 33.5003 | 0.32656 | 0.4849 | 4.82 | 13.15 | 3935_B_3 | 3935 | B | 3 | 2540 | Coal Steam | West Virginia | 54079 | 1300 | 2900 | TRUE | 10019 | 1973 | 2040 | 999 | 9.7159 | 0 | 9.7159 | West Virginia | 9.64 | West Virginia |  | James H Miller Jr | 6002_B_1 | 6002 | B | 1 | 2669 | Coal Steam | 0 | S_SOU | Alabama | 1 | Jefferson | 73 | 1073 | 688 | 10102 | 1978 | 0 | wall | dry | N | Subbituminous | Wet Scrubber | 2011 | 0.95 | LNB | SCR | 2005 | 0 | ESPC + WS | No | ACI | 2016 | 0 | 1.2 | 0.2653 | 0.06354 | 0.2653 | 0.06354 | 0.1 | 0.1 | 0.1 | 0.99 | 0 | 0 | 0 | 0 | 0 | 0 | 0 | Alabama Power Co | 91.84 | Southern Co | 91.84 | needs_active | 6002_G_1 | 1 | 0 | AL | 33.6319 | -87.0597 | Investor-Owned Utility | RE | Alabama Gas Corp | 0 | 49176179.6 | 4898823.2 | 47.2% | 40%-60% | 20920586 | 262.4 | 1656.6 | 5157596.4 | 33.4 | 698.4 | 79 | 0 | 0.015023 | 0.069233 | 209.76 | 7.7203e-07 | 0.070065 | 0.010672 | 0.067374 | 209.7599 | 6.7919e-07 | 0.066767 | 0.0026972 | 0 | 4841675 | 2750087 | 335506 | 0 | 1 | 1 | Startup Source | 0.03236 | 0.014715 | EIA-923 | EIA-923 | 0 | 1 | 0 | 0 | 1 | 1 | 0 | 0 | 0 | 0 | 0 | 0 | 0 | 600-800 | 44 | 40-59 | 6 | 5-6 Low | 1 | 0 | 0 | 0 | 0 | Mercury | 1 | 56 | 40 | 92 | 69 | 1 | 1 | 0 | 50% below 2007 by 2030; Low- to no-carbon by 2050 | 1 | 1 | 1 | 1 | FGD wastewater | 0 | 0 | 1 | 0 | 0 | 0 | 1 | 0 | 0 | 0 | 0 | 0 | 0 | 1 | CO | 10 ug/m3 | NPCA, NPS | 0 | Sipsey Wilderness | 79.5465 | 3.2987 | 20.8255 | 1 | 52927813 | 5194083 | 0.51 | 5551071 | 209.7601 | 5-Year Average | 47.2% | 5-Year Average | 209.7599 | 2844687.36 | 28737031.7107 | 3013939.1165 | 24.85% | 162 | 16.9836 | 1 | 10.4837 | 2366.3172 | 10.58 | 3.22 | 28.7445 | 0.32041 | 0.47147 | 4.82 | 15.85 |  |  | 669.7085 | 220.602 | 467.398 | 69.48% | 2844687.36 | 4187319.7287 | 42300303.8991 | 20.976 | 443645.4741 | 2570293.6425 | 1061520507.4061 | 0 | 0 | 2271.1276 | 21.0847 | 7.1519 | 13.0262 | 19.2723 | 3.7857e-15 | 76.801 | 5.1895 | 5.7435 | 2271.1276 |  | 13.0262 | 21.0847 | 32.06% | 47.2% |  |  | 214.13
8223_3 | WECC_Arizona | Coal + CCS | C510 | Springerville | 8223 | 3 | 2409.9075 | 10.58 | 3.52 | 33.003 | 0.32441 | 0.48019 | 4.82 | 13.15 | 3943_B_1 | 3943 | B | 1 | 2551 | Coal Steam | West Virginia | 54061 | 552 | 1098 | TRUE | 10223 | 1967 | 2035 | 999 | 11.8717 | 0 | 11.8717 | Pennsylvania | 9.64 | West Virginia |  | James H Miller Jr | 6002_B_2 | 6002 | B | 2 | 2670 | Coal Steam | 0 | S_SOU | Alabama | 1 | Jefferson | 73 | 1073 | 695 | 10098 | 1985 | 0 | wall | dry | N | Subbituminous | Wet Scrubber | 2010 | 0.95 | LNB | SCR | 2005 | 0 | ESPC + WS | No | ACI | 2016 | 0 | 1.2 | 0.2713 | 0.06641 | 0.2713 | 0.06641 | 0.1 | 0.1 | 0.1 | 0.99 | 0 | 0 | 0 | 0 | 0 | 0 | 0 | Alabama Power Co | 91.84 | Southern Co | 91.84 | needs_active | 6002_G_2 | 1 | 0 | AL | 33.6319 | -87.0597 | Investor-Owned Utility | RE | Alabama Gas Corp | 0 | 49535181.6 | 4758507.8 | 55.8% | 40%-60% | 23233301.2 | 212.4 | 1653.6 | 5195248 | 28.4 | 752 | 74 | 0 | 0.01135 | 0.068403 | 209.7599 | 6.0534e-07 | 0.066003 | 0.0085757 | 0.066765 | 209.7599 | 5.7333e-07 | 0.064735 | 0.0021301 | 0 | 4510138 | 2514436 | 1261612 | 0 | 1 | 1 | Startup Source | 0.041419 | 0.014715 | EIA-923 | EIA-923 | 0 | 1 | 0 | 0 | 1 | 1 | 0 | 0 | 0 | 0 | 0 | 0 | 0 | 600-800 | 37 | 20-39 | 6 | 5-6 Low | 1 | 0 | 0 | 0 | 0 | Mercury | 1 | 56 | 40 | 92 | 69 | 1 | 1 | 0 | 50% below 2007 by 2030; Low- to no-carbon by 2050 | 1 | 1 | 1 | 1 | FGD wastewater | 0 | 0 | 1 | 0 | 0 | 0 | 1 | 0 | 0 | 0 | 0 | 0 | 0 | 1 | CO | 10 ug/m3 | NPCA, NPS | 0 | Sipsey Wilderness | 79.5465 | 2.6701 | 20.7878 | 1 | 49340765 | 4846264 | 0.56 | 5174858 | 209.7599 | 5-Year Average | 55.8% | 5-Year Average | 209.7599 | 3397215.6 | 34305083.1288 | 3597915.84 | 25.1% | 162 | 16.8864 | 1 | 10.4237 | 2366.3172 | 10.58 | 3.22 | 28.7445 | 0.32041 | 0.47147 | 4.82 | 15.85 |  |  | 676.2546 | 222.7582 | 472.2418 | 82.12% | 3397215.6 | 4999695.2617 | 50486922.7528 | 20.976 | 529506.6577 | 3068409.1823 | 1071896263.9553 | 0 | 0 | 2269.8041 | 21.0433 | 7.1449 | 13.0211 | 19.2053 | 0 | 76.7731 | -1.4323 | -1.5858 | 2269.8041 |  | 13.0211 | 21.0433 | 32.05% | 47.17% |  |  | 214.13
8223_4 | WECC_Arizona | Coal + CCS | C510 | Springerville | 8223 | 4 | 2409.9075 | 10.58 | 3.52 | 33.003 | 0.32441 | 0.48019 | 4.82 | 13.15 | 3943_B_2 | 3943 | B | 2 | 2552 | Coal Steam | West Virginia | 54061 | 546 | 1098 | TRUE | 10240 | 1968 | 2035 | 999 | 11.8717 | 0 | 11.8717 | Pennsylvania | 9.64 | West Virginia |  | James H Miller Jr | 6002_B_3 | 6002 | B | 3 | 2671 | Coal Steam | 0 | S_SOU | Alabama | 1 | Jefferson | 73 | 1073 | 687 | 10001 | 1989 | 0 | wall | dry | N | Subbituminous | Wet Scrubber | 2009 | 0.95 | LNB | SCR | 2003 | 0 | ESPC + WS | No | ACI | 2016 | 0 | 1.2 | 0.3303 | 0.07753 | 0.3303 | 0.07753 | 0.1 | 0.1 | 0.1 | 0.99 | 0 | 0 | 0 | 0 | 0 | 0 | 0 | Alabama Power Co | 100 | Southern Co | 100 | needs_active | 6002_G_3 | 1 | 0 | AL | 33.6319 | -87.0597 | Investor-Owned Utility | RE | Alabama Gas Corp | 0 | 49511769.6 | 5022034.8 | 51.6% | 40%-60% | 21950800.6 | 210 | 1798 | 5192795 | 30 | 787.4 | 75 | 0 | 0.008632 | 0.071691 | 209.7599 | 7.4534e-07 | 0.071717 | 0.0084828 | 0.072629 | 209.76 | 6.0592e-07 | 0.071742 | 0.0036329 | 0 | 4559924 | 2494804 | 545903 | 0 | 1 | 1 | Startup Source | 0.047489 | 0.014715 | EIA-923 | EIA-923 | 0 | 1 | 0 | 0 | 1 | 1 | 0 | 0 | 0 | 0 | 0 | 0 | 0 | 600-800 | 33 | 20-39 | 6 | 5-6 Low | 1 | 0 | 0 | 0 | 0 | Mercury | 1 | 56 | 40 | 92 | 69 | 1 | 1 | 0 | 50% below 2007 by 2030; Low- to no-carbon by 2050 | 1 | 1 | 1 | 1 | FGD wastewater | 0 | 0 | 1 | 0 | 0 | 0 | 1 | 0 | 0 | 0 | 0 | 0 | 0 | 1 | CO | 10 ug/m3 | NPCA, NPS | 0 | Sipsey Wilderness | 79.5465 | 2.64 | 22.6031 | 1 | 47620701 | 4821552 | 0.5 | 4994463 | 209.7602 | 5-Year Average | 51.6% | 5-Year Average | 209.76 | 3105349.92 | 31056604.5499 | 3257217.0643 | 24.81% | 162 | 17.0994 | 1 | 10.5552 | 2332.0701 | 10.58 | 4.59 | 28.4216 | 0.31719 | 0.46453 | 4.82 | 15.85 |  |  | 662.0491 | 218.079 | 468.921 | 75.6% | 3105349.92 | 4549540.892 | 45499958.4606 | 20.976 | 477203.6199 | 2780013.4444 | 1049379922.2449 | 0 | 0 | 2237.8607 | 21.0907 | 6.9767 | 12.896 | 19.1586 | 0 | 76.0949 | 1.46 | 1.6309 | 2237.8607 |  | 12.896 | 21.0907 | 31.74% | 46.51% |  |  | 214.13
8226_1 | PJM West | Coal + CCS | C512 | Cheswick Power Plant | 8226 | 1 | 2727 | 12.66 | 4.59 | 35.04 | 0.29 | 0.41 | 4.82 | 17.97 | 3944_B_1 | 3944 | B | 1 | 2553 | Coal Steam | West Virginia | 54033 | 652 | 1954 | TRUE | 10184 | 1972 | 2040 | 999 | 10.7708 | 0 | 10.7708 | West Virginia | 9.64 | West Virginia |  | James H Miller Jr | 6002_B_4 | 6002 | B | 4 | 2672 | Coal Steam | 0 | S_SOU | Alabama | 1 | Jefferson | 73 | 1073 | 699 | 10011 | 1991 | 0 | wall | dry | N | Subbituminous | Wet Scrubber | 2010 | 0.95 | LNB | SCR | 2003 | 0 | ESPC + WS | No | ACI | 2016 | 0 | 1.2 | 0.3166 | 0.06564 | 0.3166 | 0.06564 | 0.1 | 0.1 | 0.1 | 0.99 | 0 | 0 | 0 | 0 | 0 | 0 | 0 | Alabama Power Co | 100 | Southern Co | 100 | needs_active | 6002_G_4 | 1 | 0 | AL | 33.6319 | -87.0597 | Investor-Owned Utility | RE | Alabama Gas Corp | 0 | 53301349.4 | 5117311.4 | 52.8% | 40%-60% | 23461389.2 | 271.8 | 1739.8 | 5590243.8 | 35.2 | 774 | 100 | 0 | 0.01154 | 0.060707 | 209.7599 | 6.9436e-07 | 0.059157 | 0.010199 | 0.065282 | 209.7599 | 6.604e-07 | 0.065981 | 0.0042078 | 0 | 4579211 | 2515634 | 357883 | 0 | 1 | 1 | Startup Source | 0.032311 | 0.014715 | EIA-923 | EIA-923 | 0 | 1 | 0 | 0 | 1 | 1 | 0 | 0 | 0 | 0 | 0 | 0 | 0 | 600-800 | 31 | 20-39 | 6 | 5-6 Low | 1 | 0 | 0 | 0 | 0 | Mercury | 1 | 56 | 40 | 92 | 69 | 1 | 1 | 0 | 50% below 2007 by 2030; Low- to no-carbon by 2050 | 1 | 1 | 1 | 1 | FGD wastewater | 0 | 0 | 1 | 0 | 0 | 0 | 1 | 0 | 0 | 0 | 0 | 0 | 0 | 1 | CO | 10 ug/m3 | NPCA, NPS | 0 | Sipsey Wilderness | 79.5465 | 3.4169 | 21.8715 | 1 | 50007276 | 4846080 | 0.5 | 5244759 | 209.7598 | 5-Year Average | 52.8% | 5-Year Average | 209.7599 | 3233070.72 | 32366270.9779 | 3394573.4526 | 25.24% | 162 | 16.9155 | 1 | 10.4416 | 2335.5435 | 10.58 | 4.59 | 28.3591 | 0.31752 | 0.46525 | 4.82 | 15.85 |  |  | 674.2868 | 222.1101 | 476.8899 | 77.39% | 3233070.72 | 4738863.8854 | 47440766.3567 | 20.976 | 497558.604 | 2897014.8486 | 1068777305.4884 | 0 | 0 | 2241.1405 | 21.02 | 6.9939 | 12.9089 | 19.0647 | -3.3451e-15 | 76.1648 | 0.48842 | 0.54507 | 2241.1405 |  | 12.9089 | 21.02 | 31.78% | 46.57% |  |  | 214.13
876_1 | PJM_ComEd | Coal + CCS | C159 | Kincaid Generation LLC | 876 | 1 | 2957 | 12.66 | 4.59 | 37.91 | 0.31 | 0.46 | 4.82 | 17.28 | 3944_B_2 | 3944 | B | 2 | 2554 | Coal Steam | West Virginia | 54033 | 651 | 1954 | TRUE | 10116 | 1973 | 2040 | 999 | 10.7708 | 0 | 10.7708 | West Virginia | 9.64 | West Virginia |  | White Bluff | 6009_B_1 | 6009 | B | 1 | 2675 | Coal Steam | 0 | MIS_AR | Arkansas | 5 | Jefferson | 69 | 5069 | 818 | 10338 | 1980 | 2029 | tangential | dry | N | Subbituminous | 0 | 0 | 0 | LNC2 | 0 | 0 | 0 | ESPC | No | ACI | 2016 | 0 | 1.2 | 0.14692 | 0.14692 | 0.1469 | 0.1469 | 0.1 | 0.1 | 0.1 | 0 | 0 | 0 | 0 | 0 | 0 | 0 | Yes | Entergy Arkansas LLC | 57 | Entergy Corp | 57 | needs_active | 6009_G_1 | 1 | 0 | AR | 34.4228 | -92.1406 | Investor-Owned Utility | RE | 0 | 0 | 39146362.4 | 3583951.4 | 45.2% | 40%-60% | 21405435.4 | 9740 | 3932.4 | 4104789 | 27.8 | 2084 | 289 | 15 | 0.48177 | 0.15528 | 209.6988 | 6.8103e-07 | 0.15993 | 0.49762 | 0.20091 | 209.715 | 7.1016e-07 | 0.19472 | 0.010784 | 0.00055972 | 3335772 | 1934010 | 0 | 9635 | 1 | 0 | 0 | 0.01 | 0.01 | CAMD | CAMD | 0 | 1 | 0 | 0 | 0 | 0 | 1 | 0 | 0 | 0 | 0 | 1 | 1 | 800-1000 | 42 | 40-59 | 6 | 5-6 Low | 0 | 1 | 0 | 0 | 0 | SO2 | 1 | 38 | 53 | 74 | 79 | 0 | 0 | 0 | 20% below 2000 through 2020 | 1 | 1 | 1 | 1 | 0 | Permanent cessation of coal combustion | 2028 | 1 | 0 | 0 | 0 | 1 | 1 | 1 | 1 | 1 | SCO | CO | 1 | SCO | 0 | NPCA, NPS | 1 | Caney Creek Wilderness | 172.2151 | 56.5572 | 22.8342 | 1 | 43449036 | 3838491 | 0.5 | 4555582 | 209.6977 | 5-Year Average | 45.2% | 5-Year Average | 209.715 | 3238887.36 | 33483617.5277 | 3511007.8301 | 49.97% | 107 | 10.0027 | 1 | 9.3483 | 2502.1184 | 10.58 | 3.52 | 29.3424 | 0.33267 | 0.5201 | 4.82 | 31.19 |  | 1 | 814.8541 | 268.4129 | 549.5871 | 67.28% | 3238887.36 | 4820728.2838 | 49836688.9977 | 20.9715 | 522574.9731 | 2988432.857 | 1291583290.3442 | 1 | 0 | 2350.0977 | 20.4314 | 7.5735 | 13.3305 | 18.545 | 0 | 78.4272 | 6.482 | 7.0253 | 2350.0977 |  | 13.3305 | 20.4314 | 32.81% | 48.84% |  |  | 214.13
884_4 | PJM_ComEd | Coal + CCS | C725 | Will County | 884 | 4 | 2884 | 12.66 | 4.59 | 37.93 | 0.32 | 0.47 | 4.82 | 17.28 | 3944_B_3 | 3944 | B | 3 | 2555 | Coal Steam | West Virginia | 54033 | 651 | 1954 | TRUE | 10120 | 1974 | 2040 | 999 | 10.7708 | 0 | 10.7708 | West Virginia | 9.64 | West Virginia |  | White Bluff | 6009_B_2 | 6009 | B | 2 | 2676 | Coal Steam | 0 | MIS_AR | Arkansas | 5 | Jefferson | 69 | 5069 | 819 | 10206 | 1981 | 2029 | tangential | dry | N | Subbituminous | 0 | 0 | 0 | LNC2 | 0 | 0 | 0 | ESPC | No | ACI | 2016 | 0 | 1.2 | 0.15145 | 0.15145 | 0.1469 | 0.1469 | 0.1 | 0.1 | 0.1 | 0 | 0 | 0 | 0 | 0 | 0 | 0 | Yes | Entergy Arkansas LLC | 57 | Entergy Corp | 57 | needs_active | 6009_G_2 | 1 | 0 | AR | 34.4228 | -92.1406 | Investor-Owned Utility | RE | 0 | 0 | 36592517.6 | 3622564.2 | 41.8% | 40%-60% | 17919398 | 9062.4 | 2877 | 3836844.4 | 22.8 | 1387.2 | 43 | 11 | 0.47881 | 0.15394 | 209.7002 | 5.9649e-07 | 0.14745 | 0.49531 | 0.15725 | 209.7065 | 6.2308e-07 | 0.15483 | 0.0025595 | 0.00065476 | 3407560 | 2148185 | 0 | 7141 | 1 | 0 | 0 | 0 | 0.01 | 0 | CAMD | 0 | 1 | 0 | 0 | 0 | 0 | 1 | 0 | 0 | 0 | 0 | 1 | 1 | 800-1000 | 41 | 40-59 | 6 | 5-6 Low | 0 | 1 | 0 | 0 | 0 | SO2 | 1 | 38 | 53 | 74 | 79 | 0 | 0 | 0 | 20% below 2000 through 2020 | 1 | 1 | 1 | 1 | 0 | Permanent cessation of coal combustion | 2028 | 1 | 0 | 0 | 0 | 1 | 1 | 1 | 1 | 0 | SCO | 0 | 1 | SCO | 0 | NPCA, NPS | 1 | Caney Creek Wilderness | 172.2151 | 52.6226 | 16.7059 | 1 | 36656800 | 3635974 | 0.42 | 3843796 | 209.718 | 5-Year Average | 41.8% | 5-Year Average | 209.7065 | 2998915.92 | 30606935.8795 | 3209236.7028 | 50.03% | 107 | 10.0703 | 1 | 9.4115 | 2453.9501 | 10.58 | 3.52 | 28.836 | 0.32838 | 0.51012 | 4.82 | 31.19 |  | 1 | 805.4331 | 265.3097 | 553.6903 | 61.83% | 2998915.92 | 4435895.008 | 45272744.4518 | 20.9707 | 474699.4397 | 2734537.2631 | 1276650595.1133 | 1 | 0 | 2305.7123 | 20.4272 | 7.3356 | 13.1603 | 18.3814 | 0 | 77.5066 | 9.901 | 10.8582 | 2305.7123 |  | 13.1603 | 20.4272 | 32.39% | 47.92% |  |  | 214.13
889_2 | MISO_Illinois | Coal + CCS | C165 | Baldwin Energy Complex | 889 | 2 | 2590 | 12.66 | 3.22 | 33.29 | 0.27 | 0.37 | 4.82 | 10.69 | 3948_B_1 | 3948 | B | 1 | 2563 | Coal Steam | West Virginia | 54051 | 770 | 1560 | TRUE | 10248 | 1971 | 2040 | 999 | 9.7316 | 0 | 9.7316 | Ohio | 4.82 | Ohio |  | East Bend | 6018_B_2 | 6018 | B | 2 | 2682 | Coal Steam | 0 | PJM_West | Kentucky | 21 | Boone | 15 | 21015 | 600 | 10919 | 1981 | 2041 | wall | dry | N | Bituminous | Wet Scrubber | 1981 | 0.983 | LNB + OFA | SCR | 2002 | 0 | ESPH | No | 0 | 0 | 0 | 1.2 | 0.21412 | 0.09712 | 0.21412 | 0.09712 | 0.05 | 0.1 | 1 | 0.99 | 0 | 0 | 0 | 0 | 0 | 0 | 0 | Duke Energy Kentucky | 100 | Duke Energy Corp | 100 | needs_active | 6018_G_2 | 1 | 0 | KY | 38.9036 | -84.8514 | Investor-Owned Utility | RE | 0 | 0 | 34180722 | 3284131.2 | 49.4% | 40%-60% | 16046640.4 | 2146.8 | 1869.2 | 3506942 | 21 | 840 | 279 | 0 | 0.12167 | 0.10158 | 205.2002 | 7.2755e-07 | 0.097435 | 0.12561 | 0.10937 | 205.2 | 6.1438e-07 | 0.10469 | 0.011694 | 0 | 3165500 | 1453212 | 0 | 17440 | 1 | 0 | 0 | 0 | 0 | 0 | 0 | 0 | 1 | 0 | 0 | 1 | 1 | 0 | 0 | 0 | 0 | 0 | 0 | 0 | 600-800 | 41 | 40-59 | 3 | 3-4 Moderate | 0 | 0 | 0 | 0 | 0 | 0 | 0 | 37 | 10 | 88 | 41 | 1 | 0 | 0 | 50% below 2005 by 2030; Net-zero by 2050 | 1 | 1 | 1 | 1 | 0 | 0 | 0 | 0 | 0 | 0 | 0 | 1 | 1 | 0 | 1 | 1 | CO | CO | 1 | CO | 0 | NPCA, NPS | 0 | Mammoth Cave NP | 208.7925 | 10.282 | 8.9524 | 1 | 36252984 | 3443996 | 0.52 | 3719554 | 205.1999 | 5-Year Average | 49.4% | 5-Year Average | 205.2 | 2596464 | 28350790.416 | 2908791.0326 | 100% | 100 | 10.857 | 0 | 10.857 | 2528.8393 | 10.58 | 4.59 | 31.3407 | 0.33501 | 0.50377 | 4.82 | 17.97 |  |  | 605.5459 | 199.4668 | 400.5332 | 74% | 2596464 | 3889511.4768 | 42469575.8155 | 20.52 | 435737.8383 | 2473053.1944 | 959819623.6462 | 0 | 0 | 2396.3548 | 21.6876 | 8.1565 | 13.5057 | 20.5547 | 0 | 80.9599 | 3.3988 | 3.5684 | 2396.3548 |  | 13.5057 | 21.6876 | 33.24% | 49.8% |  |  | 205.4
994_3 | MISO_Indiana (including parts of Kentucky) | Coal + CCS | C177 | AES Petersburg | 994 | 3 | 2430.2453 | 10.58 | 4.59 | 31.1964 | 0.32622 | 0.48416 | 4.82 | 10.69 | 3948_B_2 | 3948 | B | 2 | 2564 | Coal Steam | West Virginia | 54051 | 790 | 1560 | TRUE | 9996 | 1971 | 2040 | 999 | 9.7316 | 0 | 9.7316 | Ohio | 4.82 | Ohio |  | Craig (CO) | 6021_B_C3 | 6021 | B | C3 | 2686 | Coal Steam | 0 | WECC_CO | Colorado | 8 | Moffat | 81 | 8081 | 448 | 10014 | 1984 | 2030 | wall | dry | N | Subbituminous | Dry Scrubber | 1984 | 0.85 | LNBO | SNCR | 0 | 2017 | B | 0 | ACI | 2015 | 0 | 0.15 | 0.3241 | 0.2322 | 0.3241 | 0.2322 | 0.1 | 0.1 | 0.1 | 0.9 | 0 | 0 | 0 | 0 | 0 | 0 | 0 | Tri State Generation & Transmission Association Inc | 100 | Tri State Generation & Transmission Association Inc | 100 | needs_active | 6021_G_3 | 1 | 0 | CO | 40.4627 | -107.5912 | Cooperative | RE | 0 | ATMOS ENERGY CORPORATION | 26444041.6 | 2722541.8 | 54.8% | 40%-60% | 10608114.6 | 1555 | 3105.4 | 2773447.8 | 19.6 | 1245.2 | 74 | 0 | 0.10412 | 0.2174 | 209.7595 | 5.9703e-07 | 0.20537 | 0.11761 | 0.23487 | 209.7598 | 7.4119e-07 | 0.23476 | 0.0050419 | 0 | 2872057 | 1450370 | 73448 | 274 | 1 | 1 | Startup Source | 0.010794 | 0.0050135 | EIA-923 | EIA-923 | 0 | 0 | 1 | 1 | 0 | 1 | 0 | 0 | 0 | 0 | 0 | 1 | 1 | 400-600 | 38 | 20-39 | 5 | 5-6 Low | 0 | 0 | 0 | 0 | 0 | 0 | 0 | 10 | 31 | 12 | 40 | 0 | 0 | 0 | 0 | 0 | 0 | 0 | 0 | 0 | 0 | 0 | 0 | 0 | 0 | 0 | 0 | 0 | 0 | 0 | 0 | 0 | 0 | 0 | 0 | 0 | NPCA | 0 | Flat Tops Wilderness | 47.9942 | 32.3998 | 64.7037 | 1 | 29725543 | 3096013 | 0.62 | 3117612 | 209.7598 | 5-Year Average | 54.8% | 5-Year Average | 209.7598 | 2150615.04 | 21536259.0106 | 2258720.1713 | 34.86% | 68 | 13.6579 | 0 | 13.6579 | 2336.9451 | 10.58 | 4.59 | 31.5255 | 0.31773 | 0.46569 | 9.64 | 12.43 |  | 1 | 432.2904 | 142.3965 | 305.6035 | 80.33% | 2150615.04 | 3152697.6845 | 31571114.6125 | 20.976 | 331117.4581 | 1927602.7132 | 685201314.2979 | 0 | 0 | 2242.125 | 23.2867 | 6.9991 | 12.9127 | 22.2479 | 0 | 76.1858 | 2.2952 | 2.5607 | 2242.125 |  | 12.9127 | 23.2867 | 31.78% | 46.6% |  |  | 214.13
994_4 | MISO_Indiana (including parts of Kentucky) | Coal + CCS | C177 | AES Petersburg | 994 | 4 | 2425.1998 | 10.58 | 4.59 | 31.1137 | 0.32577 | 0.48317 | 4.82 | 10.69 | 3954_B_1 | 3954 | B | 1 | 2565 | Coal Steam | West Virginia | 54023 | 554 | 1629 | TRUE | 10094 | 1965 | 9999 | 999 | 11.937 | 0 | 11.937 | West Virginia | 9.64 | West Virginia |  | Belle River | 6034_B_1 | 6034 | B | 1 | 2695 | Coal Steam | 0 | MIS_LMI | Michigan | 26 | St Clair | 147 | 26147 | 635 | 10336 | 1984 | 2029 | wall | dry | N | Subbituminous | 0 | 0 | 0.1981 | LNB | 0 | 0 | 0 | ESPC | No | ACI | 2015 | 0 | 1.2 | 0.18291 | 0.18291 | 0.18291 | 0.18291 | 0.1 | 0.1 | 0.1 | 0.98 | Yes | 2015 | 0 | 0 | 0 | 0 | 0 | DTE Electric Co | 81.39 | DTE Energy Co | 81.39 | needs_active | 6034_G_ST1 | 1 | 0 | MI | 42.7756 | -82.495 | Investor-Owned Utility | RE | SEMCO PIPELINE INC | 0 | 31415557 | 3193952.6 | 44.2% | 40%-60% | 13966464.2 | 9599.6 | 3172 | 3294862.8 | 21.8 | 1420 | 40 | 2 | 0.59497 | 0.20165 | 209.76 | 6.8803e-07 | 0.19823 | 0.61114 | 0.20194 | 209.7599 | 6.9392e-07 | 0.20334 | 0.0019391 | 9.6956e-05 | 1506734 | 868124 | 0 | 13551 | 1 | 1 | Startup Source | 0 | 0 | 0 | 0 | 0 | 1 | 0 | 0 | 0 | 0 | 1 | 0 | 0 | 0 | 0 | 1 | 1 | 600-800 | 38 | 20-39 | 1 | 0-2 High | 0 | 1 | 0 | 0 | 0 | SO2 | 1 | 63 | 16 | 39 | 41 | 0 | 0 | 0 | 50% below 2005 by 2030; 80% below 2005 by 2040 | 1 | 1 | 1 | 1 | BATW | 0 | 0 | 1 | Part B | 0 | 1 | 1 | 1 | 0 | 1 | 0 | SCO | 0 | 1 | SCO | 0 | M-VU, NPCA, NPS | 1 | Otter Creek Wilderness | 477.696 | 20.0956 | 6.6402 | 1 | 16193080 | 1631173 | 0.23 | 1698331 | 209.7601 | 5-Year Average | 44.2% | 5-Year Average | 209.7599 | 2458669.2 | 25412804.8512 | 2665294.311 | 50% | 113 | 12.2551 | 0 | 10.8452 | 2491.7733 | 10.58 | 3.22 | 30.6695 | 0.33175 | 0.51792 | 4.82 | 27.84 |  | 1 | 632.4355 | 208.3243 | 426.6757 | 65.78% | 2458669.2 | 3659113.4723 | 37820596.85 | 20.976 | 396662.3213 | 2268631.9897 | 1002440979.5505 | 1 | 0 | 2349.4211 | 21.4278 | 7.5698 | 13.328 | 20.0661 | 4.3322e-15 | 78.4301 | 9.0135 | 9.7685 | 2349.4211 |  | 13.328 | 21.4278 | 32.81% | 48.82% |  |  | 214.13
997_12 | MISO_Indiana (including parts of Kentucky) | Coal + CCS | C179 | Michigan City | 997 | 12 | 3180 | 10.58 | 4.59 | 42.08 | 0.35 | 0.55 | 4.82 | 10.69 | 3954_B_2 | 3954 | B | 2 | 2566 | Coal Steam | West Virginia | 54023 | 555 | 1629 | TRUE | 10069 | 1966 | 9999 | 999 | 11.937 | 0 | 11.937 | West Virginia | 9.64 | West Virginia |  | Belle River | 6034_B_2 | 6034 | B | 2 | 2696 | Coal Steam | 0 | MIS_LMI | Michigan | 26 | St Clair | 147 | 26147 | 635 | 10284 | 1985 | 2029 | wall | dry | N | Subbituminous | 0 | 0 | 0.1943 | LNB | 0 | 0 | 0 | ESPC | No | ACI | 2015 | 0 | 1.2 | 0.19163 | 0.19163 | 0.19163 | 0.19163 | 0.1 | 0.1 | 0.1 | 0.98 | Yes | 2015 | 0 | 0 | 0 | 0 | 0 | DTE Electric Co | 81.39 | DTE Energy Co | 81.39 | needs_active | 6034_G_ST2 | 1 | 0 | MI | 42.7756 | -82.495 | Investor-Owned Utility | RE | SEMCO PIPELINE INC | 0 | 34937455.8 | 3510879 | 48% | 40%-60% | 14646722.8 | 10604.6 | 3659.8 | 3664234.6 | 28.2 | 1466.2 | 146 | 8 | 0.59133 | 0.22026 | 209.7601 | 8.3954e-07 | 0.2059 | 0.60706 | 0.20951 | 209.7597 | 8.0716e-07 | 0.20021 | 0.0091001 | 0.00049864 | 3963792 | 2283843 | 0 | 15540 | 1 | 1 | Startup Source | 0 | 0 | 0 | 0 | 0 | 1 | 0 | 0 | 0 | 0 | 1 | 0 | 0 | 0 | 0 | 1 | 1 | 600-800 | 37 | 20-39 | 1 | 0-2 High | 0 | 1 | 0 | 0 | 0 | SO2 | 1 | 63 | 16 | 39 | 41 | 0 | 0 | 0 | 50% below 2005 by 2030; 80% below 2005 by 2040 | 1 | 1 | 1 | 1 | BATW | 0 | 0 | 1 | Part B | 0 | 1 | 1 | 1 | 0 | 1 | 0 | SCO | 0 | 1 | SCO | 0 | M-VU, NPCA, NPS | 1 | Otter Creek Wilderness | 477.696 | 22.1995 | 7.6614 | 1 | 41630069 | 4235167 | 0.57 | 4366159 | 209.7599 | 5-Year Average | 48% | 5-Year Average | 209.7597 | 2670048 | 27458773.632 | 2879871.6481 | 50% | 113 | 12.2919 | 0 | 10.8778 | 2491.7733 | 10.58 | 3.22 | 30.6695 | 0.33175 | 0.51792 | 4.82 | 27.84 |  | 1 | 629.2538 | 207.2762 | 427.7238 | 71.26% | 2670048 | 3963960.957 | 40765374.4819 | 20.976 | 427546.575 | 2452325.0731 | 997397739.3283 | 1 | 0 | 2331.8733 | 21.4278 | 7.4755 | 13.2609 | 20.0028 | 0 | 78.0689 | 5.2551 | 5.7216 | 2331.8733 |  | 13.2609 | 21.4278 | 32.64% | 48.46% |  |  | 214.13
[15 empty] | 3954_B_3 | 3954 | B | 3 | 2567 | Coal Steam | West Virginia | 54023 | 520 | 1629 | TRUE | 10433 | 1973 | 9999 | 999 | 11.937 | 0 | 11.937 | West Virginia | 9.64 | West Virginia |  | H L Spurlock | 6041_B_1 | 6041 | B | 1 | 2704 | Coal Steam | 0 | PJM_West | Kentucky | 21 | Mason | 161 | 21161 | 300 | 10121 | 1977 | 0 | wall | dry | Y | Bituminous | Wet Scrubber | 2008 | 0.98 | LNB | SCR | 2008 | 0 | ESPC + WESP | No | 0 | 0 | 0 | 3 | 0.3723 | 0.08961 | 0.3723 | 0.08961 | 0.05 | 0.1 | 0.56 | 0.99 | 0 | 0 | 0 | 0 | 0 | 0 | Yes | East Kentucky Power Coop | 100 | East Kentucky Power Coop | 100 | needs_active | 6041_G_1 | 1 | 0 | KY | 38.7 | -83.8181 | Cooperative | RE | 0 | 0 | 16131590.2 | 1701505.4 | 50.8% | 40%-60% | 6410594.4 | 709 | 723.8 | 1655098.4 | 4.6 | 287.2 | 7 | 0 | 0.0818 | 0.089192 | 205.1996 | 2.4639e-07 | 0.088763 | 0.087902 | 0.089737 | 205.1997 | 2.8515e-07 | 0.089602 | 0.0009034 | 0 | 1255230 | 631725 | 0 | 6716 | 1 | 0 | 0 | 0 | 0 | 0 | 0 | 0 | 1 | 0 | 0 | 1 | 1 | 0 | 0 | 0 | 0 | 0 | 0 | 0 | 200-400 | 45 | 40-59 | 6 | 5-6 Low | 0 | 0 | 0 | 0 | 0 | 0 | 0 | 46 | 29 | 47 | 35 | 0 | 0 | 0 | 0 | 0 | 0 | 0 | 0 | 0 | 0 | 0 | 0 | F1 | 0 | 1 | 1 | 1 | 0 | 1 | 0 | CO | 0 | 1 | CO | 0 | NPCA, NPS | 0 | Mammoth Cave NP | 250.7753 | 2.8272 | 2.8862 | 0 | 13592344 | 1408300 | 0.43 | 1394574 | 205.1999 | 5-Year Average | 50.8% | 5-Year Average | 205.1997 | 1335024 | 13511777.904 | 1386306.1058 | 22.29% | 67 | 17.4813 | 0 | 17.4813 | [10 empty] | 280.6452 | 92.4445 | 207.5555 | 73.43% | 1335024 | 1929639.3565 | 19529879.9267 | 20.52 | 200376.2346 | 1185929.8712 | 444836267.5576 | 0 | 0 | 2143.2163 | 26.4008 | 6.7618 | 12.5186 | 25.6044 | 0 | 75.5073 | 7.3629 | 8.2886 | 2143.2163 |  | 12.5186 | 26.4008 | 30.81% | 44.54% |  |  | 205.4
[15 empty] | 4041_B_5 | 4041 | B | 5 | 2590 | Coal Steam | Wisconsin | 55079 | 241 | 1098 | FALSE | 10326 | 1959 | 2021 | 206 | 41.0128 | 22 | 19.9091 | Illinois | 4.82 | Michigan | -28.91 | H L Spurlock | 6041_B_2 | 6041 | B | 2 | 2705 | Coal Steam | 0 | PJM_West | Kentucky | 21 | Mason | 161 | 21161 | 510 | 10048 | 1981 | 0 | tangential | dry | Y | Bituminous | Wet Scrubber | 2008 | 0.95 | LNC1 | SCR | 2008 | 0 | ESPH + WESP | No | 0 | 0 | 0 | 1.2 | 0.2386 | 0.09032 | 0.2386 | 0.09032 | 0.05 | 0.1 | 1 | 0.99 | 0 | 0 | 0 | 0 | 0 | 0 | Yes | East Kentucky Power Coop | 100 | East Kentucky Power Coop | 100 | needs_active | 6041_G_2 | 1 | 0 | KY | 38.7 | -83.8181 | Cooperative | RE | 0 | 0 | 26983263.4 | 2821886.6 | 48.6% | 40%-60% | 13674393.4 | 1114.8 | 1214.6 | 2768481.8 | 13.4 | 610.2 | 23 | 0 | 0.070427 | 0.089241 | 205.1999 | 4.7586e-07 | 0.087483 | 0.082629 | 0.090026 | 205.1999 | 4.966e-07 | 0.089247 | 0.0019141 | 0 | 2220498 | 1060773 | 0 | 9482 | 1 | 0 | 0 | 0 | 0 | 0 | 0 | 0 | 1 | 0 | 0 | 1 | 1 | 0 | 0 | 0 | 0 | 0 | 0 | 0 | 400-600 | 41 | 40-59 | 6 | 5-6 Low | 0 | 0 | 0 | 0 | 0 | 0 | 0 | 46 | 29 | 47 | 35 | 0 | 0 | 0 | 0 | 0 | 0 | 0 | 0 | 0 | 0 | 0 | 0 | F1 | 0 | 1 | 1 | 1 | 0 | 1 | 0 | CO | 0 | 1 | CO | 0 | NPCA, NPS | 0 | Mammoth Cave NP | 250.7753 | 4.4454 | 4.8434 | 0 | 23284674 | 2447755 | 0.42 | 2389006 | 205.1999 | 5-Year Average | 48.6% | 5-Year Average | 205.1999 | 2171253.6 | 21816756.1728 | 2238398.3547 | 37.89% | 67 | 12.5866 | 0 | 12.5866 | 2237.5248 | 10.58 | 4.59 | 29.3868 | 0.30838 | 0.44588 | 4.82 | 17.97 |  |  | 473.6557 | 156.0222 | 353.9778 | 70.02% | 2171253.6 | 3128273.2508 | 31432889.6245 | 20.52 | 322501.3282 | 1915897.0266 | 750767235.2448 | 0 | 0 | 2120.9443 | 22.5193 | 6.6433 | 12.4284 | 20.6681 | 0 | 75.0033 | 4.1548 | 4.7086 | 2120.9443 |  | 12.4284 | 22.5193 | 30.59% | 44.08% |  |  | 205.4
[15 empty] | 4041_B_6 | 4041 | B | 6 | 2591 | Coal Steam | Wisconsin | 55079 | 245 | 1098 | FALSE | 10316 | 1961 | 2021 | 206 | 41.0128 | 22 | 19.9091 | Illinois | 4.82 | Michigan | -28.91 | H L Spurlock | 6041_B_3 | 6041 | B | 3 | 89571 | Coal Steam | 0 | PJM_West | Kentucky | 21 | Mason | 161 | 21161 | 268 | 10121 | 2005 | 0 | FBC | dry | Y | Bituminous | Dry Scrubber | 2005 | 0.712 | CF | SNCR | 0 | 2005 | B | 0 | 0 | 0 | 0 | 0.2 | 0.06645 | 0.06645 | 0.06645 | 0.06645 | 0.05 | 0.1 | 0.43 | 0.9782 | 0 | 0 | 0 | 0 | 0 | 0 | 0 | East Kentucky Power Coop | 100 | East Kentucky Power Coop | 100 | needs_active | 6041_G_3 | 1 | 0 | KY | 38.7 | -83.8181 | Cooperative | RE | 0 | 0 | 15860604.2 | 1794945.6 | 58.2% | 40%-60% | 6835033.6 | 1081.2 | 498 | 1627298.6 | 0.4 | 211.2 | 18 | 0 | 0.13734 | 0.059602 | 205.2005 | 5.3026e-08 | 0.059033 | 0.13634 | 0.062797 | 205.2001 | 2.522e-08 | 0.061799 | 0.0023242 | 0 | 1161395 | 508619 | 0 | 10760 | 1 | 0 | 0 | 0 | 0 | 0 | 0 | 0 | 0 | 1 | 1 | 0 | 1 | 0 | 0 | 0 | 0 | 0 | 0 | 0 | 200-400 | 17 | 0-19 | 3 | 3-4 Moderate | 0 | 0 | 0 | 0 | 0 | 0 | 0 | 46 | 29 | 47 | 35 | 0 | 0 | 0 | 0 | 0 | 0 | 0 | 0 | 0 | 0 | 0 | 0 | F1 | 0 | 1 | 1 | 1 | 0 | 0 | 0 | 0 | 0 | 1 | CO | 0 | NPCA, NPS | 0 | Mammoth Cave NP | 250.7753 | 4.3114 | 1.9858 | 0 | 11835801 | 1324039 | 0.43 | 1214349 | 205.1993 | 5-Year Average | 58.2% | 5-Year Average | 205.2001 | 1366349.76 | 13828825.921 | 1418838.0705 | 19.91% | 67 | 18.8121 | 0 | 18.8121 | [10 empty] | 250.7097 | 82.5838 | 185.4162 | 84.12% | 1366349.76 | 1974917.5083 | 19988140.1013 | 20.52 | 205078.3942 | 1213759.6763 | 397387065.6848 | 0 | 0 | 2143.2163 | 27.5264 | 6.7618 | 12.5186 | 26.9076 | 0 | 75.5074 | 3.8362 | 4.3184 | 2143.2163 |  | 12.5186 | 27.5264 | 30.81% | 44.54% |  |  | 205.4
[15 empty] | 4041_B_7 | 4041 | B | 7 | 2592 | Coal Steam | Wisconsin | 55079 | 303 | 1098 | TRUE | 10335 | 1965 | 2021 | 206 | 41.0128 | 22 | 19.9091 | Illinois | 4.82 | Michigan | -28.91 | H L Spurlock | 6041_B_4 | 6041 | B | 4 | 90241 | Coal Steam | 0 | PJM_West | Kentucky | 21 | Mason | 161 | 21161 | 268 | 10121 | 2009 | 0 | FBC | dry | Y | Bituminous | Dry Scrubber | 2009 | 0.87 | CF | SNCR | 0 | 2009 | B | 0 | 0 | 0 | 0 | 0.15 | 0.06234 | 0.06234 | 0.06234 | 0.06234 | 0.05 | 0.1 | 0.43 | 0.979 | 0 | 0 | 0 | 0 | 0 | 0 | 0 | East Kentucky Power Coop | 100 | East Kentucky Power Coop | 100 | needs_active | 6041_G_4 | 1 | 0 | KY | 38.7 | -83.8181 | Cooperative | RE | 0 | 0 | 14439358.8 | 1704459 | 58.8% | 40%-60% | 7036876.8 | 737 | 442.6 | 1481477.4 | 0.8 | 210.6 | 31 | 0 | 0.094947 | 0.059813 | 205.2 | 1.0777e-07 | 0.058696 | 0.10208 | 0.061305 | 205.1999 | 5.5404e-08 | 0.059856 | 0.0047499 | 0 | 1252473 | 568611 | 0 | 9312 | 1 | 0 | 0 | 0 | 0 | 0 | 0 | 0 | 0 | 1 | 1 | 0 | 1 | 0 | 0 | 0 | 0 | 0 | 0 | 0 | 200-400 | 13 | 0-19 | 3 | 3-4 Moderate | 0 | 0 | 0 | 0 | 0 | 0 | 0 | 46 | 29 | 47 | 35 | 0 | 0 | 0 | 0 | 0 | 0 | 0 | 0 | 0 | 0 | 0 | 0 | F1 | 0 | 1 | 1 | 1 | 0 | 0 | 0 | 0 | 0 | 1 | CO | 0 | NPCA, NPS | 0 | Mammoth Cave NP | 250.7753 | 2.9389 | 1.7649 | 0 | 12455349 | 1451085 | 0.51 | 1277914 | 205.1992 | 5-Year Average | 58.8% | 5-Year Average | 205.1999 | 1380435.84 | 13971391.1366 | 1433463.9441 | 19.91% | 67 | 18.8121 | 0 | 18.8121 | [10 empty] | 250.7097 | 82.5838 | 185.4162 | 84.99% | 1380435.84 | 1995277.4826 | 20194203.4013 | 20.52 | 207192.4132 | 1226271.5309 | 397387065.6848 | 0 | 0 | 2143.2163 | 27.5264 | 6.7618 | 12.5186 | 26.9076 | 0 | 75.5074 | 3.4979 | 3.9377 | 2143.2163 |  | 12.5186 | 27.5264 | 30.81% | 44.54% |  |  | 205.4
[15 empty] | 4041_B_8 | 4041 | B | 8 | 2593 | Coal Steam | Wisconsin | 55079 | 309 | 1098 | TRUE | 10508 | 1967 | 2021 | 206 | 41.0128 | 22 | 19.9091 | Illinois | 4.82 | Michigan | -28.91 | Nearman Creek | 6064_B_N1 | 6064 | B | N1 | 2731 | Coal Steam | 0 | SPP_N | Kansas | 20 | Wyandotte | 209 | 20209 | 240 | 11426 | 1981 | 0 | wall | dry | N | Subbituminous | Dry Scrubber | 2016 | 0.961 | LNBO | SCR | 2016 | 0 | ESPC + B | Yes | ACI | 2016 | 0 | 3 | 0.21735 | 0.05 | 0.21735 | 0.05 | 0.1 | 0.1 | 0.1 | 0.99 | Yes | 2016 | 0 | 0 | 0 | 0 | 0 | Kansas City Board Public Utilities | 100 | Kansas City Board Public Utilities | 100 | needs_active | 6064_G_1 | 1 | 0 | KS | 39.1681 | -94.6975 | Municipally-Owned Utility | RE | SOUTHERN STAR CENTRAL GAS PIPELINE | 0 | 13047576.4 | 1192192.2 | 59.4% | 40%-60% | 6192342.2 | 1132.2 | 1374.6 | 1367551.4 | 8 | 663.8 | 20 | 0 | 0.16617 | 0.21216 | 209.6423 | 7.5191e-07 | 0.21637 | 0.17355 | 0.21071 | 209.6254 | 6.1314e-07 | 0.21439 | 0.0035729 | 0 | 1059210 | 701740 | 0 | 9123 | 1 | 1 | 0 | 0 | 0 | 0 | 0 | 0 | 1 | 0 | 1 | 1 | 1 | 0 | 1 | 0 | 0 | 0 | 0 | 0 | 200-400 | 41 | 40-59 | 2 | 0-2 High | 0 | 0 | 0 | 0 | 0 | 0 | 0 | 95 | 81 | 87 | 68 | 1 | 0 | 0 | 0 | 0 | 0 | 0 | 0 | 0 | 0 | 0 | 0 | 0 | 0 | 0 | 0 | 0 | 0 | 0 | 0 | 0 | 0 | 0 | 0 | 0 | NPS | 0 | Hercules-Glades Wilderness | 311.5834 | 3.6337 | 4.4117 | 0 | 13384654 | 1192591 | 0.61 | 1402793 | 209.6121 | 5-Year Average | 59.4% | 5-Year Average | 209.6254 | 1248825.6 | 14269081.3056 | 1495580.5981 | 100% | 22 | 18.678 | 99 | 18.678 | [10 empty] | 264.2381 | 87.04 | 152.96 | 93.2% | 1248825.6 | 1959454.9188 | 22388731.9025 | 20.9625 | 234662.2907 | 1260918.3074 | 418830256.4179 | 0 | 104707564.1045 | 2738.1693 | 28.7575 | 9.7527 | 14.7335 | 30.7765 | 0 | 85.8231 | 7.6729 | 7.5993 | 2738.1693 |  | 14.7335 | 28.7575 | 36.27% | 56.9% |  |  | 214.13
[15 empty] | 4078_B_3 | 4078 | B | 3 | 2615 | Coal Steam | Wisconsin | 55073 | 327 | 877 | TRUE | 9994 | 1981 | 9999 | 272 | 45.3509 | 160 | 26.677 | Michigan | 4.82 | Michigan | -28.91 | Iatan | 6065_B_1 | 6065 | B | 1 | 2733 | Coal Steam | 0 | SPP_N | Missouri | 29 | Platte | 165 | 29165 | 700 | 9632 | 1980 | 2039 | wall | dry | N | Subbituminous | Wet Scrubber | 2009 | 0.98 | LNB + OFA | SCR | 2009 | 0 | B | 0 | ACI | 2009 | 0 | 0.07 | 0.3142 | 0.07154 | 0.3142 | 0.07154 | 0.1 | 0.1 | 0.1 | 0.99 | 0 | 0 | 0 | 0 | 0 | 0 | 0 | Evergy Metro Inc | 70 | Evergy Inc | 88 | needs_active | 6065_G_1 | 1 | 0 | MO | 39.4472 | -94.98 | Investor-Owned Utility | RE | 0 | 0 | 31437576.2 | 3466976 | 45.8% | 40%-60% | 16260283.4 | 146.6 | 1043.6 | 3297172.4 | 13.4 | 545.8 | 75 | 0 | 0.011963 | 0.062115 | 209.7602 | 5.0693e-07 | 0.061319 | 0.0093264 | 0.066392 | 209.76 | 4.2624e-07 | 0.067133 | 0.0034592 | 0 | 2598353 | 1580319 | 0 | 36449 | 1 | 0 | 0 | 0 | 0 | 0 | 0 | 0 | 0 | 0 | 1 | 1 | 1 | 0 | 1 | 0 | 0 | 0 | 0 | 0 | 600-800 | 42 | 40-59 | 5 | 5-6 Low | 0 | 0 | 0 | 0 | 0 | 0 | 0 | 23 | 3 | 44 | 33 | 0 | 0 | 0 | 0 | 0 | 0 | 0 | 0 | 0 | 0 | 0 | 0 | 0 | 0 | 0 | 1 | 1 | 0 | 0 | 0 | 0 | 0 | 0 | 0 | 0 | NPCA, NPS | 0 | Hercules-Glades Wilderness | 350.6184 | 0.41812 | 2.9765 | 0 | 25162420 | 2833369 | 0.37 | 2639033 | 209.7599 | 5-Year Average | 45.8% | 5-Year Average | 209.76 | 2808456 | 27051048.192 | 2837113.4251 | 44.25% | 41 | 10.6735 | 85 | 10.6735 | 2208.2327 | 10.58 | 4.59 | 27.0135 | 0.3055 | 0.43989 | 4.82 | 31.18 |  |  | 649.6876 | 214.0071 | 485.9929 | 65.97% | 2808456 | 4045160.1566 | 38962982.6282 | 20.976 | 408643.6885 | 2428469.7367 | 1029786277.2302 | 0 | 0 | 2118.9327 | 21.0142 | 6.3622 | 12.4202 | 18.5935 | 3.9187e-15 | 73.4994 | 5.6772 | 6.5656 | 2118.9327 |  | 12.4202 | 21.0142 | 30.57% | 44.04% |  |  | 214.13
[15 empty] | 4078_B_4 | 4078 | B | 4 | 89565 | Coal Steam | Wisconsin | 55073 | 550 | 877 | TRUE | 9679 | 2008 | 9999 | 272 | 45.3509 | 160 | 26.677 | Michigan | 4.82 | Michigan | -28.91 | Iatan | 6065_B_2 | 6065 | B | 2 | 2732 | Coal Steam | 0 | SPP_N | Missouri | 29 | Platte | 165 | 29165 | 882 | 9502 | 2010 | 0 | wall | dry | N | Subbituminous | Wet Scrubber | 2010 | 0.98 | LNBO + OFA | SCR | 2010 | 0 | B | 0 | ACI | 2010 | 0 | 0.06 | 0.05316 | 0.05316 | 0.05316 | 0.05316 | 0.1 | 0.1 | 0.1 | 0.99 | 0 | 0 | 0 | 0 | 0 | 0 | 0 | Evergy Metro Inc | 54.71 | Evergy Inc | 72.71 | needs_active | 6065_G_2 | 1 | 0 | MO | 39.4472 | -94.98 | Investor-Owned Utility | RE | 0 | 0 | 47845256.8 | 5626127.4 | 67.4% | 60%-80% | 21385502.8 | 382 | 1222.4 | 5018012.8 | 20.2 | 553.4 | 27 | 0 | 0.021654 | 0.048222 | 209.76 | 3.1845e-07 | 0.047659 | 0.015968 | 0.051098 | 209.7601 | 4.2219e-07 | 0.051755 | 0.00089012 | 0 | 5963925 | 3218073 | 0 | 11286 | 1 | 0 | 0 | 0 | 0 | 0 | 0 | 0 | 0 | 0 | 1 | 1 | 1 | 0 | 1 | 0 | 0 | 0 | 0 | 0 | 800-1000 | 12 | 0-19 | 6 | 5-6 Low | 0 | 0 | 0 | 0 | 0 | 0 | 0 | 23 | 3 | 44 | 33 | 0 | 0 | 0 | 0 | 0 | 0 | 0 | 0 | 0 | 0 | 0 | 0 | 0 | 0 | 0 | 1 | 1 | 0 | 0 | 0 | 0 | 0 | 0 | 0 | 0 | NPCA, NPS | 0 | Hercules-Glades Wilderness | 350.6184 | 1.0895 | 3.4864 | 0 | 53665174 | 6359962 | 0.76 | 5628408 | 209.7602 | 5-Year Average | 67.4% | 5-Year Average | 209.7601 | 5207539.68 | 49482042.0394 | 5189678.9135 | 55.75% | 41 | 9.3971 | 85 | 9.3971 | 2165.7686 | 10.58 | 3.52 | 25.438 | 0.30144 | 0.43152 | 4.82 | 31.18 |  |  | 807.5578 | 266.0096 | 615.9904 | 96.51% | 5207539.68 | 7456365.6559 | 70850386.4626 | 20.976 | 743079.1889 | 4446599.7246 | 1280018355.4676 | 0 | 0 | 2077.9841 | 20.1806 | 6.155 | 12.2525 | 17.1512 | 0 | 72.5796 | -8.9995 | -10.5396 | 2077.9841 |  | 12.2525 | 20.1806 | 30.16% | 43.18% |  |  | 214.13
[15 empty] | 4125_B_9 | 4125 | B | 9 | 2622 | Coal Steam | Wisconsin | 55071 | 58 | 58 | FALSE | 12066 | 2005 | 9999 | 172 | 84.925 | 53 | 49.375 | Michigan | 4.82 | Michigan | -28.91 | Jeffrey Energy Center | 6068_B_1 | 6068 | B | 1 | 2734 | Coal Steam | 0 | SPP_N | Kansas | 20 | Pottawatomie | 149 | 20149 | 728 | 10990 | 1978 | 2039 | tangential | dry | N | Subbituminous | Wet Scrubber | 2008 | 0.983 | LNC3 | SCR | 2014 | 0 | ESPC | No | ACI | 2016 | 0 | 0.08 | 0.2287 | 0.03992 | 0.2287 | 0.03992 | 0.1 | 0.1 | 0.1 | 0.99 | 0 | 0 | 0 | 0 | 0 | 0 | Yes | Evergy Kansas Central Inc | 72 | Evergy Inc | 100 | needs_active | 6068_G_1 | 1 | 0 | KS | 39.2865 | -96.1172 | Investor-Owned Utility | RE | 0 | 0 | 31342747.2 | 3176631 | 42% | 40%-60% | 15829154.4 | 396.4 | 617.6 | 3286264.2 | 18.6 | 301.4 | 22 | 0 | 0.012679 | 0.041176 | 209.7123 | 4.5281e-07 | 0.040466 | 0.025295 | 0.039409 | 209.6985 | 5.9344e-07 | 0.038082 | 0.0012341 | 0 | 1878911 | 1322792 | 0 | 17805 | 1 | 0 | 0 | 0 | 0 | 0 | 0 | 0 | 1 | 0 | 0 | 1 | 1 | 0 | 0 | 0 | 0 | 0 | 0 | 0 | 600-800 | 44 | 40-59 | 5 | 5-6 Low | 0 | 0 | 0 | 0 | 0 | 0 | 0 | 19 | 66 | 26 | 26 | 0 | 0 | 0 | 0 | 0 | 0 | 0 | 0 | BATW | 0 | 0 | 1 | 0 | 0 | 0 | 0 | 0 | 0 | 0 | 0 | 0 | 0 | 1 | CO | 0 | NPCA | 0 | Hercules-Glades Wilderness | 397.0144 | 0.99845 | 1.5556 | 0 | 20992742 | 2149328 | 0.28 | 2200533 | 209.647 | 5-Year Average | 42% | 5-Year Average | 209.6985 | 2678457.6 | 29436249.024 | 3086369.2558 | 33.26% | 63 | 9.6536 | 23 | 9.6536 | 2686.1993 | 10.58 | 3.52 | 31.8046 | 0.34858 | 0.53512 | 4.82 | 31.18 |  |  | 770.9374 | 253.9468 | 474.0532 | 64.5% | 2678457.6 | 4113287.3253 | 45205027.7051 | 20.9699 | 473971.4208 | 2612397.835 | 1221973134.783 | 0 | 0 | 2577.7129 | 20.8588 | 8.8309 | 14.1713 | 19.9859 | -3.8538e-15 | 82.9036 | 12.0938 | 12.3996 | 2577.7129 |  | 14.1713 | 20.8588 | 34.88% | 53.57% |  |  | 214.13
[15 empty] | 4158_B_BW41 | 4158 | B | BW41 | 2633 | Coal Steam | Wyoming | 56009 | 105 | 760 | FALSE | 11001 | 1959 | 9999 | 34 | 33.8871 | 0 | 33.8871 | Wyoming | 4.82 | Wyoming | -28.91 | Jeffrey Energy Center | 6068_B_2 | 6068 | B | 2 | 2735 | Coal Steam | 0 | SPP_N | Kansas | 20 | Pottawatomie | 149 | 20149 | 733 | 11132 | 1980 | 2039 | tangential | dry | N | Subbituminous | Wet Scrubber | 2009 | 0.983 | LNC3 | SNCR | 0 | 2015 | ESPC | No | ACI | 2016 | 0 | 0.08 | 0.3597 | 0.11995 | 0.3597 | 0.11995 | 0.1 | 0.1 | 0.1 | 0.99 | 0 | 0 | 0 | 0 | 0 | 0 | Yes | Evergy Kansas Central Inc | 72 | Evergy Inc | 100 | needs_active | 6068_G_2 | 1 | 0 | KS | 39.2865 | -96.1172 | Investor-Owned Utility | RE | 0 | 0 | 31502135.2 | 3188056.8 | 42.4% | 40%-60% | 15060521.4 | 405.2 | 1862.8 | 3301676 | 19 | 901 | 62 | 0 | 0.014796 | 0.12159 | 209.6947 | 5.4682e-07 | 0.11974 | 0.025725 | 0.11826 | 209.616 | 6.0313e-07 | 0.11965 | 0.0029139 | 0 | 2141254 | 1529243 | 0 | 15310 | 1 | 0 | 0 | 0 | 0 | 0 | 0 | 0 | 1 | 1 | 0 | 0 | 1 | 0 | 0 | 0 | 0 | 0 | 0 | 0 | 600-800 | 42 | 40-59 | 4 | 3-4 Moderate | 0 | 0 | 0 | 0 | 0 | 0 | 0 | 19 | 66 | 26 | 26 | 0 | 0 | 0 | 0 | 0 | 0 | 0 | 0 | BATW | 0 | 0 | 1 | 0 | 0 | 0 | 0 | 0 | 0 | 0 | 0 | 0 | 0 | 1 | CO | 0 | NPCA | 0 | Hercules-Glades Wilderness | 397.0144 | 1.0206 | 4.692 | 0 | 25164195 | 2466132 | 0.34 | 2633727 | 209.3234 | 5-Year Average | 42.4% | 5-Year Average | 209.616 | 2722537.92 | 30307292.1254 | 3176446.8789 | 33.49% | 63 | 9.5438 | 23 | 9.5438 | 2739.7886 | 10.58 | 3.52 | 32.3288 | 0.35307 | 0.54577 | 4.82 | 31.18 |  |  | 786.2618 | 258.9947 | 474.0053 | 65.57% | 2722537.92 | 4210121.906 | 46867077.0574 | 20.9616 | 491204.4931 | 2685242.3859 | 1246263163.6134 | 0 | 0 | 2629.2175 | 20.8323 | 9.1237 | 14.3544 | 20.1073 | 0 | 83.8356 | 11.9342 | 12.0999 | 2629.2175 |  | 14.3544 | 20.8323 | 35.33% | 54.64% |  |  | 214.13
[15 empty] | 4158_B_BW42 | 4158 | B | BW42 | 2634 | Coal Steam | Wyoming | 56009 | 105 | 760 | FALSE | 10996 | 1961 | 9999 | 34 | 33.8871 | 0 | 33.8871 | Wyoming | 4.82 | Wyoming | -28.91 | Jeffrey Energy Center | 6068_B_3 | 6068 | B | 3 | 2736 | Coal Steam | 0 | SPP_N | Kansas | 20 | Pottawatomie | 149 | 20149 | 728 | 11180 | 1983 | 2030 | tangential | dry | N | Subbituminous | Wet Scrubber | 2008 | 0.983 | LNC3 | SNCR | 0 | 2015 | ESPC | No | ACI | 2016 | 0 | 0.08 | 0.12395 | 0.12395 | 0.12395 | 0.12395 | 0.1 | 0.1 | 0.1 | 0.99 | 0 | 0 | 0 | 0 | 0 | 0 | 0 | Evergy Kansas Central Inc | 72 | Evergy Inc | 100 | needs_active | 6068_G_3 | 1 | 0 | KS | 39.2865 | -96.1172 | Investor-Owned Utility | RE | 0 | 0 | 31270608 | 3113358.6 | 42% | 40%-60% | 14427720 | 394 | 1923.8 | 3278372.8 | 17.6 | 894.6 | 142 | 0 | 0.016356 | 0.12238 | 209.6701 | 6.2066e-07 | 0.12367 | 0.025199 | 0.12304 | 209.6776 | 5.6283e-07 | 0.12401 | 0.0067653 | 0 | 2553463 | 1815059 | 0 | 21042 | 1 | 0 | 0 | 0 | 0 | 0 | 0 | 0 | 1 | 1 | 0 | 0 | 1 | 0 | 0 | 0 | 0 | 0 | 1 | 1 | 600-800 | 39 | 20-39 | 0 | 0-2 High | 0 | 0 | 0 | 0 | 0 | 0 | 0 | 19 | 66 | 26 | 26 | 0 | 0 | 0 | 0 | 0 | 0 | 0 | 0 | BATW | 0 | 0 | 1 | 0 | 0 | 0 | 0 | 0 | 0 | 0 | 0 | 0 | 0 | 1 | CO | 0 | NPCA | 0 | Hercules-Glades Wilderness | 397.0144 | 0.99241 | 4.8457 | 0 | 30235416 | 2985842 | 0.41 | 3169406 | 209.6486 | 5-Year Average | 42% | 5-Year Average | 209.6776 | 2678457.6 | 29945155.968 | 3139414.0087 | 33.26% | 63 | 9.5579 | 23 | 9.5579 | [9 empty] | 1 | 784.2657 | 258.3371 | 469.6629 | 65.1% | 2678457.6 | 4151737.7741 | 46416428.3146 | 20.9678 | 486624.2321 | 2652789.7766 | 1243099148.9422 | 0 | 0 | 2646.7903 | 20.8588 | 9.2243 | 14.4163 | 20.2079 | 0 | 84.1854 | 12.5716 | 12.6933 | 2646.7903 |  | 14.4163 | 20.8588 | 35.49% | 55% |  |  | 214.13
[15 empty] | 4158_B_BW43 | 4158 | B | BW43 | 2635 | Coal Steam | Wyoming | 56009 | 220 | 760 | FALSE | 11274 | 1964 | 9999 | 34 | 33.8871 | 0 | 33.8871 | Wyoming | 4.82 | Wyoming | -28.91 | Trimble County | 6071_B_1 | 6071 | B | 1 | 2737 | Coal Steam | 0 | S_C_KY | Kentucky | 21 | Trimble | 223 | 21223 | 511 | 10039 | 1990 | 0 | tangential | dry | N | Bituminous | Wet Scrubber | 1990 | 0.98 | LNC1 | SCR | 2002 | 0 | ESPC + B | No | ACI | 2015 | 0 | 0.84 | 0.3445 | 0.09253 | 0.3445 | 0.09253 | 0.05 | 0.1 | 0.1 | 0.99 | Yes | 2015 | 0 | 0 | 0 | 0 | 0 | Louisville Gas & Electric Co | 75 | PPL Corp | 75 | needs_active | 6071_G_1 | 1 | 0 | KY | 38.5847 | -85.4117 | Investor-Owned Utility | RE | WEST TEXAS GAS INC | 0 | 31052470.4 | 3518175.4 | 59% | 40%-60% | 13985061 | 2041.2 | 1330.6 | 3185982.6 | 18 | 444 | 130 | 0 | 0.11206 | 0.080423 | 205.2002 | 5.5753e-07 | 0.058732 | 0.13147 | 0.0857 | 205.1999 | 5.7966e-07 | 0.063496 | 0.0089274 | 0 | 3248037 | 1461549 | 48144 | 0 | 1 | 1 | Energy Source | 0.0060185 | 0.0061664 | EIA-923 | EIA-923 | 0 | 1 | 0 | 1 | 1 | 1 | 0 | 1 | 0 | 0 | 0 | 0 | 0 | 400-600 | 32 | 20-39 | 5 | 5-6 Low | 0 | 0 | 0 | 0 | 0 | 0 | 0 | 37 | 48 | 72 | 34 | 0 | 0 | 0 | 70% below 2010 by 2050 | 0 | 0 | 1 | 1 | FGD wastewater | 0 | 0 | 1 | 0 | 0 | 0 | 1 | 1 | 0 | 0 | 0 | 0 | 0 | 1 | CO | 0 | NPCA, NPS | 0 | Mammoth Cave NP | 155.8609 | 13.0963 | 8.5371 | 1 | 29618734 | 3549355 | 0.56 | 3038877 | 205.1997 | 5-Year Average | 59% | 5-Year Average | 205.1999 | 2641052.4 | 26513525.0436 | 2720286.9326 | 41.11% | 105 | 13.2074 | 0 | 12.5785 | 2234.5326 | 10.58 | 4.59 | 29.3382 | 0.30807 | 0.44524 | 4.82 | 10.69 |  |  | 474.1593 | 156.1881 | 354.8119 | 84.97% | 2641052.4 | 3803642.7816 | 38184769.8841 | 20.52 | 391775.6329 | 2328511.2997 | 751565546.6178 | 0 | 0 | 2118.2083 | 22.5085 | 6.6287 | 12.4172 | 20.6424 | 0 | 74.9411 | -2.8117 | -3.1891 | 2118.2083 |  | 12.4172 | 22.5085 | 30.57% | 44.02% |  |  | 205.4
[15 empty] | 4158_B_BW44 | 4158 | B | BW44 | 2636 | Coal Steam | Wyoming | 56009 | 330 | 760 | TRUE | 11341 | 1959 | 2021 | 34 | 33.8871 | 0 | 33.8871 | Wyoming | 4.82 | Wyoming | -28.91 | Trimble County | 6071_B_2 | 6071 | B | 2 | 90433 | Coal Steam | 0 | S_C_KY | Kentucky | 21 | Trimble | 223 | 21223 | 732 | 9716 | 2011 | 0 | wall | dry | N | Bituminous, Subbituminous | Wet Scrubber | 2011 | 0.98 | LNB + OFA | SCR | 2011 | 0 | ESPC + B | No | ACI | 2011 | 0 | 1.2 | 0.04198 | 0.04198 | 0.04198 | 0.04198 | 0.05 | 0.1 | 0.1 | 0.99 | Yes | 2011 | 0 | 0 | 0 | 0 | 0 | Kentucky Utilities Co | 60.75 | PPL Corp | 75 | needs_active | 6071_G_2 | 1 | 0 | KY | 38.5847 | -85.4117 | Investor-Owned Utility | RE | WEST TEXAS GAS INC | 0 | 43897826 | 5211265 | 66.8% | 60%-80% | 19759888 | 1553.6 | 858.8 | 4604000 | 17 | 379 | 0 | 0 | 0.054757 | 0.030605 | 209.7599 | 2.3346e-07 | 0.031193 | 0.070783 | 0.039127 | 209.7598 | 3.8726e-07 | 0.038361 | 0 | 0 | 4695420 | 2046588 | 148696 | 0 | 1 | 1 | Energy Source | 0.011106 | 0.0061664 | EIA-923 | EIA-923 | 0 | 1 | 0 | 1 | 1 | 1 | 0 | 1 | 0 | 0 | 0 | 0 | 0 | 600-800 | 11 | 0-19 | 5 | 5-6 Low | 0 | 0 | 0 | 0 | 0 | 0 | 0 | 37 | 48 | 72 | 34 | 0 | 0 | 0 | 70% below 2010 by 2050 | 0 | 0 | 1 | 1 | FGD wastewater | 0 | 0 | 1 | 0 | 0 | 0 | 1 | 1 | 0 | 0 | 0 | 0 | 0 | 1 | CO | 0 | NPCA, NPS | 0 | Mammoth Cave NP | 155.8609 | 9.9679 | 5.51 | 0 | 42545826 | 5059454 | 0.65 | 4462205 | 209.7599 | 5-Year Average | 66.8% | 5-Year Average | 209.7598 | 4283429.76 | 41617803.5482 | 4364871.4525 | 58.89% | 105 | 10.8594 | 0 | 10.3423 | 2236.0656 | 10.58 | 3.52 | 27.0654 | 0.30817 | 0.44543 | 4.82 | 10.69 |  |  | 657.3725 | 216.5385 | 515.4615 | 94.86% | 4283429.76 | 6082841.5271 | 59100888.2771 | 20.976 | 619849.5789 | 3745021.8736 | 1041967314.3404 | 0 | 0 | 2021.4261 | 20.8376 | 6.1223 | 12.0177 | 18.1145 | 5.212e-15 | 74.3159 | -10.3302 | -11.8154 | 2021.4261 |  | 12.0177 | 20.8376 | 29.58% | 42.01% |  |  | 205.4
[15 empty] | 4162_B_1 | 4162 | B | 1 | 2637 | Coal Steam | Wyoming | 56023 | 156 | 687 | FALSE | 10983 | 1963 | 9999 | 114 | 29.2128 | 0 | 25.6253 | Wyoming | 4.82 | Utah | -28.91 | Colstrip | 6076_B_3 | 6076 | B | 3 | 2752 | Coal Steam | 0 | WECC_MT | Montana | 30 | Rosebud | 87 | 30087 | 740 | 10791 | 1984 | 0 | tangential | dry | N | Subbituminous | Wet Scrubber | 1984 | 0.95 | LNC3 | 0 | 0 | 0 | WS | 0 | ACI | 2010 | 0 | 0.1 | 0.15308 | 0.15308 | 0.15308 | 0.15308 | 0.1 | 0.1 | 0.1 | 0.99 | 0 | 0 | 0 | 0 | 0 | 0 | 0 | Talen Montana LLC | 30 | Riverstone Holdings LLC | 30 | needs_active | 6076_G_3 | 1 | 0 | MT | 45.8831 | -106.614 | Independent Power Producer | NR | 0 | 0 | 51323286.6 | 5254912 | 65.8% | 60%-80% | 17784895.2 | 2203.8 | 3832.8 | 5365683.8 | 37.4 | 1298.4 | 608 | 0 | 0.079605 | 0.145 | 206.33 | 6.4588e-07 | 0.13387 | 0.085879 | 0.14936 | 209.0935 | 7.2871e-07 | 0.14601 | 0.02463 | 0 | 5191392 | 3313960 | 0 | 9199 | 1 | 0 | 0 | 0 | 0 | 0 | 0 | 0 | 0 | 0 | 0 | 0 | 1 | 0 | 0 | 0 | 0 | 0 | 0 | 0 | 600-800 | 38 | 20-39 | 6 | 5-6 Low | 0 | 0 | 1 | 1 | 1 | Multiple | 1 | 17 | 43 | 10 | 84 | 1 | 1 | 0 | 0 | 0 | 0 | 0 | 0 | 0 | 0 | 0 | 0 | 0 | 0 | 0 | 0 | 0 | 0 | 0 | 1 | 0 | PB | 1 | CO | 0 | NPCA, NPS | 1 | UL Bend Wilderness | 199.9709 | 11.0206 | 19.1668 | 1 | 55260212 | 5706929 | 0.71 | 5795693 | 209.7601 | 5-Year Average | 65.8% | 5-Year Average | 209.0935 | 4265419.2 | 46028138.5872 | 4812093.1827 | 50% | 123 | 11.8873 | 0 | 9.6645 | 2614.6584 | 12.66 | 3.22 | 30.9658 | 0.34251 | 0.52094 | 4.82 | 15.15 |  |  | 769.4554 | 253.4586 | 486.5414 | 100% | 4262102.6323 | 6482400 | 69951578.4 | 20.9094 | 731321.1524 | 4080772.0303 | 1219624102.8443 | 0 | 0 | 2506.7222 | 20.7959 | 8.4196 | 13.9147 | 19.633 | 0.017417 | 81.3837 | -6.7947 | -7.0966 | 2506.7222 |  | 13.9147 | 20.7959 | 34.25% | 52.09% |  |  | 214.13
[15 empty] | 4162_B_2 | 4162 | B | 2 | 2638 | Coal Steam | Wyoming | 56023 | 201 | 687 | FALSE | 10956 | 1968 | 9999 | 114 | 29.2128 | 0 | 25.6253 | Wyoming | 4.82 | Utah | -28.91 | Colstrip | 6076_B_4 | 6076 | B | 4 | 2753 | Coal Steam | 0 | WECC_MT | Montana | 30 | Rosebud | 87 | 30087 | 740 | 10803 | 1986 | 0 | tangential | dry | N | Subbituminous | Wet Scrubber | 1986 | 0.95 | LNC3 | 0 | 0 | 0 | WS | 0 | ACI | 2010 | 0 | 0.1 | 0.14912 | 0.14912 | 0.14912 | 0.14912 | 0.1 | 0.1 | 0.1 | 0.99 | 0 | 0 | 0 | 0 | 0 | 0 | 0 | NorthWestern Corp | 30 | NorthWestern Corp | 30 | needs_active | 6076_G_4 | 1 | 0 | MT | 45.8831 | -106.614 | Independent Power Producer | NR | 0 | 0 | 49614571.6 | 5144971 | 63.8% | 60%-80% | 19033347.6 | 2158.6 | 3803.2 | 5202742.6 | 35 | 1427.4 | 696 | 0 | 0.086975 | 0.15095 | 209.7131 | 5.5455e-07 | 0.14738 | 0.087015 | 0.15331 | 209.7264 | 7.0544e-07 | 0.14999 | 0.025738 | 0 | 4839214 | 3141780 | 0 | 7296 | 1 | 0 | 0 | 0 | 0 | 0 | 0 | 0 | 0 | 0 | 0 | 0 | 1 | 0 | 0 | 0 | 0 | 0 | 0 | 0 | 600-800 | 36 | 20-39 | 6 | 5-6 Low | 0 | 0 | 1 | 1 | 1 | Multiple | 1 | 17 | 43 | 10 | 84 | 1 | 1 | 0 | 0 | 0 | 0 | 0 | 0 | 0 | 0 | 0 | 0 | 0 | 0 | 0 | 0 | 0 | 0 | 0 | 1 | 0 | PB | 1 | CO | 0 | NPCA, NPS | 1 | UL Bend Wilderness | 199.9709 | 10.7946 | 19.0188 | 1 | 53528688 | 5352510 | 0.69 | 5614089 | 209.76 | 5-Year Average | 63.8% | 5-Year Average | 209.7264 | 4135771.2 | 44678736.2736 | 4685155.1274 | 50% | 123 | 11.8796 | 0 | 9.6582 | 2614.6584 | 12.66 | 3.22 | 30.9658 | 0.34251 | 0.52094 | 4.82 | 15.15 |  |  | 770.311 | 253.7405 | 486.2595 | 97.09% | 4135771.2 | 6293903.6276 | 67993040.8891 | 20.9726 | 712996.7647 | 3972158.3627 | 1220980370.9598 | 0 | 0 | 2510.9643 | 20.7959 | 8.4558 | 13.9301 | 19.6687 | 0 | 81.6374 | -5.9271 | -6.1712 | 2510.9643 |  | 13.9301 | 20.7959 | 34.29% | 52.18% |  |  | 214.13
[15 empty] | 4162_B_3 | 4162 | B | 3 | 2639 | Coal Steam | Wyoming | 56023 | 330 | 687 | TRUE | 10804 | 1963 | 2021 | 114 | 29.2128 | 0 | 25.6253 | Wyoming | 4.82 | Utah | -28.91 | Gerald Gentleman | 6077_B_1 | 6077 | B | 1 | 2754 | Coal Steam | 0 | SPP_NEBR | Nebraska | 31 | Lincoln | 111 | 31111 | 665 | 10041 | 1979 | 0 | wall | dry | N | Subbituminous | 0 | 0 | 0 | LNBO | 0 | 0 | 0 | B | 0 | ACI | 2016 | 0 | 0.615 | 0.20599 | 0.20599 | 0.20599 | 0.20599 | 0.1 | 0.1 | 0.1 | 0 | 0 | 0 | 0 | 0 | 0 | 0 | Yes | Nebraska Public Power District | 100 | Nebraska Public Power District | 100 | needs_active | 6077_G_1 | 1 | 0 | NE | 41.0808 | -101.1408 | Political Subdivision | RE | 0 | BLACK HILLS ENERGY | 39661257.2 | 4277789.4 | 56.8% | 40%-60% | 17635276.8 | 11111.4 | 4029.8 | 4159670.4 | 27.2 | 1745.4 | 48 | 5 | 0.55172 | 0.20214 | 209.7601 | 6.7487e-07 | 0.20264 | 0.56032 | 0.20321 | 209.7599 | 6.8581e-07 | 0.19794 | 0.0025068 | 0.00026112 | 3911344 | 2267934 | 139402 | 0 | 1 | 1 | Startup Source | 0.0045784 | 0.0046268 | EIA-923 | EIA-923 | 0 | 0 | 0 | 1 | 0 | 0 | 0 | 0 | 0 | 0 | 0 | 0 | 0 | 600-800 | 43 | 40-59 | 6 | 5-6 Low | 0 | 1 | 0 | 0 | 0 | SO2 | 1 | 6 | 24 | 14 | 44 | 0 | 0 | 0 | 0 | 0 | 0 | 0 | 0 | 0 | 0 | 0 | 0 | 0 | 0 | 0 | 0 | 0 | 0 | 0 | 0 | 0 | 0 | 0 | 0 | 0 | NPCA, NPS | 0 | Badlands/Sage Creek Wilderness 2 | 307.1279 | 36.1784 | 13.1209 | 1 | 37684204 | 4141100 | 0.54 | 3952318 | 209.7599 | 5-Year Average | 56.8% | 5-Year Average | 209.7599 | 3308827.2 | 33223933.9152 | 3484524.2999 | 48.72% | 127 | 13.6336 | 16 | 10.7351 | 2394.6167 | 10.58 | 4.59 | 29.3516 | 0.32302 | 0.49782 | 4.82 | 41.41 |  |  | 643.4112 | 211.9397 | 453.0603 | 83.37% | 3308827.2 | 4856682.2228 | 48765946.1991 | 20.976 | 511456.9665 | 2973067.3335 | 1019838020.0566 | 1 | 0 | 2250.9982 | 21.2269 | 7.0457 | 12.9476 | 19.41 | 0 | 76.3747 | -1.8346 | -2.0418 | 2250.9982 |  | 12.9476 | 21.2269 | 31.87% | 46.78% |  |  | 214.13
[15 empty] | 4271_B_B1 | 4271 | B | B1 | 2653 | Coal Steam | Wisconsin | 55011 | 390 | 390 | TRUE | 11241 | 1979 | 9999 | 382 | 52.9239 | 999 | 19.9504 | Iowa | #N/A | Michigan | -28.91 | Gerald Gentleman | 6077_B_2 | 6077 | B | 2 | 2755 | Coal Steam | 0 | SPP_NEBR | Nebraska | 31 | Lincoln | 111 | 31111 | 700 | 10068 | 1982 | 0 | wall | dry | N | Subbituminous | 0 | 0 | 0 | LNBO | 0 | 0 | 0 | B | 0 | ACI | 2016 | 0 | 0.601 | 0.1577 | 0.1577 | 0.1577 | 0.1577 | 0.1 | 0.1 | 0.1 | 0 | 0 | 0 | 0 | 0 | 0 | 0 | Yes | Nebraska Public Power District | 100 | Nebraska Public Power District | 100 | needs_active | 6077_G_2 | 1 | 0 | NE | 41.0808 | -101.1408 | Political Subdivision | RE | 0 | BLACK HILLS ENERGY | 38121182.4 | 4011317 | 52.6% | 40%-60% | 16373170 | 10885.6 | 2951 | 3998150 | 21.4 | 1244.4 | 81 | 5 | 0.56295 | 0.15036 | 209.7601 | 4.9037e-07 | 0.14991 | 0.57111 | 0.15482 | 209.76 | 5.6137e-07 | 0.152 | 0.0040485 | 0.0002499 | 4489211 | 2653006 | 139544 | 0 | 1 | 1 | Startup Source | 0.0046735 | 0.0046268 | EIA-923 | EIA-923 | 0 | 0 | 0 | 1 | 0 | 0 | 0 | 0 | 0 | 0 | 0 | 0 | 0 | 600-800 | 40 | 40-59 | 6 | 5-6 Low | 0 | 1 | 0 | 0 | 0 | SO2 | 1 | 6 | 24 | 14 | 44 | 0 | 0 | 0 | 0 | 0 | 0 | 0 | 0 | 0 | 0 | 0 | 0 | 0 | 0 | 0 | 0 | 0 | 0 | 0 | 0 | 0 | 0 | 0 | 0 | 0 | NPCA, NPS | 0 | Badlands/Sage Creek Wilderness 2 | 307.1279 | 35.4432 | 9.6084 | 1 | 45605843 | 4764534 | 0.63 | 4783141 | 209.76 | 5-Year Average | 52.6% | 5-Year Average | 209.76 | 3225432 | 32473649.376 | 3405836.6787 | 51.28% | 127 | 13.2054 | 16 | 10.398 | 2404.1954 | 10.58 | 4.59 | 29.1504 | 0.32388 | 0.49978 | 4.82 | 41.41 |  |  | 679.0962 | 223.6943 | 476.3057 | 77.3% | 3225432 | 4740237.8119 | 47724714.2903 | 20.976 | 500536.8523 | 2905299.8264 | 1076400357.055 | 1 | 0 | 2259.8938 | 21.0142 | 7.0926 | 12.9824 | 19.1252 | 0 | 76.5635 | 0.68102 | 0.75606 | 2259.8938 |  | 12.9824 | 21.0142 | 31.96% | 46.96% |  |  | 214.13
[15 empty] | 470_B_2 | 470 | B | 2 | 300 | Coal Steam | Colorado | 8101 | 335 | 1085 | TRUE | 10809 | 1975 | 2021 | 127 | 19.8353 | 6 | 15.6184 | Colorado | 4.82 | Colorado | -28.91 | Sherburne County | 6090_B_3 | 6090 | B | 3 | 2769 | Coal Steam | 0 | MIS_MNWI | Minnesota | 27 | Sherburne | 141 | 27141 | 876 | 10018 | 1987 | 2030 | wall | dry | N | Subbituminous | Dry Scrubber | 1987 | 0.723 | LNB | 0 | 0 | 0 | B | 0 | ACI | 2009 | 0 | 0.29 | 0.12257 | 0.12257 | 0.12257 | 0.12257 | 0.1 | 0.1 | 0.1 | 0.773 | 0 | 0 | 0 | 0 | 0 | 0 | Yes | Northern States Power Co (Minnesota) | 59 | Xcel Energy Inc | 59 | needs_active | 6090_G_3 | 1 | 0 | MN | 45.3808 | -93.8931 | Investor-Owned Utility | RE | 0 | 0 | 42588465 | 4348138.2 | 45.4% | 40%-60% | 18081784.4 | 4491 | 2612.8 | 4466677.6 | 16.2 | 1092.2 | 41 | 2 | 0.1704 | 0.12484 | 209.7599 | 5.2852e-07 | 0.12479 | 0.2109 | 0.1227 | 209.76 | 3.8038e-07 | 0.12081 | 0.0021329 | 0.00010405 | 4613720 | 2691985 | 0 | 16817 | 1 | 0 | 0 | 0 | 0 | 0 | 0 | 0 | 0 | 0 | 1 | 0 | 1 | 0 | 0 | 0 | 0 | 0 | 1 | 1 | 800-1000 | 35 | 20-39 | 6 | 5-6 Low | 0 | 0 | 0 | 0 | 0 | 0 | 0 | 27 | 2 | 23 | 27 | 0 | 0 | 0 | 80% below 2005 by 2030; carbon-free aspiration by 2050 | 1 | 1 | 1 | 1 | 0 | 0 | 0 | 0 | 0 | 0 | 0 | 1 | 1 | 0 | 1 | 0 | SCO | 0 | 1 | SCO | 0 | NPCA, NPS | 1 | Boundary Waters Canoe Area Wilderness | 305.2181 | 14.7141 | 8.5604 | 1 | 47964059 | 4935413 | 0.51 | 5030473 | 209.7601 | 5-Year Average | 45.4% | 5-Year Average | 209.76 | 3483887.04 | 34901580.3667 | 3660477.2496 | 56.3% | 451 | 41.2685 | 174 | 15.9218 | 2337.9361 | 10.58 | 3.52 | 27.2466 | 0.31774 | 0.46572 | 4.82 | 52.31 |  | 1 | 845.6198 | 278.5472 | 597.4528 | 66.57% | 3483887.04 | 5108160.7154 | 51173554.0465 | 20.976 | 536708.1616 | 3123769.088 | 1340348460.2747 | 0 | 0 | 2243.4382 | 20.2025 | 7.006 | 12.9179 | 24.4939 | 0 | 76.2138 | 12.0629 | 13.4535 | 2243.4382 |  | 12.9179 | 20.2025 | 31.8% | 46.62% |  |  | 214.13
[15 empty] | 470_B_3 | 470 | B | 3 | 89734 | Coal Steam | Colorado | 8101 | 750 | 1085 | TRUE | 10459 | 2010 | 2040 | 127 | 19.8353 | 6 | 15.6184 | Colorado | 4.82 | Colorado | -28.91 | Sooner | 6095_B_1 | 6095 | B | 1 | 2773 | Coal Steam | 0 | SPP_WEST | Oklahoma | 40 | Noble | 103 | 40103 | 520 | 10621 | 1979 | 2044 | tangential | dry | N | Subbituminous | Dry Scrubber | 2019 | 0.95 | LNC3 + OFA | 0 | 0 | 0 | ESPC | No | ACI | 2016 | 0 | 1.2 | 0.12322 | 0.12322 | 0.12322 | 0.12322 | 0.1 | 0.1 | 0.1 | 0.99 | 0 | 0 | 0 | 0 | 0 | 0 | Yes | Oklahoma Gas & Electric Co | 100 | OGE Energy Corp | 100 | needs_active | 6095_G_1 | 1 | 0 | OK | 36.4531 | -97.0528 | Investor-Owned Utility | RE | 0 | 0 | 18683676 | 1872773.6 | 34.8% | 20%-40% | 8764616.6 | 1908.8 | 1186 | 1958059.2 | 13 | 560 | 75 | 8 | 0.037596 | 0.12917 | 209.4671 | 8.9513e-07 | 0.13092 | 0.20433 | 0.12696 | 209.6011 | 6.9579e-07 | 0.12779 | 0.0079817 | 0.00085138 | 1840282 | 1293567 | 0 | 10060 | 1 | 0 | 0 | 0.14 | 0.26 | CAMD | CAMD | 0 | 1 | 0 | 0 | 0 | 1 | 0 | 0 | 0 | 0 | 0 | 0 | 0 | 400-600 | 43 | 40-59 | 2 | 0-2 High | 0 | 0 | 0 | 0 | 0 | 0 | 0 | 15 | 90 | 50 | 73 | 1 | 0 | 0 | 50% below 2005 by 2030 | 1 | 1 | 1 | 1 | BATW | 0 | 0 | 1 | 0 | 0 | 0 | 1 | 1 | 0 | 1 | 0 | SCO | 0 | 1 | SCO | 0 | NPCA, NPS | 0 | Wichita Mountains (North Mountain Unit) | 234.2575 | 8.1483 | 5.0628 | 0 | 20664114 | 2072083 | 0.38 | 2166296 | 209.6674 | 5-Year Average | 34.8% | 5-Year Average | 209.6011 | 1585209.6 | 16836511.1616 | 1764475.3407 | 50% | 10 | 12.0271 | 0 | 12.0271 | 2499.0109 | 10.58 | 4.59 | 32.0538 | 0.33235 | 0.49778 | 4.82 | 26.55 |  |  | 532.1803 | 175.3002 | 344.6998 | 52.5% | 1585209.6 | 2391382.1814 | 25398870.149 | 20.9601 | 266181.5125 | 1498293.8282 | 843531565.3536 | 0 | 0 | 2447.1483 | 22.4127 | 8.1021 | 13.6955 | 21.8151 | -3.3144e-15 | 80.3395 | 23.9356 | 25.3241 | 2447.1483 |  | 13.6955 | 22.4127 | 33.71% | 50.86% |  |  | 214.13
[15 empty] | 50366_B_BLR2 | 50366 | B | BLR2 |  | Coal Steam | Indiana | 18141 | 2.6 | 5.2 | FALSE | 8300 | 1952 | 9999 | 202 | 132.8261 | 0 | 65.7555 | Indiana | 4.82 | Michigan | -28.91 | Sooner | 6095_B_2 | 6095 | B | 2 | 2774 | Coal Steam | 0 | SPP_WEST | Oklahoma | 40 | Noble | 103 | 40103 | 520 | 10479 | 1980 | 2045 | tangential | dry | N | Subbituminous | Dry Scrubber | 2019 | 0.95 | LNC3 + OFA | 0 | 0 | 0 | ESPC | No | ACI | 2016 | 0 | 1.2 | 0.12938 | 0.12938 | 0.12938 | 0.12938 | 0.1 | 0.1 | 0.1 | 0.99 | 0 | 0 | 0 | 0 | 0 | 0 | Yes | Oklahoma Gas & Electric Co | 100 | OGE Energy Corp | 100 | needs_active | 6095_G_2 | 1 | 0 | OK | 36.4531 | -97.0528 | Investor-Owned Utility | RE | 0 | 0 | 18662505.4 | 1813113.6 | 34.8% | 20%-40% | 9727537.4 | 2157 | 1217.2 | 1954939.8 | 14.4 | 640.6 | 133 | 8 | 0.030931 | 0.1328 | 209.4895 | 8.9732e-07 | 0.13338 | 0.23116 | 0.13044 | 209.5045 | 7.716e-07 | 0.13171 | 0.013417 | 0.00080704 | 1769645 | 1194497 | 0 | 10830 | 1 | 0 | 0 | 0.52 | 0.26 | CAMD | CAMD | 0 | 1 | 0 | 0 | 0 | 1 | 0 | 0 | 0 | 0 | 0 | 0 | 0 | 400-600 | 42 | 40-59 | 3 | 3-4 Moderate | 0 | 0 | 0 | 0 | 0 | 0 | 0 | 15 | 90 | 50 | 73 | 1 | 0 | 0 | 50% below 2005 by 2030 | 1 | 1 | 1 | 1 | BATW | 0 | 0 | 1 | 0 | 0 | 0 | 1 | 1 | 0 | 1 | 1 | SCO | CO | 1 | SCO | 0 | NPCA, NPS | 0 | Wichita Mountains (North Mountain Unit) | 234.2575 | 9.2078 | 5.196 | 0 | 20242121 | 1903005 | 0.38 | 2121803 | 209.6424 | 5-Year Average | 34.8% | 5-Year Average | 209.5045 | 1585209.6 | 16611411.3984 | 1740083.0478 | 50% | 10 | 12.1255 | 0 | 12.1255 | [10 empty] | 525.0652 | 172.9565 | 347.0435 | 52.14% | 1585209.6 | 2375232.2624 | 24890058.878 | 20.9505 | 260729.0162 | 1479354.0317 | 832253768.3213 | 0 | 0 | 2398.125 | 22.4127 | 7.8336 | 13.5124 | 21.6338 | 0 | 79.324 | 23.5072 | 25.1893 | 2398.125 |  | 13.5124 | 22.4127 | 33.26% | 49.84% |  |  | 214.13
[15 empty] | 50366_B_BLR3 | 50366 | B | BLR3 |  | Coal Steam | Indiana | 18141 | 2.6 | 5.2 | FALSE | 8300 | 2007 | 9999 | 202 | 132.8261 | 0 | 65.7555 | Indiana | 4.82 | Michigan | -28.91 | Nebraska City | 6096_B_1 | 6096 | B | 1 | 2775 | Coal Steam | 0 | SPP_NEBR | Nebraska | 31 | Otoe | 131 | 31131 | 654 | 9818 | 1979 | 0 | wall | dry | N | Subbituminous | 0 | 0 | 0 | LNBO | 0 | 0 | 0 | ESPC | Yes | ACI | 2016 | 0 | 0.727 | 0.1874 | 0.1874 | 0.1874 | 0.1874 | 0.1 | 0.1 | 0.1 | 0.98 | Yes | 2016 | 0 | 0 | 0 | 0 | Yes | Omaha Public Power District | 100 | Omaha Public Power District | 100 | needs_active | 6096_G_1 | 1 | 0 | NE | 40.6214 | -95.7764 | Political Subdivision | RE | 0 | NEBRASKA CITY UTILITIES | 39013356.2 | 4016831 | 62.8% | 60%-80% | 17855013.4 | 10789.2 | 3813 | 4085850.8 | 28.6 | 1707.2 | 75 | 13 | 0.48113 | 0.19568 | 209.3601 | 7.4099e-07 | 0.1903 | 0.5531 | 0.19547 | 209.4591 | 7.3308e-07 | 0.19123 | 0.003193 | 0.00055346 | 3060230 | 1845065 | 154216 | 2455 | 1 | 1 | Startup Source | 0.18 | 0.09 | CAMD | CAMD | 0 | 1 | 0 | 0 | 0 | 0 | 1 | 0 | 0 | 0 | 0 | 0 | 0 | 600-800 | 43 | 40-59 | 6 | 5-6 Low | 0 | 0 | 0 | 0 | 0 | 0 | 0 | 28 | 54 | 41 | 32 | 0 | 0 | 0 | 0 | 0 | 0 | 0 | 0 | 0 | 0 | 0 | 0 | 0 | 0 | 0 | 0 | 0 | 0 | 0 | 0 | 0 | 0 | 0 | 0 | 0 | NPCA, NPS | 0 | Hercules-Glades Wilderness | 497.4617 | 21.6885 | 7.6649 | 1 | 31954734 | 3283684 | 0.51 | 3343835 | 209.2857 | 5-Year Average | 62.8% | 5-Year Average | 209.4591 | 3597837.12 | 35323564.8442 | 3699420.6532 | 48.62% | 127 | 13.9542 | 77 | 10.9876 | 2315.4646 | 10.58 | 4.59 | 28.6157 | 0.31566 | 0.48121 | 4.82 | 41.41 |  |  | 618.7152 | 203.8048 | 450.1952 | 91.23% | 3597837.12 | 5226589.4002 | 51314654.7314 | 20.9459 | 537416.0121 | 3162004.6411 | 980693647.9709 | 1 | 0 | 2178.3743 | 21.2984 | 6.667 | 12.66 | 19.227 | -3.0329e-15 | 74.7033 | -5.0754 | -5.7749 | 2178.3743 |  | 12.66 | 21.2984 | 31.16% | 45.27% |  |  | 214.13
[15 empty] | 50388_B_K1 | 50388 | B | K1 |  | Coal Steam | California | 6013 | 8.5 | 17 | FALSE | 8300 | 1983 | 9999 | 999 | 102.5786 | 999 | 65.7555 | California | #N/A | California Onshore |  | Nebraska City | 6096_B_2 | 6096 | B | 2 | 90278 | Coal Steam | 0 | SPP_NEBR | Nebraska | 31 | Otoe | 131 | 31131 | 691 | 10016 | 2009 | 0 | wall | dry | N | Subbituminous | Dry Scrubber | 2009 | 0.95 | LNB + OFA | SCR | 2009 | 0 | B | 0 | ACI | 2009 | 0 | 0.095 | 0.5446 | 0.05884 | 0.5446 | 0.05884 | 0.1 | 0.1 | 0.1 | 0.99 | Yes | 2016 | 0 | 0 | 0 | 0 | 0 | Omaha Public Power District | 100 | Omaha Public Power District | 100 | needs_active | 6096_G_2 | 1 | 0 | NE | 40.6214 | -95.7764 | Political Subdivision | RE | 0 | NEBRASKA CITY UTILITIES | 42718153.8 | 4477271.6 | 61.8% | 60%-80% | 18842397.8 | 2109 | 1318.8 | 4476887.6 | 28.2 | 582 | 145 | 0 | 0.098163 | 0.062217 | 209.4761 | 6.6293e-07 | 0.062785 | 0.09874 | 0.061744 | 209.6012 | 6.6014e-07 | 0.061776 | 0.0068733 | 0 | 3752227 | 2219663 | 138380 | 5196 | 1 | 1 | Startup Source | 0.01 | 0.09 | CAMD | CAMD | 0 | 0 | 0 | 1 | 1 | 1 | 0 | 1 | 0 | 0 | 0 | 0 | 0 | 600-800 | 13 | 0-19 | 6 | 5-6 Low | 0 | 0 | 0 | 0 | 0 | 0 | 0 | 28 | 54 | 41 | 32 | 0 | 0 | 0 | 0 | 0 | 0 | 0 | 0 | 0 | 0 | 0 | 0 | 0 | 0 | 0 | 0 | 0 | 0 | 0 | 0 | 0 | 0 | 0 | 0 | 0 | NPCA, NPS | 0 | Hercules-Glades Wilderness | 497.4617 | 4.2395 | 2.6511 | 0 | 39258595 | 4113008 | 0.57 | 4113617 | 209.5652 | 5-Year Average | 61.8% | 5-Year Average | 209.6012 | 3740852.88 | 37468382.4461 | 3926708.4797 | 51.38% | 127 | 13.3473 | 77 | 10.5097 | 2337.4134 | 10.58 | 4.59 | 28.4426 | 0.31773 | 0.46569 | 4.82 | 41.41 |  |  | 666.9026 | 219.6777 | 471.3223 | 90.6% | 3740852.88 | 5484419.8637 | 54931949.3546 | 20.9601 | 575690.0545 | 3351018.4252 | 1057072925.4778 | 0 | 0 | 2242.7815 | 21.0668 | 7.0025 | 12.9153 | 19.1333 | 0 | 76.1421 | -4.8774 | -5.4449 | 2242.7815 |  | 12.9153 | 21.0668 | 31.79% | 46.61% |  |  | 214.13
[15 empty] | 50388_B_K2 | 50388 | B | K2 |  | Coal Steam | California | 6013 | 8.5 | 17 | FALSE | 8300 | 1983 | 9999 | 999 | 102.5786 | 999 | 65.7555 | California | #N/A | California Onshore |  | Big Stone | 6098_B_1 | 6098 | B | 1 | 2776 | Coal Steam | 0 | MIS_MAPP | South Dakota | 46 | Grant | 51 | 46051 | 474 | 10230 | 1975 | 0 | cyclone | wet | Y | Subbituminous | Dry Scrubber | 2015 | 0.94 | OFA | SCR | 2015 | 0 | B | 0 | ACI | 2015 | 0 | 3 | 0.38882 | 0.07343 | 0.38882 | 0.07343 | 0.1 | 0.1 | 0.1 | 0.99 | 0 | 0 | 0 | 0 | 0 | 0 | Yes | Otter Tail Power Co | 53.9 | Otter Tail Corp | 53.9 | needs_active | 6098_G_1 | 1 | 0 | SD | 45.3037 | -96.5101 | Investor-Owned Utility | RE | 0 | 0 | 23841505.4 | 2170835.2 | 48.4% | 40%-60% | 10297483 | 855 | 931 | 2500495.6 | 10 | 414.6 | 3 | 0 | 0.067707 | 0.076233 | 209.7599 | 5.0755e-07 | 0.074405 | 0.071724 | 0.078099 | 209.7599 | 4.1944e-07 | 0.080525 | 0.00025302 | 0 | 2619088 | 1689836 | 0 | 3579 | 1 | 0 | 0 | 0 | 0 | 0 | 0 | 0 | 0 | 0 | 1 | 1 | 1 | 0 | 1 | 0 | 0 | 0 | 0 | 0 | 400-600 | 47 | 40-59 | 4 | 3-4 Moderate | 0 | 0 | 0 | 0 | 0 | 0 | 0 | 21 | 40 | 13 | 11 | 0 | 0 | 0 | 0 | 0 | 0 | 0 | 0 | 0 | 0 | 0 | 0 | 0 | 0 | 0 | 0 | 0 | 0 | 0 | 0 | 0 | 0 | 0 | 0 | 0 | 0 | 0 | Voyageurs NP | 435.3086 | 1.9641 | 2.1387 | 0 | 29549109 | 2745832 | 0.6 | 3099109 | 209.7599 | 5-Year Average | 48.4% | 5-Year Average | 209.7599 | 2009684.16 | 20559068.9568 | 2156233.8705 | 100% | 411 | 53.5088 | 72 | 13.0192 | 2411.308 | 10.58 | 4.59 | 31.8501 | 0.3245 | 0.48039 | 9.64 | 30.55 |  |  | 467.2443 | 153.9103 | 320.0897 | 71.67% | 2009684.16 | 2976010.1733 | 30444584.0725 | 20.976 | 319302.608 | 1836931.2625 | 740604866.8152 | 0 | 0 | 2313.7414 | 22.9405 | 7.3784 | 13.1913 | 22.0602 | 0 | 77.6934 | 6.9475 | 7.6009 | 2313.7414 |  | 13.1913 | 22.9405 | 32.47% | 48.08% |  |  | 214.13
[15 empty] | 50397_B_5PB036 | 50397 | B | 5PB036 | 3656 | Coal Steam | Pennsylvania | 42133 | 53 | 53 | FALSE | 8300 | 1989 | 9999 | 999 | 97.9757 | 47 | 65.7555 | Pennsylvania | 9.64 | Pennsylvania |  | Wyodak | 6101_B_BW91 | 6101 | B | BW91 | 2777 | Coal Steam | 0 | WECC_WY | Wyoming | 56 | Campbell | 5 | 56005 | 332 | 12221 | 1978 | 2039 | wall | dry | N | Subbituminous | Dry Scrubber | 1986 | 0.83 | LNBO | 0 | 0 | 0 | B | 0 | ACI | 2015 | 0 | 0.16 | 0.22628 | 0.22628 | 0.22628 | 0.22628 | 0.1 | 0.1 | 0.1 | 0.802 | 0 | 0 | 0 | 0 | 0 | 0 | 0 | PacifiCorp | 80 | Berkshire Hathaway Inc | 80 | needs_active | 6101_G_1 | 1 | 0 | WY | 44.2901 | -105.3815 | Investor-Owned Utility | RE | 0 | 0 | 25699671.6 | 2319003.6 | 55.2% | 40%-60% | 11022551.8 | 1945 | 2912.6 | 2695379.8 | 24.4 | 1249.8 | 47 | 0 | 0.15126 | 0.22599 | 209.7597 | 1.0391e-06 | 0.22638 | 0.15136 | 0.22666 | 209.7599 | 9.4943e-07 | 0.22677 | 0.0029167 | 0 | 1850871 | 1475223 | 0 | 5676 | 1 | 0 | 0 | 0 | 0 | 0 | 0 | 0 | 0 | 0 | 1 | 0 | 1 | 0 | 0 | 0 | 0 | 0 | 0 | 0 | 200-400 | 44 | 40-59 | 6 | 5-6 Low | 0 | 0 | 0 | 0 | 0 | 0 | 0 | 33 | 73 | 12 | 70 | 0 | 0 | 0 | 0 | 0 | 0 | 0 | 0 | BATW | 0 | 0 | 1 | 0 | 0 | 0 | 1 | 1 | 1 | 1 | 0 | SCO | 0 | 1 | SCO | 0 | NPCA, NPS | 1 | Wind Cave National Park | 167.1868 | 11.6337 | 17.4212 | 1 | 23351140 | 2122348 | 0.5 | 2449066 | 209.7599 | 5-Year Average | 55.2% | 5-Year Average | 209.7599 | 1605392.64 | 19619503.4534 | 2057692.1806 | 100% | 56 | 14.5389 | 0 | 14.5389 | [10 empty] | 390.9623 | 128.783 | 203.217 | 90.18% | 1605392.64 | 2622764.2908 | 32052802.3974 | 20.976 | 336169.5724 | 1721522.6082 | 619694175.2518 | 0 | 0 | 3049.4206 | 25.4923 | 11.6171 | 15.7586 | 27.8687 | 0 | 91.1487 | 8.1006 | 7.5542 | 3049.4206 |  | 15.7586 | 25.4923 | 38.79% | 63.37% |  |  | 214.13
[15 empty] | 50611_B_031 | 50611 | B | 31 | 3677 | Coal Steam | Pennsylvania | 42107 | 30 | 30 | FALSE | 14500 | 1987 | 9999 | 999 | 80.8793 | 22 | 65.7555 | Pennsylvania | 9.64 | New York |  | Gibson | 6113_B_1 | 6113 | B | 1 | 2782 | Coal Steam | 0 | MIS_INKY | Indiana | 18 | Gibson | 51 | 18051 | 630 | 10394 | 1975 | 2038 | wall | dry | N | Bituminous | Wet Scrubber | 2007 | 0.97 | LNBO | SCR | 2005 | 0 | ESPC | No | ACI | 2015 | 0 | 3.19 | 0.3884 | 0.15009 | 0.3884 | 0.15009 | 0.05 | 0.1 | 0.1 | 0.99 | 0 | 0 | 0 | 0 | 0 | 0 | 0 | Duke Energy Indiana | 100 | Duke Energy Corp | 100 | needs_active | 6113_G_1 | 1 | 0 | IN | 38.3722 | -87.7658 | Investor-Owned Utility | RE | 0 | 0 | 28515238.4 | 3282473 | 50.2% | 40%-60% | 12612813.8 | 1492.8 | 1880 | 2925662.8 | 5.8 | 592.8 | 44 | 0 | 0.10152 | 0.094297 | 205.2 | 1.8814e-07 | 0.064703 | 0.1047 | 0.13186 | 205.2 | 2.034e-07 | 0.094 | 0.0022693 | 0 | 2827044 | 1294321 | 0 | 16252 | 1 | 0 | 0 | 0 | 0 | 0 | 0 | 0 | 1 | 0 | 0 | 1 | 1 | 0 | 0 | 0 | 0 | 0 | 0 | 0 | 600-800 | 47 | 40-59 | 6 | 5-6 Low | 0 | 0 | 0 | 0 | 0 | 0 | 0 | 69 | 49 | 58 | 2 | 0 | 0 | 0 | 50% below 2005 by 2030; Net-zero by 2050 | 1 | 1 | 1 | 1 | 0 | 0 | 0 | 0 | 0 | 0 | 0 | 1 | 1 | 0 | 1 | 0 | CO | 0 | 1 | CO | 0 | M-VU, NPCA, NPS | 0 | Mammoth Cave NP | 181.2347 | 8.2368 | 10.3733 | 1 | 26780026 | 3058931 | 0.47 | 2747627 | 205.1997 | 5-Year Average | 50.2% | 5-Year Average | 205.2 | 2770437.6 | 28795928.4144 | 2954461.589 | 20.11% | 3 | 10.8601 | 0 | 10.8601 | 2384.5343 | 10.58 | 3.22 | 29.4939 | 0.32206 | 0.47507 | 4.82 | 10.69 |  |  | 605.252 | 199.37 | 430.63 | 73.44% | 2770437.6 | 4053075.0058 | 42127661.6105 | 20.52 | 432229.7106 | 2522231.8783 | 959353734.4618 | 0 | 0 | 2227.7912 | 21.4631 | 7.2182 | 12.8563 | 19.6143 | 0 | 77.3848 | 1.7802 | 1.9554 | 2227.7912 |  | 12.8563 | 21.4631 | 31.65% | 46.3% |  |  | 205.4
[15 empty] | 50776_B_BLR1 | 50776 | B | BLR1 | 3693 | Coal Steam | Pennsylvania | 42025 | 42 | 84 | FALSE | 14141 | 1992 | 9999 | 999 | 73.581 | 8 | 56.1687 | Pennsylvania | 9.64 | New York |  | Gibson | 6113_B_2 | 6113 | B | 2 | 2783 | Coal Steam | 0 | MIS_INKY | Indiana | 18 | Gibson | 51 | 18051 | 630 | 10508 | 1975 | 2038 | wall | dry | N | Bituminous | Wet Scrubber | 2007 | 0.97 | LNBO | SCR | 2002 | 0 | ESPC | No | ACI | 2015 | 0 | 3.19 | 0.2389 | 0.10654 | 0.2389 | 0.10654 | 0.05 | 0.1 | 0.1 | 0.99 | 0 | 0 | 0 | 0 | 0 | 0 | 0 | Duke Energy Indiana | 100 | Duke Energy Corp | 100 | needs_active | 6113_G_2 | 1 | 0 | IN | 38.3722 | -87.7658 | Investor-Owned Utility | RE | 0 | 0 | 30184422.8 | 3153973.2 | 48.4% | 40%-60% | 11714521.6 | 1556.4 | 1745.2 | 3096922.6 | 6.2 | 473.2 | 88 | 0 | 0.099691 | 0.092272 | 205.2 | 2.09e-07 | 0.071529 | 0.10313 | 0.11564 | 205.2001 | 2.054e-07 | 0.080789 | 0.0049365 | 0 | 2824282 | 1422530 | 0 | 20112 | 1 | 0 | 0 | 0 | 0 | 0 | 0 | 0 | 1 | 0 | 0 | 1 | 1 | 0 | 0 | 0 | 0 | 0 | 0 | 0 | 600-800 | 47 | 40-59 | 6 | 5-6 Low | 0 | 0 | 0 | 0 | 0 | 0 | 0 | 69 | 49 | 58 | 2 | 0 | 0 | 0 | 50% below 2005 by 2030; Net-zero by 2050 | 1 | 1 | 1 | 1 | 0 | 0 | 0 | 0 | 0 | 0 | 0 | 1 | 1 | 0 | 0 | 0 | 0 | 0 | 0 | 0 | 0 | M-VU, NPCA, NPS | 0 | Mammoth Cave NP | 181.2347 | 8.5878 | 9.6295 | 0 | 29910360 | 3083547 | 0.48 | 3068802 | 205.1999 | 5-Year Average | 48.4% | 5-Year Average | 205.2001 | 2671099.2 | 28067910.3936 | 2879768.3696 | 20.11% | 3 | 10.79 | 0 | 10.79 | 2384.5343 | 10.58 | 3.22 | 29.4939 | 0.32206 | 0.47507 | 4.82 | 10.69 |  |  | 611.8903 | 201.5567 | 428.4433 | 71.17% | 2671099.2 | 3927689.7414 | 41272163.8031 | 20.52 | 423452.5128 | 2456315.8567 | 969875797.7414 | 0 | 0 | 2263.7201 | 21.4631 | 7.4151 | 12.9973 | 19.7487 | 0 | 78.1651 | 3.3894 | 3.6857 | 2263.7201 |  | 12.9973 | 21.4631 | 31.99% | 47.04% |  |  | 205.4
[15 empty] | 50776_B_BLR2 | 50776 | B | BLR2 | 3694 | Coal Steam | Pennsylvania | 42025 | 42 | 84 | FALSE | 14141 | 1992 | 9999 | 999 | 73.581 | 8 | 56.1687 | Pennsylvania | 9.64 | New York |  | Gibson | 6113_B_3 | 6113 | B | 3 | 2784 | Coal Steam | 0 | MIS_INKY | Indiana | 18 | Gibson | 51 | 18051 | 630 | 10586 | 1978 | 2034 | wall | dry | N | Bituminous | Wet Scrubber | 2006 | 0.97 | LNBO | SCR | 2002 | 0 | ESPC | No | ACI | 2015 | 0 | 3.19 | 0.2244 | 0.12692 | 0.2244 | 0.12692 | 0.05 | 0.1 | 0.1 | 0.99 | 0 | 0 | 0 | 0 | 0 | 0 | 0 | Duke Energy Indiana | 100 | Duke Energy Corp | 100 | needs_active | 6113_G_3 | 1 | 0 | IN | 38.3722 | -87.7658 | Investor-Owned Utility | RE | 0 | 0 | 26761125.6 | 2846283.4 | 41.8% | 40%-60% | 11808062.8 | 1314.8 | 1681 | 2745691.6 | 9.6 | 634.6 | 66 | 0 | 0.10667 | 0.084222 | 205.2 | 2.9531e-07 | 0.064847 | 0.098262 | 0.12563 | 205.2 | 3.5873e-07 | 0.10749 | 0.0039501 | 0 | 2170644 | 1047874 | 0 | 18960 | 1 | 0 | 0 | 0 | 0 | 0 | 0 | 0 | 1 | 0 | 0 | 1 | 1 | 0 | 0 | 0 | 0 | 0 | 0 | 0 | 600-800 | 44 | 40-59 | 6 | 5-6 Low | 0 | 0 | 0 | 0 | 0 | 0 | 0 | 69 | 49 | 58 | 2 | 0 | 0 | 0 | 50% below 2005 by 2030; Net-zero by 2050 | 1 | 1 | 1 | 1 | 0 | 0 | 0 | 0 | 0 | 0 | 0 | 1 | 1 | 0 | 1 | 0 | CO | 0 | 1 | CO | 0 | M-VU, NPCA, NPS | 0 | Mammoth Cave NP | 181.2347 | 7.2547 | 9.2753 | 0 | 22979171 | 2394047 | 0.36 | 2357661 | 205.1998 | 5-Year Average | 41.8% | 5-Year Average | 205.2 | 2306858.4 | 24420403.0224 | 2505533.4536 | 20.11% | 3 | 10.7428 | 0 | 10.7428 | 2384.5343 | 10.58 | 3.22 | 29.4939 | 0.32206 | 0.47507 | 4.82 | 10.69 |  |  | 616.4323 | 203.0528 | 426.9472 | 61.68% | 2306858.4 | 3403982.5042 | 36034558.7891 | 20.52 | 369714.5885 | 2135818.8652 | 977075104.1959 | 0 | 0 | 2288.5151 | 21.4631 | 7.5519 | 13.0938 | 19.8405 | 0 | 78.6978 | 10.0734 | 10.8801 | 2288.5151 |  | 13.0938 | 21.4631 | 32.23% | 47.56% |  |  | 205.4
[15 empty] | 50835_B_1 | 50835 | B | 1 | 90183 | Coal Steam | Michigan | 26101 | 30 | 60 | FALSE | 10883 | 1990 | 9999 | 103 | 67.7282 | 0 | 65.7555 | Michigan | 4.82 | Michigan | -28.91 | Gibson | 6113_B_4 | 6113 | B | 4 | 2785 | Coal Steam | 0 | MIS_INKY | Indiana | 18 | Gibson | 51 | 18051 | 622 | 10404 | 1979 | 2034 | wall | dry | N | Bituminous | Wet Scrubber | 1995 | 0.95 | LNBO | SCR | 2003 | 0 | ESPC | No | ACI | 2015 | 0 | 0.35 | 0.4303 | 0.15285 | 0.4303 | 0.15285 | 0.05 | 0.1 | 0.1 | 0.97 | 0 | 0 | 0 | 0 | 0 | 0 | 0 | Duke Energy Indiana | 100 | Duke Energy Corp | 100 | needs_active | 6113_G_4 | 1 | 0 | IN | 38.3722 | -87.7658 | Investor-Owned Utility | RE | 0 | 0 | 27117922.2 | 2906020.8 | 43.8% | 40%-60% | 12190126.6 | 2818.8 | 1690.4 | 2782299.2 | 8.4 | 549 | 43 | 5 | 0.22766 | 0.11274 | 205.2 | 4.2249e-07 | 0.071177 | 0.20789 | 0.12467 | 205.2 | 3.0976e-07 | 0.090073 | 0.0022826 | 0.00026542 | 2132904 | 1074049 | 0 | 11788 | 1 | 0 | 0 | 0 | 0 | 0 | 0 | 0 | 1 | 0 | 0 | 1 | 1 | 0 | 0 | 0 | 0 | 0 | 0 | 0 | 600-800 | 43 | 40-59 | 4 | 3-4 Moderate | 0 | 0 | 0 | 0 | 0 | 0 | 0 | 69 | 49 | 58 | 2 | 0 | 0 | 0 | 50% below 2005 by 2030; Net-zero by 2050 | 1 | 1 | 1 | 1 | 0 | 0 | 0 | 0 | 0 | 0 | 0 | 1 | 1 | 0 | 1 | 0 | CO | 0 | 1 | CO | 0 | 0 | 0 | Mammoth Cave NP | 181.2347 | 15.5533 | 9.3271 | 1 | 21270923 | 2316860 | 0.34 | 2182398 | 205.2001 | 5-Year Average | 43.8% | 5-Year Average | 205.2 | 2386539.36 | 24829555.5014 | 2547512.7445 | 19.86% | 3 | 10.9367 | 0 | 10.9367 | 2353.9005 | 10.58 | 4.59 | 29.2487 | 0.31928 | 0.46903 | 4.82 | 10.69 |  |  | 598.1411 | 197.0277 | 424.9723 | 64.11% | 2386539.36 | 3492998.1639 | 36341152.8972 | 20.52 | 372860.28 | 2174652.4645 | 948082732.3422 | 0 | 0 | 2230.9283 | 21.5208 | 7.2353 | 12.8687 | 19.7092 | 0 | 77.4533 | 7.6478 | 8.393 | 2230.9283 |  | 12.8687 | 21.5208 | 31.68% | 46.36% |  |  | 205.4
[15 empty] | 50835_B_2 | 50835 | B | 2 | 90184 | Coal Steam | Michigan | 26101 | 30 | 60 | FALSE | 10883 | 1990 | 9999 | 103 | 67.7282 | 0 | 65.7555 | Michigan | 4.82 | Michigan | -28.91 | Flint Creek | 6138_B_1 | 6138 | B | 1 | 2800 | Coal Steam | 0 | SPP_WEST | Arkansas | 5 | Benton | 7 | 5007 | 528 | 10629 | 1978 | 2038 | wall | dry | N | Subbituminous | Dry Scrubber | 2016 | 0.9 | LNBO | 0 | 0 | 0 | ESPH + B | No | ACI | 2016 | 0 | 1.2 | 0.18498 | 0.18498 | 0.18498 | 0.18498 | 0.1 | 0.1 | 0.1 | 0.95 | 0 | 0 | 0 | 0 | 0 | 0 | Yes | Arkansas Electric Coop Corp | 50 | American Electric Power Co Inc | 50 | needs_active | 6138_G_1 | 1 | 0 | AR | 36.2561 | -94.5241 | Investor-Owned Utility | RE | 0 | 0 | 26692444.2 | 2682648.6 | 48% | 40%-60% | 12290707.2 | 915 | 2739.2 | 2799505.8 | 6.8 | 1225.4 | 26 | 0 | 0.05567 | 0.18522 | 209.7601 | 1.3053e-07 | 0.18961 | 0.068559 | 0.20524 | 209.7602 | 2.5475e-07 | 0.1994 | 0.001798 | 0 | 2376855 | 1490027 | 0 | 9770 | 1 | 0 | 0 | 0 | 0 | 0 | 0 | 0 | 1 | 0 | 1 | 0 | 1 | 0 | 0 | 0 | 0 | 0 | 0 | 0 | 400-600 | 44 | 40-59 | 0 | 0-2 High | 0 | 0 | 0 | 0 | 0 | 0 | 0 | 71 | 76 | 62 | 81 | 1 | 0 | 0 | 70% below 2000 by 2030; 80% below 2000 by 2050 | 1 | 1 | 1 | 1 | BATW | 0 | 0 | 1 | F1 | 0 | 1 | 1 | 1 | 0 | 1 | 0 | SCO | 0 | 1 | SCO | 0 | NPCA, NPS | 1 | Upper Buffalo Wilderness | 103.3521 | 8.8532 | 26.5036 | 1 | 25655323 | 2579004 | 0.46 | 2690733 | 209.7602 | 5-Year Average | 48% | 5-Year Average | 209.7602 | 2220134.4 | 23597808.5376 | 2474940.1506 | 100% | 82 | 11.9112 | 34 | 11.9112 | 2552.951 | 10.58 | 4.59 | 32.5153 | 0.3371 | 0.50852 | 4.82 | 26.55 |  |  | 540.7747 | 178.1312 | 349.8688 | 72.44% | 2220134.4 | 3350487.1267 | 35612327.6699 | 20.976 | 373502.3931 | 2101437.7575 | 857154117.8036 | 0 | 0 | 2449.93 | 22.3303 | 8.1174 | 13.7058 | 21.7193 | 0 | 80.4556 | 7.1003 | 7.5014 | 2449.93 |  | 13.7058 | 22.3303 | 33.74% | 50.91% |  |  | 214.13
[15 empty] | 50888_B_BLR1 | 50888 | B | BLR1 | 3702 | Coal Steam | Pennsylvania | 42095 | 112 | 112 | FALSE | 10316 | 1995 | 9999 | 999 | 52.5155 | 17 | 33.881 | Pennsylvania | 9.64 | New York |  | Welsh | 6139_B_1 | 6139 | B | 1 | 2801 | Coal Steam | 0 | SPP_WEST | Texas | 48 | Titus | 449 | 48449 | 528 | 10922 | 1977 | 2038 | wall | dry | N | Subbituminous | 0 | 0 | 0 | LNBO | 0 | 0 | 0 | ESPH + B | No | ACI | 2016 | 0 | 1.2 | 0.17664 | 0.17664 | 0.17664 | 0.17664 | 0.1 | 0.1 | 0.1 | 0 | 0 | 0 | 0 | 0 | C2G | 2028 | 0 | Southwestern Electric Power Co | 100 | American Electric Power Co Inc | 100 | needs_active | 6139_G_1 | 1 | 0 | TX | 33.0552 | -94.84 | Investor-Owned Utility | RE | 0 | 0 | 28471788.2 | 2662153.6 | 47.2% | 40%-60% | 13975222.8 | 6214.4 | 2587.6 | 2986119 | 13.4 | 1263.2 | 16 | 13 | 0.39691 | 0.19507 | 209.7599 | 3.3808e-07 | 0.19397 | 0.43653 | 0.18177 | 209.7598 | 4.7064e-07 | 0.18078 | 0.00090025 | 0.00073145 | 2276225 | 1501179 | 0 | 7943 | 1 | 0 | 0 | 0 | 0 | 0 | 0 | 0 | 1 | 0 | 1 | 0 | 0 | 0 | 0 | 0 | 0 | 1 | 0 | 1 | 400-600 | 45 | 40-59 | 6 | 5-6 Low | 0 | 0 | 0 | 0 | 0 | 0 | 0 | 41 | 74 | 58 | 68 | 0 | 0 | 0 | 70% below 2000 by 2030; 80% below 2000 by 2050 | 1 | 1 | 1 | 1 | 0 | Permanent cessation of coal combustion | 2028 | 1 | F2 | 2028 | 1 | 1 | 1 | 1 | 1 | 0 | SCO | 0 | 1 | SCO | 0 | NPCA, NPS | 0 | Caney Creek Wilderness | 160.8612 | 38.6321 | 16.0859 | 1 | 26449388 | 2458137 | 0.44 | 2774009 | 209.7598 | 5-Year Average | 47.2% | 5-Year Average | 209.7598 | 2183132.16 | 23844169.4515 | 2500774.6945 | 50% | 32 | 11.7175 | 0 | 11.7175 | 3038 | 10.58 | 3.22 | 39.3 | 0.33 | 0.49 | 4.82 | 26.55 |  | 1 | 555.6817 | 183.0416 | 344.9584 | 72.25% | 2183132.16 | 3341543.9761 | 36496343.3073 | 20.976 | 382773.3735 | 2118001.3211 | 880782507.7289 | 1 | 0 | 2553.3004 | 22.3303 | 8.6931 | 14.0836 | 22.0786 | 0 | 82.4641 | 8.3844 | 8.6422 | 2553.3004 |  | 14.0836 | 22.3303 | 34.67% | 53.06% |  |  | 214.13
[15 empty] | 50900_B_9PB | 50900 | B | 9PB | 10097 | Coal Steam | Virginia | 51580 | 14.7 | 14.7 | FALSE | 10986 | 1962 | 9999 | 999 | 65.7555 | 4 | 65.7555 | Virginia | 4.82 | West Virginia |  | Welsh | 6139_B_3 | 6139 | B | 3 | 2803 | Coal Steam | 0 | SPP_WEST | Texas | 48 | Titus | 449 | 48449 | 528 | 10833 | 1982 | 2038 | wall | dry | N | Subbituminous | 0 | 0 | 0 | LNBO | 0 | 0 | 0 | ESPH + B | No | ACI | 2016 | 0 | 1.12 | 0.20705 | 0.20705 | 0.20705 | 0.20705 | 0.1 | 0.1 | 0.1 | 0 | 0 | 0 | 0 | 0 | C2G | 2028 | 0 | Southwestern Electric Power Co | 100 | American Electric Power Co Inc | 100 | needs_active | 6139_G_3 | 1 | 0 | TX | 33.0552 | -94.84 | Investor-Owned Utility | RE | 0 | 0 | 24165453.2 | 2312011.2 | 39.8% | 20%-40% | 11683349.4 | 5290.2 | 2443 | 2534470.4 | 11 | 1156.2 | 15 | 11 | 0.39745 | 0.20784 | 209.7597 | 3.9646e-07 | 0.20494 | 0.43783 | 0.20219 | 209.7598 | 4.552e-07 | 0.19792 | 0.0011576 | 0.00084893 | 2268469 | 1491024 | 0 | 8970 | 1 | 0 | 0 | 0 | 0 | 0 | 0 | 0 | 1 | 0 | 1 | 0 | 0 | 0 | 0 | 0 | 0 | 1 | 0 | 1 | 400-600 | 40 | 40-59 | 6 | 5-6 Low | 0 | 0 | 0 | 0 | 0 | 0 | 0 | 41 | 74 | 58 | 68 | 0 | 0 | 0 | 70% below 2000 by 2030; 80% below 2000 by 2050 | 1 | 1 | 1 | 1 | 0 | Permanent cessation of coal combustion | 2028 | 1 | F2 | 2028 | 1 | 1 | 1 | 1 | 1 | 0 | SCO | 0 | 1 | SCO | 0 | NPCA, NPS | 0 | Caney Creek Wilderness | 160.8612 | 32.8867 | 15.187 | 1 | 25260150 | 2422402 | 0.42 | 2649284 | 209.76 | 5-Year Average | 39.8% | 5-Year Average | 209.7598 | 1840861.44 | 19942051.9795 | 2091520.4875 | 50% | 32 | 11.7754 | 0 | 11.7754 | 3038 | 10.58 | 3.22 | 39.3 | 0.33 | 0.49 | 4.82 | 26.55 |  | 1 | 551.1537 | 181.55 | 346.45 | 60.66% | 1840861.44 | 2805527.161 | 30392275.7353 | 20.976 | 318753.8947 | 1772766.5928 | 873605283.4854 | 1 | 0 | 2521.5914 | 22.3303 | 8.5152 | 13.9688 | 21.9698 | 0 | 81.8558 | 16.6983 | 17.3397 | 2521.5914 |  | 13.9688 | 22.3303 | 34.38% | 52.4% |  |  | 214.13
[15 empty] | 50931_B_BLR1 | 50931 | B | BLR1 |  | Coal Steam | Montana | 30111 | 26 | 52 | FALSE | 10449 | 1995 | 9999 | 59 | 65.7555 | 0 | 65.7555 | Montana | 4.82 | Wyoming | -28.91 | Martin Lake | 6146_B_1 | 6146 | B | 1 | 2804 | Coal Steam | 0 | ERC_REST | Texas | 48 | Rusk | 401 | 48401 | 800 | 11495 | 1977 | 0 | tangential | dry | N | Lignite, Subbituminous | Wet Scrubber | 1977 | 0.95 | LNC2 | 0 | 0 | 0 | ESPC | Yes | ACI | 2009 | 0 | 1.2 | 0.15171 | 0.15171 | 0.1469 | 0.1469 | 0.1 | 0.1 | 0.1 | 0.99 | 0 | 0 | 0 | 0 | 0 | 0 | 0 | Luminant | 100 | Vistra Energy | 100 | needs_active | 6146_G_1 | 1 | 0 | TX | 32.2606 | -94.5706 | Independent Power Producer | NR | 0 | 0 | 47800279.8 | 4760218 | 59.2% | 40%-60% | 21492799.4 | 16553.6 | 3536.6 | 5202327.4 | 126 | 1558.8 | 247 | 23 | 0.7757 | 0.14559 | 217.3868 | 2.1133e-06 | 0.1412 | 0.69262 | 0.14797 | 217.6693 | 2.636e-06 | 0.14505 | 0.010245 | 0.00095399 | 3831764 | 2902813 | 0 | 3881 | 1 | 0 | 0 | 0 | 0 | 0 | 0 | 1 | 1 | 0 | 0 | 0 | 1 | 0 | 0 | 0 | 0 | 0 | 0 | 0 | 800-1000 | 45 | 40-59 | 5 | 5-6 Low | 1 | 1 | 1 | 1 | 1 | Multiple | 1 | 40 | 82 | 74 | 72 | 1 | 1 | 0 | 50% below 2010 by2030; 80% below 2010 by 2050 | 1 | 1 | 1 | 1 | 0 | 0 | 0 | 0 | F1 | 0 | 1 | 1 | 1 | 1 | 1 | 1 | SCO | CO | 1 | SCO | 0 | NPCA, NPS | 0 | Caney Creek Wilderness | 238.3962 | 69.4373 | 14.835 | 1 | 41130174 | 4196210 | 0.51 | 4477841 | 217.7399 | 5-Year Average | 59.2% | 5-Year Average | 217.6693 | 4148736 | 47689720.32 | 5190294.6961 | 33.2% | 14 | 8.9077 | 0 | 8.9077 | 2847.5734 | 12.66 | 3.22 | 32.9554 | 0.36196 | 0.56733 | 4.82 | 18.85 |  |  | 894.8444 | 294.7617 | 505.2383 | 93.74% | 4148736 | 6569155.6415 | 75512444.0987 | 21.7669 | 821837.1495 | 4368457.5466 | 1418371723.2318 | 0 | 0 | 2807.3323 | 20.5092 | 10.0595 | 14.9685 | 20.4865 | 0 | 89.5017 | -5.0128 | -4.7607 | 2807.3323 |  | 14.9685 | 20.5092 | 36.85% | 58.34% |  |  | 216.24
[15 empty] | 50931_B_BLR2 | 50931 | B | BLR2 |  | Coal Steam | Montana | 30111 | 26 | 52 | FALSE | 10449 | 1995 | 9999 | 59 | 65.7555 | 0 | 65.7555 | Montana | 4.82 | Wyoming | -28.91 | Martin Lake | 6146_B_2 | 6146 | B | 2 | 2805 | Coal Steam | 0 | ERC_REST | Texas | 48 | Rusk | 401 | 48401 | 805 | 11314 | 1978 | 0 | tangential | dry | N | Lignite, Subbituminous | Wet Scrubber | 1978 | 0.95 | LNC2 | 0 | 0 | 0 | ESPC | Yes | ACI | 2009 | 0 | 1.2 | 0.15356 | 0.15356 | 0.1469 | 0.1469 | 0.1 | 0.1 | 0.1 | 0.99 | 0 | 0 | 0 | 0 | 0 | 0 | 0 | Luminant | 100 | Vistra Energy | 100 | needs_active | 6146_G_2 | 1 | 0 | TX | 32.2606 | -94.5706 | Independent Power Producer | NR | 0 | 0 | 42979261.8 | 4347850 | 52.8% | 40%-60% | 19587694.2 | 13758.6 | 3257.4 | 4677499.8 | 118.4 | 1427.8 | 122 | 12 | 0.6523 | 0.14614 | 217.3349 | 2.7237e-06 | 0.14125 | 0.64024 | 0.15158 | 217.6631 | 2.7548e-06 | 0.14579 | 0.0054267 | 0.00053377 | 3877738 | 2978346 | 0 | 6093 | 1 | 0 | 0 | 0 | 0 | 0 | 0 | 1 | 1 | 0 | 0 | 0 | 1 | 0 | 0 | 0 | 0 | 0 | 0 | 0 | 800-1000 | 44 | 40-59 | 5 | 5-6 Low | 1 | 1 | 1 | 1 | 1 | Multiple | 1 | 40 | 82 | 74 | 72 | 1 | 1 | 0 | 50% below 2010 by2030; 80% below 2010 by 2050 | 1 | 1 | 1 | 1 | 0 | 0 | 0 | 0 | F1 | 0 | 1 | 1 | 1 | 1 | 1 | 1 | SCO | CO | 1 | SCO | 0 | NPCA, NPS | 0 | Caney Creek Wilderness | 238.3962 | 57.7132 | 13.6638 | 1 | 40519384 | 4153777 | 0.5 | 4411343 | 217.7399 | 5-Year Average | 52.8% | 5-Year Average | 217.6631 | 3723350.4 | 42125986.4256 | 4584636.516 | 33.4% | 14 | 8.9571 | 0 | 8.9571 | 2847.5734 | 12.66 | 3.22 | 32.9554 | 0.36196 | 0.56733 | 4.82 | 18.85 |  |  | 886.2589 | 291.9337 | 513.0663 | 82.84% | 3723350.4 | 5841929.0693 | 66095585.4902 | 21.7663 | 719328.5202 | 3865307.9958 | 1404763313.3644 | 0 | 0 | 2737.9761 | 20.4873 | 9.6565 | 14.7328 | 20.2376 | -2.7135e-15 | 88.2407 | -0.60339 | -0.58123 | 2737.9761 |  | 14.7328 | 20.4873 | 36.27% | 56.9% |  |  | 216.24
[15 empty] | 50951_B_1 | 50951 | B | 1 | 90986 | Coal Steam | Utah | 49007 | 51 | 51 | FALSE | 12284 | 1993 | 9999 | 29 | 53.8446 | 0 | 53.8446 | Utah | 4.82 | Utah | -28.91 | Martin Lake | 6146_B_3 | 6146 | B | 3 | 2806 | Coal Steam | 0 | ERC_REST | Texas | 48 | Rusk | 401 | 48401 | 805 | 11423 | 1979 | 0 | tangential | dry | N | Lignite, Subbituminous | Wet Scrubber | 1979 | 0.95 | LNC2 | 0 | 0 | 0 | ESPC | Yes | ACI | 2008 | 0 | 1.2 | 0.14162 | 0.14162 | 0.14162 | 0.14162 | 0.1 | 0.1 | 0.1 | 0.99 | 0 | 0 | 0 | 0 | 0 | 0 | 0 | Luminant | 100 | Vistra Energy | 100 | needs_active | 6146_G_3 | 1 | 0 | TX | 32.2606 | -94.5706 | Independent Power Producer | NR | 0 | 0 | 47020708 | 5002357.8 | 56.2% | 40%-60% | 21187050.2 | 15999 | 3385.4 | 5117497.2 | 137.6 | 1467.2 | 115 | 16 | 0.71407 | 0.137 | 217.3935 | 2.8217e-06 | 0.13343 | 0.68051 | 0.144 | 217.6699 | 2.9264e-06 | 0.1385 | 0.0049077 | 0.00068281 | 4440528 | 3288393 | 0 | 7096 | 1 | 0 | 0 | 0 | 0 | 0 | 0 | 1 | 1 | 0 | 0 | 0 | 1 | 0 | 0 | 0 | 0 | 0 | 0 | 0 | 800-1000 | 43 | 40-59 | 5 | 5-6 Low | 1 | 1 | 1 | 1 | 1 | Multiple | 1 | 40 | 82 | 74 | 72 | 1 | 1 | 0 | 50% below 2010 by2030; 80% below 2010 by 2050 | 1 | 1 | 1 | 1 | 0 | 0 | 0 | 0 | F1 | 0 | 1 | 1 | 1 | 1 | 1 | 1 | SCO | CO | 1 | SCO | 0 | NPCA, NPS | 0 | Caney Creek Wilderness | 238.3962 | 67.111 | 14.2007 | 1 | 46007659 | 4867703 | 0.55 | 5008850 | 217.7398 | 5-Year Average | 56.2% | 5-Year Average | 217.6699 | 3963111.6 | 45270623.8068 | 4927026.8447 | 33.4% | 14 | 8.9079 | 0 | 8.9079 | 2847.5734 | 12.66 | 3.22 | 32.9554 | 0.36196 | 0.56733 | 4.82 | 18.85 |  |  | 894.7972 | 294.7462 | 510.2538 | 88.66% | 3963111.6 | 6252388.0648 | 71421028.8648 | 21.767 | 777310.5314 | 4149716.3133 | 1418296917.8506 | 0 | 0 | 2779.591 | 20.4873 | 9.8977 | 14.8748 | 20.3656 | 0 | 89.0023 | -3.0666 | -2.9287 | 2779.591 |  | 14.8748 | 20.4873 | 36.61% | 57.76% |  |  | 216.24
[15 empty] | 50974_B_UNIT 1 | 50974 | B | UNIT 1 | 3706 | Coal Steam | Pennsylvania | 42121 | 43 | 86 | FALSE | 13904 | 1993 | 9999 | 999 | 55.8738 | 0 | 55.8738 | Pennsylvania | 9.64 | Pennsylvania |  | Hunter | 6165_B_1 | 6165 | B | 1 | 2816 | Coal Steam | 0 | WECC_UT | Utah | 49 | Emery | 15 | 49015 | 471 | 10279 | 1978 | 2042 | tangential | dry | N | Bituminous | Wet Scrubber | 1978 | 0.82 | LNC3 | 0 | 0 | 0 | ESPC + B | Yes | 0 | 0 | 0 | 0.12 | 0.20578 | 0.20578 | 0.20578 | 0.20578 | 0.05 | 0.1 | 0.56 | 0.8628 | 0 | 0 | 0 | 0 | 0 | 0 | Yes | PacifiCorp | 93.75 | Berkshire Hathaway Inc | 93.75 | needs_active | 6165_G_1 | 1 | 0 | UT | 39.1747 | -111.0289 | Investor-Owned Utility | RE | 0 | 0 | 28474272.6 | 3022920.8 | 60.8% | 60%-80% | 12415522.2 | 1029.6 | 2831.2 | 2921458 | 0 | 1254.8 | 62 | 0 | 0.078368 | 0.19318 | 205.1998 | 0 | 0.19247 | 0.072318 | 0.19886 | 205.1998 | 0 | 0.20213 | 0.0049402 | 0 | 2983239 | 1359727 | 0 | 2520 | 1 | 0 | 0 | 0 | 0 | 0 | 0 | 0 | 1 | 0 | 1 | 0 | 1 | 0 | 0 | 0 | 0 | 0 | 0 | 0 | 400-600 | 44 | 40-59 | 6 | 5-6 Low | 0 | 0 | 1 | 0 | 0 | OS NOx | 1 | 17 | 42 | 11 | 68 | 0 | 0 | 0 | 0 | 0 | 0 | 0 | 0 | 0 | 0 | 0 | 0 | 0 | 0 | 0 | 1 | 1 | 1 | 1 | 0 | SCO | 0 | 1 | SCO | 0 | NPCA, NPS | 1 | Capitol Reef NP | 75.9547 | 13.5554 | 37.2748 | 1 | 30982522 | 3267572 | 0.66 | 3178807 | 205.2 | 5-Year Average | 60.8% | 5-Year Average | 205.1998 | 2508583.68 | 25785731.6467 | 2645613.9219 | 34.61% | 61 | 13.0317 | 0 | 13.0317 | 2312.2518 | 10.58 | 4.59 | 30.8272 | 0.31535 | 0.46059 | 4.82 | 10.69 |  |  | 447.4914 | 147.4037 | 323.5963 | 88.5% | 2508583.68 | 3651286.6003 | 37531574.9649 | 20.52 | 385073.6469 | 2260540.2749 | 709295626.0185 | 0 | 0 | 2191.915 | 22.9785 | 7.0234 | 12.7141 | 21.5638 | 0 | 76.5954 | -3.0609 | -3.3968 | 2191.915 |  | 12.7141 | 22.9785 | 31.3% | 45.55% |  |  | 205.4
[15 empty] | 50974_B_UNIT 2 | 50974 | B | UNIT 2 | 3707 | Coal Steam | Pennsylvania | 42121 | 43 | 86 | FALSE | 13904 | 1993 | 9999 | 999 | 55.8738 | 0 | 55.8738 | Pennsylvania | 9.64 | Pennsylvania |  | Hunter | 6165_B_2 | 6165 | B | 2 | 2817 | Coal Steam | 0 | WECC_UT | Utah | 49 | Emery | 15 | 49015 | 430 | 10244 | 1980 | 2042 | tangential | dry | N | Bituminous | Wet Scrubber | 1980 | 0.82 | LNC3 | 0 | 0 | 0 | B | 0 | 0 | 0 | 0 | 0.12 | 0.20085 | 0.20085 | 0.20085 | 0.20085 | 0.05 | 0.1 | 0.56 | 0.8628 | 0 | 0 | 0 | 0 | 0 | 0 | Yes | PacifiCorp | 60.31 | Berkshire Hathaway Inc | 60.31 | needs_active | 6165_G_2 | 1 | 0 | UT | 39.1747 | -111.0289 | Investor-Owned Utility | RE | 0 | 0 | 30828187.4 | 3133651.2 | 57.4% | 40%-60% | 13302632.8 | 1209.2 | 2921 | 3162970.6 | 2 | 1292.2 | 74 | 0 | 0.078978 | 0.17841 | 205.1996 | 0 | 0.17593 | 0.078448 | 0.1895 | 205.1999 | 6.4876e-08 | 0.19428 | 0.0048266 | 0 | 2815434 | 1255177 | 0 | 3941 | 1 | 0 | 0 | 0 | 0 | 0 | 0 | 0 | 0 | 0 | 1 | 0 | 1 | 0 | 0 | 0 | 0 | 0 | 0 | 0 | 400-600 | 42 | 40-59 | 6 | 5-6 Low | 0 | 0 | 1 | 0 | 0 | OS NOx | 1 | 17 | 42 | 11 | 68 | 0 | 0 | 0 | 0 | 0 | 0 | 0 | 0 | 0 | 0 | 0 | 0 | 0 | 0 | 0 | 1 | 1 | 1 | 1 | 0 | SCO | 0 | 1 | SCO | 0 | NPCA, NPS | 1 | Capitol Reef NP | 75.9547 | 15.92 | 38.4571 | 1 | 29687988 | 3012194 | 0.55 | 3045985 | 205.1998 | 5-Year Average | 57.4% | 5-Year Average | 205.1999 | 2162143.2 | 22148994.9408 | 2272485.8555 | 31.59% | 61 | 13.8136 | 0 | 13.8136 | 2300.73 | 10.58 | 4.59 | 31.4932 | 0.31426 | 0.45828 | 4.82 | 10.69 |  |  | 407.1468 | 134.1141 | 295.8859 | 83.42% | 2162143.2 | 3142162.9275 | 32188317.0295 | 20.52 | 330251.9837 | 1942233.8718 | 645347354.2436 | 0 | 0 | 2181.0686 | 23.5509 | 6.9648 | 12.6708 | 22.2679 | 0 | 76.3547 | -0.42495 | -0.47307 | 2181.0686 |  | 12.6708 | 23.5509 | 31.19% | 45.33% |  |  | 205.4
[15 empty] | 525_B_H1 | 525 | B | H1 | 317 | Coal Steam | Colorado | 8107 | 179 | 441 | FALSE | 10910 | 1976 | 2021 | 89 | 23.4249 | 0 | 23.4249 | Colorado | 4.82 | Colorado | -28.91 | Hunter | 6165_B_3 | 6165 | B | 3 | 2818 | Coal Steam | 0 | WECC_UT | Utah | 49 | Emery | 15 | 49015 | 460 | 10156 | 1978 | 2042 | wall | dry | N | Bituminous | Wet Scrubber | 1983 | 0.9 | LNBO | 0 | 0 | 0 | B + WS | 0 | 0 | 0 | 0 | 0.12 | 0.2599 | 0.2599 | 0.2599 | 0.2599 | 0.05 | 0.1 | 0.56 | 0.95 | 0 | 0 | 0 | 0 | 0 | 0 | 0 | PacifiCorp | 100 | Berkshire Hathaway Inc | 100 | needs_active | 6165_G_3 | 1 | 0 | UT | 39.1747 | -111.0289 | Investor-Owned Utility | RE | 0 | 0 | 30525610.6 | 3142515.6 | 60.6% | 60%-80% | 12625283.8 | 1160.6 | 4324.2 | 3131926.6 | 0 | 1781.2 | 46 | 0 | 0.07727 | 0.29581 | 205.1999 | 0 | 0.29554 | 0.076041 | 0.28332 | 205.1999 | 0 | 0.28216 | 0.0028436 | 0 | 2883125 | 1284817 | 0 | 9555 | 1 | 0 | 0 | 0 | 0 | 0 | 0 | 0 | 0 | 0 | 1 | 0 | 1 | 0 | 0 | 0 | 0 | 0 | 0 | 0 | 400-600 | 44 | 40-59 | 6 | 5-6 Low | 0 | 0 | 1 | 0 | 0 | OS NOx | 1 | 17 | 42 | 11 | 68 | 0 | 0 | 0 | 0 | 0 | 0 | 0 | 0 | 0 | 0 | 0 | 0 | 0 | 0 | 0 | 1 | 1 | 1 | 1 | 0 | SCO | 0 | 1 | SCO | 0 | NPCA, NPS | 1 | Capitol Reef NP | 75.9547 | 15.2802 | 56.9313 | 1 | 30333404 | 3134206 | 0.6 | 3112207 | 205.2 | 5-Year Average | 60.6% | 5-Year Average | 205.1999 | 2441937.6 | 24800318.2656 | 2544511.803 | 33.8% | 61 | 13.3206 | 0 | 13.3206 | 2272.2193 | 10.58 | 4.59 | 30.5901 | 0.31162 | 0.45269 | 4.82 | 10.69 |  |  | 431.8108 | 142.2385 | 317.7615 | 87.73% | 2441937.6 | 3535013.4913 | 35901597.0177 | 20.52 | 368350.2622 | 2176161.5408 | 684441024.0507 | 0 | 0 | 2153.9455 | 23.122 | 6.8191 | 12.5619 | 21.6013 | 0 | 75.7488 | -2.8137 | -3.1574 | 2153.9455 |  | 12.5619 | 23.122 | 30.92% | 44.76% |  |  | 205.4
[15 empty] | 525_B_H2 | 525 | B | H2 | 318 | Coal Steam | Colorado | 8107 | 262 | 441 | TRUE | 10907 | 1976 | 2021 | 89 | 23.4249 | 0 | 23.4249 | Colorado | 4.82 | Colorado | -28.91 | Rockport | 6166_B_MB1 | 6166 | B | MB1 | 2819 | Coal Steam | 0 | PJM_West | Indiana | 18 | Spencer | 147 | 18147 | 1300 | 10007 | 1984 | 2029 | wall | dry | N | Bituminous, Subbituminous | 0 | 0 | 0.4658 | LNB + OFA | SCR | 2017 | 0 | ESPC | No | ACI | 2009 | 0 | 0.15 | 0.20132 | 0.12467 | 0.20132 | 0.12467 | 0.1 | 0.1 | 0.1 | 0.98 | Yes | 2015 | 0 | 0 | 0 | 0 | 0 | AEP Generating Co | 50 | American Electric Power Co Inc | 100 | needs_active | 6166_G_1 | 1 | 0 | IN | 37.9256 | -87.0372 | Investor-Owned Utility | RE | 0 | 0 | 39200784.8 | 4108121.2 | 33.4% | 20%-40% | 18331028.4 | 6088.6 | 2536.4 | 4111378.8 | 15.4 | 1109.6 | 70 | 14 | 0.10268 | 0.070355 | 209.76 | 4.0746e-07 | 0.070453 | 0.31064 | 0.12941 | 209.76 | 3.9285e-07 | 0.12106 | 0.0029612 | 0.00059225 | 3999954 | 2317819 | 0 | 15951 | 1 | 0 | 0 | 0 | 0 | 0 | 0 | 0 | 1 | 0 | 0 | 1 | 0 | 0 | 0 | 0 | 0 | 0 | 1 | 1 | 1000+ | 38 | 20-39 | 0 | 0-2 High | 0 | 1 | 0 | 0 | 0 | SO2 | 1 | 59 | 67 | 68 | 29 | 0 | 0 | 0 | 70% below 2000 by 2030; 80% below 2000 by 2050 | 1 | 1 | 1 | 1 | BATW | Permanent cessation of coal combustion | 2028 | 1 | F1 | 0 | 1 | 1 | 1 | 0 | 1 | 0 | CO | 0 | 1 | CO | 0 | M-VU, NPCA, NPS | 0 | Mammoth Cave NP | 100.8249 | 60.3878 | 25.1565 | 1 | 39774255 | 4293720 | 0.34 | 4171523 | 209.76 | 5-Year Average | 33.4% | 5-Year Average | 209.76 | 3803592 | 38062545.144 | 3992000.2106 | 50% | 32 | 7.3258 | 0 | 7.3258 | 2382.4011 | 10.58 | 3.22 | 26.2776 | 0.32189 | 0.49524 | 4.82 | 17.97 |  | 1 | 1202.4311 | 396.0808 | 903.9192 | 48.04% | 3803592 | 5470256.2432 | 54740854.2259 | 20.976 | 574122.1476 | 3417878.0631 | 1905911632.014 | 1 | 0 | 2108.4978 | 19.1496 | 6.5773 | 12.3776 | 15.6475 | 0 | 76.3803 | 15.3454 | 17.0772 | 2108.4978 |  | 12.3776 | 19.1496 | 30.47% | 43.82% |  |  | 205.4
[15 empty] | 54556_B_BLR10 | 54556 | B | BLR10 | 89733 | Coal Steam | Illinois | 17031 | 10.6 | 42.4 | FALSE | 10986 | 2006 | 9999 | 231 | 151.8952 | 17 | 65.7555 | Illinois | 4.82 | Indiana | -28.91 | Rockport | 6166_B_MB2 | 6166 | B | MB2 | 2820 | Coal Steam | 0 | PJM_West | Indiana | 18 | Spencer | 147 | 18147 | 1300 | 10032 | 1989 | 2029 | wall | dry | N | Bituminous, Subbituminous | 0 | 0 | 0.4409 | LNB + OFA | SCR | 2020 | 0 | ESPC | No | ACI | 2009 | 0 | 0.15 | 0.21203 | 0.1797 | 0.21203 | 0.1797 | 0.1 | 0.1 | 0.1 | 0.98 | Yes | 2014 | 0 | 0 | 0 | 0 | 0 | AEP Generating Co | 50 | American Electric Power Co Inc | 100 | needs_active | 6166_G_2 | 1 | 0 | IN | 37.9256 | -87.0372 | Investor-Owned Utility | RE | 0 | 0 | 41386168 | 4389129.4 | 35.2% | 20%-40% | 21055113.8 | 7109.6 | 3407.4 | 4340580.6 | 17.2 | 1609.8 | 70 | 14 | 0.10854 | 0.068881 | 209.76 | 3.7572e-07 | 0.071546 | 0.34357 | 0.16466 | 209.76 | 4.156e-07 | 0.15291 | 0.0022708 | 0.00045416 | 4146992 | 2362710 | 0 | 33139 | 1 | 0 | 0 | 0 | 0 | 0 | 0 | 0 | 1 | 0 | 0 | 1 | 0 | 0 | 0 | 0 | 0 | 0 | 1 | 1 | 1000+ | 33 | 20-39 | 0 | 0-2 High | 0 | 1 | 0 | 0 | 0 | SO2 | 1 | 59 | 67 | 68 | 29 | 0 | 0 | 0 | 70% below 2000 by 2030; 80% below 2000 by 2050 | 1 | 1 | 1 | 1 | BATW | Permanent cessation of coal combustion | 2028 | 1 | F1 | 0 | 1 | 1 | 1 | 0 | 1 | 0 | CO | 0 | 1 | CO | 0 | M-VU, NPCA, NPS | 0 | Mammoth Cave NP | 100.8249 | 70.5143 | 33.7952 | 1 | 40224541 | 4414069 | 0.34 | 4218750 | 209.76 | 5-Year Average | 35.2% | 5-Year Average | 209.76 | 4008576 | 40214034.432 | 4217647.2512 | 50% | 32 | 7.3157 | 0 | 7.3157 | [9 empty] | 1 | 1205.4351 | 397.0703 | 902.9297 | 50.68% | 4008576 | 5771378.3297 | 57898467.4034 | 20.976 | 607239.0282 | 3610408.223 | 1910673078.0818 | 1 | 0 | 2116.0818 | 19.1496 | 6.6175 | 12.4086 | 15.6752 | 2.7466e-15 | 76.557 | 12.4819 | 13.8584 | 2116.0818 |  | 12.4086 | 19.1496 | 30.54% | 43.98% |  |  | 205.4
[15 empty] | 54556_B_BLR6 | 54556 | B | BLR6 | 10116 | Coal Steam | Illinois | 17031 | 10.6 | 42.4 | FALSE | 10986 | 2003 | 9999 | 231 | 151.8952 | 17 | 65.7555 | Illinois | 4.82 | Indiana | -28.91 | Coronado | 6177_B_U1B | 6177 | B | U1B | 2823 | Coal Steam | 0 | WECC_AZ | Arizona | 4 | Apache | 1 | 4001 | 380 | 10617 | 1979 | 2032 | wall | dry | N | Subbituminous | Wet Scrubber | 2012 | 0.99 | LNBO | 0 | 2025 | 0 | ESPH | No | ACI | 2013 | 0 | 0.8 | 0.24324 | 0.24324 | 0.24324 | 0.24324 | 0.1 | 0.1 | 0.1 | 0.99 | 0 | 0 | 0 | 0 | 0 | 0 | Yes | Salt River Project | 100 | Salt River Project | 100 | needs_active | 6177_G_CO1 | 1 | 0 | AZ | 34.5789 | -109.2708 | Political Subdivision | RE | 0 | 0 | 17749344 | 1664315.4 | 43% | 40%-60% | 9818540.6 | 66.8 | 2506.4 | 1861274.6 | 14 | 1397.2 | 34 | 0 | 0.0081123 | 0.28867 | 209.6136 | 6.8481e-07 | 0.29489 | 0.007527 | 0.28242 | 209.7288 | 7.8876e-07 | 0.2846 | 0.0028833 | 0 | 898260 | 554709 | 0 | 14666 | 1 | 0 | 0 | 0 | 0.05 | 0 | CAMD | 0 | 1 | 0 | 0 | 0 | 1 | 0 | 0 | 0 | 0 | 0 | 0 | 0 | 200-400 | 43 | 40-59 | 0 | 0-2 High | 0 | 0 | 0 | 0 | 0 | 0 | 0 | 3 | 74 | 9 | 93 | 1 | 0 | 0 | 0 | 0 | 0 | 0 | 1 | 0 | 0 | 0 | 0 | Part B | 0 | 1 | 0 | 0 | 0 | 0 | 0 | 0 | 0 | 1 | CO | 0 | NPCA | 0 | Petrified Forest NP | 48.4075 | 1.38 | 51.7771 | 1 | 11486182 | 1044181 | 0.28 | 1204671 | 209.76 | 5-Year Average | 43% | 5-Year Average | 209.7288 | 1431384 | 15197003.928 | 1593624.9479 | 49.87% | 305 | 44.501 | 32 | 14.5905 | [10 empty] | 388.7545 | 128.0557 | 251.9443 | 64.86% | 1431384 | 2158913.6949 | 22921186.6989 | 20.9729 | 240361.6866 | 1353263.2613 | 616194759.1413 | 0 | 0 | 2445.7582 | 24.4163 | 8.0945 | 13.6903 | 24.4864 | 0 | 80.3609 | 14.9859 | 15.851 | 2445.7582 |  | 13.6903 | 24.4163 | 33.7% | 50.83% |  |  | 214.13
[15 empty] | 54556_B_BLR7 | 54556 | B | BLR7 | 88140 | Coal Steam | Illinois | 17031 | 10.6 | 42.4 | FALSE | 10986 | 2004 | 9999 | 231 | 151.8952 | 17 | 65.7555 | Illinois | 4.82 | Indiana | -28.91 | Coronado | 6177_B_U2B | 6177 | B | U2B | 2824 | Coal Steam | 0 | WECC_AZ | Arizona | 4 | Apache | 1 | 4001 | 382 | 10691 | 1980 | 2032 | wall | dry | N | Subbituminous | Wet Scrubber | 2011 | 0.99 | LNBO | SCR | 2014 | 0 | ESPH | No | ACI | 2013 | 0 | 0.8 | 0.3497 | 0.05719 | 0.3497 | 0.05719 | 0.1 | 0.1 | 0.1 | 0.99 | 0 | 0 | 0 | 0 | 0 | 0 | Yes | Salt River Project | 100 | Salt River Project | 100 | needs_active | 6177_G_CO2 | 1 | 0 | AZ | 34.5789 | -109.2708 | Political Subdivision | RE | 0 | 0 | 20726771.4 | 1910002.2 | 50.2% | 40%-60% | 10383724 | 65.2 | 600.8 | 2173785.4 | 10.4 | 298.8 | 46 | 0 | 0.0069575 | 0.063883 | 209.7432 | 4.5179e-07 | 0.060999 | 0.0062914 | 0.057973 | 209.7563 | 5.0177e-07 | 0.057552 | 0.0037851 | 0 | 1176675 | 748301 | 0 | 8634 | 1 | 0 | 0 | 0.11 | 0.05 | CAMD | CAMD | 0 | 1 | 0 | 0 | 1 | 1 | 0 | 0 | 0 | 0 | 0 | 0 | 0 | 200-400 | 42 | 40-59 | 2 | 0-2 High | 0 | 0 | 0 | 0 | 0 | 0 | 0 | 3 | 74 | 9 | 93 | 1 | 0 | 0 | 0 | 0 | 0 | 0 | 1 | 0 | 0 | 0 | 0 | Part B | 0 | 1 | 0 | 0 | 0 | 0 | 0 | 0 | 0 | 1 | CO | 0 | NPCA | 0 | Petrified Forest NP | 48.4075 | 1.3469 | 12.4113 | 1 | 15179723 | 1370550 | 0.37 | 1592049 | 209.76 | 5-Year Average | 50.2% | 5-Year Average | 209.7563 | 1679852.64 | 17959304.5742 | 1883538.6045 | 50.13% | 305 | 44.1628 | 32 | 14.4796 | [10 empty] | 393.5245 | 129.627 | 252.373 | 75.98% | 1679852.64 | 2542679.2608 | 27183783.9768 | 20.9756 | 285098.4921 | 1598440.1123 | 623755342.9535 | 0 | 0 | 2471.5609 | 24.3773 | 8.2369 | 13.7857 | 24.5331 | 0 | 80.8806 | 8.0051 | 8.4128 | 2471.5609 |  | 13.7857 | 24.3773 | 33.93% | 51.36% |  |  | 214.13
[15 empty] | 54556_B_BLR8 | 54556 | B | BLR8 | 88141 | Coal Steam | Illinois | 17031 | 10.6 | 42.4 | FALSE | 10986 | 2018 | 9999 | 231 | 151.8952 | 17 | 65.7555 | Illinois | 4.82 | Indiana | -28.91 | Fayette Power Project | 6179_B_1 | 6179 | B | 1 | 2827 | Coal Steam | 0 | ERC_REST | Texas | 48 | Fayette | 149 | 48149 | 590 | 10589 | 1979 | 0 | tangential | dry | N | Subbituminous | Wet Scrubber | 2011 | 0.97 | LNC3 | 0 | 0 | 0 | ESPC | No | ACI | 2016 | 0 | 1.2 | 0.10645 | 0.10645 | 0.10645 | 0.10645 | 0.1 | 0.1 | 0.1 | 0.99 | 0 | 0 | 0 | 0 | 0 | 0 | 0 | Austin Energy | 50 | Austin Energy | 50 | needs_active | 6179_G_1 | 1 | 0 | TX | 29.9172 | -96.7506 | State-Owned Utility | RE | 0 | 0 | 37980264.8 | 3835518.2 | 49.8% | 40%-60% | 18227160.8 | 362 | 2169.6 | 3983369.4 | 36 | 1002.4 | 134 | 0 | 0.019815 | 0.1164 | 209.7598 | 9.4593e-07 | 0.10882 | 0.019063 | 0.11425 | 209.76 | 9.4786e-07 | 0.10999 | 0.0057629 | 0 | 2713416 | 1721556 | 0 | 6363 | 1 | 0 | 0 | 0 | 0 | 0 | 0 | 0 | 1 | 0 | 0 | 0 | 1 | 0 | 0 | 0 | 0 | 0 | 0 | 0 | 400-600 | 43 | 40-59 | 2 | 0-2 High | 0 | 0 | 0 | 1 | 0 | PM | 1 | 18 | 10 | 46 | 43 | 0 | 0 | 0 | 0 | 0 | 0 | 0 | 1 | 0 | 0 | 0 | 0 | 0 | 0 | 0 | 1 | 1 | 0 | 1 | 0 | SCO | 0 | 1 | SCO | 0 | NPCA, NPS | 0 | Wichita Mountains (Charons Garden Unit) | 561.4645 | 0.64474 | 3.8642 | 0 | 28949067 | 2887605 | 0.38 | 3036181 | 209.7602 | 5-Year Average | 49.8% | 5-Year Average | 209.76 | 2573863.2 | 27254637.4248 | 2858465.819 | 36.53% | 20 | 11.1684 | 0 | 11.1684 | 2538.8107 | 10.58 | 4.59 | 31.562 | 0.33591 | 0.50583 | 4.82 | 18.85 |  |  | 602.0007 | 198.299 | 391.701 | 75.01% | 2573863.2 | 3876884.1457 | 41052326.2191 | 20.976 | 430556.7139 | 2427909.105 | 954200294.3846 | 0 | 0 | 2436.0427 | 21.7674 | 8.041 | 13.6542 | 20.8694 | 4.0888e-15 | 80.18 | 4.6475 | 4.9269 | 2436.0427 |  | 13.6542 | 21.7674 | 33.61% | 50.63% |  |  | 214.13
[15 empty] | 54634_B_1 | 54634 | B | 1 | 3787 | Coal Steam | Pennsylvania | 42107 | 86 | 86 | FALSE | 14500 | 1990 | 9999 | 999 | 39.1161 | 10 | 32.0623 | Pennsylvania | 9.64 | New York |  | Fayette Power Project | 6179_B_2 | 6179 | B | 2 | 2828 | Coal Steam | 0 | ERC_REST | Texas | 48 | Fayette | 149 | 48149 | 590 | 10606 | 1980 | 0 | tangential | dry | N | Subbituminous | Wet Scrubber | 2011 | 0.97 | LNC3 | 0 | 0 | 0 | ESPC | No | ACI | 2016 | 0 | 1.2 | 0.11169 | 0.11169 | 0.11169 | 0.11169 | 0.1 | 0.1 | 0.1 | 0.99 | 0 | 0 | 0 | 0 | 0 | 0 | 0 | Austin Energy | 50 | Austin Energy | 50 | needs_active | 6179_G_2 | 1 | 0 | TX | 29.9172 | -96.7506 | State-Owned Utility | RE | 0 | 0 | 41180832.2 | 3862281.2 | 54.2% | 40%-60% | 19240995.6 | 459.4 | 2374.2 | 4319044.8 | 36.8 | 1102.2 | 192 | 0 | 0.021587 | 0.10825 | 209.7599 | 8.1608e-07 | 0.10572 | 0.022311 | 0.11531 | 209.76 | 8.9362e-07 | 0.11457 | 0.008715 | 0 | 3838120 | 2409915 | 0 | 7360 | 1 | 0 | 0 | 0 | 0 | 0 | 0 | 0 | 1 | 0 | 0 | 0 | 1 | 0 | 0 | 0 | 0 | 0 | 0 | 0 | 400-600 | 42 | 40-59 | 2 | 0-2 High | 0 | 0 | 0 | 1 | 0 | PM | 1 | 18 | 10 | 46 | 43 | 0 | 0 | 0 | 0 | 0 | 0 | 0 | 1 | 0 | 0 | 0 | 0 | 0 | 0 | 0 | 1 | 1 | 0 | 1 | 0 | SCO | 0 | 1 | SCO | 0 | NPCA, NPS | 0 | Wichita Mountains (Charons Garden Unit) | 561.4645 | 0.81822 | 4.2286 | 0 | 43850986 | 4090838 | 0.58 | 4599090 | 209.7599 | 5-Year Average | 54.2% | 5-Year Average | 209.76 | 2801272.8 | 29710299.3168 | 3116015.5566 | 36.53% | 20 | 11.1577 | 0 | 11.1577 | [10 empty] | 602.9672 | 198.6174 | 391.3826 | 81.71% | 2801272.8 | 4222852.2407 | 44787570.8646 | 20.976 | 469731.9474 | 2646283.6092 | 955732205.3303 | 0 | 0 | 2441.9383 | 21.7674 | 8.0734 | 13.6761 | 20.8901 | 0 | 80.2971 | 1.2368 | 1.3093 | 2441.9383 |  | 13.6761 | 21.7674 | 33.66% | 50.75% |  |  | 214.13
[15 empty] | 55076_B_AA001 | 55076 | B | AA001 | 3856 | Coal Steam | Mississippi | 28019 | 220 | 440 | FALSE | 11206 | 2002 | 9999 | 102 | 20.4338 | 0 | 20.0332 | Mississippi | 4.82 | Mississippi | -28.91 | Fayette Power Project | 6179_B_3 | 6179 | B | 3 | 2829 | Coal Steam | 0 | ERC_REST | Texas | 48 | Fayette | 149 | 48149 | 435 | 10608 | 1988 | 0 | tangential | dry | N | Subbituminous | Wet Scrubber | 1988 | 0.9 | LNC3 | 0 | 0 | 0 | ESPC | No | ACI | 2016 | 0 | 0.6 | 0.12667 | 0.12667 | 0.12667 | 0.12667 | 0.1 | 0.1 | 0.1 | 0.95 | 0 | 0 | 0 | 0 | 0 | 0 | 0 | Lower Colorado River Authority | 100 | Lower Colorado River Authority | 100 | needs_active | 6179_G_3 | 1 | 0 | TX | 29.9172 | -96.7506 | State-Owned Utility | RE | 0 | 0 | 32408716.6 | 3062387.4 | 58.4% | 40%-60% | 15216580.6 | 267.6 | 1986.4 | 3399024.6 | 30.6 | 914.8 | 109 | 0 | 0.017081 | 0.11616 | 209.7601 | 9.3369e-07 | 0.10656 | 0.016514 | 0.12258 | 209.7599 | 9.4419e-07 | 0.12024 | 0.0065178 | 0 | 3054954 | 1930782 | 0 | 7922 | 1 | 0 | 0 | 0 | 0 | 0 | 0 | 0 | 1 | 0 | 0 | 0 | 1 | 0 | 0 | 0 | 0 | 0 | 0 | 0 | 400-600 | 34 | 20-39 | 0 | 0-2 High | 0 | 0 | 0 | 1 | 0 | PM | 1 | 18 | 10 | 46 | 43 | 0 | 0 | 0 | 0 | 0 | 0 | 0 | 0 | 0 | 0 | 0 | 0 | 0 | 0 | 0 | 1 | 1 | 0 | 1 | 0 | SCO | 0 | 1 | SCO | 0 | NPCA, NPS | 0 | Wichita Mountains (Charons Garden Unit) | 561.4645 | 0.47661 | 3.5379 | 0 | 35074060 | 3234079 | 0.63 | 3678566 | 209.7599 | 5-Year Average | 58.4% | 5-Year Average | 209.7599 | 2225390.4 | 23606941.3632 | 2475894.8469 | 26.93% | 20 | 13.4223 | 0 | 13.4223 | 2545.7966 | 10.58 | 4.59 | 34.0763 | 0.33655 | 0.50727 | 4.82 | 18.85 |  |  | 444.6444 | 146.4659 | 288.5341 | 88.05% | 2225390.4 | 3355044.2593 | 35590309.5028 | 20.976 | 373270.9907 | 2102623.8562 | 704782893.4138 | 0 | 0 | 2442.6326 | 23.4754 | 8.0773 | 13.6787 | 23.2524 | 0 | 80.3109 | 0.80135 | 0.84813 | 2442.6326 |  | 13.6787 | 23.4754 | 33.67% | 50.76% |  |  | 214.13
[15 empty] | 55076_B_AA002 | 55076 | B | AA002 | 3857 | Coal Steam | Mississippi | 28019 | 220 | 440 | FALSE | 11206 | 2002 | 9999 | 102 | 20.4338 | 0 | 20.0332 | Mississippi | 4.82 | Mississippi | -28.91 | Oak Grove (TX) | 6180_B_1 | 6180 | B | 1 | 2830 | Coal Steam | 0 | ERC_REST | Texas | 48 | Robertson | 395 | 48395 | 855 | 10406 | 2010 | 0 | tangential | dry | N | Lignite | Wet Scrubber | 2009 | 0.98 | LNC2 + NH3 | SCR | 2009 | 0 | B | 0 | ACI | 2010 | 0 | 0.192 | 0.07309 | 0.07309 | 0.07309 | 0.07309 | 0.1 | 0.1 | 0.1 | 0.99 | 0 | 0 | 0 | 0 | 0 | 0 | 0 | Oak Grove Management Co LLC | 100 | Vistra Energy | 100 | needs_active | 6180_G_OG1 | 1 | 0 | TX | 31.1803 | -96.4866 | Independent Power Producer | NR | ENERGY TRANSFER COMPANY TEXAS PL LTD | 0 | 67044884 | 6996985.8 | 76.8% | 60%-80% | 30691410.6 | 4232.6 | 2412.2 | 7298856.4 | 97 | 1106 | 60 | 0 | 0.13537 | 0.071825 | 217.7077 | 1.6832e-06 | 0.071571 | 0.12626 | 0.071958 | 217.7305 | 1.4468e-06 | 0.072072 | 0.0017161 | 0 | 5843936 | 4387923 | 940972 | 0 | 1 | 1 | Cofire Source | 0.06 | 0.15 | CAMD | CAMD | 1 | 0 | 0 | 1 | 1 | 1 | 0 | 1 | 0 | 0 | 0 | 0 | 0 | 800-1000 | 12 | 0-19 | 6 | 5-6 Low | 1 | 0 | 0 | 0 | 0 | Mercury | 1 | 14 | 56 | 70 | 60 | 0 | 0 | 0 | 50% below 2010 by2030; 80% below 2010 by 2050 | 1 | 1 | 1 | 1 | 0 | 0 | 0 | 0 | 0 | 0 | 0 | 1 | 1 | 0 | 0 | 0 | 0 | 0 | 0 | 0 | 0 | NPCA, NPS | 0 | Caney Creek Wilderness | 417.3059 | 10.1427 | 5.7804 | 1 | 60492403 | 6268697 | 0.69 | 6585745 | 217.7379 | 5-Year Average | 76.8% | 5-Year Average | 217.7305 | 5752166.4 | 59857043.5584 | 6516350.5311 | 50% | 40 | 9.0784 | 0 | 9.0784 | 2473.2364 | 12.66 | 3.52 | 28.7594 | 0.33009 | 0.49273 | 4.82 | 18.85 |  |  | 865.7619 | 285.182 | 569.818 | 100% | 4991605.8689 | 7489800 | 77938858.8 | 21.773 | 848483.1421 | 5667867.389 | 1372274642.2268 | 0 | 0 | 2408.2682 | 20.2818 | 5.4337 | 13.5504 | 20.5491 | 3.4568 | 96.5158 | -25.6421 | -22.5826 | 2408.2682 |  | 13.5504 | 20.2818 | 33.35% | 50.05% |  |  | 216.24
[15 empty] | 55479_B_3 | 55479 | B | 3 | 4852 | Coal Steam | Wyoming | 56005 | 85 | 85 | FALSE | 11824 | 2003 | 9999 | 56 | 37.5275 | 0 | 37.5275 | Wyoming | 4.82 | Wyoming | -28.91 | Oak Grove (TX) | 6180_B_2 | 6180 | B | 2 | 2831 | Coal Steam | 0 | ERC_REST | Texas | 48 | Robertson | 395 | 48395 | 855 | 10472 | 2011 | 0 | wall | dry | N | Lignite | Wet Scrubber | 2010 | 0.98 | LNB + NH3 + OFA | SCR | 2010 | 0 | B | 0 | ACI | 2011 | 0 | 0.192 | 0.07322 | 0.07322 | 0.07322 | 0.07322 | 0.1 | 0.1 | 0.1 | 0.99 | 0 | 0 | 0 | 0 | 0 | 0 | 0 | Oak Grove Management Co LLC | 100 | Vistra Energy | 100 | needs_active | 6180_G_OG2 | 1 | 0 | TX | 31.1803 | -96.4866 | Independent Power Producer | NR | ENERGY TRANSFER COMPANY TEXAS PL LTD | 0 | 60741949.4 | 6662149.2 | 70.6% | 60%-80% | 29218583 | 3921.2 | 2211 | 6608226.4 | 115.2 | 1062.8 | 95 | 0 | 0.13591 | 0.071513 | 217.6297 | 2.5157e-06 | 0.07107 | 0.12911 | 0.0728 | 217.5836 | 1.8965e-06 | 0.072748 | 0.0029131 | 0 | 6563476 | 4870770 | 0 | 0 | 0 | 1 | Cofire Source | 0.3 | 0.15 | CAMD | CAMD | 1 | 0 | 0 | 1 | 1 | 1 | 0 | 1 | 0 | 0 | 0 | 0 | 0 | 800-1000 | 11 | 0-19 | 6 | 5-6 Low | 1 | 0 | 0 | 0 | 0 | Mercury | 1 | 14 | 56 | 70 | 60 | 0 | 0 | 0 | 50% below 2010 by2030; 80% below 2010 by 2050 | 1 | 1 | 1 | 1 | 0 | 0 | 0 | 0 | 0 | 0 | 0 | 1 | 1 | 0 | 0 | 0 | 0 | 0 | 0 | 0 | 0 | NPCA, NPS | 0 | Caney Creek Wilderness | 417.3059 | 9.3965 | 5.2983 | 0 | 63493208 | 7069536 | 0.74 | 6909798 | 217.6547 | 5-Year Average | 70.6% | 5-Year Average | 217.5836 | 5287798.8 | 55373829.0336 | 6024218.8883 | 50% | 40 | 9.0454 | 0 | 9.0454 | [10 empty] | 871.253 | 286.9907 | 568.0093 | 100% | 4975761.0858 | 7489800 | 78433185.6 | 21.7584 | 853288.7944 | 5170930.0939 | 1380978286.8921 | 0 | 0 | 2431.2602 | 20.2818 | 6.9515 | 13.6364 | 19.6063 | 1.4182 | 88.334 | -16.5001 | -15.8774 | 2431.2602 |  | 13.6364 | 20.2818 | 33.57% | 50.53% |  |  | 216.24
[15 empty] | 55749_B_PC1 | 55749 | B | PC1 | 9114 | Coal Steam | Montana | 30003 | 107 | 107 | FALSE | 12466 | 2006 | 9999 | 79 | 30.5522 | 0 | 30.5522 | Montana | 4.82 | Wyoming | -28.91 | San Miguel | 6183_B_SM-1 | 6183 | B | SM-1 | 2835 | Coal Steam | 0 | ERC_REST | Texas | 48 | Atascosa | 13 | 48013 | 391 | 12358 | 1982 | 0 | wall | dry | N | Lignite | Wet Scrubber | 1982 | 0.954 | LNB + OFA | SNCR | 0 | 2015 | ESPC | No | ACI | 2016 | 0 | 1.2 | 0.15881 | 0.15881 | 0.15881 | 0.15881 | 0.1 | 0.1 | 0.1 | 0.99 | 0 | 0 | 0 | 0 | 0 | 0 | 0 | San Miguel Electric Coop Inc | 100 | San Miguel Electric Coop Inc | 100 | needs_active | 6183_G_1 | 1 | 0 | TX | 28.7044 | -98.4775 | Cooperative | RE | 0 | 0 | 30376084.2 | 2562326 | 51% | 40%-60% | 14634529.2 | 9506.6 | 2384.4 | 3307040 | 81 | 1168.6 | 464 | 4 | 0.63942 | 0.15355 | 217.7399 | 2.7419e-06 | 0.16447 | 0.62593 | 0.15699 | 217.7397 | 2.6666e-06 | 0.1597 | 0.026448 | 0.000228 | 2071883 | 2662992 | 0 | 11325 | 1 | 0 | 0 | 0 | 0 | 0 | 0 | 1 | 1 | 1 | 0 | 0 | 1 | 0 | 0 | 0 | 0 | 0 | 0 | 0 | 200-400 | 40 | 40-59 | 1 | 0-2 High | 1 | 1 | 0 | 1 | 1 | Multiple | 1 | 8 | 62 | 37 | 94 | 1 | 1 | 0 | 0 | 0 | 0 | 0 | 0 | 0 | 0 | 0 | 0 | 0 | 0 | 0 | 1 | 1 | 0 | 1 | 1 | SCO | SCO | 1 | SCO | 0 | NPCA, NPS | 0 | Big Bend NP | 431.0467 | 22.0547 | 5.5317 | 1 | 28545955 | 2343540 | 0.48 | 3107771 | 217.7381 | 5-Year Average | 51% | 5-Year Average | 217.7397 | 1746831.6 | 21587344.9128 | 2350211.1941 | 100% | 9 | 13.0473 | 0 | 13.0473 | [10 empty] | 470.1901 | 154.8806 | 236.1194 | 84.45% | 1746831.6 | 2892651.874 | 35747391.8586 | 21.774 | 389181.3507 | 1961029.8434 | 745274136.8506 | 0 | 0 | 3156.3447 | 24.2069 | 12.1592 | 16.0923 | 27.0551 | 0 | 95.4228 | 8.5211 | 7.5904 | 3156.3447 |  | 16.0923 | 24.2069 | 39.61% | 65.59% |  |  | 216.24
[15 empty] | 55856_B_PC1 | 55856 | B | PC1 | 90192 | Coal Steam | Illinois | 17163 | 815 | 1630 | TRUE | 9391 | 2012 | 2045 | 89 | 9.9065 | 0 | 9.9065 | Illinois | 4.82 | Illinois | -28.91 | Harrington | 6193_B_061B | 6193 | B | 061B | 2838 | Coal Steam | 0 | SPP_SPS | Texas | 48 | Potter | 375 | 48375 | 339 | 10689 | 1976 | 2037 | tangential | dry | N | Subbituminous | 0 | 0 | 0 | LNC2 + OFA | 0 | 0 | 0 | ESPC | No | ACI | 2015 | 0 | 1.2 | 0.17162 | 0.17162 | 0.1469 | 0.1469 | 0.1 | 0.1 | 0.1 | 0 | 0 | 0 | 0 | 0 | C2G | 2024 | 0 | Southwestern Public Service Co | 100 | Xcel Energy Inc | 100 | needs_active | 6193_G_1 | 1 | 0 | TX | 35.2982 | -101.7472 | Investor-Owned Utility | RE | ONEOK WES TEX TRANSMISSION LLC | 0 | 13159500.6 | 1380260 | 32.4% | 20%-40% | 6746522.6 | 3263.8 | 1050.4 | 1373385 | 12.6 | 531.2 | 144 | 4 | 0.4779 | 0.15415 | 209.0333 | 1.0003e-06 | 0.15338 | 0.49604 | 0.15964 | 208.729 | 9.5748e-07 | 0.15747 | 0.020959 | 0.00058219 | 900534 | 557467 | 216221 | 0 | 1 | 1 | Cofire Source | 0.016307 | 0.0091182 | EIA-923 | EIA-923 | 0 | 1 | 0 | 0 | 0 | 0 | 1 | 0 | 0 | 0 | 1 | 0 | 1 | 200-400 | 46 | 40-59 | 6 | 5-6 Low | 0 | 0 | 0 | 0 | 0 | 0 | 0 | 32 | 98 | 22 | 89 | 1 | 0 | 0 | 80% below 2005 by 2030; carbon-free aspiration by 2050 | 1 | 1 | 1 | 1 | 0 | 0 | 0 | 0 | 0 | 0 | 0 | 1 | 1 | 0 | 1 | 1 | SCO | SCO | 1 | SCO | 0 | NPCA, NPS | 0 | Wichita Mountains (Charons Garden Unit) | 278.0318 | 11.7389 | 3.778 | 1 | 9154148 | 1011228 | 0.23 | 952941 | 208.1987 | 5-Year Average | 32.4% | 5-Year Average | 208.729 | 962163.36 | 10284564.155 | 1073343.6299 | 33.3% | 21 | 15.6114 | 0 | 15.6114 | [9 empty] | 1 | 349.1619 | 115.0139 | 223.9861 | 49.04% | 962163.36 | 1456221.6419 | 15565553.1306 | 20.8729 | 162449.1524 | 910894.4775 | 553438492.2831 | 1 | 0 | 2470.8611 | 25.3164 | 8.233 | 13.7831 | 25.6355 | 0 | 80.4708 | 32.7539 | 34.5975 | 2470.8611 |  | 13.7831 | 25.3164 | 33.93% | 51.35% |  |  | 214.13
[15 empty] | 55856_B_PC2 | 55856 | B | PC2 | 90193 | Coal Steam | Illinois | 17163 | 815 | 1630 | TRUE | 9346 | 2012 | 2045 | 89 | 9.9065 | 0 | 9.9065 | Illinois | 4.82 | Illinois | -28.91 | Harrington | 6193_B_062B | 6193 | B | 062B | 2839 | Coal Steam | 0 | SPP_SPS | Texas | 48 | Potter | 375 | 48375 | 339 | 10600 | 1978 | 2039 | tangential | dry | N | Subbituminous | 0 | 0 | 0 | LNC3 + OFA | 0 | 0 | 0 | B | 0 | ACI | 2015 | 0 | 1.2 | 0.14082 | 0.14082 | 0.14082 | 0.14082 | 0.1 | 0.1 | 0.1 | 0 | 0 | 0 | 0 | 0 | C2G | 2024 | 0 | Southwestern Public Service Co | 100 | Xcel Energy Inc | 100 | needs_active | 6193_G_2 | 1 | 0 | TX | 35.2982 | -101.7472 | Investor-Owned Utility | RE | ONEOK WES TEX TRANSMISSION LLC | 0 | 16627244.6 | 1686101 | 45.2% | 40%-60% | 7201586 | 4152 | 1193 | 1738688 | 11.2 | 517 | 94 | 10 | 0.48604 | 0.14535 | 209.3024 | 7.743e-07 | 0.14657 | 0.49942 | 0.1435 | 209.1372 | 6.7359e-07 | 0.14358 | 0.010421 | 0.0011086 | 1340012 | 811068 | 181866 | 0 | 1 | 1 | Cofire Source | 0.0090374 | 0.0091182 | EIA-923 | EIA-923 | 0 | 0 | 0 | 1 | 0 | 0 | 0 | 0 | 0 | 0 | 1 | 0 | 1 | 200-400 | 44 | 40-59 | 6 | 5-6 Low | 0 | 0 | 0 | 0 | 0 | 0 | 0 | 32 | 98 | 22 | 89 | 1 | 0 | 0 | 80% below 2005 by 2030; carbon-free aspiration by 2050 | 1 | 1 | 1 | 1 | 0 | 0 | 0 | 0 | 0 | 0 | 0 | 1 | 1 | 0 | 1 | 1 | SCO | CO | 1 | SCO | 0 | NPCA, NPS | 0 | Wichita Mountains (Charons Garden Unit) | 278.0318 | 14.9335 | 4.2909 | 1 | 14736970 | 1464188 | 0.4 | 1538847 | 208.8417 | 5-Year Average | 45.2% | 5-Year Average | 209.1372 | 1342277.28 | 14228139.168 | 1487816.8589 | 33.3% | 21 | 15.6943 | 0 | 15.6943 | [9 empty] | 1 | 346.2546 | 114.0563 | 224.9437 | 68.12% | 1342277.28 | 2022870.3902 | 21442426.1362 | 20.9137 | 224220.4882 | 1263596.3708 | 548830388.0812 | 1 | 0 | 2439.8564 | 25.3164 | 8.062 | 13.6684 | 25.552 | 3.9182e-15 | 80.0175 | 13.8772 | 14.7413 | 2439.8564 |  | 13.6684 | 25.3164 | 33.64% | 50.7% |  |  | 214.13
[15 empty] | 56068_B_18 | 56068 | B | 18 | 89796 | Coal Steam | Wisconsin | 55079 | 633 | 1266 | TRUE | 9552 | 2010 | 9999 | 206 | 23.4615 | 22 | 11.3891 | Illinois | 4.82 | Michigan | -28.91 | Harrington | 6193_B_063B | 6193 | B | 063B | 2840 | Coal Steam | 0 | SPP_SPS | Texas | 48 | Potter | 375 | 48375 | 340 | 10633 | 1980 | 2041 | tangential | dry | N | Subbituminous | 0 | 0 | 0 | LNC3 + OFA | 0 | 0 | 0 | B | 0 | ACI | 2015 | 0 | 1.2 | 0.13835 | 0.13835 | 0.13835 | 0.13835 | 0.1 | 0.1 | 0.1 | 0 | 0 | 0 | 0 | 0 | C2G | 2024 | 0 | Southwestern Public Service Co | 100 | Xcel Energy Inc | 100 | needs_active | 6193_G_3 | 1 | 0 | TX | 35.2982 | -101.7472 | Investor-Owned Utility | RE | ONEOK WES TEX TRANSMISSION LLC | 0 | 15941589.8 | 1577404 | 41.4% | 40%-60% | 8082399.4 | 3916 | 1172.2 | 1665858.6 | 9.8 | 605 | 34 | 10 | 0.48336 | 0.16176 | 209.3938 | 7.835e-07 | 0.16363 | 0.49129 | 0.14706 | 208.9953 | 6.1474e-07 | 0.14971 | 0.0038887 | 0.0011437 | 1494693 | 872454 | 223614 | 0 | 1 | 1 | Cofire Source | 0.013202 | 0.0091182 | EIA-923 | EIA-923 | 0 | 0 | 0 | 1 | 0 | 0 | 0 | 0 | 0 | 0 | 1 | 0 | 1 | 200-400 | 42 | 40-59 | 6 | 5-6 Low | 0 | 0 | 0 | 0 | 0 | 0 | 0 | 32 | 98 | 22 | 89 | 1 | 0 | 0 | 80% below 2005 by 2030; carbon-free aspiration by 2050 | 1 | 1 | 1 | 1 | 0 | 0 | 0 | 0 | 0 | 0 | 0 | 1 | 1 | 0 | 1 | 0 | SCO | 0 | 1 | SCO | 0 | NPCA, NPS | 0 | Wichita Mountains (Charons Garden Unit) | 278.0318 | 14.0847 | 4.2161 | 1 | 16221515 | 1608301 | 0.42 | 1693783 | 208.8317 | 5-Year Average | 41.4% | 5-Year Average | 208.9953 | 1233057.6 | 13111101.4608 | 1370079.2329 | 33.4% | 21 | 15.6342 | 0 | 15.6342 | [9 empty] | 1 | 348.3572 | 114.7489 | 225.2511 | 62.49% | 1233057.6 | 1861209.5488 | 19790241.1321 | 20.8995 | 206803.3603 | 1163275.8726 | 552163019.8695 | 1 | 0 | 2451.3217 | 25.2918 | 8.1251 | 13.7109 | 25.5534 | 0 | 80.1896 | 18.249 | 19.3437 | 2451.3217 |  | 13.7109 | 25.2918 | 33.75% | 50.94% |  |  | 214.13
[15 empty] | 56068_B_19 | 56068 | B | 19 | 89798 | Coal Steam | Wisconsin | 55079 | 633 | 1266 | TRUE | 9475 | 2011 | 9999 | 206 | 23.4615 | 22 | 11.3891 | Illinois | 4.82 | Michigan | -28.91 | Tolk | 6194_B_171B | 6194 | B | 171B | 2841 | Coal Steam | 0 | SPP_SPS | Texas | 48 | Lamb | 279 | 48279 | 532 | 10342 | 1982 | 2032 | tangential | dry | N | Subbituminous | 0 | 0 | 0 | LNC2 + OFA | 0 | 0 | 0 | B | 0 | ACI | 2015 | 0 | 1.2 | 0.16514 | 0.16514 | 0.1469 | 0.1469 | 0.1 | 0.1 | 0.1 | 0 | 0 | 0 | 0 | 0 | 0 | 0 | 0 | Southwestern Public Service Co | 100 | Xcel Energy Inc | 100 | needs_active | 6194_G_1 | 1 | 0 | TX | 34.1865 | -102.57 | Investor-Owned Utility | RE | ONEOK WES TEX TRANSMISSION LLC | 0 | 16065970 | 1705604.6 | 29% | 20%-40% | 8573341.4 | 4101.8 | 1190 | 1679904.4 | 13.6 | 634.6 | 4 | 5 | 0.48189 | 0.17548 | 208.7676 | 9.9882e-07 | 0.17123 | 0.51062 | 0.14814 | 209.1258 | 8.4651e-07 | 0.14804 | 0.00031605 | 0.00039506 | 1112769 | 703286 | 212949 | 0 | 1 | 1 | Cofire Source | 0.032404 | 0.029803 | EIA-923 | EIA-923 | 0 | 0 | 0 | 1 | 0 | 0 | 0 | 0 | 0 | 0 | 0 | 0 | 0 | 400-600 | 40 | 40-59 | 2 | 0-2 High | 0 | 0 | 0 | 0 | 0 | 0 | 0 | 11 | 94 | 21 | 92 | 1 | 0 | 0 | 80% below 2005 by 2030; carbon-free aspiration by 2050 | 1 | 1 | 1 | 1 | 0 | 0 | 0 | 0 | 0 | 0 | 0 | 1 | 1 | 0 | 1 | 0 | SCO | 0 | 1 | SCO | 0 | NPCA, NPS | 0 | Salt Creek Wilderness | 178.3905 | 22.9934 | 6.6708 | 1 | 12000193 | 1215910 | 0.22 | 1251736 | 208.6193 | 5-Year Average | 29% | 5-Year Average | 209.1258 | 1351492.8 | 13977138.5376 | 1461490.1266 | 49.86% | 32 | 12.0548 | 0 | 12.0548 | 2487.4736 | 10.58 | 3.22 | 31.8426 | 0.33134 | 0.51701 | 4.82 | 17.48 |  |  | 530.1591 | 174.6344 | 357.3656 | 43.17% | 1351492.8 | 2011928.8636 | 20807368.3074 | 20.9126 | 217567.8753 | 1243922.2513 | 840327840.1295 | 1 | 0 | 2351.4514 | 22.29 | 7.5808 | 13.3357 | 21.2711 | -3.9395e-15 | 78.2345 | 34.8356 | 37.8481 | 2351.4514 |  | 13.3357 | 22.29 | 32.83% | 48.87% |  |  | 214.13
[15 empty] | 56224_B_BLR100 | 56224 | B | BLR100 | 89529 | Coal Steam | Nevada | 32011 | 218 | 218 | FALSE | 10573 | 2008 | 9999 | 320 | 67.0378 | 999 | 20.9493 | Nevada | #N/A | Utah | -28.91 | Tolk | 6194_B_172B | 6194 | B | 172B | 2842 | Coal Steam | 0 | SPP_SPS | Texas | 48 | Lamb | 279 | 48279 | 535 | 10255 | 1985 | 2032 | tangential | dry | N | Subbituminous | 0 | 0 | 0 | LNC2 + OFA | 0 | 0 | 0 | B | 0 | ACI | 2014 | 0 | 1.2 | 0.16148 | 0.16148 | 0.1469 | 0.1469 | 0.1 | 0.1 | 0.1 | 0 | 0 | 0 | 0 | 0 | 0 | 0 | 0 | Southwestern Public Service Co | 100 | Xcel Energy Inc | 100 | needs_active | 6194_G_2 | 1 | 0 | TX | 34.1865 | -102.57 | Investor-Owned Utility | RE | ONEOK WES TEX TRANSMISSION LLC | 0 | 17847878.8 | 1722366 | 31.6% | 20%-40% | 9943014.8 | 4375.8 | 1356.2 | 1866991.8 | 13.6 | 770.4 | 6 | 13 | 0.49985 | 0.17817 | 209.2634 | 9.2589e-07 | 0.18592 | 0.49034 | 0.15197 | 209.2116 | 7.62e-07 | 0.15496 | 0.00045858 | 0.0009936 | 1628984 | 971120 | 199502 | 0 | 1 | 1 | Cofire Source | 0.02348 | 0.029803 | EIA-923 | EIA-923 | 0 | 0 | 0 | 1 | 0 | 0 | 0 | 0 | 0 | 0 | 0 | 0 | 0 | 400-600 | 37 | 20-39 | 2 | 0-2 High | 0 | 0 | 0 | 0 | 0 | 0 | 0 | 11 | 94 | 21 | 92 | 1 | 0 | 0 | 80% below 2005 by 2030; carbon-free aspiration by 2050 | 1 | 1 | 1 | 1 | 0 | 0 | 0 | 0 | 0 | 0 | 0 | 1 | 1 | 0 | 1 | 0 | SCO | 0 | 1 | SCO | 0 | NPCA, NPS | 0 | Salt Creek Wilderness | 178.3905 | 24.5293 | 7.6024 | 1 | 18540093 | 1740043 | 0.33 | 1938661 | 209.1317 | 5-Year Average | 31.6% | 5-Year Average | 209.2116 | 1480965.6 | 15187302.228 | 1588680.0354 | 50.14% | 32 | 12.0755 | 0 | 12.0755 | [10 empty] | 528.6637 | 174.1418 | 360.8582 | 46.85% | 1480965.6 | 2195645.3643 | 22516343.2104 | 20.9212 | 235534.0296 | 1353146.0058 | 837957578.3182 | 1 | 0 | 2322.1244 | 22.2602 | 7.4232 | 13.2235 | 21.1265 | 0 | 77.6638 | 28.6128 | 31.3156 | 2322.1244 |  | 13.2235 | 22.2602 | 32.55% | 48.26% |  |  | 214.13
[15 empty] | 56319_B_1 | 56319 | B | 1 | 89633 | Coal Steam | Wyoming | 56005 | 90 | 90 | FALSE | 11967 | 2008 | 2048 | 56 | 35.6632 | 0 | 35.6632 | Wyoming | 4.82 | Wyoming | -28.91 | John Twitty Energy Center | 6195_B_1 | 6195 | B | 1 | 2843 | Coal Steam | 0 | SPP_N | Missouri | 29 | Greene | 77 | 29077 | 184 | 10328 | 1976 | 0 | wall | dry | N | Subbituminous | 0 | 0 | 0 | LA | SCR | 2009 | 0 | B | 0 | ACI | 2015 | 0 | 1.2 | 0.3705 | 0.08378 | 0.3705 | 0.08378 | 0.1 | 0.1 | 0.1 | 0 | 0 | 0 | 0 | 0 | 0 | 0 | 0 | Springfield MO (City of) | 100 | Springfield MO (City of) | 100 | needs_active | 6195_G_ST1 | 1 | 0 | MO | 37.1517 | -93.388 | Municipally-Owned Utility | RE | SOUTHERN STAR CENTRAL GAS PIPELINE | 0 | 7587867 | 767860.4 | 43.6% | 40%-60% | 3913944.6 | 1787.2 | 394.6 | 786828 | 3 | 215.4 | 4 | 1 | 0.45466 | 0.11035 | 205.0793 | 3.7534e-07 | 0.1243 | 0.47107 | 0.10401 | 207.3911 | 3.9537e-07 | 0.11007 | 0.00082888 | 0.00020722 | 391585 | 235055 | 102248 | 0 | 1 | 1 | Cofire Source | 0.63 | 0.27 | CAMD | CAMD | 0 | 0 | 0 | 1 | 1 | 0 | 0 | 0 | 0 | 0 | 0 | 0 | 0 | 0-200 | 46 | 40-59 | 6 | 5-6 Low | 0 | 0 | 0 | 0 | 0 | 0 | 0 | 91 | 45 | 73 | 77 | 1 | 0 | 0 | 0 | 0 | 0 | 0 | 0 | 0 | 0 | 0 | 0 | 0 | 0 | 0 | 1 | 1 | 0 | 1 | 0 | CO | 0 | 1 | CO | 0 | NPCA, NPS | 1 | Hercules-Glades Wilderness | 60.8933 | 29.3497 | 6.4802 | 1 | 4297540 | 431782 | 0.25 | 446583 | 207.8319 | 5-Year Average | 43.6% | 5-Year Average | 207.3911 | 702762.24 | 7258128.4147 | 752635.5779 | 40.09% | 101 | 24.1031 | 75 | 23.8645 | [10 empty] | 183.1151 | 60.3181 | 123.6819 | 64.86% | 702762.24 | 1045490.5348 | 10797826.2437 | 20.7391 | 111968.6472 | 640666.9307 | 290246264.1651 | 1 | 72561566.0413 | 2346.7158 | 32.3437 | 7.5553 | 13.3176 | 33.01 | 0 | 77.4895 | 23.4763 | 25.7517 | 2346.7158 |  | 13.3176 | 32.3437 | 32.78% | 48.77% |  |  | 214.13
[15 empty] | 564_B_1 | 564 | B | 1 | 368 | Coal Steam | Florida | 12095 | 460 | 926 | TRUE | 10643 | 1987 | 2021 | 999 | 59.4075 | 0 | 12.9428 | Florida | 4.82 | Atlantic Offshore |  | John Twitty Energy Center | 6195_B_2 | 6195 | B | 2 | 90438 | Coal Steam | 0 | SPP_N | Missouri | 29 | Greene | 77 | 29077 | 275 | 10188 | 1976 | 0 | wall | dry | N | Subbituminous | Dry Scrubber | 2011 | 0.95 | AA + LNB | SCR | 2011 | 0 | B | 0 | ACI | 2011 | 0 | 0.095 | 0.07053 | 0.07053 | 0.07053 | 0.07053 | 0.1 | 0.1 | 0.1 | 0.99 | 0 | 0 | 0 | 0 | 0 | 0 | 0 | Springfield MO (City of) | 100 | Springfield MO (City of) | 100 | needs_active | 6195_G_ST2 | 1 | 0 | MO | 37.1517 | -93.388 | Municipally-Owned Utility | RE | SOUTHERN STAR CENTRAL GAS PIPELINE | 0 | 14165827.6 | 1548182.6 | 59.4% | 40%-60% | 6893102.4 | 572.2 | 506.6 | 1481920.2 | 8.6 | 244.2 | 6 | 0 | 0.08124 | 0.073355 | 209.187 | 5.3762e-07 | 0.072666 | 0.080786 | 0.071524 | 209.2247 | 6.0709e-07 | 0.070853 | 0.0010709 | 0 | 1356212 | 795811 | 56084 | 0 | 1 | 1 | Cofire Source | 0.34 | 0.27 | CAMD | CAMD | 0 | 0 | 0 | 1 | 1 | 1 | 0 | 1 | 0 | 0 | 0 | 0 | 0 | 200-400 | 46 | 40-59 | 2 | 0-2 High | 0 | 0 | 0 | 0 | 0 | 0 | 0 | 91 | 45 | 73 | 77 | 1 | 0 | 0 | 0 | 0 | 0 | 0 | 0 | 0 | 0 | 0 | 0 | 0 | 0 | 0 | 1 | 1 | 0 | 0 | 0 | 0 | 0 | 0 | 0 | 0 | NPCA, NPS | 1 | Hercules-Glades Wilderness | 60.8933 | 9.3968 | 8.3195 | 0 | 13657100 | 1518382 | 0.57 | 1429823 | 209.389 | 5-Year Average | 59.4% | 5-Year Average | 209.2247 | 1430946 | 14578477.848 | 1525088.503 | 59.91% | 101 | 18.6024 | 75 | 18.4182 | [10 empty] | 269.9676 | 88.9273 | 186.0727 | 87.79% | 1430946 | 2114819.7162 | 21545783.269 | 20.9225 | 225395.4541 | 1299693.0489 | 427911754.4073 | 0 | 106977938.6018 | 2299.7023 | 27.2578 | 7.3035 | 13.1371 | 27.3462 | 0 | 77.2034 | 4.6742 | 5.1462 | 2299.7023 |  | 13.1371 | 27.2578 | 32.34% | 47.79% |  |  | 214.13
[15 empty] | 564_B_2 | 564 | B | 2 | 369 | Coal Steam | Florida | 12095 | 466 | 926 | TRUE | 10373 | 1996 | 9999 | 999 | 59.4075 | 0 | 12.9428 | Florida | 4.82 | Atlantic Offshore |  | Laramie River Station | 6204_B_1 | 6204 | B | 1 | 2844 | Coal Steam | 0 | WECC_WY | Wyoming | 56 | Platte | 31 | 56031 | 570 | 10218 | 1980 | 0 | wall | dry | N | Subbituminous | Wet Scrubber | 1980 | 0.9 | LNB + OFA | SCR | 2019 | 0 | ESPH | No | ACI | 2015 | 0 | 0.12 | 0.247 | 0.05999 | 0.247 | 0.05999 | 0.1 | 0.1 | 0.1 | 0.95 | 0 | 0 | 0 | 0 | 0 | 0 | Yes | Western Minnesota Municipal Power Agency | 49.3 | Western Minnesota Municipal Power Agency | 49.3 | needs_active | 6204_G_1 | 1 | 0 | WY | 42.1089 | -104.8825 | Cooperative | RE | NORTHERN BORDER P L CO | 0 | 26906357.6 | 2326550.8 | 40.8% | 40%-60% | 12825742.8 | 1298.6 | 1381 | 2821938 | 16.6 | 639.8 | 95 | 0 | 0.090827 | 0.047997 | 209.76 | 6.7984e-07 | 0.049477 | 0.096527 | 0.10265 | 209.7599 | 6.1695e-07 | 0.099768 | 0.0058414 | 0 | 1617986 | 1013616 | 0 | 15494 | 1 | 0 | 0 | 0 | 0 | 0 | 0 | 0 | 1 | 0 | 0 | 1 | 1 | 0 | 0 | 0 | 0 | 0 | 0 | 0 | 400-600 | 42 | 40-59 | 5 | 5-6 Low | 0 | 0 | 0 | 0 | 0 | 0 | 0 | 11 | 45 | 13 | 47 | 0 | 0 | 0 | 0 | 0 | 0 | 0 | 0 | 0 | 0 | 0 | 0 | 0 | 0 | 0 | 1 | 1 | 0 | 1 | 0 | CO | 0 | 1 | CO | 0 | NPCA, NPS | 1 | Rawah Wilderness | 164.2266 | 7.9074 | 8.4091 | 0 | 21211423 | 1770102 | 0.32 | 2224656 | 209.7602 | 5-Year Average | 40.8% | 5-Year Average | 209.7599 | 2037225.6 | 20816371.1808 | 2183220.4021 | 33.33% | 101 | 11.7643 | 2 | 11.6479 | 2407.2952 | 10.58 | 4.59 | 30.3991 | 0.32417 | 0.47967 | 4.82 | 11.28 |  |  | 561.217 | 184.8649 | 385.1351 | 60.38% | 2037225.6 | 3015093.8946 | 30808229.4148 | 20.976 | 323116.6202 | 1860103.7818 | 889556096.2003 | 0 | 0 | 2309.7246 | 21.9356 | 7.357 | 13.1758 | 20.6554 | -2.6287e-15 | 77.6099 | 13.3565 | 14.6283 | 2309.7246 |  | 13.1758 | 21.9356 | 32.43% | 48% |  |  | 214.13
[15 empty] | 56456_B_BLR1 | 56456 | B | BLR1 | 90208 | Coal Steam | Arkansas | 5093 | 680 | 680 | TRUE | 9682 | 2010 | 9999 | 181 | 19.5937 | 53 | 10.8253 | Arkansas | 4.82 | Indiana | -28.91 | Laramie River Station | 6204_B_2 | 6204 | B | 2 | 2845 | Coal Steam | 0 | WECC_WY | Wyoming | 56 | Platte | 31 | 56031 | 570 | 10164 | 1981 | 0 | wall | dry | N | Subbituminous | Wet Scrubber | 1981 | 0.9 | LNB + OFA | SNCR | 0 | 2018 | ESPH | No | ACI | 2015 | 0 | 0.12 | 0.14109 | 0.14109 | 0.14109 | 0.14109 | 0.1 | 0.1 | 0.1 | 0.95 | 0 | 0 | 0 | 0 | 0 | 0 | Yes | Basin Electric Power Coop | 59.21 | Basin Electric Power Coop | 59.21 | needs_active | 6204_G_2 | 1 | 0 | WY | 42.1089 | -104.8825 | Cooperative | RE | NORTHERN BORDER P L CO | 0 | 39919358 | 3872024.4 | 65% | 60%-80% | 17550553.2 | 1978 | 2940 | 4186739.6 | 29.2 | 1292.2 | 114 | 0 | 0.097573 | 0.14265 | 209.7596 | 8.1024e-07 | 0.14257 | 0.0991 | 0.1473 | 209.7599 | 7.3147e-07 | 0.14725 | 0.0053643 | 0 | 3342989 | 1999639 | 0 | 10471 | 1 | 0 | 0 | 0 | 0 | 0 | 0 | 0 | 1 | 1 | 0 | 0 | 1 | 0 | 0 | 0 | 0 | 0 | 0 | 0 | 400-600 | 41 | 40-59 | 6 | 5-6 Low | 0 | 0 | 0 | 0 | 0 | 0 | 0 | 11 | 45 | 13 | 47 | 0 | 0 | 0 | 0 | 0 | 0 | 0 | 0 | 0 | 0 | 0 | 0 | 0 | 0 | 0 | 1 | 1 | 1 | 1 | 0 | SCO | 0 | 1 | SCO | 0 | NPCA, NPS | 1 | Rawah Wilderness | 164.2266 | 12.0443 | 17.9021 | 1 | 37916026 | 3598009 | 0.62 | 3976633 | 209.76 | 5-Year Average | 65% | 5-Year Average | 209.7599 | 3245580 | 32988075.12 | 3459787.1146 | 33.33% | 101 | 11.8019 | 2 | 11.6851 | [10 empty] | 558.251 | 183.8879 | 386.1121 | 95.96% | 3245580 | 4791304.309 | 48698816.9971 | 20.976 | 510752.8673 | 2949034.2473 | 884854977.6649 | 0 | 0 | 2291.7048 | 21.9356 | 7.261 | 13.1062 | 20.5886 | 0 | 77.2336 | -5.1976 | -5.7203 | 2291.7048 |  | 13.1062 | 21.9356 | 32.26% | 47.63% |  |  | 214.13
[15 empty] | 56564_B_1 | 56564 | B | 1 | 90325 | Coal Steam | Arkansas | 5057 | 609 | 609 | TRUE | 9102 | 2012 | 9999 | 40 | 12.0006 | 14 | 12.0006 | Texas Onshore | 4.82 | Arkansas | -28.91 | Laramie River Station | 6204_B_3 | 6204 | B | 3 | 2846 | Coal Steam | 0 | WECC_WY | Wyoming | 56 | Platte | 31 | 56031 | 570 | 10137 | 1982 | 0 | wall | dry | N | Subbituminous | Dry Scrubber | 1984 | 0.85 | LNB + OFA | SNCR | 0 | 2018 | ESPH | No | ACI | 2015 | 0 | 0.12 | 0.3034 | 0.1432 | 0.3034 | 0.1432 | 0.1 | 0.1 | 0.1 | 0.9 | 0 | 0 | 0 | 0 | 0 | 0 | Yes | Basin Electric Power Coop | 59.21 | Basin Electric Power Coop | 59.21 | needs_active | 6204_G_3 | 1 | 0 | WY | 42.1089 | -104.8825 | Cooperative | RE | NORTHERN BORDER P L CO | 0 | 43706051.2 | 3781628.6 | 64.4% | 60%-80% | 17860944 | 2673.8 | 3215.4 | 4583888.6 | 36.6 | 1314.4 | 130 | 0 | 0.12687 | 0.14091 | 209.7597 | 8.5473e-07 | 0.14125 | 0.12235 | 0.14714 | 209.7599 | 8.3741e-07 | 0.14718 | 0.0060863 | 0 | 4071158 | 2444953 | 0 | 10517 | 1 | 0 | 0 | 0 | 0 | 0 | 0 | 0 | 1 | 1 | 0 | 0 | 1 | 0 | 0 | 0 | 0 | 0 | 0 | 0 | 400-600 | 40 | 40-59 | 6 | 5-6 Low | 0 | 0 | 0 | 0 | 0 | 0 | 0 | 11 | 45 | 13 | 47 | 0 | 0 | 0 | 0 | 0 | 0 | 0 | 0 | 0 | 0 | 0 | 0 | 0 | 0 | 0 | 1 | 1 | 1 | 1 | 0 | SCO | 0 | 1 | SCO | 0 | NPCA, NPS | 1 | Rawah Wilderness | 164.2266 | 16.2812 | 19.5791 | 1 | 51841664 | 4368183 | 0.76 | 5437153 | 209.76 | 5-Year Average | 64.4% | 5-Year Average | 209.7599 | 3215620.8 | 32596748.0496 | 3418745.4066 | 33.33% | 101 | 11.8208 | 2 | 11.7038 | [10 empty] | 556.7681 | 183.3994 | 386.6006 | 94.95% | 3215620.8 | 4741078.753 | 48060315.3188 | 20.976 | 504056.3617 | 2914689.045 | 882504418.3972 | 0 | 0 | 2282.7291 | 21.9356 | 7.2133 | 13.0714 | 20.5552 | -3.3435e-15 | 77.0453 | -4.919 | -5.4268 | 2282.7291 |  | 13.0714 | 21.9356 | 32.18% | 47.44% |  |  | 214.13
[15 empty] | 56596_B_1 | 56596 | B | 1 | 90109 | Coal Steam | Wyoming | 56005 | 100 | 100 | FALSE | 11509 | 2010 | 9999 | 56 | 33.977 | 0 | 33.977 | Wyoming | 4.82 | Wyoming | -28.91 | Pawnee | 6248_B_1 | 6248 | B | 1 | 2866 | Coal Steam | 0 | WECC_CO | Colorado | 8 | Morgan | 87 | 8087 | 505 | 10769 | 1981 | 0 | wall | dry | N | Subbituminous | Dry Scrubber | 2014 | 0.9 | LNBO | SCR | 2014 | 0 | B | 0 | ACI | 2011 | 0 | 0.12 | 0.2342 | 0.05388 | 0.2342 | 0.05388 | 0.1 | 0.1 | 0.1 | 0.95 | 0 | 0 | 0 | 0 | C2G | 2028 | Yes | Public Service Co of Colorado | 100 | Xcel Energy Inc | 100 | needs_active | 6248_G_1 | 1 | 0 | CO | 40.2217 | -103.6803 | Investor-Owned Utility | RE | PUB SERVICE CO OF COLORADO | 0 | 35875922 | 3315864.8 | 61% | 60%-80% | 15154930.8 | 1642.4 | 990 | 3761197.6 | 22 | 415.2 | 44 | 0 | 0.089545 | 0.053186 | 209.6919 | 6.9112e-07 | 0.055978 | 0.09156 | 0.05519 | 209.6781 | 6.1322e-07 | 0.054794 | 0.0021078 | 0 | 2510140 | 1666968 | 109647 | 0 | 1 | 1 | Energy Source | 0.09 | 0.09 | CAMD | CAMD | 0 | 0 | 0 | 1 | 1 | 1 | 0 | 1 | 0 | 0 | 1 | 0 | 1 | 400-600 | 41 | 40-59 | 6 | 5-6 Low | 0 | 0 | 0 | 0 | 0 | 0 | 0 | 30 | 77 | 19 | 83 | 1 | 0 | 0 | 80% below 2005 by 2030; carbon-free aspiration by 2050 | 1 | 1 | 1 | 1 | 0 | 0 | 0 | 0 | 0 | 0 | 0 | 0 | 0 | 0 | 0 | 0 | 0 | 0 | 0 | 0 | 0 | 0 | 0 | Rocky Mountain NP | 155.5379 | 10.5595 | 6.365 | 1 | 29406384 | 2742794 | 0.5 | 3082683 | 209.6608 | 5-Year Average | 61% | 5-Year Average | 209.6781 | 2698518 | 29060340.342 | 3046658.49 | 100% | 44 | 12.14 | 0 | 12.14 | 2604.3102 | 10.58 | 4.59 | 33.4209 | 0.34161 | 0.51886 | 9.64 | 12.43 |  | 1 | 524.0308 | 172.6157 | 332.3843 | 92.68% | 2698518 | 4099928.1002 | 44152125.711 | 20.9678 | 462886.6939 | 2583771.7961 | 830614180.6839 | 0 | 0 | 2498.9576 | 22.5742 | 8.3889 | 13.8863 | 22.2268 | 0 | 81.3856 | -1.794 | -1.8736 | 2498.9576 |  | 13.8863 | 22.5742 | 34.18% | 51.93% |  |  | 214.13
[15 empty] | 56609_B_1 | 56609 | B | 1 | 90531 | Coal Steam | Wyoming | 56005 | 380 | 380 | TRUE | 10552 | 2011 | 9999 | 64 | 14.6467 | 0 | 14.6467 | Wyoming | 4.82 | Wyoming | -28.91 | Winyah | 6249_B_1 | 6249 | B | 1 | 2867 | Coal Steam | 0 | S_VACA | South Carolina | 45 | Georgetown | 43 | 45043 | 275 | 10751 | 1975 | 2029 | wall | dry | N | Bituminous | Wet Scrubber | 2007 | 0.982 | LNBO | SCR | 2004 | 0 | ESPC + WS | No | 0 | 0 | 0 | 2.85 | 0.08072 | 0.08072 | 0.08072 | 0.08072 | 0.05 | 0.1 | 0.56 | 0.99 | 0 | 0 | 0 | 0 | 0 | 0 | 0 | Santee Cooper | 100 | Santee Cooper | 100 | needs_active | 6249_G_1 | 1 | 0 | SC | 33.3318 | -79.3572 | State-Owned Utility | RE | 0 | 0 | 7699848.8 | 785589.8 | 27% | 20%-40% | 3722503.8 | 264.2 | 298.8 | 790003.6 | 4.2 | 140.4 | 27 | 0 | 0.070658 | 0.07971 | 205.1999 | 4.7285e-07 | 0.079125 | 0.068625 | 0.077612 | 205.1998 | 5.4547e-07 | 0.075433 | 0.0098735 | 0 | 201449 | 101739 | 0 | 5905 | 1 | 0 | 0 | 0 | 0 | 0 | 0 | 0 | 1 | 0 | 0 | 1 | 1 | 0 | 0 | 0 | 0 | 0 | 1 | 1 | 200-400 | 47 | 40-59 | 5 | 5-6 Low | 0 | 0 | 0 | 1 | 0 | PM | 1 | 46 | 70 | 41 | 82 | 1 | 1 | 0 | 0 | 0 | 0 | 0 | 0 | 0 | Permanent cessation of coal combustion | 2028 | 1 | 0 | 0 | 0 | 0 | 0 | 0 | 0 | 0 | 0 | 0 | 1 | CO | 0 | NPCA, NPS | 0 | Cape Romain Wilderness | 24.6791 | 10.7054 | 12.1074 | 1 | 2510481 | 253047 | 0.09 | 257577 | 205.2013 | 5-Year Average | 27% | 5-Year Average | 205.1998 | 650430 | 6992772.93 | 717457.6972 | 24.34% | 335 | 59.5802 | 6 | 17.7851 | [9 empty] | 1 | 273.2716 | 90.0157 | 184.9843 | 40.14% | 650430 | 966937.2916 | 10395542.8218 | 20.52 | 106658.1496 | 610799.5476 | 433148748.7866 | 0 | 0 | 2341.5429 | 27.2578 | 7.8474 | 13.2979 | 27.4252 | 0 | 79.821 | 44.6668 | 47.5649 | 2341.5429 |  | 13.2979 | 27.2578 | 32.73% | 48.66% |  |  | 205.4
[15 empty] | 56611_B_S01 | 56611 | B | S01 | 90551 | Coal Steam | Texas | 48309 | 933 | 933 | TRUE | 9330 | 2013 | 9999 | 47 | 9.1933 | 11 | 9.1933 | Texas Onshore | 4.82 | Texas Onshore | -28.91 | Winyah | 6249_B_2 | 6249 | B | 2 | 2868 | Coal Steam | 0 | S_VACA | South Carolina | 45 | Georgetown | 43 | 45043 | 285 | 10687 | 1977 | 2029 | wall | dry | N | Bituminous | Wet Scrubber | 2007 | 0.98 | OFA | SCR | 2003 | 0 | ESPC + WS | No | 0 | 0 | 0 | 1.2 | 0.0875 | 0.0875 | 0.0875 | 0.0875 | 0.05 | 0.1 | 0.56 | 0.99 | 0 | 0 | 0 | 0 | 0 | 0 | 0 | Santee Cooper | 100 | Santee Cooper | 100 | needs_active | 6249_G_2 | 1 | 0 | SC | 33.3318 | -79.3572 | State-Owned Utility | RE | 0 | 0 | 6061530 | 613854 | 18% | 0%-20% | 2928254.6 | 239.8 | 284 | 621913.2 | 2.6 | 116.8 | 39 | 0 | 0.066957 | 0.078282 | 205.2 | 3.9737e-07 | 0.070699 | 0.079122 | 0.093706 | 205.2001 | 4.2893e-07 | 0.079774 | 0.03538 | 0 | 280465 | 145632 | 0 | 11549 | 1 | 0 | 0 | 0 | 0 | 0 | 0 | 0 | 1 | 0 | 0 | 1 | 1 | 0 | 0 | 0 | 0 | 0 | 1 | 1 | 200-400 | 45 | 40-59 | 5 | 5-6 Low | 0 | 0 | 0 | 1 | 0 | PM | 1 | 46 | 70 | 41 | 82 | 1 | 1 | 0 | 0 | 0 | 0 | 0 | 0 | 0 | Permanent cessation of coal combustion | 2028 | 1 | 0 | 0 | 0 | 0 | 0 | 0 | 0 | 1 | 0 | SCO | 1 | SCO | 0 | NPCA, NPS | 0 | Cape Romain Wilderness | 24.6791 | 9.7167 | 11.5077 | 1 | 3839004 | 373017 | 0.11 | 393880 | 205.1991 | Floor Used | 20% | 5-Year Average | 205.2001 | 499320 | 5336232.84 | 547497.6848 | 25.22% | 335 | 58.4443 | 6 | 17.4461 | [9 empty] | 1 | 281.5228 | 92.7336 | 192.2664 | 29.65% | 499320 | 740151.2454 | 7909996.3593 | 20.52 | 81156.5916 | 466341.0932 | 446227342.3396 | 0 | 0 | 2320.8808 | 26.897 | 7.7318 | 13.2187 | 26.9221 | 0 | 79.386 | 70.365 | 75.3411 | 2320.8808 |  | 13.2187 | 26.897 | 32.54% | 48.23% |  |  | 205.4
[15 empty] | 56671_B_UHA01 | 56671 | B | UHA01 | 90398 | Coal Steam | West Virginia | 54061 | 700 | 700 | TRUE | 8904 | 2011 | 9999 | 999 | 11.1842 | 0 | 11.1842 | Pennsylvania | 9.64 | West Virginia |  | Winyah | 6249_B_3 | 6249 | B | 3 | 2869 | Coal Steam | 0 | S_VACA | South Carolina | 45 | Georgetown | 43 | 45043 | 285 | 10784 | 1980 | 2029 | wall | dry | N | Bituminous | Wet Scrubber | 1980 | 0.969 | LNB + OFA | SCR | 2004 | 0 | ESPC + WS | No | 0 | 0 | 0 | 0.52 | 0.0846 | 0.0846 | 0.0846 | 0.0846 | 0.05 | 0.1 | 0.56 | 0.99 | 0 | 0 | 0 | 0 | 0 | 0 | 0 | Santee Cooper | 100 | Santee Cooper | 100 | needs_active | 6249_G_3 | 1 | 0 | SC | 33.3318 | -79.3572 | State-Owned Utility | RE | 0 | 0 | 4608332.6 | 426821.8 | 13.6% | 0%-20% | 2305042 | 378.8 | 184.8 | 472814.6 | 2.2 | 92 | 18 | 0 | 0.2272 | 0.075668 | 205.1997 | 4.9263e-07 | 0.075712 | 0.1644 | 0.080203 | 205.1999 | 4.774e-07 | 0.079825 | 0.015671 | 0 | 115416 | 62053 | 0 | 2578 | 1 | 0 | 0 | 0 | 0 | 0 | 0 | 0 | 1 | 0 | 0 | 1 | 1 | 0 | 0 | 0 | 0 | 0 | 1 | 1 | 200-400 | 42 | 40-59 | 5 | 5-6 Low | 0 | 0 | 0 | 1 | 0 | PM | 1 | 46 | 70 | 41 | 82 | 1 | 1 | 0 | 0 | 0 | 0 | 0 | 0 | 0 | Permanent cessation of coal combustion | 2028 | 1 | 0 | 0 | 0 | 0 | 0 | 0 | 0 | 1 | 0 | SCO | 1 | SCO | 0 | NPCA, NPS | 0 | Cape Romain Wilderness | 24.6791 | 15.349 | 7.4881 | 1 | 1693987 | 161471 | 0.05 | 173803 | 205.1999 | Floor Used | 20% | 5-Year Average | 205.1999 | 499320 | 5384666.88 | 552466.4424 | 25.22% | 335 | 58.1043 | 6 | 17.3446 | [9 empty] | 1 | 284.0781 | 93.5753 | 191.4247 | 29.78% | 499320 | 743405.6809 | 8016886.8627 | 20.52 | 82253.2027 | 470213.2397 | 450277501.6179 | 0 | 0 | 2352.2436 | 26.897 | 7.9074 | 13.3387 | 27.0472 | -2.6654e-15 | 80.0451 | 71.0513 | 75.4494 | 2352.2436 |  | 13.3387 | 26.897 | 32.83% | 48.88% |  |  | 205.4
[15 empty] | 56786_B_1 | 56786 | B | 1 | 90511 | Coal Steam | North Dakota | 38093 | 92 | 92 | FALSE | 8300 | 2014 | 9999 | 370 | 170.7908 | 2 | 46.1597 | North Dakota | 4.82 | Wyoming | -28.91 | Winyah | 6249_B_4 | 6249 | B | 4 | 2870 | Coal Steam | 0 | S_VACA | South Carolina | 45 | Georgetown | 43 | 45043 | 285 | 10803 | 1981 | 2029 | wall | dry | N | Bituminous | Wet Scrubber | 1981 | 0.976 | LNB + OFA | SCR | 2005 | 0 | ESPC + WS | No | 0 | 0 | 0 | 0.52 | 0.1005 | 0.1005 | 0.1005 | 0.1005 | 0.05 | 0.1 | 0.56 | 0.99 | 0 | 0 | 0 | 0 | 0 | 0 | 0 | Santee Cooper | 100 | Santee Cooper | 100 | needs_active | 6249_G_4 | 1 | 0 | SC | 33.3318 | -79.3572 | State-Owned Utility | RE | 0 | 0 | 2481275.8 | 244617.6 | 8% | 0%-20% | 1149767.25 | 91.2 | 110 | 254578.4 | 0.6 | 51 | 16 | 0 | 0.087891 | 0.098232 | 205.2006 | 0 | 0 | 0.073511 | 0.088664 | 205.1996 | 2.4181e-07 | 0.088714 | 0.007188 | 0 | 114981 | 61666 | 0 | 3306 | 1 | 0 | 0 | 0 | 0 | 0 | 0 | 0 | 1 | 0 | 0 | 1 | 1 | 0 | 0 | 0 | 0 | 0 | 1 | 1 | 200-400 | 41 | 40-59 | 5 | 5-6 Low | 0 | 0 | 0 | 1 | 0 | PM | 1 | 46 | 70 | 41 | 82 | 1 | 1 | 0 | 0 | 0 | 0 | 0 | 0 | 0 | Permanent cessation of coal combustion | 2028 | 1 | 0 | 0 | 0 | 0 | 0 | 0 | 0 | 0 | 0 | 0 | 1 | CO | 0 | NPCA, NPS | 0 | Cape Romain Wilderness | 24.6791 | 3.6954 | 4.4572 | 0 | 1486677 | 142659 | 0.05 | 152533 | 205.1999 | Floor Used | 20% | 5-Year Average | 205.1996 | 499320 | 5394153.96 | 553439.1157 | 25.22% | 335 | 58.0383 | 6 | 17.3249 | [9 empty] | 1 | 284.5786 | 93.7402 | 191.2598 | 29.8% | 499320 | 744046.5025 | 8037934.3663 | 20.52 | 82469.0456 | 470970.0701 | 451070831.7858 | 0 | 0 | 2358.4192 | 26.897 | 7.9421 | 13.3622 | 27.0716 | 0 | 80.1739 | 71.1862 | 75.4713 | 2358.4192 |  | 13.3622 | 26.897 | 32.89% | 49.01% |  |  | 205.4
[15 empty] | 56808_B_1 | 56808 | B | 1 | 90448 | Coal Steam | Virginia | 51195 | 305 | 610 | TRUE | 9943 | 2012 | 9999 | 49 | 17.495 | 19 | 17.495 | Virginia | 4.82 | Kentucky | -28.91 | Ottumwa | 6254_B_1 | 6254 | B | 1 | 2874 | Coal Steam | 0 | MIS_IA | Iowa | 19 | Wapello | 179 | 19179 | 725 | 10369 | 1981 | 0 | tangential | wet | N | Subbituminous | Dry Scrubber | 2014 | 0.9 | LNC2 | SCR | 2018 | 0 | ESPH + B | Yes | ACI | 2014 | 0 | 0.075 | 0.2154 | 0.07999 | 0.2154 | 0.07999 | 0.1 | 0.1 | 0.1 | 0.95 | 0 | 0 | 0 | 0 | 0 | 0 | 0 | MidAmerican Energy Co | 52 | Berkshire Hathaway Inc | 52 | needs_active | 6254_G_1 | 1 | 0 | IA | 41.0961 | -92.5558 | Investor-Owned Utility | RE | 0 | 0 | 41314094.2 | 3936647.4 | 46.8% | 40%-60% | 19489537.8 | 1249.2 | 2112 | 4332240.2 | 34.2 | 1046.8 | 85 | 0 | 0.064512 | 0.062458 | 209.7136 | 8.5617e-07 | 0.061717 | 0.060473 | 0.10224 | 209.7221 | 8.278e-07 | 0.10742 | 0.0036604 | 0 | 3790697 | 2439673 | 0 | 17303 | 1 | 0 | 0 | 0 | 0 | 0 | 0 | 0 | 1 | 0 | 1 | 1 | 1 | 0 | 1 | 0 | 0 | 0 | 0 | 0 | 600-800 | 41 | 40-59 | 6 | 5-6 Low | 0 | 0 | 0 | 0 | 0 | 0 | 0 | 9 | 0 | 24 | 3 | 0 | 0 | 0 | 0 | 0 | 0 | 0 | 0 | 0 | 0 | 0 | 0 | F1 | 0 | 1 | 0 | 0 | 0 | 0 | 0 | 0 | 0 | 1 | CO | 0 | NPCA, NPS | 0 | Hercules-Glades Wilderness | 486.5084 | 2.5677 | 4.3411 | 0 | 42568485 | 4098452 | 0.48 | 4463912 | 209.7285 | 5-Year Average | 46.8% | 5-Year Average | 209.7221 | 2972268 | 30819446.892 | 3231760.2347 | 100% | 187 | 18.7207 | 65 | 10.0111 | 2459.9504 | 10.58 | 3.52 | 29.4601 | 0.32886 | 0.49001 | 4.82 | 24.7 |  |  | 724.3774 | 238.6099 | 486.3901 | 69.76% | 2972268 | 4430382.9718 | 45938641.0343 | 20.9722 | 481717.5138 | 2750042.7209 | 1148173363.1548 | 0 | 0 | 2360.602 | 20.8749 | 7.6301 | 13.3705 | 19.2744 | 0 | 78.6449 | 5.6678 | 6.1258 | 2360.602 |  | 13.3705 | 20.8749 | 32.91% | 49.06% |  |  | 214.13
[15 empty] | 56808_B_2 | 56808 | B | 2 | 90449 | Coal Steam | Virginia | 51195 | 305 | 610 | TRUE | 9943 | 2012 | 9999 | 49 | 17.495 | 19 | 17.495 | Virginia | 4.82 | Kentucky | -28.91 | Scherer | 6257_B_2 | 6257 | B | 2 | 2876 | Coal Steam | 0 | S_SOU | Georgia | 13 | Monroe | 207 | 13207 | 860 | 10756 | 1984 | 0 | tangential | dry | N | Subbituminous | Wet Scrubber | 2013 | 0.98 | OFA | SCR | 2013 | 0 | ESPH + B + WS | No | ACI | 2009 | 0 | 1.2 | 0.20193 | 0.06349 | 0.20193 | 0.06349 | 0.1 | 0.1 | 0.1 | 0.99 | 0 | 0 | 0 | 0 | 0 | 0 | 0 | Oglethorpe Power Corp | 60 | Oglethorpe Power Corp | 60 | needs_active | 6257_G_2 | 1 | 0 | GA | 33.0606 | -83.8075 | Investor-Owned Utility | RE | 0 | 0 | 27880798.8 | 2768879 | 31.2% | 20%-40% | 16165009.2 | 240.4 | 1684.8 | 2924138.2 | 11.4 | 509 | 34 | 1 | 0.015234 | 0.083972 | 209.7598 | 4.2657e-07 | 0.063769 | 0.017245 | 0.12086 | 209.76 | 4.0888e-07 | 0.062976 | 0.0015592 | 4.586e-05 | 2896648 | 1902833 | 0 | 9887 | 1 | 0 | 0 | 0 | 0 | 0 | 0 | 0 | 1 | 0 | 1 | 1 | 1 | 0 | 1 | 0 | 0 | 0 | 0 | 0 | 800-1000 | 38 | 20-39 | 1 | 0-2 High | 0 | 0 | 0 | 0 | 0 | 0 | 0 | 54 | 83 | 80 | 82 | 1 | 0 | 0 | 0 | 0 | 0 | 0 | 0 | FGD wastewater | 0 | 0 | 1 | 0 | 0 | 0 | 0 | 0 | 0 | 0 | 0 | 0 | 0 | 1 | CO | 0 | NPCA, NPS | 0 | Cohutta Wilderness | 210.2793 | 1.1432 | 8.0122 | 0 | 34018148 | 3248208 | 0.38 | 3567824 | 209.76 | 5-Year Average | 31.2% | 5-Year Average | 209.76 | 2350483.2 | 25281797.2992 | 2651554.9206 | 25% | 274 | 24.325 | 27 | 8.8777 | 2570.9195 | 10.58 | 3.52 | 29.7459 | 0.33871 | 0.51221 | 4.82 | 15.85 |  |  | 891.3315 | 293.6046 | 566.3954 | 47.37% | 2350483.2 | 3568912.438 | 38387222.183 | 20.976 | 402605.1893 | 2248949.7313 | 1412803724.2204 | 0 | 0 | 2494.3772 | 20.2626 | 8.3634 | 13.8695 | 18.7657 | 0 | 81.3283 | 28.1924 | 29.4652 | 2494.3772 |  | 13.8695 | 20.2626 | 34.14% | 51.84% |  |  | 214.13
[15 empty] | 57046_B_CFB1 | 57046 | B | CFB1 | 88220 | Coal Steam | Nebraska | 31141 | 30 | 60 | FALSE | 10986 | 2009 | 9999 | 167 | 109.8117 | 97 | 65.7555 | Kansas | 4.82 | Kansas | -28.91 | Mountaineer | 6264_B_1 | 6264 | B | 1 | 2879 | Coal Steam | 0 | PJM_West | West Virginia | 54 | Mason | 53 | 54053 | 1299 | 9925 | 1980 | 2040 | wall | dry | N | Bituminous | Wet Scrubber | 2007 | 0.98 | LNB | SCR | 2002 | 0 | ESPC | No | 0 | 0 | 0 | 1 | 0.4463 | 0.08699 | 0.4463 | 0.08699 | 0.05 | 0.1 | 0.56 | 0.99 | 0 | 0 | 0 | 0 | 0 | 0 | 0 | Appalachian Power Co | 100 | American Electric Power Co Inc | 100 | needs_active | 6264_G_1 | 1 | 0 | WV | 38.9794 | -81.9344 | Investor-Owned Utility | RE | 0 | 0 | 67551774 | 7264513.6 | 64.6% | 60%-80% | 34619371.2 | 3560.2 | 2944.8 | 6930812.6 | 20.2 | 1529.6 | 292 | 0 | 0.087062 | 0.081087 | 205.2 | 3.0715e-07 | 0.080539 | 0.10541 | 0.087186 | 205.2 | 2.9903e-07 | 0.088367 | 0.0081085 | 0 | 8255230 | 3274523 | 0 | 26871 | 1 | 0 | 0 | 0 | 0 | 0 | 0 | 0 | 1 | 0 | 0 | 1 | 1 | 0 | 0 | 0 | 0 | 0 | 0 | 0 | 1000+ | 42 | 40-59 | 6 | 5-6 Low | 0 | 0 | 0 | 0 | 0 | 0 | 0 | 55 | 39 | 55 | 28 | 0 | 0 | 0 | 70% below 2000 by 2030; 80% below 2000 by 2050 | 1 | 1 | 1 | 1 | BATW | 0 | 0 | 1 | F1 | 0 | 1 | 1 | 1 | 0 | 1 | 0 | CO | 0 | 1 | CO | 0 | NPS | 0 | Otter Creek Wilderness | 193.5859 | 18.3908 | 15.2119 | 1 | 82296680 | 8934666 | 0.79 | 8443639 | 205.2 | 5-Year Average | 64.6% | 5-Year Average | 205.2 | 7350989.04 | 72958566.222 | 7485549.529 | 100% | 34 | 7.3624 | 0 | 7.3624 | 2197.8703 | 10.58 | 3.22 | 24.367 | 0.30452 | 0.43786 | 4.82 | 17.97 |  |  | 1191.6607 | 392.533 | 906.467 | 92.57% | 7350989.04 | 10534233.6261 | 104552268.7395 | 20.52 | 1072706.3682 | 6412843.1608 | 1888840016.5356 | 0 | 0 | 2083.7384 | 19.1513 | 6.4468 | 12.2762 | 15.4022 | 0 | 74.1522 | -10.7345 | -12.3049 | 2083.7384 |  | 12.2762 | 19.1513 | 30.22% | 43.3% |  |  | 205.4
[15 empty] | 57046_B_CFB2 | 57046 | B | CFB2 | 88221 | Coal Steam | Nebraska | 31141 | 30 | 60 | FALSE | 10986 | 2009 | 9999 | 167 | 109.8117 | 97 | 65.7555 | Kansas | 4.82 | Kansas | -28.91 | Crystal River | 628_B_4 | 628 | B | 4 | 442 | Coal Steam | 0 | FRCC | Florida | 12 | Citrus | 17 | 12017 | 712 | 10431 | 1982 | 2034 | wall | dry | N | Bituminous | Wet Scrubber | 2010 | 0.97 | LNB | SCR | 2010 | 0 | ESPC | No | 0 | 0 | 0 | 0.27 | 0.3859 | 0.04553 | 0.3859 | 0.04553 | 0.05 | 0.1 | 0.56 | 0.99 | 0 | 0 | 0 | 0 | 0 | 0 | 0 | Duke Energy Florida | 100 | Duke Energy Corp | 100 | needs_active | 628_G_ST4 | 1 | 0 | FL | 28.9656 | -82.6977 | Investor-Owned Utility | RE | Other - Please explain in pipeline notes below. | 0 | 31839844.2 | 3006376 | 39.4% | 20%-40% | 17123424.8 | 2252 | 797.2 | 3266765.6 | 8.6 | 413.4 | 95 | 6 | 0.12363 | 0.057506 | 205.1997 | 3.955e-07 | 0.051826 | 0.14146 | 0.050076 | 205.1998 | 2.701e-07 | 0.048285 | 0.0041899 | 0.00026462 | 2733290 | 1204237 | 0 | 20924 | 1 | 1 | 0 | 0 | 0 | 0 | 0 | 0 | 1 | 0 | 0 | 1 | 1 | 0 | 0 | 0 | 0 | 0 | 0 | 0 | 600-800 | 40 | 40-59 | 4 | 3-4 Moderate | 0 | 0 | 0 | 0 | 0 | 0 | 0 | 18 | 4 | 28 | 75 | 0 | 0 | 0 | 50% below 2005 by 2030; Net-zero by 2050 | 1 | 1 | 1 | 1 | 0 | 0 | 0 | 0 | 0 | 0 | 0 | 0 | 0 | 0 | 0 | 0 | 0 | 0 | 0 | 0 | 0 | NPCA, NPS | 0 | Chassahowitzka Wilderness | 21.3125 | 105.6657 | 37.4053 | 1 | 30305103 | 2917532 | 0.38 | 3109301 | 205.1998 | 5-Year Average | 39.4% | 5-Year Average | 205.1998 | 2457425.28 | 25633403.0957 | 2629985.2134 | 50.07% | 363 | 36.5994 | 3 | 10.0825 | 2356.1645 | 10.58 | 3.22 | 28.4802 | 0.31947 | 0.46945 | 4.82 | 15.85 |  |  | 686.4658 | 226.1218 | 485.8782 | 57.74% | 2457425.28 | 3601081.2971 | 37562879.0105 | 20.52 | 385394.8537 | 2244590.3597 | 1088081553.2419 | 0 | 0 | 2239.4123 | 20.9461 | 7.2817 | 12.9021 | 18.898 | 4.402e-15 | 77.6382 | 11.9197 | 13.0499 | 2239.4123 |  | 12.9021 | 20.9461 | 31.76% | 46.54% |  |  | 205.4
[15 empty] | 57953_B_COGEN | 57953 | B | COGEN |  | Coal Steam | Iowa | 19111 | 32 | 32 | FALSE | 8300 | 2007 | 9999 | 999 | 130.1959 | 1 | 65.7555 | Missouri | 4.82 | Missouri |  | Crystal River | 628_B_5 | 628 | B | 5 | 443 | Coal Steam | 0 | FRCC | Florida | 12 | Citrus | 17 | 12017 | 710 | 10391 | 1984 | 2034 | wall | dry | N | Bituminous | Wet Scrubber | 2009 | 0.97 | LNB | SCR | 2009 | 0 | ESPC | No | 0 | 0 | 0 | 0.27 | 0.2134 | 0.04939 | 0.2134 | 0.04939 | 0.05 | 0.1 | 0.56 | 0.99 | 0 | 0 | 0 | 0 | 0 | 0 | 0 | Duke Energy Florida | 100 | Duke Energy Corp | 100 | needs_active | 628_G_5 | 1 | 0 | FL | 28.9656 | -82.6977 | Investor-Owned Utility | RE | Other - Please explain in pipeline notes below. | 0 | 31809430 | 3116216 | 36.4% | 20%-40% | 15994961.6 | 2264.8 | 851 | 3263647 | 9.8 | 412 | 59 | 4 | 0.14029 | 0.067304 | 205.1998 | 2.3964e-07 | 0.055621 | 0.1424 | 0.053506 | 205.2 | 3.0808e-07 | 0.051516 | 0.0028755 | 0.00019495 | 1588324 | 772034 | 0 | 20689 | 1 | 1 | 0 | 0 | 0 | 0 | 0 | 0 | 1 | 0 | 0 | 1 | 1 | 0 | 0 | 0 | 0 | 0 | 0 | 0 | 600-800 | 38 | 20-39 | 4 | 3-4 Moderate | 0 | 0 | 0 | 0 | 0 | 0 | 0 | 18 | 4 | 28 | 75 | 0 | 0 | 0 | 50% below 2005 by 2030; Net-zero by 2050 | 1 | 1 | 1 | 1 | 0 | 0 | 0 | 0 | 0 | 0 | 0 | 0 | 0 | 0 | 0 | 0 | 0 | 0 | 0 | 0 | 0 | NPCA, NPS | 0 | Chassahowitzka Wilderness | 21.3125 | 106.2663 | 39.9296 | 1 | 18683339 | 1888289 | 0.21 | 1916910 | 205.1999 | 5-Year Average | 36.4% | 5-Year Average | 205.2 | 2263934.4 | 23524542.3504 | 2413617.6621 | 49.93% | 363 | 36.7425 | 3 | 10.1219 | 2356.1645 | 10.58 | 3.22 | 28.4802 | 0.31947 | 0.46945 | 4.82 | 15.85 |  |  | 681.9125 | 224.622 | 485.378 | 53.25% | 2263934.4 | 3311632.0498 | 34411168.6299 | 20.52 | 353058.5341 | 2060559.128 | 1080864373.0514 | 0 | 0 | 2226.8507 | 20.9573 | 7.2131 | 12.8526 | 18.8682 | 4.7867e-15 | 77.3642 | 15.9964 | 17.5752 | 2226.8507 |  | 12.8526 | 20.9573 | 31.64% | 46.28% |  |  | 205.4
[15 empty] | 59_B_1 | 59 | B | 1 | 56 | Coal Steam | Nebraska | 31079 | 100 | 100 | FALSE | 11578 | 1982 | 9999 | 105 | 35.5213 | 57 | 33.8298 | Kansas | 4.82 | Kansas | -28.91 | Crist | 641_B_6 | 641 | B | 6 | 461 | Coal Steam | 0 | S_SOU | Florida | 12 | Escambia | 33 | 12033 | 299 | 11083 | 1970 | 0 | wall | dry | N | Bituminous | Wet Scrubber | 2009 | 0.95 | LNB | SCR | 2012 | 0 | ESPC | No | 0 | 0 | 0 | 2.4 | 0.2475 | 0.0678 | 0.2475 | 0.0678 | 0.05 | 0.1 | 0.56 | 0.99 | 0 | 0 | 0 | 0 | C2G | 2020 | 0 | Gulf Power Co | 100 | NextEra Energy Inc | 100 | needs_active | 0 | 0 | 0 | FL | 30.5661 | -87.2244 | Investor-Owned Utility | RE | GULF SOUTH PIPELINE COMPANY LP | 0 | 9335351 | 900574.8 | 28.8% | 20%-40% | 5344053 | 213.4 | 793 | 856552.4 | 4.25 | 344.8 | 63 | 0 | 0.00069483 | 0.23902 | 129.9849 | 0 | 0.16313 | 0.045719 | 0.16989 | 183.5073 | 4.5526e-07 | 0.12904 | 0.01001 | 0 | 0 | 267080 | 97156 | 121 | 1 | 1 | 0 | 1 | 1 | CAMD | CAMD | 0 | 1 | 0 | 0 | 1 | 1 | 0 | 0 | 0 | 0 | 1 | 0 | 1 | 200-400 | 52 | 40-59 | 0 | 0-2 High | 0 | 0 | 0 | 1 | 0 | PM | 1 | 90 | 66 | 66 | 86 | 1 | 1 | 0 | 0 | 0 | 0 | 0 | 1 | 0 | 0 | 0 | 0 | 0 | 0 | 0 | 0 | 0 | 0 | 0 | 1 | 0 | CO | 1 | CO | 0 | 0 | 0 | Breton Wilderness | 167.3159 | 1.2754 | 4.7395 | 0 | 6588933 | 670464 | 0.2 | 671271 | 203.7571 | 5-Year Average | 28.8% | Floor Used | 190 | 754341.12 | 8360362.633 | 794234.4501 | 32.36% | 125 | 20.6566 | 0 | 16.5253 | [9 empty] | 1 | 306.2961 | 100.8939 | 198.1061 | 43.47% | 754341.12 | 1138521.4141 | 12618232.8321 | 19 | 119873.2119 | 674361.2382 | 485494182.2775 | 0 | 0 | 2450.6781 | 26.4324 | 8.4667 | 13.7085 | 25.5779 | 0 | 75.9878 | 45.1358 | 50.489 | 2450.6781 |  | 13.7085 | 26.4324 | 33.74% | 50.93% |  |  | 205.4
[15 empty] | 60_B_1 | 60 | B | 1 | 57 | Coal Steam | Nebraska | 31001 | 77 | 309 | FALSE | 12708 | 1981 | 9999 | 89 | 38.2789 | 38 | 38.2789 | Kansas | 4.82 | Kansas | -28.91 | Crist | 641_B_7 | 641 | B | 7 | 462 | Coal Steam | 0 | S_SOU | Florida | 12 | Escambia | 33 | 12033 | 475 | 10816 | 1973 | 0 | wall | dry | N | Bituminous | Wet Scrubber | 2009 | 0.95 | LNB | SCR | 2005 | 0 | ESPC | No | 0 | 0 | 0 | 2.4 | 0.06211 | 0.06211 | 0.06211 | 0.06211 | 0.05 | 0.1 | 0.56 | 0.99 | 0 | 0 | 0 | 0 | C2G | 2020 | 0 | Gulf Power Co | 100 | NextEra Energy Inc | 100 | needs_active | 0 | 0 | 0 | FL | 30.5661 | -87.2244 | Investor-Owned Utility | RE | GULF SOUTH PIPELINE COMPANY LP | 0 | 16513554.2 | 1665402.6 | 29.4% | 20%-40% | 7495491.8 | 406.4 | 1010.4 | 1574623.8 | 7.25 | 463 | 216 | 0 | 0.00058931 | 0.16638 | 108.9188 | 0 | 0.12579 | 0.04922 | 0.12237 | 190.7068 | 4.3903e-07 | 0.12354 | 0.01962 | 0 | 0 | 939071 | 180216 | 4178 | 1 | 1 | 0 | 0.58 | 1 | CAMD | CAMD | 0 | 1 | 0 | 0 | 1 | 1 | 0 | 0 | 0 | 0 | 1 | 0 | 1 | 400-600 | 49 | 40-59 | 2 | 0-2 High | 0 | 0 | 0 | 1 | 0 | PM | 1 | 90 | 66 | 66 | 86 | 1 | 1 | 0 | 0 | 0 | 0 | 0 | 1 | 0 | 0 | 0 | 0 | 0 | 0 | 0 | 0 | 0 | 0 | 0 | 1 | 0 | SCO | 1 | SCO | 0 | 0 | 0 | Breton Wilderness | 167.3159 | 2.4289 | 6.0389 | 0 | 22768043 | 2342127 | 0.41 | 2335650 | 205.1691 | 5-Year Average | 29.4% | 5-Year Average | 190.7068 | 1223334 | 13231580.544 | 1261676.4013 | 51.41% | 125 | 15.7088 | 0 | 12.567 | 2492.9822 | 10.58 | 4.59 | 32.719 | 0.33181 | 0.49657 | 4.82 | 15.85 |  | 1 | 474.8684 | 156.4216 | 318.5784 | 43.84% | 1223334 | 1823989.7109 | 19728272.7134 | 19.0707 | 188115.8191 | 1073560.5822 | 752689394.3958 | 0 | 0 | 2362.6507 | 22.9279 | 7.966 | 13.3783 | 21.2262 | 0 | 74.5934 | 38.1186 | 43.4366 | 2362.6507 |  | 13.3783 | 22.9279 | 32.93% | 49.1% |  |  | 205.4
[15 empty] | 60_B_2 | 60 | B | 2 | 90669 | Coal Steam | Nebraska | 31001 | 232 | 309 | FALSE | 12132 | 2011 | 9999 | 89 | 38.2789 | 38 | 38.2789 | Kansas | 4.82 | Kansas | -28.91 | Big Bend | 645_B_BB04 | 645 | B | BB04 | 470 | Coal Steam | 0 | FRCC | Florida | 12 | Hillsborough | 57 | 12057 | 437 | 10792 | 1985 | 0 | tangential | dry | N | Bituminous, Natural Gas | Wet Scrubber | 1985 | 0.95 | LNC2 | SCR | 2007 | 0 | ESPC | Yes | 0 | 0 | 0 | 0.82 | 0.08082 | 0.08082 | 0.08082 | 0.08082 | 0.05 | 0.1 | 0.56 | 0.99 | 0 | 0 | 0 | 0 | 0 | 0 | 0 | Tampa Electric Co | 100 | TECO Energy Inc | 100 | needs_active | 645_G_ST4 | 1 | 0 | FL | 27.7944 | -82.4036 | Investor-Owned Utility | RE | FLORIDA GAS TRANSMISSION COMPANY | 0 | 20229002 | 1828360 | 36.8% | 20%-40% | 9889130.8 | 1519.4 | 787.6 | 2012800.4 | 0 | 370.8 | 33 | 0 | 0.14705 | 0.07908 | 190.5387 | 0 | 0.078612 | 0.15022 | 0.077868 | 199.0015 | 0 | 0.074991 | 0.0023981 | 0 | 1297823 | 567570 | 1073350 | 0 | 1 | 1 | Cofire Source | 0.48 | 0.87 | CAMD | CAMD | 0 | 1 | 0 | 0 | 1 | 1 | 0 | 0 | 0 | 0 | 0 | 0 | 0 | 400-600 | 37 | 20-39 | 3 | 3-4 Moderate | 0 | 0 | 0 | 0 | 0 | 0 | 0 | 87 | 71 | 89 | 96 | 1 | 0 | 0 | 0 | 0 | 0 | 0 | 0 | FGD wastewater | 0 | 0 | 1 | 0 | 0 | 0 | 0 | 0 | 0 | 0 | 0 | 0 | 0 | 1 | CO | 0 | 0 | 0 | Chassahowitzka Wilderness | 92.779 | 16.3765 | 8.489 | 1 | 16388296 | 1440026 | 0.3 | 1625392 | 198.3601 | 5-Year Average | 36.8% | 5-Year Average | 199.0015 | 1408748.16 | 15203210.1427 | 1512730.4578 | 35.91% | 395 | 52.3113 | 0 | 13.2434 | 2485.1268 | 10.58 | 4.59 | 33.369 | 0.33118 | 0.49517 | 4.82 | 15.85 |  |  | 435.9095 | 143.5886 | 293.4114 | 54.81% | 1408748.16 | 2098156.099 | 22643300.6209 | 19.9001 | 225302.4867 | 1287427.9711 | 690937687.5716 | 0 | 0 | 2354.8426 | 23.4456 | 7.922 | 13.3486 | 22.3904 | 3.7776e-15 | 77.6799 | 21.8939 | 23.957 | 2354.8426 |  | 13.3486 | 23.4456 | 32.86% | 48.94% |  |  | 205.4
[15 empty] | 6002_B_1 | 6002 | B | 1 | 2669 | Coal Steam | Alabama | 1073 | 688 | 2769 | TRUE | 10102 | 1978 | 9999 | 162 | 16.9836 | 1 | 10.4837 | Alabama | 4.82 | Mississippi | -28.91 | Antelope Valley | 6469_B_B1 | 6469 | B | B1 | 2885 | Coal Steam | 0 | SPP_WAUE | North Dakota | 38 | Mercer | 57 | 38057 | 450 | 11322 | 1984 | 0 | tangential | dry | N | Lignite | Dry Scrubber | 1983 | 0.81 | LNC3 | 0 | 0 | 0 | B | 0 | ACI | 2015 | 0 | 1.2 | 0.10592 | 0.10592 | 0.10592 | 0.10592 | 0.1 | 0.1 | 0.1 | 0.86 | 0 | 0 | 0 | 0 | 0 | 0 | Yes | Basin Electric Power Coop | 100 | Basin Electric Power Coop | 100 | needs_active | 6469_G_1 | 1 | 0 | ND | 47.3705 | -101.8357 | Cooperative | RE | DAKOTA GASIFICATION CO | 0 | 30686480.4 | 3096000.6 | 56% | 40%-60% | 12373837.4 | 5375.2 | 1672.8 | 3340835.2 | 77.2 | 667.2 | 92 | 2 | 0.33622 | 0.11234 | 217.7399 | 2.7747e-06 | 0.11164 | 0.35033 | 0.10903 | 217.7399 | 2.5158e-06 | 0.10784 | 0.0060704 | 0.00013197 | 3191494 | 2753977 | 133590 | 0 | 1 | 1 | Startup Source | 0.0090451 | 0.0094252 | EIA-923 | EIA-923 | 1 | 0 | 0 | 1 | 0 | 1 | 0 | 0 | 0 | 0 | 0 | 0 | 0 | 400-600 | 38 | 20-39 | 4 | 3-4 Moderate | 1 | 0 | 0 | 0 | 0 | Mercury | 1 | 3 | 34 | 3 | 46 | 0 | 0 | 0 | 0 | 0 | 0 | 0 | 0 | 0 | 0 | 0 | 0 | 0 | 0 | 0 | 0 | 0 | 0 | 0 | 1 | 0 | CO | 1 | CO | 0 | NPCA, NPS | 0 | Lostwood Wilderness | 147.2698 | 36.499 | 11.3587 | 1 | 33988515 | 3420844 | 0.62 | 3700330 | 217.74 | 5-Year Average | 56% | 5-Year Average | 217.7399 | 2207520 | 24993541.44 | 2721045.2918 | 50% | 288 | 36.3777 | 0 | 12.6311 | 2790.25 | 10.58 | 4.59 | 36.435 | 0.3573 | 0.55593 | 9.64 | 13.46 |  |  | 495.7745 | 163.3081 | 286.6919 | 87.9% | 2207520 | 3464988.3853 | 39230598.4987 | 21.774 | 427103.2802 | 2293942.0116 | 785826673.8467 | 0 | 0 | 2741.0149 | 23.2586 | 9.674 | 14.7432 | 24.4633 | 0 | 88.3277 | 1.1343 | 1.0915 | 2741.0149 |  | 14.7432 | 23.2586 | 36.29% | 56.96% |  |  | 216.24
[15 empty] | 6002_B_2 | 6002 | B | 2 | 2670 | Coal Steam | Alabama | 1073 | 695 | 2769 | TRUE | 10098 | 1985 | 9999 | 162 | 16.9836 | 1 | 10.4837 | Alabama | 4.82 | Mississippi | -28.91 | Antelope Valley | 6469_B_B2 | 6469 | B | B2 | 2886 | Coal Steam | 0 | SPP_WAUE | North Dakota | 38 | Mercer | 57 | 38057 | 450 | 11263 | 1986 | 0 | tangential | dry | N | Lignite | Dry Scrubber | 1985 | 0.81 | LNC3 | 0 | 0 | 0 | B | 0 | ACI | 2015 | 0 | 1.2 | 0.10495 | 0.10495 | 0.10495 | 0.10495 | 0.1 | 0.1 | 0.1 | 0.86 | 0 | 0 | 0 | 0 | 0 | 0 | Yes | Basin Electric Power Coop | 100 | Basin Electric Power Coop | 100 | needs_active | 6469_G_2 | 1 | 0 | ND | 47.3705 | -101.8357 | Cooperative | RE | DAKOTA GASIFICATION CO | 0 | 34877580.2 | 3246118.2 | 63.4% | 60%-80% | 14551777.6 | 6222.6 | 1849.2 | 3797122 | 93.8 | 772 | 55 | 2 | 0.39677 | 0.10772 | 217.74 | 2.6373e-06 | 0.11004 | 0.35683 | 0.10604 | 217.74 | 2.6894e-06 | 0.1061 | 0.0029294 | 0.00010652 | 2906335 | 2452492 | 124320 | 0 | 1 | 1 | Startup Source | 0.013498 | 0.0094252 | EIA-923 | EIA-923 | 1 | 0 | 0 | 1 | 0 | 1 | 0 | 0 | 0 | 0 | 0 | 0 | 0 | 400-600 | 36 | 20-39 | 4 | 3-4 Moderate | 1 | 0 | 0 | 0 | 0 | Mercury | 1 | 3 | 34 | 3 | 46 | 0 | 0 | 0 | 0 | 0 | 0 | 0 | 0 | 0 | 0 | 0 | 0 | 0 | 0 | 0 | 0 | 0 | 0 | 0 | 1 | 0 | CO | 1 | CO | 0 | NPCA, NPS | 0 | Lostwood Wilderness | 147.2698 | 42.2531 | 12.5565 | 1 | 33593685 | 3077198 | 0.61 | 3657344 | 217.74 | 5-Year Average | 63.4% | 5-Year Average | 217.74 | 2499228 | 28148804.964 | 3064560.2702 | 50% | 288 | 36.4939 | 0 | 12.6715 | [10 empty] | 493.191 | 162.4571 | 287.5429 | 99.22% | 2499228 | 3911251.7212 | 44052428.1362 | 21.774 | 479598.7654 | 2584961.5049 | 781731657.6166 | 0 | 0 | 2718.6611 | 23.2586 | 9.5451 | 14.6664 | 24.3897 | 0 | 87.9158 | -3.6566 | -3.5353 | 2718.6611 |  | 14.6664 | 23.2586 | 36.1% | 56.5% |  |  | 216.24
[15 empty] | 6002_B_3 | 6002 | B | 3 | 2671 | Coal Steam | Alabama | 1073 | 687 | 2769 | TRUE | 10001 | 1989 | 9999 | 162 | 16.9836 | 1 | 10.4837 | Alabama | 4.82 | Mississippi | -28.91 | Deerhaven Generating Station | 663_B_B2 | 663 | B | B2 | 487 | Coal Steam | 0 | FRCC | Florida | 12 | Alachua | 1 | 12001 | 232 | 12302 | 1981 | 2031 | wall | dry | N | Bituminous | Dry Scrubber | 2010 | 0.9 | LNB + OFA | SCR | 2010 | 0 | ESPH + B | No | 0 | 0 | 0 | 1.2 | 0.3289 | 0.07 | 0.3289 | 0.07 | 0.05 | 0.1 | 1 | 0.95 | 0 | 0 | 0 | 0 | C2G | 2021 | Yes | Gainesville Regional Utilities | 100 | Gainesville Regional Utilities | 100 | needs_active | 663_G_2 | 1 | 0 | FL | 29.7592 | -82.3878 | Municipally-Owned Utility | RE | FLORIDA GAS TRANSMISSION COMPANY | GAINESVILLE REGIONAL UTILITIES | 6568343.8 | 660719 | 27.8% | 20%-40% | 3381383.6 | 477.4 | 1046.4 | 614084 | 3.8 | 538 | 49 | 0 | 0.14001 | 0.27794 | 162.8321 | 5.1952e-07 | 0.25895 | 0.14536 | 0.31862 | 186.9829 | 5.7853e-07 | 0.31821 | 0.016986 | 0 | 649767 | 236912 | 2676847 | 0 | 1 | 1 | Cofire Source | 0.16 | 0.16 | CAMD | CAMD | 0 | 1 | 0 | 1 | 1 | 1 | 0 | 1 | 0 | 0 | 1 | 0 | 1 | 200-400 | 41 | 40-59 | 4 | 3-4 Moderate | 0 | 0 | 1 | 0 | 0 | OS NOx | 1 | 69 | 49 | 40 | 78 | 0 | 0 | 0 | 0 | 0 | 0 | 0 | 0 | 0 | 0 | 0 | 0 | F1 | 0 | 1 | 0 | 0 | 0 | 0 | 1 | 0 | SCO | 1 | SCO | 0 | 0 | 0 | Okefenokee Wilderness | 89.2463 | 5.3492 | 11.7249 | 1 | 7617488 | 772542 | 0.32 | 730678 | 191.8422 | 5-Year Average | 27.8% | Floor Used | 190 | 564984.96 | 6950444.9779 | 660292.2729 | 100% | 381 | 69.3317 | 54 | 18.1973 | [9 empty] | 1 | 263.8011 | 86.8961 | 145.1039 | 44.45% | 564984.96 | 903328.6172 | 11112748.6487 | 19 | 105571.1122 | 554721.1607 | 418137594.1543 | 0 | 104534398.5386 | 2881.6426 | 29.1638 | 11.0507 | 15.2163 | 30.0101 | 0 | 83.4558 | 57.1911 | 58.2493 | 2881.6426 |  | 15.2163 | 29.1638 | 37.46% | 59.89% |  |  | 205.4
[15 empty] | 6002_B_4 | 6002 | B | 4 | 2672 | Coal Steam | Alabama | 1073 | 699 | 2769 | TRUE | 10011 | 1991 | 9999 | 162 | 16.9836 | 1 | 10.4837 | Alabama | 4.82 | Mississippi | -28.91 | Independence Steam Electric Station | 6641_B_1 | 6641 | B | 1 | 2898 | Coal Steam | 0 | MIS_AR | Arkansas | 5 | Independence | 63 | 5063 | 809 | 10428 | 1983 | 2031 | tangential | wet | N | Subbituminous | 0 | 0 | 0 | LNC2 | 0 | 0 | 0 | ESPC | No | ACI | 2015 | 0 | 0.93 | 0.16344 | 0.16344 | 0.1469 | 0.1469 | 0.1 | 0.1 | 0.1 | 0 | 0 | 0 | 0 | 0 | 0 | 0 | 0 | Arkansas Electric Coop Corp | 35 | Entergy Corp | 56.5 | needs_active | 6641_G_1 | 1 | 0 | AR | 35.6784 | -91.4088 | Investor-Owned Utility | RE | 0 | 0 | 31915341.2 | 3120795.2 | 38.2% | 20%-40% | 17831144.8 | 7640.6 | 2709.8 | 3346577 | 22 | 1544.8 | 158 | 12 | 0.46499 | 0.14681 | 209.7073 | 5.2506e-07 | 0.1456 | 0.4788 | 0.16981 | 209.7159 | 6.8932e-07 | 0.17327 | 0.010275 | 0.00078039 | 2660045 | 1673529 | 0 | 12508 | 1 | 0 | 0 | 0 | 0.01 | 0 | CAMD | 0 | 1 | 0 | 0 | 0 | 0 | 1 | 0 | 0 | 0 | 0 | 0 | 0 | 800-1000 | 39 | 20-39 | 2 | 0-2 High | 0 | 1 | 0 | 0 | 0 | SO2 | 1 | 33 | 60 | 47 | 53 | 0 | 0 | 0 | 20% below 2000 through 2020 | 1 | 1 | 1 | 1 | BATW | 0 | 0 | 1 | 0 | 0 | 0 | 1 | 1 | 0 | 1 | 1 | SCO | CO | 1 | SCO | 0 | NPCA, NPS | 1 | Mingo Wilderness | 174.3099 | 43.8334 | 15.5459 | 1 | 30881745 | 2831581 | 0.37 | 3238224 | 209.7177 | 5-Year Average | 38.2% | 5-Year Average | 209.7159 | 2707172.88 | 28230398.7926 | 2960181.5224 | 49% | 202 | 18.9098 | 57 | 9.3613 | 2535.0398 | 10.58 | 3.22 | 29.6397 | 0.33555 | 0.52688 | 4.82 | 31.19 |  |  | 812.9046 | 267.7708 | 541.2292 | 57.1% | 2707172.88 | 4046534.7106 | 42197263.9621 | 20.9716 | 442471.8262 | 2517709.6962 | 1288493198.3946 | 1 | 0 | 2380.6793 | 20.4699 | 7.7388 | 13.4466 | 18.7126 | 3.9174e-15 | 79.0512 | 15.1057 | 16.2424 | 2380.6793 |  | 13.4466 | 20.4699 | 33.1% | 49.47% |  |  | 214.13
[15 empty] | 6009_B_1 | 6009 | B | 1 | 2675 | Coal Steam | Arkansas | 5069 | 818 | 1637 | TRUE | 10338 | 1980 | 2021 | 107 | 10.0027 | 1 | 9.3483 | Arkansas | 4.82 | Arkansas | -28.91 | Independence Steam Electric Station | 6641_B_2 | 6641 | B | 2 | 2899 | Coal Steam | 0 | MIS_AR | Arkansas | 5 | Independence | 63 | 5063 | 842 | 10427 | 1985 | 2031 | tangential | wet | N | Subbituminous | 0 | 0 | 0 | LNC2 | 0 | 0 | 0 | ESPC | No | ACI | 2015 | 0 | 0.93 | 0.14541 | 0.14541 | 0.14541 | 0.14541 | 0.1 | 0.1 | 0.1 | 0 | 0 | 0 | 0 | 0 | 0 | 0 | 0 | Arkansas Electric Coop Corp | 35 | Entergy Corp | 39.4 | needs_active | 6641_G_2 | 1 | 0 | AR | 35.6784 | -91.4088 | Investor-Owned Utility | RE | 0 | 0 | 33107258.2 | 3206801.2 | 36% | 20%-40% | 17492289 | 8083.2 | 2884.4 | 3471594.8 | 23.4 | 1522.8 | 81 | 16 | 0.47769 | 0.15579 | 209.6887 | 5.4283e-07 | 0.13233 | 0.4883 | 0.17425 | 209.718 | 7.0679e-07 | 0.17411 | 0.0035653 | 0.00070426 | 2995458 | 1858178 | 0 | 17499 | 1 | 0 | 0 | 0.02 | 0.01 | CAMD | CAMD | 0 | 1 | 0 | 0 | 0 | 0 | 1 | 0 | 0 | 0 | 0 | 0 | 0 | 800-1000 | 37 | 20-39 | 2 | 0-2 High | 0 | 1 | 0 | 0 | 0 | SO2 | 1 | 33 | 60 | 47 | 53 | 0 | 0 | 0 | 20% below 2000 through 2020 | 1 | 1 | 1 | 1 | BATW | 0 | 0 | 1 | 0 | 0 | 0 | 1 | 1 | 0 | 1 | 0 | SCO | 0 | 1 | SCO | 0 | NPCA, NPS | 1 | Mingo Wilderness | 174.3099 | 46.3726 | 16.5475 | 1 | 34912243 | 3183116 | 0.38 | 3660659 | 209.7063 | 5-Year Average | 36% | 5-Year Average | 209.718 | 2655331.2 | 27687138.4224 | 2903246.3272 | 51% | 202 | 18.4793 | 57 | 9.1482 | 2535.0398 | 10.58 | 3.22 | 29.6397 | 0.33555 | 0.52688 | 4.82 | 31.19 |  |  | 845.9827 | 278.6667 | 563.3333 | 53.81% | 2655331.2 | 3968856.29 | 41383264.5363 | 20.9718 | 433940.8751 | 2469305.4521 | 1340923652.3606 | 1 | 0 | 2380.338 | 20.3329 | 7.737 | 13.4453 | 18.4925 | 0 | 79.0451 | 18.1989 | 19.5699 | 2380.338 |  | 13.4453 | 20.3329 | 33.1% | 49.47% |  |  | 214.13
[15 empty] | 6009_B_2 | 6009 | B | 2 | 2676 | Coal Steam | Arkansas | 5069 | 819 | 1637 | TRUE | 10206 | 1981 | 2021 | 107 | 10.0027 | 1 | 9.3483 | Arkansas | 4.82 | Arkansas | -28.91 | Louisa | 6664_B_101 | 6664 | B | 101 | 2901 | Coal Steam | 0 | MIS_MIDA | Iowa | 19 | Louisa | 115 | 19115 | 746 | 10591 | 1983 | 0 | wall | dry | N | Subbituminous | Dry Scrubber | 2007 | 0.9 | LNBO | 0 | 0 | 0 | ESPH + B | No | ACI | 2015 | 0 | 0.1 | 0.17135 | 0.17135 | 0.17135 | 0.17135 | 0.1 | 0.1 | 0.1 | 0.95 | 0 | 0 | 0 | 0 | 0 | 0 | 0 | MidAmerican Energy Co | 88 | Berkshire Hathaway Inc | 88 | needs_active | 6664_G_1 | 1 | 0 | IA | 41.3181 | -91.0931 | Investor-Owned Utility | RE | 0 | 0 | 37064628.2 | 3878872.2 | 52.8% | 40%-60% | 18122110.2 | 5489.4 | 3341.6 | 3887338.4 | 12.8 | 1622.6 | 119 | 0 | 0.3135 | 0.17256 | 209.7599 | 3.0314e-07 | 0.17084 | 0.29621 | 0.18031 | 209.76 | 3.4534e-07 | 0.17907 | 0.0064883 | 0 | 3346358 | 2102252 | 261900 | 7 | 1 | 1 | Startup Source | 0.011054 | 0.011054 | EIA-923 | EIA-923 | 0 | 1 | 0 | 1 | 0 | 1 | 0 | 0 | 0 | 0 | 0 | 0 | 0 | 600-800 | 39 | 20-39 | 2 | 0-2 High | 0 | 0 | 0 | 0 | 0 | 0 | 0 | 22 | 24 | 36 | 16 | 0 | 0 | 0 | 0 | 0 | 0 | 0 | 0 | 0 | 0 | 0 | 0 | 0 | 0 | 0 | 0 | 0 | 0 | 0 | 0 | 0 | 0 | 0 | 0 | 0 | NPCA, NPS | 0 | Mingo Wilderness | 482.0309 | 11.3881 | 6.9323 | 1 | 34547040 | 3624256 | 0.49 | 3623292 | 209.7599 | 5-Year Average | 52.8% | 5-Year Average | 209.76 | 3450458.88 | 36543809.9981 | 3832714.9843 | 100% | 249 | 24.2139 | 0 | 9.7245 | 2539.6118 | 10.58 | 3.52 | 30.1379 | 0.336 | 0.50602 | 4.82 | 41.73 |  |  | 761.3175 | 250.778 | 495.222 | 79.54% | 3450458.88 | 5197754.3089 | 55049415.8858 | 20.976 | 577358.3027 | 3255356.6816 | 1206725198.855 | 0 | 0 | 2436.7358 | 20.7651 | 8.0448 | 13.6568 | 19.3715 | -3.0497e-15 | 80.1938 | 0.74841 | 0.79326 | 2436.7358 |  | 13.6568 | 20.7651 | 33.62% | 50.64% |  |  | 214.13
[15 empty] | 6017_B_1 | 6017 | B | 1 | 2680 | Coal Steam | Illinois | 17079 | 595 | 595 | TRUE | 10492 | 1982 | 2021 | 47 | 11.1735 | 0 | 11.1735 | Illinois | 4.82 | Illinois | -28.91 | Northside Generating Station | 667_B_1 | 667 | B | 1 | 497 | Coal Steam | 0 | FRCC | Florida | 12 | Duval | 31 | 12031 | 293 | 10368 | 2002 | 0 | FBC | dry | N | Bituminous, Petroleum Coke | Dry Scrubber | 2002 | 0.85 | CF | SNCR | 0 | 2002 | B | 0 | 0 | 0 | 0 | 1.98 | 0.07119 | 0.07119 | 0.07119 | 0.07119 | 0.05 | 0.07 | 0.07 | 0.99 | 0 | 0 | 0 | 0 | 0 | 0 | Yes | JEA | 100 | JEA | 100 | needs_active | 667_G_1 | 1 | 0 | FL | 30.4172 | -81.5525 | Municipally-Owned Utility | RE | 0 | PEOPLES GAS SYS | 15447831.6 | 1410465 | 50% | 40%-60% | 7405645.6 | 1145.2 | 517.4 | 1578466.2 | 1.25 | 231 | 4 | 0 | 0.14608 | 0.068317 | 202.5037 | 0 | 0.066889 | 0.14827 | 0.066987 | 204.3609 | 8.0918e-08 | 0.062385 | 0.00066654 | 0 | 1843395 | 276510 | 1057873 | 0 | 1 | 1 | Startup Source | 0.080582 | 0.081763 | EIA-923 | EIA-923 | 0 | 0 | 1 | 1 | 0 | 1 | 0 | 0 | 0 | 0 | 0 | 0 | 0 | 200-400 | 20 | 20-39 | 4 | 3-4 Moderate | 0 | 0 | 0 | 0 | 0 | 0 | 0 | 81 | 65 | 53 | 95 | 1 | 0 | 0 | 0 | 0 | 0 | 0 | 0 | 0 | 0 | 0 | 0 | 0 | 0 | 0 | 0 | 0 | 0 | 0 | 0 | 0 | 0 | 0 | 0 | 0 | NPCA, NPS | 1 | Okefenokee Wilderness | 60.2652 | 19.0027 | 8.5854 | 1 | 21748573 | 2014424 | 0.7 | 2228959 | 204.9752 | 5-Year Average | 50% | 5-Year Average | 204.3609 | 1283340 | 13305669.12 | 1359579.0994 | 50% | 436 | 76.1937 | 15 | 17.4756 | [10 empty] | 280.7861 | 92.4909 | 200.5091 | 73.06% | 1283340 | 1875319.7756 | 19443315.4339 | 20.4361 | 198672.6488 | 1160906.4506 | 445059542.7517 | 0 | 111264885.6879 | 2219.648 | 26.626 | 7.1738 | 12.8242 | 26.1195 | -4.2264e-15 | 76.8908 | 8.7617 | 9.6857 | 2219.648 |  | 12.8242 | 26.626 | 31.57% | 46.13% |  |  | 205.4
[15 empty] | 6018_B_2 | 6018 | B | 2 | 2682 | Coal Steam | Kentucky | 21015 | 600 | 600 | TRUE | 10919 | 1981 | 2041 | 100 | 10.857 | 0 | 10.857 | Indiana | 4.82 | Kentucky | -28.91 | Northside Generating Station | 667_B_2 | 667 | B | 2 | 499 | Coal Steam | 0 | FRCC | Florida | 12 | Duval | 31 | 12031 | 293 | 10386 | 2002 | 0 | FBC | dry | N | Bituminous, Petroleum Coke | Dry Scrubber | 2002 | 0.85 | CF | SNCR | 0 | 2002 | B | 0 | 0 | 0 | 0 | 1.98 | 0.06703 | 0.06703 | 0.06703 | 0.06703 | 0.05 | 0.07 | 0.07 | 0.99 | 0 | 0 | 0 | 0 | 0 | 0 | Yes | JEA | 100 | JEA | 100 | needs_active | 667_G_2 | 1 | 0 | FL | 30.4172 | -81.5525 | Municipally-Owned Utility | RE | 0 | PEOPLES GAS SYS | 9628369.2 | 965697.6 | 33.6% | 20%-40% | 4633575.4 | 704.8 | 224 | 985072.2 | 1 | 97.4 | 2 | 0 | 0.14736 | 0.034603 | 202.1418 | 0 | 0.0353 | 0.1464 | 0.046529 | 204.6187 | 1.0386e-07 | 0.042041 | 0.00053779 | 0 | 281381 | 47268 | 353679 | 0 | 1 | 1 | Startup Source | 0.078805 | 0.081763 | EIA-923 | EIA-923 | 0 | 0 | 1 | 1 | 0 | 1 | 0 | 0 | 0 | 0 | 0 | 0 | 0 | 200-400 | 20 | 20-39 | 4 | 3-4 Moderate | 0 | 0 | 0 | 0 | 0 | 0 | 0 | 81 | 65 | 53 | 95 | 1 | 0 | 0 | 0 | 0 | 0 | 0 | 0 | 0 | 0 | 0 | 0 | 0 | 0 | 0 | 0 | 0 | 0 | 0 | 0 | 0 | 0 | 0 | 0 | 0 | NPCA, NPS | 1 | Okefenokee Wilderness | 60.2652 | 11.695 | 3.7169 | 1 | 3973575 | 390445 | 0.14 | 400219 | 201.4403 | 5-Year Average | 33.6% | 5-Year Average | 204.6187 | 862404.48 | 8956932.9293 | 916377.9912 | 50% | 436 | 76.1083 | 15 | 17.456 | [10 empty] | 281.2735 | 92.6515 | 200.3485 | 49.14% | 862404.48 | 1261224.9214 | 13099082.0335 | 20.4619 | 134015.8576 | 782362.1336 | 445832215.569 | 0 | 111458053.8922 | 2225.2836 | 26.626 | 7.2045 | 12.8464 | 26.1649 | 0 | 77.1109 | 28.0389 | 30.9075 | 2225.2836 |  | 12.8464 | 26.626 | 31.62% | 46.25% |  |  | 205.4
[15 empty] | 6019_B_1 | 6019 | B | 1 | 2683 | Coal Steam | Ohio | 39025 | 1305 | 1305 | TRUE | 9761 | 1991 | 2021 | 83 | 7.4118 | 0 | 7.4118 | Ohio | 4.82 | Kentucky | -28.91 | Warrick | 6705_B_1 | 6705 | B | 1 | 2902 | Coal Steam | 0 | MIS_INKY | Indiana | 18 | Warrick | 173 | 18173 | 154 | 10809 | 1960 | 0 | wall | dry | Y | Bituminous | Wet Scrubber | 2008 | 0.98 | LNBO | SNCR | 0 | 2013 | ESPC | No | 0 | 0 | 0 | 5.11 | 0.32496 | 0.24372 | 0.32496 | 0.24372 | 0.05 | 0.1 | 0.56 | 0.99 | 0 | 0 | 0 | 0 | 0 | 0 | 0 | Alcoa Power Generating Inc | 100 | Alcoa Inc | 100 | needs_active | 6705_G_1 | 1 | 0 | IN | 37.915 | -87.3328 | Investor-Owned Utility | NR | 0 | SOUTHERN INDIANA GAS AND ELECTRIC | 10717969.8 | 963160.4 | 55.6% | 40%-60% | 4389311.2 | 410.5 | 1702.4 | 1099663.8 | 0 | 707.2 | 132 | 0 | 0 | 0.33129 | 205.1992 | 0 | 0.33289 | 0.0766 | 0.31767 | 205.2 | 0 | 0.32224 | 0.041305 | 0 | 1056581 | 527763 | 17307 | 0 | 1 | 1 | Cofire Source | 0.0064294 | 0.011626 | EIA-923 | EIA-923 | 0 | 1 | 1 | 0 | 0 | 1 | 0 | 0 | 0 | 0 | 0 | 0 | 0 | 0-200 | 62 | 60+ | 6 | 5-6 Low | 0 | 0 | 1 | 1 | 1 | Multiple | 1 | 48 | 3 | 61 | 6 | 0 | 0 | 0 | 0 | 0 | 0 | 0 | 0 | 0 | 0 | 0 | 0 | 0 | 0 | 0 | 1 | 1 | 1 | 1 | 1 | SCO | SCO | 1 | SCO | 0 | NPCA, NPS | 1 | Mammoth Cave NP | 119.8006 | 3.4265 | 14.2103 | 1 | 13193202 | 1194973 | 0.68 | 1353622 | 205.1999 | 5-Year Average | 55.6% | 5-Year Average | 205.2 | 750066.24 | 8107465.9882 | 831826.0849 | 20.7% | 16 | 26.143 | 0 | 26.143 | [10 empty] | 153.8577 | 50.6807 | 103.3193 | 82.87% | 750066.24 | 1117992.7134 | 12084383.2391 | 20.52 | 123985.7831 | 707840.3018 | 243871891.206 | 0 | 0 | 2360.3716 | 35.3377 | 7.9531 | 13.3696 | 36.2589 | 0 | 80.2148 | 14.4321 | 15.2931 | 2360.3716 |  | 13.3696 | 35.3377 | 32.91% | 49.05% |  |  | 205.4
[15 empty] | 602_B_1 | 602 | B | 1 | 395 | Coal Steam | Maryland | 24003 | 635 | 1273 | TRUE | 11282 | 1984 | 2021 | 999 | 19.9783 | 43 | 10.2981 | Maryland | 4.82 | Pennsylvania |  | Warrick | 6705_B_2 | 6705 | B | 2 | 2903 | Coal Steam | 0 | MIS_INKY | Indiana | 18 | Warrick | 173 | 18173 | 146 | 10809 | 1964 | 0 | wall | dry | Y | Bituminous | Wet Scrubber | 2008 | 0.98 | LNBO | SNCR | 0 | 2013 | ESPC | No | 0 | 0 | 0 | 5.11 | 0.33064 | 0.24798 | 0.33064 | 0.24798 | 0.05 | 0.1 | 0.56 | 0.99 | 0 | 0 | 0 | 0 | 0 | 0 | 0 | Alcoa Power Generating Inc | 100 | Alcoa Inc | 100 | needs_active | 6705_G_2 | 1 | 0 | IN | 37.915 | -87.3328 | Investor-Owned Utility | NR | 0 | SOUTHERN INDIANA GAS AND ELECTRIC | 9316754.6 | 838941.8 | 37% | 20%-40% | 4229022.2 | 449.5 | 1545.2 | 955897.2 | 0 | 704 | 74 | 0 | 0 | 0.34444 | 205.2006 | 0 | 0.34296 | 0.096493 | 0.3317 | 205.1996 | 0 | 0.33294 | 0.026291 | 0 | 583779 | 306814 | 60032 | 0 | 1 | 1 | Cofire Source | 0.0057258 | 0.011626 | EIA-923 | EIA-923 | 0 | 1 | 1 | 0 | 0 | 1 | 0 | 0 | 0 | 0 | 0 | 0 | 0 | 0-200 | 58 | 40-59 | 6 | 5-6 Low | 0 | 0 | 1 | 1 | 1 | Multiple | 1 | 48 | 3 | 61 | 6 | 0 | 0 | 0 | 0 | 0 | 0 | 0 | 0 | 0 | 0 | 0 | 0 | 0 | 0 | 0 | 1 | 1 | 1 | 1 | 1 | SCO | SCO | 1 | SCO | 0 | NPCA, NPS | 1 | Mammoth Cave NP | 119.8006 | 3.7521 | 12.8981 | 1 | 7368608 | 660080 | 0.29 | 756015 | 205.1989 | 5-Year Average | 37% | 5-Year Average | 205.1996 | 473215.2 | 5114983.0968 | 524796.2655 | 19.62% | 16 | 27.1323 | 0 | 27.1323 | [10 empty] | 145.8651 | 48.048 | 97.952 | 55.15% | 473215.2 | 705339.2317 | 7624011.7558 | 20.52 | 78222.2115 | 446574.0539 | 231203221.5329 | 0 | 0 | 2360.3716 | 36.3439 | 7.9531 | 13.3696 | 37.288 | 0 | 80.2147 | 34.0942 | 36.1281 | 2360.3716 |  | 13.3696 | 36.3439 | 32.91% | 49.05% |  |  | 205.4
[15 empty] | 602_B_2 | 602 | B | 2 | 396 | Coal Steam | Maryland | 24003 | 638 | 1273 | TRUE | 11154 | 1991 | 2021 | 999 | 19.9783 | 43 | 10.2981 | Maryland | 4.82 | Pennsylvania |  | Warrick | 6705_B_3 | 6705 | B | 3 | 2904 | Coal Steam | 0 | MIS_INKY | Indiana | 18 | Warrick | 173 | 18173 | 149 | 10809 | 1965 | 0 | wall | dry | Y | Bituminous | Wet Scrubber | 2008 | 0.98 | LNBO | SNCR | 0 | 2013 | ESPC | No | 0 | 0 | 0 | 5.11 | 0.32807 | 0.24605 | 0.32807 | 0.24605 | 0.05 | 0.1 | 0.56 | 0.99 | 0 | 0 | 0 | 0 | 0 | 0 | 0 | Alcoa Power Generating Inc | 100 | Alcoa Inc | 100 | needs_active | 6705_G_3 | 1 | 0 | IN | 37.915 | -87.3328 | Investor-Owned Utility | NR | 0 | SOUTHERN INDIANA GAS AND ELECTRIC | 9814921.8 | 903997.4 | 39% | 20%-40% | 3978222.4 | 334 | 1551 | 1007010.6 | 0 | 633 | 119 | 0 | 0 | 0.31053 | 205.2001 | 0 | 0.31221 | 0.06806 | 0.31605 | 205.1999 | 0 | 0.31823 | 0.065601 | 0 | 1049526 | 538173 | 9366 | 0 | 1 | 1 | Cofire Source | 0.0073564 | 0.011626 | EIA-923 | EIA-923 | 0 | 1 | 1 | 0 | 0 | 1 | 0 | 0 | 0 | 0 | 0 | 0 | 0 | 0-200 | 57 | 40-59 | 6 | 5-6 Low | 0 | 0 | 1 | 1 | 1 | Multiple | 1 | 48 | 3 | 61 | 6 | 0 | 0 | 0 | 0 | 0 | 0 | 0 | 0 | 0 | 0 | 0 | 0 | 0 | 0 | 0 | 1 | 1 | 1 | 1 | 1 | SCO | SCO | 1 | SCO | 0 | NPCA, NPS | 1 | Mammoth Cave NP | 119.8006 | 2.788 | 12.9465 | 1 | 11861767 | 1157398 | 0.47 | 1217020 | 205.2005 | 5-Year Average | 39% | 5-Year Average | 205.1999 | 509043.6 | 5502252.2724 | 564530.872 | 20.03% | 16 | 26.75 | 0 | 26.75 | [10 empty] | 148.8623 | 49.0352 | 99.9648 | 58.13% | 509043.6 | 758742.3687 | 8201246.263 | 20.52 | 84144.7552 | 480386.1168 | 235953972.6603 | 0 | 0 | 2360.3716 | 35.9539 | 7.9531 | 13.3696 | 36.8903 | 2.6115e-15 | 80.2148 | 30.8401 | 32.6798 | 2360.3716 |  | 13.3696 | 35.9539 | 32.91% | 49.05% |  |  | 205.4
[15 empty] | 6021_B_C1 | 6021 | B | C1 | 2684 | Coal Steam | Colorado | 8081 | 427 | 1285 | TRUE | 10204 | 1979 | 2021 | 68 | 13.9074 | 0 | 13.9074 | Colorado | 4.82 | Colorado | -28.91 | Warrick | 6705_B_4 | 6705 | B | 4 | 2905 | Coal Steam | 0 | MIS_INKY | Indiana | 18 | Warrick | 173 | 18173 | 295 | 11131 | 1970 | 0 | cell | dry | N | Bituminous | Wet Scrubber | 2008 | 0.98 | LNB + NH3 | SCR | 2004 | 0 | ESPC | No | ACI | 2015 | 0 | 5.11 | 0.35649 | 0.07 | 0.35649 | 0.07 | 0.05 | 0.1 | 0.1 | 0.99 | 0 | 0 | 0 | 0 | 0 | 0 | 0 | Alcoa Power Generating Inc | 50 | Alcoa Inc | 50 | needs_active | 6705_G_4 | 1 | 0 | IN | 37.915 | -87.3328 | Investor-Owned Utility | NR | 0 | SOUTHERN INDIANA GAS AND ELECTRIC | 20079372.2 | 1905564.6 | 51.4% | 40%-60% | 8404545.8 | 873.4 | 2862.6 | 2060141 | 3.6667 | 953.6 | 176 | 3 | 0.055155 | 0.25036 | 205.1995 | 2.058e-07 | 0.16243 | 0.086995 | 0.28513 | 205.1997 | 1.8261e-07 | 0.22692 | 0.018761 | 0.00031978 | 1524641 | 738305 | 147740 | 0 | 1 | 1 | Cofire Source | 0.031698 | 0.011626 | EIA-923 | EIA-923 | 0 | 1 | 0 | 0 | 1 | 1 | 0 | 0 | 0 | 0 | 0 | 0 | 0 | 200-400 | 52 | 40-59 | 5 | 5-6 Low | 0 | 0 | 1 | 1 | 1 | Multiple | 1 | 48 | 3 | 61 | 6 | 0 | 0 | 0 | 0 | 0 | 0 | 0 | 0 | 0 | 0 | 0 | 0 | 0 | 0 | 0 | 1 | 1 | 0 | 1 | 1 | CO | SCO | 1 | SCO | 0 | NPCA, NPS | 1 | Mammoth Cave NP | 119.8006 | 7.2904 | 23.8947 | 1 | 17595891 | 1680706 | 0.45 | 1805339 | 205.2001 | 5-Year Average | 51.4% | 5-Year Average | 205.1997 | 1328278.8 | 14785071.3228 | 1516946.4123 | 39.65% | 16 | 16.6223 | 0 | 16.6223 | [10 empty] | 303.5073 | 99.9753 | 195.0247 | 77.75% | 1328278.8 | 2009192.9902 | 22364327.1734 | 20.52 | 229457.7086 | 1287488.7037 | 481073802.2542 | 0 | 0 | 2466.7328 | 26.5606 | 8.5591 | 13.7679 | 27.0938 | 0 | 82.3897 | 8.3194 | 8.583 | 2466.7328 |  | 13.7679 | 26.5606 | 33.89% | 51.26% |  |  | 205.4
[15 empty] | 6021_B_C2 | 6021 | B | C2 | 2685 | Coal Steam | Colorado | 8081 | 410 | 1285 | TRUE | 10240 | 1979 | 2021 | 68 | 13.9074 | 0 | 13.9074 | Colorado | 4.82 | Colorado | -28.91 | Rawhide | 6761_B_101 | 6761 | B | 101 | 2906 | Coal Steam | 0 | WECC_CO | Colorado | 8 | Larimer | 69 | 8069 | 280 | 10091 | 1984 | 2030 | tangential | dry | N | Subbituminous | Dry Scrubber | 1984 | 0.8 | LNC3 | 0 | 0 | 0 | B | 0 | ACI | 2010 | 0 | 0.11 | 0.11672 | 0.11672 | 0.11672 | 0.11672 | 0.1 | 0.1 | 0.1 | 0.85 | 0 | 0 | 0 | 0 | 0 | 0 | 0 | Platte River Power Authority | 100 | Platte River Power Authority | 100 | needs_active | 6761_G_1 | 1 | 0 | CO | 40.8609 | -105.0212 | Political Subdivision | RE | PUB SERVICE CO OF COLORADO | 0 | 18894611 | 2086745.2 | 61.6% | 60%-80% | 8497327.6 | 750.2 | 1119.8 | 1981694.6 | 14.6 | 503.2 | 43 | 0 | 0.079524 | 0.11786 | 209.761 | 7.1429e-07 | 0.1186 | 0.079409 | 0.11853 | 209.7629 | 7.7271e-07 | 0.11844 | 0.0039891 | 0 | 1965470 | 1119694 | 0 | 846 | 1 | 1 | 0 | 0 | 0 | 0 | 0 | 0 | 0 | 0 | 1 | 0 | 1 | 0 | 0 | 0 | 0 | 0 | 1 | 1 | 200-400 | 38 | 20-39 | 6 | 5-6 Low | 0 | 0 | 0 | 0 | 0 | 0 | 0 | 7 | 11 | 16 | 33 | 0 | 0 | 0 | 0 | 0 | 0 | 0 | 1 | 0 | 0 | 0 | 0 | 0 | 0 | 0 | 0 | 0 | 0 | 0 | 0 | 0 | 0 | 0 | 0 | 0 | 0 | 0 | Rocky Mountain NP | 56.5996 | 13.2545 | 19.7846 | 1 | 19408549 | 2152989 | 0.63 | 2035597 | 209.7629 | 5-Year Average | 61.6% | 5-Year Average | 209.7629 | 1510924.8 | 15246742.1568 | 1599100.7489 | 100% | 38 | 18.317 | 0 | 18.317 | [9 empty] | 1 | 272.259 | 89.6821 | 190.3179 | 90.63% | 1510924.8 | 2222906.9737 | 22431354.2716 | 20.9763 | 235263.3438 | 1363837.4051 | 431543742.6715 | 0 | 0 | 2267.4892 | 27.0742 | 7.1327 | 13.012 | 27.0466 | 0 | 76.7253 | 3.0261 | 3.3525 | 2267.4892 |  | 13.012 | 27.0742 | 32.03% | 47.12% |  |  | 214.13
[15 empty] | 6021_B_C3 | 6021 | B | C3 | 2686 | Coal Steam | Colorado | 8081 | 448 | 1285 | TRUE | 10014 | 1984 | 2021 | 68 | 13.9074 | 0 | 13.9074 | Colorado | 4.82 | Colorado | -28.91 | Sikeston Power Station | 6768_B_1 | 6768 | B | 1 | 2907 | Coal Steam | 0 | SPP_WEST | Missouri | 29 | Scott | 201 | 29201 | 240 | 10648 | 1981 | 0 | wall | dry | N | Subbituminous | Wet Scrubber | 1981 | 0.755 | LNB + OFA | SNCR | 0 | 2009 | ESPC | No | ACI | 2016 | 0 | 1.2 | 0.09971 | 0.09971 | 0.09971 | 0.09971 | 0.1 | 0.1 | 0.1 | 0.805 | 0 | 0 | 0 | 0 | 0 | 0 | 0 | Sikeston Utilities | 100 | Sikeston Utilities | 100 | needs_active | 6768_G_1 | 1 | 0 | MO | 36.8791 | -89.6209 | Municipally-Owned Utility | RE | 0 | 0 | 17579677 | 1879690.4 | 70.2% | 60%-80% | 7586967.8 | 4296.6 | 939.2 | 1843757.2 | 0 | 408.8 | 14 | 5 | 0.50596 | 0.11429 | 209.7597 | 0 | 0.11623 | 0.48881 | 0.10685 | 209.7601 | 0 | 0.10776 | 0.001558 | 0.00055645 | 1618677 | 978306 | 0 | 3818 | 1 | 0 | 0 | 0 | 0 | 0 | 0 | 0 | 1 | 1 | 0 | 0 | 1 | 0 | 0 | 0 | 0 | 0 | 0 | 0 | 200-400 | 41 | 40-59 | 0 | 0-2 High | 0 | 0 | 0 | 0 | 0 | 0 | 0 | 86 | 80 | 79 | 46 | 1 | 0 | 0 | 0 | 0 | 0 | 0 | 0 | BATW | 0 | 0 | 1 | F1 | 0 | 1 | 1 | 1 | 0 | 1 | 0 | SCO | 0 | 1 | SCO | 0 | NPCA, NPS | 1 | Mingo Wilderness | 49.7929 | 86.2894 | 18.8621 | 1 | 16283910 | 1769708 | 0.65 | 1707853 | 209.7596 | 5-Year Average | 70.2% | 5-Year Average | 209.7601 | 1475884.8 | 15715221.3504 | 1648213.0197 | 100% | 107 | 20.9326 | 12 | 19.5632 | [10 empty] | 246.2461 | 81.1135 | 158.8865 | 100% | 1391846.1189 | 2102400 | 22386355.2 | 20.976 | 234788.1795 | 1413424.8403 | 390311970.0978 | 0 | 97577992.5244 | 2456.5452 | 28.7575 | 7.1895 | 13.7303 | 31.207 | 1.3607 | 86.3178 | -2.2222 | -2.1883 | 2456.5452 |  | 13.7303 | 28.7575 | 33.8% | 51.05% |  |  | 214.13
[15 empty] | 6034_B_1 | 6034 | B | 1 | 2695 | Coal Steam | Michigan | 26147 | 635 | 1270 | TRUE | 10336 | 1984 | 2021 | 999 | 12.2551 | 0 | 10.8452 | Michigan | 4.82 | Ohio |  | Hugo | 6772_B_1 | 6772 | B | 1 | 2908 | Coal Steam | 0 | SPP_WEST | Oklahoma | 40 | Choctaw | 23 | 40023 | 440 | 11061 | 1982 | 0 | wall | dry | N | Subbituminous | 0 | 0 | 0.1279 | LNBO | 0 | 0 | 0 | ESPC | No | ACI | 2015 | 0 | 1.2 | 0.16166 | 0.16166 | 0.16166 | 0.16166 | 0.1 | 0.1 | 0.1 | 0.98 | Yes | 2015 | 0 | 0 | 0 | 0 | 0 | Western Farmers Electric Coop | 100 | Western Farmers Electric Coop | 100 | needs_active | 6772_G_1 | 1 | 0 | OK | 34.0158 | -95.3206 | Cooperative | RE | 0 | 0 | 14323477.8 | 1242979.8 | 25.6% | 20%-40% | 7415024.2 | 3578.4 | 1223.2 | 1468336.6 | 11.6 | 629 | 8 | 3 | 0.44722 | 0.17635 | 204.8835 | 7.3708e-07 | 0.17909 | 0.49966 | 0.1708 | 205.0252 | 8.0986e-07 | 0.16966 | 0.00052831 | 0.00019812 | 576152 | 384435 | 0 | 11210 | 1 | 0 | 0 | 0 | 0 | 0 | 0 | 0 | 1 | 0 | 0 | 0 | 0 | 1 | 0 | 0 | 0 | 0 | 0 | 0 | 400-600 | 40 | 40-59 | 5 | 5-6 Low | 0 | 0 | 0 | 0 | 0 | 0 | 0 | 23 | 78 | 38 | 53 | 0 | 0 | 0 | 0 | 0 | 0 | 0 | 0 | 0 | 0 | 0 | 0 | 0 | 0 | 0 | 1 | 1 | 1 | 1 | 0 | SCO | 0 | 1 | SCO | 0 | 0 | 0 | Caney Creek Wilderness | 114.7004 | 31.1978 | 10.6643 | 1 | 7075967 | 623239 | 0.13 | 724370 | 204.7409 | 5-Year Average | 25.6% | 5-Year Average | 205.0252 | 986726.4 | 10914180.7104 | 1118840.7746 | 100% | 76 | 12.9899 | 28 | 12.9899 | 2777.9458 | 10.58 | 4.59 | 36.6577 | 0.35626 | 0.57736 | 4.82 | 26.55 |  |  | 468.9614 | 154.4759 | 285.5241 | 39.45% | 986726.4 | 1520570.7487 | 16819033.0513 | 20.5025 | 172416.2396 | 946424.5349 | 743326567.0199 | 1 | 0 | 2603.3758 | 23.4015 | 8.9764 | 14.2628 | 23.4032 | 0 | 81.5283 | 50.9933 | 53.1648 | 2603.3758 |  | 14.2628 | 23.4015 | 35.11% | 54.1% |  |  | 214.13
[15 empty] | 6034_B_2 | 6034 | B | 2 | 2696 | Coal Steam | Michigan | 26147 | 635 | 1270 | TRUE | 10284 | 1985 | 2021 | 999 | 12.2551 | 0 | 10.8452 | Michigan | 4.82 | Ohio |  | D B Wilson | 6823_B_W1 | 6823 | B | W1 | 2910 | Coal Steam | 0 | MIS_INKY | Kentucky | 21 | Ohio | 183 | 21183 | 417 | 10643 | 1984 | 0 | wall | dry | N | Bituminous | Wet Scrubber | 1984 | 0.9 | LNB | SCR | 2003 | 0 | ESPC | No | ACI | 2016 | 0 | 0.6 | 0.5553 | 0.07965 | 0.5553 | 0.07965 | 0.05 | 0.1 | 0.1 | 0.98 | Yes | 2016 | 0 | 0 | 0 | 0 | 0 | Big Rivers Electric Corp | 100 | Big Rivers Electric Corp | 100 | needs_active | 6823_G_1 | 1 | 0 | KY | 37.4497 | -87.0806 | Cooperative | RE | 0 | 0 | 30012538.8 | 2781556 | 56.2% | 40%-60% | 14087114.4 | 5550.4 | 1287.2 | 3079286.4 | 18.6 | 526.4 | 313 | 14 | 0.41324 | 0.10174 | 205.2001 | 8.0836e-07 | 0.080547 | 0.36987 | 0.085777 | 205.2 | 6.1974e-07 | 0.074735 | 0.019742 | 0.00088302 | 2639484 | 1234391 | 0 | 22359 | 1 | 0 | 0 | 0 | 0 | 0 | 0 | 0 | 1 | 0 | 0 | 1 | 1 | 0 | 0 | 0 | 0 | 0 | 0 | 0 | 400-600 | 38 | 20-39 | 1 | 0-2 High | 0 | 0 | 0 | 1 | 0 | PM | 1 | 34 | 52 | 55 | 25 | 0 | 0 | 0 | 0 | 0 | 0 | 0 | 0 | 0 | 0 | 0 | 0 | 0 | 0 | 0 | 1 | 1 | 0 | 0 | 1 | 0 | SCO | 1 | SCO | 0 | NPCA, NPS | 0 | Mammoth Cave NP | 76.6503 | 72.412 | 16.7932 | 1 | 31303009 | 2852194 | 0.59 | 3211691 | 205.2001 | 5-Year Average | 56.2% | 5-Year Average | 205.2 | 2052941.04 | 21849451.4887 | 2241753.6639 | 100% | 41 | 13.7494 | 0 | 13.7494 | 2434.2611 | 10.58 | 4.59 | 33.2491 | 0.32663 | 0.48507 | 4.82 | 10.69 |  |  | 410.2164 | 135.1253 | 281.8747 | 83.14% | 2052941.04 | 3037081.3977 | 32323657.3156 | 20.52 | 331640.7153 | 1910112.9485 | 650212966.1008 | 0 | 0 | 2306.7447 | 23.756 | 7.6531 | 13.1643 | 23.026 | 2.6097e-15 | 79.0863 | 0.86347 | 0.92804 | 2306.7447 |  | 13.1643 | 23.756 | 32.4% | 47.94% |  |  | 205.4
[15 empty] | 6041_B_1 | 6041 | B | 1 | 2704 | Coal Steam | Kentucky | 21161 | 300 | 1346 | TRUE | 10121 | 1977 | 9999 | 67 | 17.4813 | 0 | 17.4813 | Kentucky | 4.82 | Kentucky | -28.91 | Bowen | 703_B_3BLR | 703 | B | 3BLR | 536 | Coal Steam | 0 | S_SOU | Georgia | 13 | Bartow | 15 | 13015 | 892 | 9780 | 1974 | 2035 | tangential | dry | N | Bituminous | Wet Scrubber | 2008 | 0.98 | LNC2 | SCR | 2008 | 0 | ESPC + B + WS | No | ACI | 2016 | 0 | 5 | 0.2325 | 0.08566 | 0.2325 | 0.08566 | 0.05 | 0.1 | 0.1 | 0.99 | 0 | 0 | 0 | 0 | 0 | 0 | 0 | Georgia Power Co | 100 | Southern Co | 100 | needs_active | 703_G_3 | 1 | 0 | GA | 34.1256 | -84.9222 | Investor-Owned Utility | RE | 0 | 0 | 32043261.6 | 3255389 | 38.4% | 20%-40% | 17714659 | 2400.8 | 1844.6 | 3287637.8 | 17.4 | 537 | 41 | 1 | 0.14954 | 0.16945 | 205.2001 | 3.2523e-07 | 0.062662 | 0.14985 | 0.11513 | 205.1999 | 5.4302e-07 | 0.060628 | 0.0016575 | 4.0426e-05 | 1873360 | 786054 | 0 | 8381 | 1 | 0 | 0 | 0 | 0 | 0 | 0 | 0 | 1 | 0 | 1 | 1 | 1 | 0 | 1 | 0 | 0 | 0 | 0 | 0 | 800-1000 | 48 | 40-59 | 4 | 3-4 Moderate | 0 | 0 | 0 | 0 | 0 | 0 | 0 | 71 | 30 | 89 | 83 | 1 | 0 | 0 | 50% below 2007 by 2030; Low- to no-carbon by 2050 | 1 | 1 | 1 | 1 | BATW | Permanent cessation of coal combustion | 2028 | 1 | 0 | 0 | 0 | 0 | 0 | 0 | 0 | 0 | 0 | 0 | 1 | CO | 0 | NPCA, NPS | 0 | Cohutta Wilderness | 84.3497 | 28.4625 | 21.8685 | 1 | 20413399 | 2074329 | 0.25 | 2094415 | 205.2 | 5-Year Average | 38.4% | 5-Year Average | 205.1999 | 3000545.28 | 29345332.8384 | 3010830.3798 | 27.6% | 219 | 20.1082 | 54 | 9.1818 | 2143.5729 | 10.58 | 3.22 | 25.1592 | 0.29926 | 0.42706 | 4.82 | 15.85 |  |  | 806.3371 | 265.6075 | 626.3925 | 54.68% | 3000545.28 | 4272857.9738 | 41788550.9836 | 20.52 | 428750.4235 | 2582079.9563 | 1278083469.1791 | 0 | 0 | 2040.3874 | 20.1446 | 6.2205 | 12.0969 | 16.9104 | -3.7099e-15 | 73.1456 | 10.6405 | 12.3649 | 2040.3874 |  | 12.0969 | 20.1446 | 29.78% | 42.4% |  |  | 205.4
[15 empty] | 6041_B_2 | 6041 | B | 2 | 2705 | Coal Steam | Kentucky | 21161 | 510 | 1346 | TRUE | 10048 | 1981 | 9999 | 67 | 17.4813 | 0 | 17.4813 | Kentucky | 4.82 | Kentucky | -28.91 | Bowen | 703_B_4BLR | 703 | B | 4BLR | 537 | Coal Steam | 0 | S_SOU | Georgia | 13 | Bartow | 15 | 13015 | 892 | 9726 | 1975 | 2035 | tangential | dry | N | Bituminous | Wet Scrubber | 2008 | 0.98 | LNC2 | SCR | 2008 | 0 | ESPC + B + WS | No | ACI | 2016 | 0 | 5 | 0.2429 | 0.10136 | 0.2429 | 0.10136 | 0.05 | 0.1 | 0.1 | 0.99 | 0 | 0 | 0 | 0 | 0 | 0 | 0 | Georgia Power Co | 100 | Southern Co | 100 | needs_active | 703_G_4 | 1 | 0 | GA | 34.1256 | -84.9222 | Investor-Owned Utility | RE | 0 | 0 | 36952380 | 3747488.6 | 44.6% | 40%-60% | 18842296.6 | 2598.8 | 1962 | 3791310.2 | 15 | 571.4 | 36 | 1 | 0.14212 | 0.10748 | 205.1999 | 2.1875e-07 | 0.064027 | 0.14066 | 0.10619 | 205.1998 | 4.0593e-07 | 0.060651 | 0.0016856 | 4.6823e-05 | 3428128 | 1409470 | 0 | 11799 | 1 | 0 | 0 | 0 | 0 | 0 | 0 | 0 | 1 | 0 | 1 | 1 | 1 | 0 | 1 | 0 | 0 | 0 | 0 | 0 | 800-1000 | 47 | 40-59 | 4 | 3-4 Moderate | 0 | 0 | 0 | 0 | 0 | 0 | 0 | 71 | 30 | 89 | 83 | 1 | 0 | 0 | 50% below 2007 by 2030; Low- to no-carbon by 2050 | 1 | 1 | 1 | 1 | BATW | Permanent cessation of coal combustion | 2028 | 1 | 0 | 0 | 0 | 0 | 0 | 0 | 0 | 0 | 0 | 0 | 1 | CO | 0 | NPCA, NPS | 0 | Cohutta Wilderness | 84.3497 | 30.8098 | 23.2603 | 1 | 36206972 | 3686387 | 0.44 | 3714830 | 205.1997 | 5-Year Average | 44.6% | 5-Year Average | 205.1998 | 3485008.32 | 33895190.9203 | 3477642.9304 | 27.6% | 219 | 20.1726 | 54 | 9.2112 | [10 empty] | 801.885 | 264.1409 | 627.8591 | 63.36% | 3485008.32 | 4951154.589 | 48154929.533 | 20.52 | 494069.0573 | 2983573.8731 | 1271026566.5886 | 0 | 0 | 2024.3819 | 20.1446 | 6.1376 | 12.0301 | 16.8481 | 0 | 72.7699 | 3.8231 | 4.4656 | 2024.3819 |  | 12.0301 | 20.1446 | 29.61% | 42.07% |  |  | 205.4
[15 empty] | 6041_B_3 | 6041 | B | 3 | 89571 | Coal Steam | Kentucky | 21161 | 268 | 1346 | TRUE | 10121 | 2005 | 9999 | 67 | 17.4813 | 0 | 17.4813 | Kentucky | 4.82 | Kentucky | -28.91 | Major Oak Power | 7030_B_U1 | 7030 | B | U1 | 2920 | Coal Steam | 0 | ERC_REST | Texas | 48 | Robertson | 395 | 48395 | 152 | 11608 | 1990 | 0 | FBC | wet | N | Lignite, Subbituminous | Reagent Injection | 1990 | 0.78 | ROFA | SNCR | 0 | 2007 | B | 0 | ACI | 2011 | 0 | 0.58 | 0.1962 | 0.08552 | 0.1962 | 0.08552 | 0.1 | 0.1 | 0.1 | 0.98 | Yes | 1990 | 0 | 0 | 0 | 0 | 0 | Major Oak Power LLC | 100 | Blackstone Group (The) | 100 | needs_active | 7030_G_1 | 1 | 0 | TX | 31.0919 | -96.695 | Independent Power Producer | NR | ENTERPRISE TEXAS PIPELINE | 0 | 14555770.6 | 1338786.4 | 70.4% | 60%-80% | 6641810.8 | 1239.4 | 1021.4 | 1584681.4 | 12 | 298.2 | 50 | 0 | 0.1717 | 0.14663 | 217.7376 | 0 | 0.096951 | 0.1703 | 0.14034 | 217.7393 | 8.2442e-07 | 0.089795 | 0.007045 | 0 | 1167608 | 1010613 | 30754 | 0 | 1 | 1 | Cofire Source | 0.018055 | 0.013492 | EIA-923 | EIA-923 | 1 | 0 | 1 | 1 | 0 | 1 | 0 | 0 | 0 | 0 | 0 | 0 | 0 | 0-200 | 32 | 20-39 | 6 | 5-6 Low | 0 | 0 | 0 | 0 | 0 | 0 | 0 | 16 | 58 | 66 | 50 | 0 | 0 | 0 | 0 | 0 | 0 | 0 | 0 | 0 | 0 | 0 | 0 | 0 | 0 | 0 | 1 | 1 | 0 | 1 | 0 | SCO | 0 | 1 | SCO | 0 | 0 | 0 | Wichita Mountains (Charons Garden Unit) | 442.2235 | 2.8027 | 2.3097 | 0 | 14262687 | 1320382 | 0.69 | 1552777 | 217.7398 | 5-Year Average | 70.4% | 5-Year Average | 217.7393 | 937390.08 | 10881224.0486 | 1184634.8663 | 49.84% | 28 | 25.111 | 0 | 25.111 | [10 empty] | 171.6918 | 56.5553 | 95.4447 | 100% | 836095.7794 | 1331520 | 15456284.16 | 21.7739 | 168271.9981 | 1016362.8683 | 272139817.5748 | 1 | 0 | 2851.2819 | 35.5793 | 8.2079 | 15.1157 | 43.8953 | 2.5897 | 103.3265 | 0.99804 | 0.82102 | 2851.2819 |  | 15.1157 | 35.5793 | 37.21% | 59.25% |  |  | 216.24
[15 empty] | 6041_B_4 | 6041 | B | 4 | 90241 | Coal Steam | Kentucky | 21161 | 268 | 1346 | TRUE | 10121 | 2009 | 9999 | 67 | 17.4813 | 0 | 17.4813 | Kentucky | 4.82 | Kentucky | -28.91 | Major Oak Power | 7030_B_U2 | 7030 | B | U2 | 2921 | Coal Steam | 0 | ERC_REST | Texas | 48 | Robertson | 395 | 48395 | 153 | 11407 | 1991 | 0 | FBC | wet | N | Lignite, Subbituminous | Reagent Injection | 1991 | 0.78 | ROFA | SNCR | 0 | 2008 | B | 0 | ACI | 2011 | 0 | 0.58 | 0.18344 | 0.09014 | 0.18344 | 0.09014 | 0.1 | 0.1 | 0.1 | 0.98 | Yes | 1991 | 0 | 0 | 0 | 0 | 0 | Major Oak Power LLC | 100 | Blackstone Group (The) | 100 | needs_active | 7030_G_2 | 1 | 0 | TX | 31.0919 | -96.695 | Independent Power Producer | NR | ENTERPRISE TEXAS PIPELINE | 0 | 13564089 | 1377092 | 75.6% | 60%-80% | 5949761.8 | 1185 | 942.2 | 1476726.8 | 13 | 271.6 | 50 | 0 | 0.1711 | 0.14464 | 217.7379 | 0 | 0.096219 | 0.17473 | 0.13893 | 217.7407 | 9.5841e-07 | 0.091298 | 0.0072993 | 0 | 1246316 | 1085473 | 19588 | 0 | 1 | 1 | Cofire Source | 0.020488 | 0.013492 | EIA-923 | EIA-923 | 1 | 0 | 1 | 1 | 0 | 1 | 0 | 0 | 0 | 0 | 0 | 0 | 0 | 0-200 | 31 | 20-39 | 6 | 5-6 Low | 0 | 0 | 0 | 0 | 0 | 0 | 0 | 16 | 58 | 66 | 50 | 0 | 0 | 0 | 0 | 0 | 0 | 0 | 0 | 0 | 0 | 0 | 0 | 0 | 0 | 0 | 1 | 1 | 0 | 1 | 0 | SCO | 0 | 1 | SCO | 0 | 0 | 0 | Wichita Mountains (Charons Garden Unit) | 442.2235 | 2.6796 | 2.1306 | 0 | 14320280 | 1415973 | 0.8 | 1559065 | 217.7423 | 5-Year Average | 75.6% | 5-Year Average | 217.7407 | 1013251.68 | 11558161.9138 | 1258340.8629 | 50.16% | 28 | 25.3006 | 0 | 25.3006 | [10 empty] | 169.8288 | 55.9416 | 97.0584 | 100% | 850231.4372 | 1340280 | 15288573.96 | 21.7741 | 166447.2041 | 1091893.6588 | 269186932.9901 | 1 | 0 | 2773.4537 | 35.4577 | 6.5813 | 14.8539 | 45.8858 | 4.1405 | 109.1596 | -5.7458 | -4.4741 | 2773.4537 |  | 14.8539 | 35.4577 | 36.56% | 57.64% |  |  | 216.24
[15 empty] | 6052_B_1 | 6052 | B | 1 | 2722 | Coal Steam | Georgia | 13149 | 872 | 1744 | TRUE | 10009 | 1976 | 2021 | 252 | 23.132 | 94 | 9.1794 | Georgia | 4.82 | Mississippi | -28.91 | J K Spruce | 7097_B_BLR1 | 7097 | B | BLR1 | 2939 | Coal Steam | 0 | ERC_REST | Texas | 48 | Bexar | 29 | 48029 | 560 | 9995 | 1992 | 0 | tangential | wet | N | Subbituminous | Wet Scrubber | 1992 | 0.93 | LNC3 | 0 | 0 | 0 | B | 0 | ACI | 2015 | 0 | 0.35 | 0.14372 | 0.14372 | 0.14372 | 0.14372 | 0.1 | 0.1 | 0.1 | 0.98 | 0 | 0 | 0 | 0 | 0 | 0 | 0 | CPS Energy | 100 | CPS Energy | 100 | needs_active | 7097_G_1 | 1 | 0 | TX | 29.3097 | -98.3203 | Municipally-Owned Utility | RE | ENTERPRISE TEXAS PIPELINE | 0 | 27931492.2 | 2584235.2 | 50% | 40%-60% | 14514413.4 | 623.4 | 1975.8 | 2865767.8 | 7.2 | 1029.6 | 0 | 0 | 0.041923 | 0.13514 | 205.1997 | 1.7885e-07 | 0.13539 | 0.044638 | 0.14147 | 205.1998 | 2.5777e-07 | 0.14187 | 0 | 0 | 2136593 | 1293286 | 104034 | 0 | 1 | 1 | Startup Source | 0.023324 | 0.0098205 | EIA-923 | EIA-923 | 0 | 0 | 0 | 1 | 0 | 1 | 0 | 0 | 0 | 0 | 0 | 0 | 0 | 400-600 | 30 | 20-39 | 0 | 0-2 High | 0 | 0 | 0 | 0 | 0 | 0 | 0 | 61 | 93 | 96 | 98 | 1 | 0 | 0 | 0 | 0 | 0 | 0 | 0 | FGD wastewater | 0 | 0 | 1 | F1 | 0 | 1 | 1 | 1 | 0 | 1 | 0 | SCO | 0 | 1 | SCO | 0 | NPS | 0 | Big Bend NP | 438.9421 | 1.4202 | 4.5013 | 0 | 24338871 | 2250205 | 0.44 | 2497163 | 205.1996 | 5-Year Average | 50% | 5-Year Average | 205.1998 | 2452800 | 24515736 | 2515311.6174 | 41.64% | 12 | 11.9304 | 0 | 11.9304 | 2330.1814 | 10.58 | 4.59 | 29.6972 | 0.31704 | 0.46422 | 4.82 | 18.85 |  |  | 539.3378 | 177.6579 | 382.3421 | 73.23% | 2452800 | 3592510.1956 | 35907139.4054 | 20.52 | 368406.8261 | 2146904.7913 | 854876564.8601 | 0 | 213719141.215 | 2235.8942 | 22.0242 | 6.9664 | 12.8882 | 20.2481 | 0 | 74.3994 | 5.4358 | 6.2103 | 2235.8942 |  | 12.8882 | 22.0242 | 31.72% | 46.47% |  |  | 214.13
[15 empty] | 6052_B_2 | 6052 | B | 2 | 2723 | Coal Steam | Georgia | 13149 | 872 | 1744 | TRUE | 10033 | 1978 | 2021 | 252 | 23.132 | 94 | 9.1794 | Georgia | 4.82 | Mississippi | -28.91 | J K Spruce | 7097_B_BLR2 | 7097 | B | BLR2 | 2940 | Coal Steam | 0 | ERC_REST | Texas | 48 | Bexar | 29 | 48029 | 785 | 9923 | 2010 | 0 | tangential | wet | N | Subbituminous | Wet Scrubber | 2010 | 0.95 | AA + LNB | SCR | 2010 | 0 | B | 0 | ACI | 2013 | 0 | 0.1 | 0.04811 | 0.04811 | 0.04811 | 0.04811 | 0.1 | 0.1 | 0.1 | 0.99 | 0 | 0 | 0 | 0 | 0 | 0 | 0 | CPS Energy | 100 | CPS Energy | 100 | needs_active | 7097_G_2 | 1 | 0 | TX | 29.3097 | -98.3203 | Municipally-Owned Utility | RE | ENTERPRISE TEXAS PIPELINE | 0 | 44201303.4 | 4296578.6 | 51.8% | 40%-60% | 22314478 | 211 | 1003.6 | 4535048.8 | 18.6 | 497.6 | 0 | 0 | 0.012903 | 0.042916 | 205.1999 | 5.7383e-07 | 0.042871 | 0.0095472 | 0.04541 | 205.1998 | 4.208e-07 | 0.044599 | 0 | 0 | 4555704 | 2643617 | 88813 | 0 | 1 | 1 | Startup Source | 0.010294 | 0.0098205 | EIA-923 | EIA-923 | 0 | 0 | 0 | 1 | 1 | 1 | 0 | 1 | 0 | 0 | 0 | 0 | 0 | 600-800 | 12 | 0-19 | 3 | 3-4 Moderate | 0 | 0 | 0 | 0 | 0 | 0 | 0 | 61 | 93 | 96 | 98 | 1 | 0 | 0 | 0 | 0 | 0 | 0 | 0 | FGD wastewater | 0 | 0 | 1 | F1 | 0 | 1 | 1 | 1 | 0 | 0 | 0 | 0 | 0 | 1 | CO | 0 | NPS | 0 | Big Bend NP | 438.9421 | 0.4807 | 2.2864 | 0 | 48503404 | 4809239 | 0.57 | 4976435 | 205.1994 | 5-Year Average | 51.8% | 5-Year Average | 205.1998 | 3562078.8 | 35346507.9324 | 3626547.7724 | 58.36% | 12 | 9.8052 | 0 | 9.8052 | 2305.6099 | 10.58 | 3.52 | 27.4316 | 0.31474 | 0.4593 | 4.82 | 18.85 |  |  | 750.5898 | 247.2443 | 537.7557 | 75.62% | 3562078.8 | 5199818.0872 | 51597794.8797 | 20.52 | 529392.8001 | 3097154.9723 | 1189721292.823 | 0 | 297430323.2058 | 2212.3825 | 20.5768 | 6.8435 | 12.7954 | 18.072 | 0 | 73.9058 | 1.8806 | 2.163 | 2212.3825 |  | 12.7954 | 20.5768 | 31.5% | 45.98% |  |  | 214.13
[15 empty] | 6055_B_2B1 | 6055 | B | 2B1 | 2724 | Coal Steam | Louisiana | 22077 | 568 | 1148 | TRUE | 10438 | 1981 | 2021 | 71 | 11.524 | 0 | 11.524 | Louisiana Onshore | 4.82 | Louisiana Onshore | -28.91 | Cope | 7210_B_COP1 | 7210 | B | COP1 | 3006 | Coal Steam | 0 | S_VACA | South Carolina | 45 | Orangeburg | 75 | 45075 | 415 | 9502 | 1996 | 0 | tangential | dry | N | Bituminous | Dry Scrubber | 1996 | 0.95 | LNC2 | SCR | 2008 | 0 | B | 0 | ACI | 2016 | 0 | 0.25 | 0.2662 | 0.09844 | 0.2662 | 0.09844 | 0.1 | 0.1 | 0.1 | 0.99 | 0 | 0 | 0 | 0 | C2G | 2019 | 0 | Dominion Energy South Carolina | 100 | Dominion Energy Inc | 100 | needs_active | 7210_G_ST1 | 1 | 0 | SC | 33.3644 | -81.03 | Investor-Owned Utility | RE | DOMINION TRANSMISSION INCORPORATED | 0 | 16079340.4 | 1815837.8 | 38.6% | 20%-40% | 6835363.4 | 667.2 | 872.2 | 1402141.4 | 1 | 358.2 | 105 | 1 | 0.056433 | 0.10342 | 154.0205 | 0 | 0.10003 | 0.082988 | 0.10849 | 174.4029 | 6.2192e-08 | 0.10481 | 0.0098571 | 9.3877e-05 | 1851609 | 370864 | 9319917 | 791 | 1 | 1 | Cofire Source | 0.85 | 0.85 | CAMD | CAMD | 0 | 0 | 0 | 1 | 1 | 1 | 0 | 1 | 0 | 0 | 1 | 0 | 1 | 400-600 | 26 | 20-39 | 6 | 5-6 Low | 0 | 0 | 0 | 0 | 0 | 0 | 0 | 47 | 89 | 73 | 81 | 1 | 0 | 0 | Net-zero by 2050 | 0 | 0 | 1 | 1 | 0 | 0 | 0 | 0 | 0 | 0 | 0 | 0 | 0 | 0 | 0 | 0 | 0 | 0 | 0 | 0 | 0 | NPCA | 0 | Cape Romain Wilderness | 137.4989 | 4.8524 | 6.3433 | 0 | 16177856 | 1974447 | 0.39 | 1316078 | 162.7012 | 5-Year Average | 38.6% | Floor Used | 190 | 1403264.4 | 13333818.3288 | 1266712.7412 | 100% | 281 | 41.5905 | 2 | 14.8009 | 2065.7575 | 10.58 | 4.59 | 29.2334 | 0.29158 | 0.41159 | 4.82 | 25.38 |  | 1 | 364.482 | 120.0604 | 294.9396 | 54.31% | 1403264.4 | 1974487.8717 | 18761583.7567 | 19 | 178235.0457 | 1088477.6955 | 577721634.5381 | 0 | 0 | 1958.7793 | 23.7887 | 5.8019 | 11.753 | 20.6229 | 0 | 65.9324 | 19.179 | 24.7256 | 1958.7793 |  | 11.753 | 23.7887 | 28.93% | 40.71% |  |  | 205.4
[15 empty] | 6055_B_2B3 | 6055 | B | 2B3 | 2726 | Coal Steam | Louisiana | 22077 | 580 | 1148 | TRUE | 10438 | 1981 | 2021 | 71 | 11.524 | 0 | 11.524 | Louisiana Onshore | 4.82 | Louisiana Onshore | -28.91 | Clover | 7213_B_1 | 7213 | B | 1 | 3007 | Coal Steam | 0 | PJM_Dom | Virginia | 51 | Halifax | 83 | 51083 | 440 | 10106 | 1995 | 2045 | tangential | dry | N | Bituminous | Wet Scrubber | 1995 | 0.94 | LNB + OFA | SNCR | 0 | 1995 | B + WS | 0 | 0 | 0 | 0 | 0.1 | 0.31341 | 0.28371 | 0.1469 | 0.13298 | 0.05 | 0.1 | 0.56 | 0.99 | 0 | 0 | 0 | 0 | 0 | 0 | 0 | Old Dominion Electric Coop | 50 | Dominion Energy Inc | 50 | needs_active | 7213_G_1 | 1 | 0 | VA | 36.869 | -78.704 | Investor-Owned Utility | RE | 0 | 0 | 11557127.8 | 1102227.2 | 25.4% | 20%-40% | 5514227 | 315.6 | 1572.2 | 1185761.8 | 0 | 742.8 | 48 | 0 | 0.067336 | 0.25149 | 205.201 | 0 | 0.21287 | 0.054616 | 0.27207 | 205.2001 | 0 | 0.26941 | 0.0045937 | 0 | 665820 | 294128 | 0 | 9684 | 1 | 0 | 0 | 0 | 0 | 0 | 0 | 0 | 0 | 1 | 1 | 0 | 1 | 0 | 0 | 0 | 0 | 0 | 0 | 0 | 400-600 | 27 | 20-39 | 3 | 3-4 Moderate | 0 | 0 | 1 | 0 | 0 | OS NOx | 1 | 31 | 88 | 36 | 58 | 1 | 1 | 1 | Net-zero by 2050 | 0 | 0 | 1 | 1 | 0 | 0 | 0 | 0 | 0 | 0 | 0 | 1 | 1 | 0 | 1 | 0 | SCO | 0 | 1 | SCO | 0 | NPCA, NPS | 0 | James River Face Wilderness | 100.0962 | 3.153 | 15.7069 | 1 | 7344979 | 724455 | 0.16 | 753593 | 205.1995 | 5-Year Average | 25.4% | 5-Year Average | 205.2001 | 979017.6 | 9893951.8656 | 1015119.8789 | 50.17% | 175 | 24.033 | 91 | 13.7331 | 2252.9494 | 10.58 | 3.52 | 30.7951 | 0.30983 | 0.44892 | 4.82 | 41.67 |  |  | 411.0029 | 135.3844 | 304.6156 | 36.69% | 979017.6 | 1414135.3796 | 14291252.1459 | 20.52 | 146628.3073 | 868491.5716 | 651459585.9344 | 0 | 0 | 2138.6282 | 23.4015 | 6.7373 | 12.5001 | 21.9032 | -2.8024e-15 | 75.4039 | 41.5948 | 46.8882 | 2138.6282 |  | 12.5001 | 23.4015 | 30.77% | 44.44% |  |  | 205.4
[15 empty] | 6064_B_N1 | 6064 | B | N1 | 2731 | Coal Steam | Kansas | 20209 | 240 | 240 | FALSE | 11426 | 1981 | 9999 | 999 | 18.678 | 99 | 18.678 | Kansas | 4.82 | Missouri |  | Clover | 7213_B_2 | 7213 | B | 2 | 3008 | Coal Steam | 0 | PJM_Dom | Virginia | 51 | Halifax | 83 | 51083 | 437 | 10086 | 1996 | 0 | tangential | dry | N | Bituminous | Wet Scrubber | 1996 | 0.94 | LNB + OFA | SNCR | 0 | 1996 | B + WS | 0 | 0 | 0 | 0 | 0.1 | 0.3005 | 0.28043 | 0.1469 | 0.13709 | 0.05 | 0.1 | 0.56 | 0.99 | 0 | 0 | 0 | 0 | 0 | 0 | 0 | Old Dominion Electric Coop | 50 | Dominion Energy Inc | 50 | needs_active | 7213_G_2 | 1 | 0 | VA | 36.869 | -78.704 | Investor-Owned Utility | RE | 0 | 0 | 9870145.8 | 991737.8 | 22% | 20%-40% | 5259548 | 264.6 | 1392.8 | 1012677.2 | 0 | 722.8 | 34 | 0 | 0.060374 | 0.26212 | 205.2001 | 0 | 0.24856 | 0.053616 | 0.28222 | 205.2 | 0 | 0.27485 | 0.004448 | 0 | 615490 | 274609 | 0 | 5486 | 1 | 0 | 0 | 0 | 0 | 0 | 0 | 0 | 0 | 1 | 1 | 0 | 1 | 0 | 0 | 0 | 0 | 0 | 0 | 0 | 400-600 | 26 | 20-39 | 3 | 3-4 Moderate | 0 | 0 | 1 | 0 | 0 | OS NOx | 1 | 31 | 88 | 36 | 58 | 1 | 1 | 1 | Net-zero by 2050 | 0 | 0 | 1 | 1 | 0 | 0 | 0 | 0 | 0 | 0 | 0 | 1 | 1 | 0 | 1 | 0 | SCO | 0 | 1 | SCO | 0 | NPCA, NPS | 0 | James River Face Wilderness | 100.0962 | 2.6435 | 13.9146 | 1 | 6761966 | 676558 | 0.15 | 693778 | 205.2001 | 5-Year Average | 22% | 5-Year Average | 205.2 | 842186.4 | 8494292.0304 | 871514.5697 | 49.83% | 175 | 24.1647 | 91 | 13.8084 | 2252.9494 | 10.58 | 3.52 | 30.7951 | 0.30983 | 0.44892 | 4.82 | 41.67 |  |  | 407.3928 | 134.1952 | 302.8048 | 31.75% | 842186.4 | 1215421.4342 | 12258740.5857 | 20.52 | 125774.7083 | 745739.8613 | 645737353.3031 | 0 | 0 | 2132.5201 | 23.4456 | 6.7048 | 12.4754 | 21.9353 | -3.2606e-15 | 75.2659 | 53.2579 | 60.1457 | 2132.5201 |  | 12.4754 | 23.4456 | 30.71% | 44.32% |  |  | 205.4
[15 empty] | 6065_B_1 | 6065 | B | 1 | 2733 | Coal Steam | Missouri | 29165 | 700 | 1582 | TRUE | 9632 | 1980 | 2039 | 41 | 10.6735 | 85 | 10.6735 | Kansas | 4.82 | Kansas | -28.91 | George Neal South | 7343_B_4 | 7343 | B | 4 | 3101 | Coal Steam | 0 | MIS_MIDA | Iowa | 19 | Woodbury | 193 | 19193 | 645 | 10033 | 1979 | 0 | wall | dry | Y | Subbituminous | Dry Scrubber | 2013 | 0.9 | LNBO | SNCR | 0 | 2014 | ESPC + B | No | ACI | 2014 | 0 | 1.2 | 0.1812 | 0.1812 | 0.1812 | 0.1812 | 0.1 | 0.1 | 0.1 | 0.95 | 0 | 0 | 0 | 0 | 0 | 0 | 0 | MidAmerican Energy Co | 40.57 | Berkshire Hathaway Inc | 40.57 | needs_active | 7343_G_4 | 1 | 0 | IA | 42.3006 | -96.3617 | Investor-Owned Utility | RE | 0 | MIDAMERICAN ENERGY COMPANY | 18630892.2 | 2030519.6 | 28.8% | 20%-40% | 10718453.6 | 3289.6 | 1701.2 | 1954007.6 | 5.8 | 955.4 | 6 | 0 | 0.35166 | 0.19174 | 209.7596 | 5.3709e-07 | 0.19167 | 0.35313 | 0.18262 | 209.76 | 3.1131e-07 | 0.17827 | 0.00048989 | 0 | 1543516 | 914998 | 0 | 22715 | 1 | 0 | 0 | 0 | 0 | 0 | 0 | 0 | 1 | 1 | 1 | 0 | 1 | 0 | 0 | 0 | 0 | 0 | 0 | 0 | 600-800 | 43 | 40-59 | 6 | 5-6 Low | 0 | 0 | 0 | 0 | 0 | 0 | 0 | 15 | 51 | 29 | 56 | 0 | 0 | 0 | 0 | 0 | 0 | 0 | 0 | 0 | 0 | 0 | 0 | 0 | 0 | 0 | 0 | 0 | 0 | 0 | 0 | 0 | 0 | 0 | 0 | 0 | NPCA, NPS | 0 | Badlands/Sage Creek Wilderness 2 | 490.8904 | 6.7013 | 3.4655 | 0 | 15250259 | 1705488 | 0.24 | 1599446 | 209.7598 | 5-Year Average | 28.8% | 5-Year Average | 209.76 | 1627257.6 | 16326275.5008 | 1712299.4468 | 100% | 245 | 26.7949 | 162 | 17.7174 | 2343.3268 | 10.58 | 4.59 | 28.9128 | 0.31829 | 0.46691 | 4.82 | 41.73 |  |  | 623.5633 | 205.4018 | 439.5982 | 42.26% | 1627257.6 | 2387591.7767 | 23954708.2959 | 20.976 | 251236.9325 | 1461062.5143 | 988378098.1617 | 0 | 0 | 2248.3668 | 21.3587 | 7.0319 | 12.9372 | 26.3059 | 3.3196e-15 | 76.3188 | 39.1985 | 43.6573 | 2248.3668 |  | 12.9372 | 21.3587 | 31.85% | 46.72% |  |  | 214.13
[15 empty] | 6065_B_2 | 6065 | B | 2 | 2732 | Coal Steam | Missouri | 29165 | 882 | 1582 | TRUE | 9502 | 2010 | 9999 | 41 | 10.6735 | 85 | 10.6735 | Kansas | 4.82 | Kansas | -28.91 | Neil Simpson II | 7504_B_2 | 7504 | B | 2 | 3120 | Coal Steam | 0 | WECC_WY | Wyoming | 56 | Campbell | 5 | 56005 | 80 | 12337 | 1995 | 0 | wall | dry | N | Subbituminous | Dry Scrubber | 1996 | 0.875 | LNB + OFA | 0 | 0 | 0 | ESPC | No | ACI | 2016 | 0 | 0.2 | 0.15324 | 0.15324 | 0.15324 | 0.15324 | 0.1 | 0.1 | 0.1 | 0.925 | 0 | 0 | 0 | 0 | C2G/Retire | 2025 | 0 | Black Hills Power Inc | 100 | Black Hills Corp | 100 | needs_active | 7504_G_2 | 1 | 0 | WY | 44.2856 | -105.3833 | Investor-Owned Utility | RE | Other - Please explain in pipeline notes below. | 0 | 8298722 | 687880.2 | 73% | 60%-80% | 3536936.6 | 363 | 615.2 | 870371.2 | 0 | 266.4 | 26 | 0 | 0.093316 | 0.15061 | 209.7597 | 0 | 0.15067 | 0.087483 | 0.14826 | 209.7603 | 0 | 0.15064 | 0.0071726 | 0 | 664557 | 506889 | 9070 | 0 | 1 | 1 | Energy Source | 0.0082689 | 0.0082689 | EIA-923 | EIA-923 | 0 | 1 | 0 | 0 | 0 | 1 | 0 | 0 | 0 | 0 | 1 | 0 | 1 | 0-200 | 27 | 20-39 | 6 | 5-6 Low | 0 | 0 | 0 | 0 | 0 | 0 | 0 | 34 | 70 | 8 | 55 | 0 | 0 | 0 | 0 | 0 | 0 | 0 | 0 | 0 | 0 | 0 | 0 | 0 | 0 | 0 | 1 | 1 | 0 | 1 | 0 | SCO | 0 | 1 | SCO | 0 | NPS | 0 | Wind Cave National Park | 167.0817 | 2.1726 | 3.682 | 0 | 8791769 | 728876 | 0.77 | 922082 | 209.7603 | 5-Year Average | 73% | 5-Year Average | 209.7603 | 511584 | 6311411.808 | 661941.8109 | 100% | 56 | 38.0356 | 0 | 38.0356 | [9 empty] | 1 | 95.102 | 31.3266 | 48.6734 | 100% | 426379.0373 | 700800 | 8645769.6 | 20.976 | 90676.9604 | 571264.8505 | 150741258.9249 | 0 | 0 | 3096.9943 | 52.3239 | 8.2123 | 15.9082 | 66.9585 | 4.1389 | 113.8834 | 17.4989 | 13.0608 | 3096.9943 |  | 15.9082 | 52.3239 | 39.16% | 64.36% |  |  | 214.13
[15 empty] | 6068_B_1 | 6068 | B | 1 | 2734 | Coal Steam | Kansas | 20149 | 728 | 2189 | TRUE | 10990 | 1978 | 2039 | 63 | 9.6536 | 23 | 9.6536 | Kansas | 4.82 | Kansas | -28.91 | Bonanza | 7790_B_1-1 | 7790 | B | 44562 | 3228 | Coal Steam | 0 | WECC_UT | Utah | 49 | Uintah | 47 | 49047 | 458 | 9983 | 1986 | 2030 | wall | dry | N | Bituminous | Wet Scrubber | 1986 | 0.95 | LNB | 0 | 0 | 0 | B | 0 | 0 | 0 | 0 | 0.1 | 0.2634 | 0.2634 | 0.1987 | 0.1987 | 0.05 | 0.1 | 0.56 | 0.99 | 0 | 0 | 0 | 0 | 0 | 0 | 0 | Deseret Power Electric Coop | 96.25 | Deseret Power Electric Coop | 96.25 | needs_active | 0 | 0 | 0 | UT | 40.0864 | -109.2844 | Cooperative | RE | 0 | 0 | 37311654.8 | 3612004.2 | 75% | 60%-80% | 15694783.8 | 1050.2 | 4773.8 | 3828174.2 | 0 | 1980.4 | 101 | 0 | 0.053436 | 0.24339 | 205.1999 | 0 | 0.24 | 0.056293 | 0.25589 | 205.1999 | 0 | 0.25236 | 0.0050647 | 0 | 0 | 1975259 | 0 | 4859 | 1 | 0 | 0 | 0 | 0 | 0 | 0 | 0 | 0 | 0 | 1 | 0 | 1 | 0 | 0 | 1 | 0 | 0 | 1 | 1 | 400-600 | 36 | 20-39 | 4 | 3-4 Moderate | 0 | 0 | 1 | 0 | 0 | OS NOx | 1 | 1 | 95 | 1 | 76 | 1 | 1 | 0 | 0 | 0 | 0 | 0 | 0 | 0 | 0 | 0 | 0 | 0 | 0 | 0 | 1 | 1 | 0 | 1 | 0 | SCO | 0 | 1 | SCO | 0 | 0 | 0 | Arches NP | 141.4916 | 7.4223 | 33.7391 | 1 | 40305525 | 3973715 | 0.81 | 4135344 | 205.1999 | 5-Year Average | 75% | 5-Year Average | 205.1999 | 3009060 | 30039445.98 | 3082045.8835 | 100% | 15 | 13.4987 | 0 | 13.4987 | 2813 | 10.58 | 4.59 | 38.16 | 0.33 | 0.48 | 4.82 | 10.69 |  | 1 | 422.6097 | 139.2076 | 318.7924 | 100% | 2792621.0003 | 4012080 | 40052594.64 | 20.52 | 410939.4511 | 2671106.4324 | 669856934.5041 | 0 | 0 | 2101.2328 | 23.1489 | 5.3784 | 12.348 | 22.6032 | 1.8364 | 81.3014 | -13.6271 | -14.247 | 2101.2328 |  | 12.348 | 23.1489 | 30.39% | 43.67% |  |  | 205.4
[15 empty] | 6068_B_2 | 6068 | B | 2 | 2735 | Coal Steam | Kansas | 20149 | 733 | 2189 | TRUE | 11132 | 1980 | 2039 | 63 | 9.6536 | 23 | 9.6536 | Kansas | 4.82 | Kansas | -28.91 | Belews Creek | 8042_B_1 | 8042 | B | 1 | 3433 | Coal Steam | 0 | S_VACA | North Carolina | 37 | Stokes | 169 | 37169 | 1110 | 9185 | 1974 | 2038 | cell | dry | N | Bituminous | Wet Scrubber | 2008 | 0.95 | LNCB + OFA | SCR | 2003 | 0 | ESPC | Yes | 0 | 0 | 0 | 0.063 | 0.19472 | 0.19472 | 0.19472 | 0.19472 | 0.05 | 0.1 | 0.56 | 0.99 | 0 | 0 | 0 | 0 | 0 | 0 | 0 | Duke Energy Carolinas | 100 | Duke Energy Corp | 100 | needs_active | 8042_G_1 | 1 | 0 | NC | 36.2811 | -80.0603 | Investor-Owned Utility | RE | 0 | PIEDMONT NATURAL GAS | 35983128 | 4013376.8 | 33.8% | 20%-40% | 20766883 | 1580.2 | 3298.6 | 3507927 | 13 | 1937.2 | 18 | 0 | 0.058936 | 0.14284 | 182.1657 | 2.3919e-07 | 0.14506 | 0.08783 | 0.18334 | 194.9762 | 3.6128e-07 | 0.18657 | 0.00097192 | 0 | 3014832 | 1126770 | 0 | 29209 | 1 | 1 | Startup Source | 0.55 | 0.27 | CAMD | CAMD | 0 | 1 | 0 | 0 | 1 | 1 | 0 | 0 | 0 | 0 | 0 | 0 | 0 | 1000+ | 48 | 40-59 | 4 | 3-4 Moderate | 0 | 0 | 1 | 0 | 0 | OS NOx | 1 | 50 | 56 | 68 | 72 | 0 | 0 | 0 | 50% below 2005 by 2030; Net-zero by 2050 | 1 | 1 | 1 | 1 | BATW | 0 | 0 | 1 | 0 | 0 | 0 | 0 | 0 | 0 | 0 | 0 | 0 | 0 | 1 | CO | 0 | NPCA, NPS | 0 | James River Face Wilderness | 151.6326 | 10.4212 | 21.7539 | 1 | 28984433 | 3254014 | 0.27 | 2970832 | 204.995 | 5-Year Average | 33.8% | 5-Year Average | 194.9762 | 3286576.8 | 30187207.908 | 2942893.7272 | 50% | 167 | 14.0255 | 76 | 8.3985 | 1972.4254 | 10.58 | 2.88 | 22.5686 | 0.28211 | 0.39296 | 4.82 | 25.38 |  |  | 942.3562 | 310.4121 | 799.5879 | 46.92% | 3286576.8 | 4562475.7404 | 41906339.6751 | 19.4976 | 408536.9688 | 2534356.7583 | 1493680282.0682 | 0 | 0 | 1868.0627 | 19.522 | 5.3486 | 11.3609 | 14.8407 | 0 | 65.5455 | 17.8154 | 23.1031 | 1868.0627 |  | 11.3609 | 19.522 | 27.97% | 38.82% |  |  | 205.4
[15 empty] | 6068_B_3 | 6068 | B | 3 | 2736 | Coal Steam | Kansas | 20149 | 728 | 2189 | TRUE | 11180 | 1983 | 2021 | 63 | 9.6536 | 23 | 9.6536 | Kansas | 4.82 | Kansas | -28.91 | Belews Creek | 8042_B_2 | 8042 | B | 2 | 3434 | Coal Steam | 0 | S_VACA | North Carolina | 37 | Stokes | 169 | 37169 | 1110 | 9203 | 1975 | 2038 | cell | dry | N | Bituminous | Wet Scrubber | 2008 | 0.95 | LNCB + OFA | SCR | 2004 | 0 | ESPC | Yes | 0 | 0 | 0 | 0.063 | 0.14964 | 0.14964 | 0.14964 | 0.14964 | 0.05 | 0.1 | 0.56 | 0.99 | 0 | 0 | 0 | 0 | 0 | 0 | 0 | Duke Energy Carolinas | 100 | Duke Energy Corp | 100 | needs_active | 8042_G_2 | 1 | 0 | NC | 36.2811 | -80.0603 | Investor-Owned Utility | RE | 0 | PIEDMONT NATURAL GAS | 38254080.6 | 4369089 | 34.6% | 20%-40% | 21600486 | 1682.2 | 2802.6 | 3751750 | 15.6 | 1463 | 87 | 0 | 0.050725 | 0.13217 | 167.1523 | 3.5164e-07 | 0.12208 | 0.087949 | 0.14653 | 196.149 | 4.078e-07 | 0.13546 | 0.0032745 | 0 | 4108810 | 1555970 | 0 | 55787 | 1 | 1 | 0 | 0 | 0.27 | 0 | CAMD | 0 | 1 | 0 | 0 | 1 | 1 | 0 | 0 | 0 | 0 | 0 | 0 | 0 | 1000+ | 47 | 40-59 | 4 | 3-4 Moderate | 0 | 0 | 1 | 0 | 0 | OS NOx | 1 | 50 | 56 | 68 | 72 | 0 | 0 | 0 | 50% below 2005 by 2030; Net-zero by 2050 | 1 | 1 | 1 | 1 | BATW | 0 | 0 | 1 | 0 | 0 | 0 | 0 | 0 | 0 | 0 | 0 | 0 | 0 | 1 | CO | 0 | NPCA, NPS | 0 | James River Face Wilderness | 151.6326 | 11.0939 | 18.4828 | 1 | 38044308 | 4373018 | 0.34 | 3903344 | 205.1999 | 5-Year Average | 34.6% | 5-Year Average | 196.149 | 3364365.6 | 30962256.6168 | 3036607.9759 | 50% | 167 | 14.01 | 76 | 8.3892 | 1972.4254 | 10.58 | 2.88 | 22.5686 | 0.28211 | 0.39296 | 4.82 | 25.38 |  |  | 944.203 | 311.0205 | 798.9795 | 48.07% | 3364365.6 | 4674019.2875 | 43014999.5028 | 19.6149 | 421867.4762 | 2614740.4997 | 1496607472.6047 | 0 | 0 | 1873.1487 | 19.522 | 5.3737 | 11.3832 | 14.9039 | 0 | 66.0609 | 16.3118 | 20.9883 | 1873.1487 |  | 11.3832 | 19.522 | 28.02% | 38.93% |  |  | 205.4
[15 empty] | 6071_B_1 | 6071 | B | 1 | 2737 | Coal Steam | Kentucky | 21223 | 511 | 1243 | TRUE | 10039 | 1990 | 9999 | 105 | 13.2074 | 0 | 12.5785 | Indiana | 4.82 | Indiana | -28.91 | Jim Bridger | 8066_B_BW71 | 8066 | B | BW71 | 3455 | Coal Steam | 0 | WECC_WY | Wyoming | 56 | Sweetwater | 37 | 56037 | 531 | 10373 | 1974 | 0 | tangential | dry | N | Subbituminous | Wet Scrubber | 1990 | 0.864 | LNC1 | 0 | 0 | 0 | ESPC | No | ACI | 2015 | 0 | 0.15 | 0.19306 | 0.19306 | 0.1469 | 0.1469 | 0.1 | 0.1 | 0.1 | 0.914 | 0 | 0 | 0 | 0 | C2G | 2024 | Yes | PacifiCorp | 66.67 | Berkshire Hathaway Inc | 66.67 | needs_active | 8066_G_1 | 1 | 0 | WY | 41.7378 | -108.7875 | Investor-Owned Utility | RE | 0 | 0 | 28262668.6 | 2847262.2 | 41% | 40%-60% | 11627503.4 | 2047.2 | 2654.8 | 2964187 | 24.2 | 1099.4 | 113 | 0 | 0.14499 | 0.17965 | 209.7599 | 8.8697e-07 | 0.18087 | 0.14487 | 0.18787 | 209.7599 | 8.5625e-07 | 0.1891 | 0.0072523 | 0 | 2689749 | 1506983 | 0 | 3687 | 1 | 0 | 0 | 0 | 0 | 0 | 0 | 0 | 1 | 0 | 0 | 0 | 1 | 0 | 0 | 0 | 0 | 1 | 0 | 1 | 400-600 | 48 | 40-59 | 0 | 0-2 High | 0 | 0 | 0 | 1 | 0 | PM | 1 | 0 | 41 | 7 | 21 | 0 | 0 | 0 | 0 | 0 | 0 | 0 | 0 | 0 | 0 | 0 | 0 | F1 | 0 | 1 | 1 | 1 | 0 | 1 | 0 | SCO | 0 | 1 | SCO | 0 | NPCA, NPS | 1 | Bridger Wilderness | 97.3194 | 21.0359 | 27.2792 | 1 | 28952154 | 2899074 | 0.42 | 3036498 | 209.7597 | 5-Year Average | 41% | 5-Year Average | 209.7599 | 1907139.6 | 19782759.0708 | 2074814.5935 | 25.15% | 108 | 13.0105 | 0 | 12.0467 | 2461.6568 | 10.58 | 4.59 | 31.4932 | 0.32907 | 0.49047 | 4.82 | 11.28 |  | 1 | 530.7487 | 174.8286 | 356.1714 | 61.13% | 1907139.6 | 2843269.2205 | 29493231.6241 | 20.976 | 309324.8377 | 1765489.7558 | 841262412.7194 | 0 | 0 | 2361.9596 | 22.3 | 7.6375 | 13.3757 | 21.3606 | 2.7876e-15 | 78.6868 | 13.9737 | 15.0949 | 2361.9596 |  | 13.3757 | 22.3 | 32.92% | 49.09% |  |  | 214.13
[15 empty] | 6071_B_2 | 6071 | B | 2 | 90433 | Coal Steam | Kentucky | 21223 | 732 | 1243 | TRUE | 9716 | 2011 | 9999 | 105 | 13.2074 | 0 | 12.5785 | Indiana | 4.82 | Indiana | -28.91 | Jim Bridger | 8066_B_BW72 | 8066 | B | BW72 | 3456 | Coal Steam | 0 | WECC_WY | Wyoming | 56 | Sweetwater | 37 | 56037 | 527 | 10396 | 1975 | 0 | tangential | dry | N | Subbituminous | Wet Scrubber | 1986 | 0.864 | LNC1 | 0 | 0 | 0 | ESPC | No | ACI | 2015 | 0 | 0.15 | 0.17656 | 0.17656 | 0.1469 | 0.1469 | 0.1 | 0.1 | 0.1 | 0.914 | 0 | 0 | 0 | 0 | C2G | 2024 | Yes | PacifiCorp | 66.67 | Berkshire Hathaway Inc | 66.67 | needs_active | 8066_G_2 | 1 | 0 | WY | 41.7378 | -108.7875 | Investor-Owned Utility | RE | 0 | 0 | 29479842.4 | 2985094.6 | 42.8% | 40%-60% | 12253843 | 2266.6 | 2661.6 | 3091846 | 25.4 | 1118.2 | 128 | 0 | 0.14971 | 0.17155 | 209.7598 | 9.567e-07 | 0.16738 | 0.15377 | 0.18057 | 209.76 | 8.6161e-07 | 0.18251 | 0.0097745 | 0 | 2823939 | 1576864 | 0 | 3950 | 1 | 0 | 0 | 0 | 0 | 0 | 0 | 0 | 1 | 0 | 0 | 0 | 1 | 0 | 0 | 0 | 0 | 1 | 0 | 1 | 400-600 | 47 | 40-59 | 0 | 0-2 High | 0 | 0 | 0 | 1 | 0 | PM | 1 | 0 | 41 | 7 | 21 | 0 | 0 | 0 | 0 | 0 | 0 | 0 | 0 | 0 | 0 | 0 | 0 | F1 | 0 | 1 | 1 | 1 | 0 | 1 | 0 | SCO | 0 | 1 | SCO | 0 | NPCA, NPS | 1 | Bridger Wilderness | 97.3194 | 23.2903 | 27.3491 | 1 | 30444359 | 3037379 | 0.44 | 3193003 | 209.7599 | 5-Year Average | 42.8% | 5-Year Average | 209.76 | 1975870.56 | 20541150.3418 | 2154355.9378 | 24.96% | 108 | 13.0526 | 0 | 12.0858 | 2469.6275 | 10.58 | 4.59 | 31.6356 | 0.32975 | 0.49199 | 4.82 | 11.28 |  | 1 | 527.9185 | 173.8964 | 353.1036 | 63.88% | 1975870.56 | 2948946.686 | 30657249.7473 | 20.976 | 321533.2488 | 1832822.689 | 836776494.8343 | 0 | 0 | 2369.776 | 22.3404 | 7.6797 | 13.4053 | 21.4455 | -2.6877e-15 | 78.8462 | 11.9631 | 12.8968 | 2369.776 |  | 13.4053 | 22.3404 | 33% | 49.25% |  |  | 214.13
[15 empty] | 6073_B_1 | 6073 | B | 1 | 2744 | Coal Steam | Mississippi | 28059 | 502 | 1004 | TRUE | 11194 | 1981 | 2021 | 999 | 11.9019 | 0 | 11.9019 | Mississippi | 4.82 | Atlantic Offshore |  | Jim Bridger | 8066_B_BW73 | 8066 | B | BW73 | 3457 | Coal Steam | 0 | WECC_WY | Wyoming | 56 | Sweetwater | 37 | 56037 | 523 | 10441 | 1976 | 2037 | tangential | dry | N | Subbituminous | Wet Scrubber | 1988 | 0.864 | LNC1 | SCR | 2015 | 0 | ESPC | No | ACI | 2015 | 0 | 0.15 | 0.2036 | 0.05172 | 0.2036 | 0.05172 | 0.1 | 0.1 | 0.1 | 0.914 | 0 | 0 | 0 | 0 | 0 | 0 | Yes | PacifiCorp | 66.67 | Berkshire Hathaway Inc | 66.67 | needs_active | 8066_G_3 | 1 | 0 | WY | 41.7378 | -108.7875 | Investor-Owned Utility | RE | 0 | 0 | 30060505 | 2962184.4 | 46.2% | 40%-60% | 12665145 | 2154.4 | 752.8 | 3152743.8 | 18.6 | 319.6 | 108 | 0 | 0.14214 | 0.048095 | 209.7597 | 8.5755e-07 | 0.04748 | 0.14334 | 0.050086 | 209.7599 | 6.1875e-07 | 0.050469 | 0.006512 | 0 | 2705204 | 1559105 | 0 | 7315 | 1 | 0 | 0 | 0 | 0 | 0 | 0 | 0 | 1 | 0 | 0 | 1 | 1 | 0 | 0 | 0 | 0 | 0 | 0 | 0 | 400-600 | 46 | 40-59 | 3 | 3-4 Moderate | 0 | 0 | 0 | 1 | 0 | PM | 1 | 0 | 41 | 7 | 21 | 0 | 0 | 0 | 0 | 0 | 0 | 0 | 0 | 0 | 0 | 0 | 0 | F1 | 0 | 1 | 1 | 1 | 0 | 0 | 0 | 0 | 0 | 1 | CO | 0 | NPCA, NPS | 1 | Bridger Wilderness | 97.3194 | 22.1374 | 7.7354 | 1 | 29287057 | 2928327 | 0.45 | 3071629 | 209.7602 | 5-Year Average | 46.2% | 5-Year Average | 209.7599 | 2116643.76 | 22099877.4982 | 2317833.7078 | 24.77% | 108 | 13.0787 | 0 | 12.1099 | 2485.6666 | 10.58 | 4.59 | 31.8668 | 0.3312 | 0.49521 | 4.82 | 11.28 |  |  | 526.1794 | 173.3235 | 349.6765 | 69.1% | 2116643.76 | 3165796.4884 | 33054081.1359 | 20.976 | 346670.987 | 1971162.7209 | 834019818.7964 | 0 | 0 | 2385.1182 | 22.3815 | 7.7629 | 13.4634 | 21.5585 | 0 | 79.1578 | 8.5463 | 9.1771 | 2385.1182 |  | 13.4634 | 22.3815 | 33.14% | 49.57% |  |  | 214.13
[15 empty] | 6073_B_2 | 6073 | B | 2 | 2745 | Coal Steam | Mississippi | 28059 | 502 | 1004 | TRUE | 11081 | 1981 | 2021 | 999 | 11.9019 | 0 | 11.9019 | Mississippi | 4.82 | Atlantic Offshore |  | Jim Bridger | 8066_B_BW74 | 8066 | B | BW74 | 3458 | Coal Steam | 0 | WECC_WY | Wyoming | 56 | Sweetwater | 37 | 56037 | 530 | 10465 | 1979 | 2037 | tangential | dry | N | Subbituminous | Wet Scrubber | 1979 | 0.91 | LNC1 | SCR | 2016 | 0 | ESPC | No | ACI | 2015 | 0 | 0.15 | 0.20595 | 0.05453 | 0.20595 | 0.05453 | 0.1 | 0.1 | 0.1 | 0.96 | 0 | 0 | 0 | 0 | 0 | 0 | Yes | PacifiCorp | 66.67 | Berkshire Hathaway Inc | 66.67 | needs_active | 8066_G_4 | 1 | 0 | WY | 41.7378 | -108.7875 | Investor-Owned Utility | RE | 0 | 0 | 29973979.4 | 3025142.4 | 45.2% | 40%-60% | 12637921.4 | 2127.8 | 773.6 | 3143669.8 | 22.8 | 326.8 | 118 | 0 | 0.14559 | 0.050874 | 209.7599 | 9.0847e-07 | 0.051198 | 0.14198 | 0.051618 | 209.7599 | 7.6066e-07 | 0.051717 | 0.0071338 | 0 | 3036097 | 1714373 | 0 | 1727 | 1 | 0 | 0 | 0 | 0 | 0 | 0 | 0 | 1 | 0 | 0 | 1 | 1 | 0 | 0 | 0 | 0 | 0 | 0 | 0 | 400-600 | 43 | 40-59 | 2 | 0-2 High | 0 | 0 | 0 | 1 | 0 | PM | 1 | 0 | 41 | 7 | 21 | 0 | 0 | 0 | 0 | 0 | 0 | 0 | 0 | 0 | 0 | 0 | 0 | F1 | 0 | 1 | 1 | 1 | 0 | 0 | 0 | 0 | 0 | 1 | CO | 0 | NPCA, NPS | 1 | Bridger Wilderness | 97.3194 | 21.8641 | 7.9491 | 1 | 31995178 | 3291096 | 0.48 | 3355650 | 209.7597 | 5-Year Average | 45.2% | 5-Year Average | 209.7599 | 2098545.6 | 21961279.704 | 2303298.1658 | 25.11% | 108 | 12.9559 | 0 | 11.9962 | 2494.4936 | 10.58 | 4.59 | 31.8584 | 0.33203 | 0.49708 | 4.82 | 11.28 |  |  | 534.4476 | 176.047 | 353.953 | 67.68% | 2098545.6 | 3142307.861 | 32884251.7658 | 20.976 | 344889.9053 | 1958408.2605 | 847125370.3938 | 0 | 0 | 2393.3276 | 22.3101 | 7.8075 | 13.4943 | 21.4886 | 0 | 79.3238 | 9.4853 | 10.164 | 2393.3276 |  | 13.4943 | 22.3101 | 33.22% | 49.74% |  |  | 214.13
[15 empty] | 6076_B_3 | 6076 | B | 3 | 2752 | Coal Steam | Montana | 30087 | 740 | 1480 | TRUE | 10791 | 1984 | 9999 | 123 | 11.8873 | 0 | 9.6645 | Montana | 4.82 | Wyoming | -28.91 | Huntington | 8069_B_1 | 8069 | B | 1 | 3459 | Coal Steam | 0 | WECC_UT | Utah | 49 | Emery | 15 | 49015 | 459 | 10283 | 1977 | 2036 | tangential | dry | N | Bituminous | Wet Scrubber | 1978 | 0.8 | LNC3 | 0 | 0 | 0 | ESPC + B | Yes | 0 | 0 | 0 | 1.2 | 0.20132 | 0.20132 | 0.20132 | 0.20132 | 0.05 | 0.1 | 0.56 | 0.9782 | 0 | 0 | 0 | 0 | 0 | 0 | Yes | PacifiCorp | 100 | Berkshire Hathaway Inc | 100 | needs_active | 8069_G_1 | 1 | 0 | UT | 39.3792 | -111.0781 | Investor-Owned Utility | RE | 0 | 0 | 28245732.8 | 2939305.4 | 61.4% | 60%-80% | 11884257.8 | 1262.2 | 2810.4 | 2898012.6 | 0 | 1175.6 | 60 | 0 | 0.090528 | 0.18614 | 205.2001 | 0 | 0.18268 | 0.089373 | 0.199 | 205.2 | 0 | 0.19784 | 0.004304 | 0 | 2835301 | 1281259 | 0 | 2442 | 1 | 0 | 0 | 0 | 0 | 0 | 0 | 0 | 1 | 0 | 1 | 0 | 1 | 0 | 0 | 0 | 0 | 0 | 0 | 0 | 400-600 | 45 | 40-59 | 6 | 5-6 Low | 0 | 0 | 0 | 0 | 0 | 0 | 0 | 5 | 27 | 6 | 49 | 0 | 0 | 0 | 0 | 0 | 0 | 0 | 0 | 0 | 0 | 0 | 0 | 0 | 0 | 0 | 1 | 1 | 1 | 1 | 0 | SCO | 0 | 1 | SCO | 0 | NPCA, NPS | 1 | Capitol Reef NP | 95.8452 | 13.1692 | 29.3223 | 1 | 29931570 | 3088515 | 0.65 | 3070978 | 205.1999 | 5-Year Average | 61.4% | 5-Year Average | 205.2 | 2468795.76 | 25386626.8001 | 2604668.2824 | 50.5% | 50 | 13.2368 | 0 | 13.2368 | 2313.9753 | 10.58 | 4.59 | 31.0639 | 0.31559 | 0.46111 | 4.82 | 10.69 |  |  | 436.2601 | 143.7041 | 315.2959 | 89.38% | 2468795.76 | 3594011.679 | 36957222.0952 | 20.52 | 379181.153 | 2225487.1295 | 691493384.9542 | 0 | 0 | 2193.1567 | 23.1354 | 7.0301 | 12.719 | 21.7756 | 0 | 76.6229 | -3.1676 | -3.5139 | 2193.1567 |  | 12.719 | 23.1354 | 31.31% | 45.58% |  |  | 205.4
[15 empty] | 6076_B_4 | 6076 | B | 4 | 2753 | Coal Steam | Montana | 30087 | 740 | 1480 | TRUE | 10803 | 1986 | 9999 | 123 | 11.8873 | 0 | 9.6645 | Montana | 4.82 | Wyoming | -28.91 | Huntington | 8069_B_2 | 8069 | B | 2 | 3460 | Coal Steam | 0 | WECC_UT | Utah | 49 | Emery | 15 | 49015 | 450 | 10325 | 1977 | 2036 | tangential | dry | N | Bituminous | Wet Scrubber | 2006 | 0.82 | LNC3 | 0 | 0 | 0 | B | 0 | 0 | 0 | 0 | 0.12 | 0.19693 | 0.19693 | 0.19693 | 0.19693 | 0.05 | 0.1 | 0.56 | 0.8628 | 0 | 0 | 0 | 0 | 0 | 0 | Yes | PacifiCorp | 100 | Berkshire Hathaway Inc | 100 | needs_active | 8069_G_2 | 1 | 0 | UT | 39.3792 | -111.0781 | Investor-Owned Utility | RE | 0 | 0 | 26772915 | 2768347.2 | 53.4% | 40%-60% | 11530744.2 | 926.8 | 2731 | 2746901.6 | 0 | 1171.8 | 89 | 0 | 0.070864 | 0.21013 | 205.2 | 0 | 0.21091 | 0.069234 | 0.20401 | 205.2 | 0 | 0.20325 | 0.0064988 | 0 | 2062224 | 989091 | 0 | 3983 | 1 | 0 | 0 | 0 | 0 | 0 | 0 | 0 | 0 | 0 | 1 | 0 | 1 | 0 | 0 | 0 | 0 | 0 | 0 | 0 | 400-600 | 45 | 40-59 | 5 | 5-6 Low | 0 | 0 | 0 | 0 | 0 | 0 | 0 | 5 | 27 | 6 | 49 | 0 | 0 | 0 | 0 | 0 | 0 | 0 | 0 | 0 | 0 | 0 | 0 | 0 | 0 | 0 | 1 | 1 | 1 | 1 | 0 | SCO | 0 | 1 | SCO | 0 | NPCA, NPS | 1 | Capitol Reef NP | 95.8452 | 9.6698 | 28.4939 | 1 | 22269182 | 2260891 | 0.44 | 2284819 | 205.2001 | 5-Year Average | 53.4% | 5-Year Average | 205.2 | 2105028 | 21734414.1 | 2229951.3096 | 49.5% | 50 | 13.3656 | 0 | 13.3656 | 2327.3301 | 10.58 | 4.59 | 31.3799 | 0.31674 | 0.46357 | 4.82 | 10.69 |  |  | 429.4529 | 141.4618 | 308.5382 | 77.88% | 2105028 | 3070162.9234 | 31699432.1845 | 20.52 | 325236.2359 | 1904715.0737 | 680703655.1525 | 0 | 0 | 2206.2215 | 23.2586 | 7.1009 | 12.771 | 21.9888 | 0 | 76.9115 | 1.8134 | 2.0041 | 2206.2215 |  | 12.771 | 23.2586 | 31.44% | 45.85% |  |  | 205.4
[15 empty] | 6077_B_1 | 6077 | B | 1 | 2754 | Coal Steam | Nebraska | 31111 | 665 | 1365 | TRUE | 10041 | 1979 | 9999 | 127 | 13.6336 | 16 | 10.7351 | Nebraska | 9.64 | Kansas | -28.91 | Gavin Power, LLC | 8102_B_1 | 8102 | B | 1 | 3461 | Coal Steam | 0 | PJM_West | Ohio | 39 | Gallia | 53 | 39053 | 1348 | 9926 | 1974 | 0 | cell | dry | N | Bituminous, Subbituminous | Wet Scrubber | 1994 | 0.95 | LNB + LNCB | SCR | 2001 | 0 | ESPC | No | 0 | 0 | 0 | 2.15 | 0.7096 | 0.10519 | 0.7096 | 0.10519 | 0.05 | 0.1 | 0.56 | 0.99 | 0 | 0 | 0 | 0 | 0 | 0 | 0 | Gavin Power LLC | 100 | ArcLight Capital Partners LLC | 100 | needs_active | 8102_G_1 | 1 | 0 | OH | 38.9347 | -82.1158 | Independent Power Producer | NR | 0 | 0 | 75719207.4 | 7972503.6 | 54.6% | 40%-60% | 32197303.2 | 13654 | 4069.2 | 7768789 | 31 | 1763.6 | 295 | 17 | 0.36688 | 0.11396 | 205.1999 | 1.5242e-07 | 0.12143 | 0.36065 | 0.10748 | 205.2 | 4.0941e-07 | 0.10955 | 0.0068773 | 0.00039632 | 6839039 | 2778729 | 0 | 22882 | 1 | 0 | 0 | 0 | 0 | 0 | 0 | 0 | 1 | 0 | 0 | 1 | 1 | 0 | 0 | 0 | 0 | 0 | 0 | 0 | 1000+ | 48 | 40-59 | 6 | 5-6 Low | 0 | 1 | 1 | 1 | 1 | Multiple | 1 | 55 | 43 | 56 | 36 | 0 | 0 | 0 | 0 | 0 | 0 | 0 | 0 | BATW | 0 | 0 | 1 | F1 | 0 | 1 | 1 | 1 | 0 | 1 | 0 | CO | 0 | 1 | CO | 0 | M-VU, NPCA, NPS | 1 | Otter Creek Wilderness | 209.3207 | 65.23 | 19.44 | 1 | 66266247 | 7442093 | 0.48 | 6798917 | 205.2 | 5-Year Average | 54.6% | 5-Year Average | 205.2 | 6447430.08 | 63997190.9741 | 6566110.3747 | 49.76% | 43 | 7.2127 | 0 | 7.2127 | 2295.6859 | 12.66 | 3.22 | 25.2356 | 0.31383 | 0.45736 | 4.82 | 17.97 |  |  | 1236.7363 | 407.3809 | 940.6191 | 78.25% | 6447430.08 | 9239804.0404 | 91714294.905 | 20.52 | 940988.4623 | 5625121.9123 | 1960287053.096 | 0 | 0 | 2084.0393 | 19.0722 | 6.4484 | 12.2775 | 15.2597 | 0 | 74.1591 | -5.5127 | -6.3186 | 2084.0393 |  | 12.2775 | 19.0722 | 30.22% | 43.31% |  |  | 205.4
[15 empty] | 6077_B_2 | 6077 | B | 2 | 2755 | Coal Steam | Nebraska | 31111 | 700 | 1365 | TRUE | 10068 | 1982 | 9999 | 127 | 13.6336 | 16 | 10.7351 | Nebraska | 9.64 | Kansas | -28.91 | Gavin Power, LLC | 8102_B_2 | 8102 | B | 2 | 3462 | Coal Steam | 0 | PJM_West | Ohio | 39 | Gallia | 53 | 39053 | 1361 | 9861 | 1975 | 0 | cell | dry | N | Bituminous, Subbituminous | Wet Scrubber | 1994 | 0.95 | LNB + LNCB | SCR | 2001 | 0 | ESPC | No | 0 | 0 | 0 | 2.15 | 0.4434 | 0.10611 | 0.4434 | 0.10611 | 0.05 | 0.1 | 0.56 | 0.99 | 0 | 0 | 0 | 0 | 0 | 0 | 0 | Gavin Power LLC | 100 | ArcLight Capital Partners LLC | 100 | needs_active | 8102_G_2 | 1 | 0 | OH | 38.9347 | -82.1158 | Independent Power Producer | NR | 0 | 0 | 71126464 | 7817337.6 | 50% | 40%-60% | 28738558.6 | 13034 | 3772 | 7297574.4 | 34.8 | 1519.2 | 411 | 18 | 0.35051 | 0.10793 | 205.2 | 2.0073e-07 | 0.10698 | 0.3665 | 0.10606 | 205.2 | 4.8927e-07 | 0.10573 | 0.012661 | 0.00055451 | 7055072 | 2774579 | 0 | 22451 | 1 | 0 | 0 | 0 | 0 | 0 | 0 | 0 | 1 | 0 | 0 | 1 | 1 | 0 | 0 | 0 | 0 | 0 | 0 | 0 | 1000+ | 47 | 40-59 | 6 | 5-6 Low | 0 | 1 | 1 | 1 | 1 | Multiple | 1 | 55 | 43 | 56 | 36 | 0 | 0 | 0 | 0 | 0 | 0 | 0 | 0 | BATW | 0 | 0 | 1 | F1 | 0 | 1 | 1 | 1 | 0 | 1 | 1 | CO | CO | 1 | CO | 0 | M-VU, NPCA, NPS | 1 | Otter Creek Wilderness | 209.3207 | 62.2681 | 18.0202 | 1 | 72700694 | 7660248 | 0.51 | 7459091 | 205.2 | 5-Year Average | 50% | 5-Year Average | 205.2 | 5961180 | 58783195.98 | 6031155.2411 | 50.24% | 43 | 7.2006 | 0 | 7.2006 | 2295.6859 | 12.66 | 3.22 | 25.2356 | 0.31383 | 0.45736 | 4.82 | 17.97 |  |  | 1240.4865 | 408.6162 | 952.3838 | 71.45% | 5961180 | 8518799.2386 | 84003879.2923 | 20.52 | 861879.7063 | 5169275.5348 | 1966231242.3671 | 0 | 0 | 2064.5367 | 19.0521 | 6.3462 | 12.1971 | 15.1515 | 0 | 73.7083 | -2.4118 | -2.7813 | 2064.5367 |  | 12.1971 | 19.0521 | 30.02% | 42.9% |  |  | 205.4
[15 empty] | 6090_B_1 | 6090 | B | 1 | 2767 | Coal Steam | Minnesota | 27141 | 680 | 1556 | TRUE | 10055 | 1987 | 2021 | 999 | 47.7407 | 174 | 18.4188 | North Dakota | 4.82 | Missouri |  | Ray D Nixon | 8219_B_1 | 8219 | B | 1 | 3466 | Coal Steam | 0 | WECC_CO | Colorado | 8 | El Paso | 41 | 8041 | 208 | 10457 | 1980 | 2029 | wall | dry | N | Bituminous, Subbituminous | Dry Scrubber | 2017 | 0.9 | LNB + OFA | 0 | 0 | 0 | B | 0 | ACI | 2015 | 0 | 0.11 | 0.16282 | 0.16282 | 0.16282 | 0.16282 | 0.1 | 0.1 | 0.1 | 0.95 | 0 | 0 | 0 | 0 | 0 | 0 | Yes | Colorado Springs Utilities | 100 | Colorado Springs Utilities | 100 | needs_active | 8219_G_1 | 1 | 0 | CO | 38.6335 | -104.7058 | Municipally-Owned Utility | RE | COLORADO INTERSTATE GAS COMPANY LLC | 0 | 12222350.4 | 1339472.4 | 53.6% | 40%-60% | 4889577.2 | 679 | 980.4 | 1281559.6 | 0 | 390.4 | 14 | 0 | 0.084241 | 0.15369 | 209.6954 | 0 | 0.14504 | 0.11111 | 0.16043 | 209.7076 | 0 | 0.15969 | 0.0019218 | 0 | 1239755 | 747229 | 0 | 4109 | 1 | 1 | 0 | 0 | 0 | 0 | 0 | 0 | 0 | 0 | 1 | 0 | 1 | 0 | 0 | 0 | 0 | 0 | 1 | 1 | 200-400 | 42 | 40-59 | 6 | 5-6 Low | 0 | 0 | 0 | 0 | 0 | 0 | 0 | 36 | 80 | 31 | 95 | 1 | 0 | 0 | 0 | 0 | 0 | 0 | 0 | 0 | 0 | 0 | 0 | 0 | 0 | 0 | 0 | 0 | 0 | 0 | 0 | 0 | 0 | 0 | 0 | 0 | 0 | 0 | Great Sand Dunes Wilderness-nps | 113.568 | 5.9788 | 8.6327 | 0 | 11650903 | 1357912 | 0.51 | 1221597 | 209.7 | 5-Year Average | 53.6% | 5-Year Average | 209.7076 | 976634.88 | 10212670.9402 | 1070837.1186 | 100% | 97 | 21.7788 | 0 | 21.7788 | [9 empty] | 1 | 201.0404 | 66.2227 | 141.7773 | 78.64% | 976634.88 | 1432811.0245 | 14982904.8835 | 20.9708 | 157101.4163 | 913735.7023 | 318658825.7975 | 0 | 79664706.4494 | 2247.6014 | 30.5703 | 7.3265 | 12.9342 | 31.2292 | 2.7659e-15 | 79.5257 | 9.1605 | 9.7911 | 2247.6014 |  | 12.9342 | 30.5703 | 31.84% | 46.71% |  |  | 205.4
[15 empty] | 6090_B_3 | 6090 | B | 3 | 2769 | Coal Steam | Minnesota | 27141 | 876 | 1556 | TRUE | 10018 | 1987 | 2021 | 999 | 47.7407 | 174 | 18.4188 | North Dakota | 4.82 | Missouri |  | Coyote | 8222_B_B1 | 8222 | B | B1 | 3469 | Coal Steam | 0 | MIS_MAPP | North Dakota | 38 | Mercer | 57 | 38057 | 429 | 11481 | 1981 | 0 | cyclone | wet | N | Lignite | Dry Scrubber | 1981 | 0.7 | OFA | 0 | 0 | 0 | B | 0 | ACI | 2015 | 0 | 1.2 | 0.46107 | 0.46107 | 0.46107 | 0.46107 | 0.1 | 0.1 | 0.1 | 0.75 | 0 | 0 | 0 | 0 | 0 | 0 | 0 | Otter Tail Power Co | 35 | Otter Tail Corp | 35 | needs_active | 8222_G_1 | 1 | 0 | ND | 47.2214 | -101.8157 | Investor-Owned Utility | RE | 0 | 0 | 28492422.4 | 2673712.2 | 61.8% | 60%-80% | 11722916.2 | 12615.2 | 6324.6 | 3101969.4 | 74.6 | 2557.4 | 52 | 8 | 0.90304 | 0.42916 | 217.7401 | 2.8478e-06 | 0.42889 | 0.88551 | 0.44395 | 217.74 | 2.6182e-06 | 0.43631 | 0.0034842 | 0.00053603 | 2061731 | 1701981 | 0 | 13550 | 1 | 0 | 0 | 0 | 0 | 0 | 0 | 1 | 0 | 0 | 1 | 0 | 1 | 0 | 0 | 0 | 0 | 0 | 0 | 0 | 400-600 | 41 | 40-59 | 3 | 3-4 Moderate | 1 | 1 | 1 | 0 | 1 | Multiple | 1 | 8 | 14 | 5 | 40 | 0 | 0 | 0 | 0 | 0 | 0 | 0 | 0 | 0 | 0 | 0 | 0 | 0 | 0 | 0 | 0 | 0 | 0 | 0 | 1 | 0 | CO | 1 | CO | 0 | NPCA, NPS | 0 | Theodore Roosevelt NP | 115.7402 | 108.9958 | 54.6448 | 1 | 23245878 | 2182244 | 0.5 | 2530777 | 217.7399 | 5-Year Average | 61.8% | 5-Year Average | 217.74 | 2322468.72 | 26664263.3743 | 2902937.7671 | 100% | 279 | 35.9775 | 0 | 12.8952 | 2874.784 | 10.58 | 4.59 | 37.8194 | 0.36412 | 0.57263 | 9.64 | 30.55 |  |  | 479.2759 | 157.8735 | 271.1265 | 97.79% | 2322468.72 | 3674812.1815 | 42190518.6557 | 21.774 | 459328.0838 | 2443609.6833 | 759675483.7591 | 0 | 0 | 2801.9223 | 23.5663 | 10.0279 | 14.9503 | 25.091 | 0 | 89.4336 | -2.0753 | -1.9724 | 2801.9223 |  | 14.9503 | 23.5663 | 36.8% | 58.23% |  |  | 216.24
[15 empty] | 6095_B_1 | 6095 | B | 1 | 2773 | Coal Steam | Oklahoma | 40103 | 520 | 1040 | TRUE | 10621 | 1979 | 2044 | 10 | 12.0271 | 0 | 12.0271 | Oklahoma | 4.82 | Oklahoma | -28.91 | Springerville | 8223_B_2 | 8223 | B | 2 | 3471 | Coal Steam | 0 | WECC_AZ | Arizona | 4 | Apache | 1 | 4001 | 406 | 10293 | 1990 | 2032 | tangential | dry | N | Subbituminous | Dry Scrubber | 1990 | 0.89 | LNC1 | 0 | 0 | 0 | B | 0 | ACI | 2016 | 0 | 0.69 | 0.17938 | 0.17938 | 0.1469 | 0.1469 | 0.1 | 0.1 | 0.1 | 0.94 | 0 | 0 | 0 | 0 | 0 | 0 | 0 | Tucson Electric Power Co | 100 | Uns Energy Corp | 100 | needs_active | 8223_G_2 | 1 | 0 | AZ | 34.3186 | -109.1639 | Investor-Owned Utility | RE | 0 | 0 | 24055807 | 2708439 | 58.4% | 40%-60% | 10277457 | 2644 | 2176 | 2522975.2 | 13.6 | 942.2 | 47 | 2 | 0.19202 | 0.20251 | 209.7601 | 4.3696e-07 | 0.21153 | 0.21982 | 0.18091 | 209.7602 | 5.6535e-07 | 0.18335 | 0.00394 | 0.00016766 | 2384718 | 1352140 | 0 | 6885 | 1 | 0 | 0 | 0 | 0.02 | 0 | CAMD | 0 | 0 | 0 | 1 | 0 | 1 | 0 | 0 | 0 | 0 | 0 | 0 | 0 | 400-600 | 32 | 20-39 | 1 | 0-2 High | 0 | 0 | 0 | 0 | 0 | 0 | 0 | 6 | 94 | 5 | 94 | 1 | 0 | 0 | 0 | 0 | 0 | 0 | 0 | 0 | 0 | 0 | 0 | 0 | 0 | 0 | 0 | 0 | 0 | 0 | 0 | 0 | 0 | 0 | 0 | 0 | NPCA, NPS | 1 | Mount Baldy Wilderness | 50.2933 | 52.5716 | 43.2662 | 1 | 23417570 | 2665068 | 0.57 | 2456035 | 209.76 | 5-Year Average | 58.4% | 5-Year Average | 209.7602 | 2077031.04 | 21378880.4947 | 2242218.9076 | 24.98% | 292 | 41.6779 | 51 | 14.2733 | 2433.544 | 10.58 | 4.59 | 33.5003 | 0.32656 | 0.4849 | 4.82 | 13.15 |  |  | 402.6781 | 132.6422 | 273.3578 | 86.74% | 2077031.04 | 3084874.5586 | 31752613.832 | 20.976 | 333021.6992 | 1909197.2083 | 638264357.1312 | 0 | 0 | 2334.9043 | 23.9397 | 7.4918 | 13.2725 | 23.4599 | 0 | 78.1316 | 1.1244 | 1.2232 | 2334.9043 |  | 13.2725 | 23.9397 | 32.67% | 48.52% |  |  | 214.13
[15 empty] | 6095_B_2 | 6095 | B | 2 | 2774 | Coal Steam | Oklahoma | 40103 | 520 | 1040 | TRUE | 10479 | 1980 | 2045 | 10 | 12.0271 | 0 | 12.0271 | Oklahoma | 4.82 | Oklahoma | -28.91 | Springerville | 8223_B_3 | 8223 | B | 3 | 89514 | Coal Steam | 0 | WECC_AZ | Arizona | 4 | Apache | 1 | 4001 | 417 | 10191 | 2006 | 0 | wall | dry | N | Subbituminous | Dry Scrubber | 2006 | 0.847 | AA + LNB | SCR | 2006 | 0 | B | 0 | ACI | 2016 | 0 | 0.69 | 0.08436 | 0.08436 | 0.08436 | 0.08436 | 0.1 | 0.1 | 0.1 | 0.897 | 0 | 0 | 0 | 0 | 0 | 0 | 0 | Tri State Generation & Transmission Association Inc | 100 | Tri State Generation & Transmission Association Inc | 100 | needs_active | 8223_G_3 | 1 | 0 | AZ | 34.3186 | -109.1639 | Investor-Owned Utility | RE | 0 | 0 | 25149246.2 | 2487655.6 | 57% | 40%-60% | 11193359.4 | 1006.2 | 1026.8 | 2635588 | 11.8 | 469.8 | 12 | 0 | 0.085262 | 0.084395 | 209.658 | 3.6128e-07 | 0.090743 | 0.080018 | 0.081657 | 209.5958 | 4.692e-07 | 0.083943 | 0.0009333 | 0 | 1743875 | 1038719 | 0 | 21178 | 1 | 0 | 0 | 0 | 0.02 | 0 | CAMD | 0 | 0 | 0 | 1 | 1 | 1 | 0 | 1 | 0 | 0 | 0 | 0 | 0 | 400-600 | 16 | 0-19 | 3 | 3-4 Moderate | 0 | 0 | 0 | 0 | 0 | 0 | 0 | 6 | 94 | 5 | 94 | 1 | 0 | 0 | 0 | 0 | 0 | 0 | 0 | 0 | 0 | 0 | 0 | 0 | 0 | 0 | 0 | 0 | 0 | 0 | 0 | 0 | 0 | 0 | 0 | 0 | NPCA, NPS | 1 | Mount Baldy Wilderness | 50.2933 | 20.0066 | 20.4162 | 1 | 19911020 | 1945877 | 0.45 | 2085347 | 209.4666 | 5-Year Average | 57% | 5-Year Average | 209.5958 | 2082164.4 | 21219337.4004 | 2223741.84 | 25.66% | 292 | 41.2447 | 51 | 14.1249 | 2409.9075 | 10.58 | 3.52 | 33.003 | 0.32441 | 0.48019 | 4.82 | 13.15 |  |  | 409.4896 | 134.8859 | 282.1141 | 84.25% | 2082164.4 | 3077699.7183 | 31364837.8297 | 20.9596 | 328696.8904 | 1895044.9497 | 649060892.8086 | 0 | 0 | 2300.7033 | 23.756 | 7.3089 | 13.141 | 23.0793 | 2.5753e-15 | 77.3612 | 1.7045 | 1.8728 | 2300.7033 |  | 13.141 | 23.756 | 32.35% | 47.81% |  |  | 214.13
[15 empty] | 6096_B_1 | 6096 | B | 1 | 2775 | Coal Steam | Nebraska | 31131 | 654 | 1345 | TRUE | 9818 | 1979 | 9999 | 127 | 13.9542 | 77 | 10.9876 | Kansas | 4.82 | Kansas | -28.91 | Springerville | 8223_B_4 | 8223 | B | 4 | 90132 | Coal Steam | 0 | WECC_AZ | Arizona | 4 | Apache | 1 | 4001 | 415 | 10260 | 2009 | 0 | wall | dry | N | Subbituminous | Dry Scrubber | 2009 | 0.847 | AA + LNB | SCR | 2009 | 0 | B | 0 | ACI | 2009 | 0 | 0.8 | 0.06834 | 0.06834 | 0.06834 | 0.06834 | 0.1 | 0.1 | 0.1 | 0.897 | 0 | 0 | 0 | 0 | 0 | 0 | 0 | Salt River Project | 100 | Salt River Project | 100 | needs_active | 8223_G_4 | 1 | 0 | AZ | 34.3186 | -109.1639 | Investor-Owned Utility | RE | 0 | 0 | 19773533.4 | 2009869.2 | 45% | 40%-60% | 9508308.2 | 872.6 | 740.4 | 2071793 | 11 | 355.6 | 12 | 0 | 0.084591 | 0.073782 | 209.5499 | 3.1264e-07 | 0.070854 | 0.088259 | 0.074888 | 209.5521 | 5.563e-07 | 0.074798 | 0.0011129 | 0 | 1420535 | 871042 | 0 | 12569 | 1 | 0 | 0 | 0.07 | 0.02 | CAMD | CAMD | 0 | 0 | 0 | 1 | 1 | 1 | 0 | 1 | 0 | 0 | 0 | 0 | 0 | 400-600 | 13 | 0-19 | 3 | 3-4 Moderate | 0 | 0 | 0 | 0 | 0 | 0 | 0 | 6 | 94 | 5 | 94 | 1 | 0 | 0 | 0 | 0 | 0 | 0 | 1 | 0 | 0 | 0 | 0 | 0 | 0 | 0 | 0 | 0 | 0 | 0 | 0 | 0 | 0 | 0 | 0 | 0 | NPCA, NPS | 1 | Mount Baldy Wilderness | 50.2933 | 17.3502 | 14.7216 | 1 | 16594502 | 1634788 | 0.38 | 1738027 | 209.4702 | 5-Year Average | 45% | 5-Year Average | 209.5521 | 1635930 | 16784641.8 | 1758628.7026 | 25.54% | 292 | 41.195 | 51 | 14.1079 | 2409.9075 | 10.58 | 3.52 | 33.003 | 0.32441 | 0.48019 | 4.82 | 13.15 |  |  | 410.2849 | 135.1478 | 279.8522 | 66.73% | 1635930 | 2425962.8029 | 24890378.3573 | 20.9552 | 260791.5874 | 1497837.1151 | 650321397.3983 | 0 | 0 | 2323.8033 | 23.7887 | 7.4322 | 13.23 | 23.2074 | -3.2671e-15 | 77.8249 | 11.3624 | 12.4099 | 2323.8033 |  | 13.23 | 23.7887 | 32.57% | 48.29% |  |  | 214.13
[15 empty] | 6096_B_2 | 6096 | B | 2 | 90278 | Coal Steam | Nebraska | 31131 | 691 | 1345 | TRUE | 10016 | 2009 | 9999 | 127 | 13.9542 | 77 | 10.9876 | Kansas | 4.82 | Kansas | -28.91 | Powerton | 879_B_51 | 879 | B | 51 | 593 | Coal Steam | 0 | PJM_COMD | Illinois | 17 | Tazewell | 179 | 17179 | 384 | 11380 | 1972 | 0 | cyclone | wet | N | Subbituminous | 0 | 0 | 0.7056 | OFA | SNCR | 0 | 2011 | ESPC | No | ACI | 2009 | 0 | 1.8 | 0.12027 | 0.09596 | 0.12027 | 0.09596 | 0.1 | 0.1 | 0.1 | 0.98 | Yes | 2016 | 0 | 0 | 0 | 0 | 0 | Midwest Generations EME LLC | 100 | NRG Energy Inc | 100 | needs_active | 879_G_5 | 0.5 | 0 | IL | 40.5408 | -89.6786 | Independent Power Producer | NR | Ameren Illinois | 0 | 10227366 | 913362.2 | 22% | 20%-40% | 5688933.6 | 606.2 | 543.4 | 1087947 | 4.8 | 284.4 | 25 | 0 | 0.11046 | 0.10376 | 212.7238 | 4.7888e-07 | 0.10514 | 0.11854 | 0.10626 | 212.7521 | 4.6933e-07 | 0.099984 | 0.0041605 | 0 | 718066.5 | 501041 | 39248 | 0 | 1 | 1 | Energy Source | 0.0035664 | 0.0024577 | EIA-923 | EIA-923 | 0 | 1 | 1 | 0 | 0 | 0 | 1 | 0 | 0 | 0 | 0 | 0 | 0 | 200-400 | 50 | 40-59 | 4 | 3-4 Moderate | 0 | 0 | 0 | 0 | 0 | 0 | 0 | 83 | 30 | 82 | 38 | 1 | 0 | 0 | 50% below 2014 by 2025; net-zero by 2050 | 1 | 1 | 1 | 1 | BATW | 0 | 0 | 1 | F1 | 0 | 1 | 1 | 1 | 1 | 1 | 0 | SCO | 0 | 1 | SCO | 0 | M-VU | 0 | Mingo Wilderness | 391.3596 | 1.549 | 1.3885 | 0 | 8770733 | 784176 | 0.19 | 932870 | 212.7234 | 5-Year Average | 22% | 5-Year Average | 212.7521 | 740044.8 | 8421709.824 | 895868.3925 | 25% | 180 | 24.9877 | 0 | 13.8821 | [10 empty] | 421.0789 | 138.7034 | 245.2966 | 34.44% | 740044.8 | 1158504.4598 | 13183780.7529 | 21.2752 | 140243.8782 | 755624.5143 | 667430536.3956 | 1 | 0 | 2720.9123 | 24.3388 | 9.6523 | 14.6742 | 25.5724 | -3.4208e-15 | 86.7895 | 65.9236 | 64.5643 | 2720.9123 |  | 14.6742 | 24.3388 | 36.12% | 56.55% |  |  | 214.13
[15 empty] | 6098_B_1 | 6098 | B | 1 | 2776 | Coal Steam | South Dakota | 46051 | 474 | 474 | TRUE | 10230 | 1975 | 9999 | 411 | 53.5088 | 72 | 13.0192 | North Dakota | 4.82 | Wyoming | -28.91 | Powerton | 879_B_52 | 879 | B | 52 | 594 | Coal Steam | 0 | PJM_COMD | Illinois | 17 | Tazewell | 179 | 17179 | 384 | 11380 | 1972 | 0 | cyclone | wet | N | Subbituminous | 0 | 0 | 0.7005 | OFA | SNCR | 0 | 2011 | ESPC | No | ACI | 2009 | 0 | 1.8 | 0.3384 | 0.10745 | 0.3384 | 0.10745 | 0.1 | 0.1 | 0.1 | 0.98 | Yes | 2016 | 0 | 0 | 0 | 0 | 0 | Midwest Generations EME LLC | 100 | NRG Energy Inc | 100 | needs_active | 879_G_5 | 0.5 | 0 | IL | 40.5408 | -89.6786 | Independent Power Producer | NR | Ameren Illinois | 0 | 9806958 | 882281.4 | 21.2% | 20%-40% | 5464357.6 | 580.4 | 509.8 | 1043261.8 | 4.6 | 271.8 | 25 | 0 | 0.10895 | 0.099192 | 212.7235 | 3.9052e-07 | 0.10263 | 0.11836 | 0.10397 | 212.7595 | 4.6905e-07 | 0.099481 | 0.0042128 | 0 | 718066.5 | 501040 | 39248 | 0 | 1 | 1 | Energy Source | 0.0035667 | 0.0024577 | EIA-923 | EIA-923 | 0 | 1 | 1 | 0 | 0 | 0 | 1 | 0 | 0 | 0 | 0 | 0 | 0 | 200-400 | 50 | 40-59 | 6 | 5-6 Low | 0 | 0 | 0 | 0 | 0 | 0 | 0 | 83 | 30 | 82 | 38 | 1 | 0 | 0 | 50% below 2014 by 2025; net-zero by 2050 | 1 | 1 | 1 | 1 | BATW | 0 | 0 | 1 | F1 | 0 | 1 | 1 | 1 | 0 | 1 | 0 | SCO | 0 | 1 | SCO | 0 | M-VU | 0 | Mingo Wilderness | 391.3596 | 1.483 | 1.3026 | 0 | 8890490 | 799692 | 0.19 | 945608 | 212.7235 | 5-Year Average | 21.2% | 5-Year Average | 212.7595 | 713134.08 | 8115465.8304 | 863321.2756 | 25% | 180 | 24.9877 | 0 | 13.8821 | [10 empty] | 421.0789 | 138.7034 | 245.2966 | 33.19% | 713134.08 | 1116377.0249 | 12704370.5437 | 21.276 | 135148.784 | 728172.4916 | 667430536.3956 | 1 | 0 | 2720.9123 | 24.3388 | 9.6523 | 14.6742 | 25.573 | 0 | 86.7925 | 69.8009 | 68.3593 | 2720.9123 |  | 14.6742 | 24.3388 | 36.12% | 56.55% |  |  | 214.13
[15 empty] | 6101_B_BW91 | 6101 | B | BW91 | 2777 | Coal Steam | Wyoming | 56005 | 332 | 332 | TRUE | 12221 | 1978 | 2039 | 56 | 14.5389 | 0 | 14.5389 | Wyoming | 4.82 | Wyoming | -28.91 | Powerton | 879_B_61 | 879 | B | 61 | 595 | Coal Steam | 0 | PJM_COMD | Illinois | 17 | Tazewell | 179 | 17179 | 384 | 11525 | 1975 | 0 | cyclone | wet | N | Subbituminous | 0 | 0 | 0.6946 | OFA | SNCR | 0 | 2011 | ESPC | No | ACI | 2009 | 0 | 1.8 | 0.11105 | 0.08433 | 0.11105 | 0.08433 | 0.1 | 0.1 | 0.1 | 0.98 | Yes | 2016 | 0 | 0 | 0 | 0 | 0 | Midwest Generations EME LLC | 100 | NRG Energy Inc | 100 | needs_active | 879_G_6 | 0.5 | 0 | IL | 40.5408 | -89.6786 | Independent Power Producer | NR | Ameren Illinois | 0 | 9173631 | 817254.8 | 19.6% | 0%-20% | 4339177.6 | 574.4 | 502.8 | 976204.2 | 4.8 | 227.4 | 17 | 0 | 0.1105 | 0.10686 | 212.724 | 5.4521e-07 | 0.10545 | 0.12523 | 0.10962 | 212.8283 | 5.2324e-07 | 0.10481 | 0.0017756 | 0 | 449309 | 335201 | 20564 | 0 | 1 | 1 | Energy Source | 0.0019195 | 0.0024577 | EIA-923 | EIA-923 | 0 | 1 | 1 | 0 | 0 | 0 | 1 | 0 | 0 | 0 | 0 | 0 | 0 | 200-400 | 47 | 40-59 | 6 | 5-6 Low | 0 | 0 | 0 | 0 | 0 | 0 | 0 | 83 | 30 | 82 | 38 | 1 | 0 | 0 | 50% below 2014 by 2025; net-zero by 2050 | 1 | 1 | 1 | 1 | BATW | 0 | 0 | 1 | F1 | 0 | 1 | 1 | 1 | 1 | 1 | 0 | SCO | 0 | 1 | SCO | 0 | M-VU | 0 | Mingo Wilderness | 391.3596 | 1.4677 | 1.2848 | 0 | 6112767 | 544799 | 0.13 | 650166 | 212.724 | Floor Used | 20% | 5-Year Average | 212.8283 | 672768 | 7753651.2 | 825098.2481 | 25% | 180 | 24.7924 | 0 | 13.7735 | [10 empty] | 426.4442 | 140.4707 | 243.5293 | 31.54% | 672768 | 1060828.9222 | 12226053.3281 | 21.2828 | 130102.5146 | 694995.7335 | 675934704.0386 | 1 | 0 | 2775.5787 | 24.3388 | 9.9716 | 14.8611 | 25.759 | -3.7357e-15 | 87.8083 | 77.32 | 74.8472 | 2775.5787 |  | 14.8611 | 24.3388 | 36.58% | 57.68% |  |  | 214.13
[15 empty] | 6113_B_1 | 6113 | B | 1 | 2782 | Coal Steam | Indiana | 18051 | 630 | 3132 | TRUE | 10394 | 1975 | 2038 | 3 | 10.8601 | 0 | 10.8601 | Illinois | 4.82 | Indiana | -28.91 | Powerton | 879_B_62 | 879 | B | 62 | 596 | Coal Steam | 0 | PJM_COMD | Illinois | 17 | Tazewell | 179 | 17179 | 384 | 11525 | 1975 | 0 | cyclone | wet | N | Subbituminous | 0 | 0 | 0.6964 | OFA | SNCR | 0 | 2011 | ESPC | No | ACI | 2009 | 0 | 1.8 | 0.11251 | 0.08331 | 0.11251 | 0.08331 | 0.1 | 0.1 | 0.1 | 0.98 | Yes | 2016 | 0 | 0 | 0 | 0 | 0 | Midwest Generations EME LLC | 100 | NRG Energy Inc | 100 | needs_active | 879_G_6 | 0.5 | 0 | IL | 40.5408 | -89.6786 | Independent Power Producer | NR | Ameren Illinois | 0 | 9035642.8 | 808489.4 | 19.6% | 0%-20% | 4200383.4 | 562.6 | 497.2 | 961546.4 | 4.8 | 219.2 | 17 | 0 | 0.10935 | 0.10148 | 212.7239 | 5.9001e-07 | 0.09997 | 0.12453 | 0.11005 | 212.8341 | 5.3123e-07 | 0.10437 | 0.0018252 | 0 | 449309 | 335198 | 20563 | 0 | 1 | 1 | Energy Source | 0.0062541 | 0.0024577 | EIA-923 | EIA-923 | 0 | 1 | 1 | 0 | 0 | 0 | 1 | 0 | 0 | 0 | 0 | 0 | 0 | 200-400 | 47 | 40-59 | 6 | 5-6 Low | 0 | 0 | 0 | 0 | 0 | 0 | 0 | 83 | 30 | 82 | 38 | 1 | 0 | 0 | 50% below 2014 by 2025; net-zero by 2050 | 1 | 1 | 1 | 1 | BATW | 0 | 0 | 1 | F1 | 0 | 1 | 1 | 1 | 0 | 1 | 0 | SCO | 0 | 1 | SCO | 0 | M-VU | 0 | Mingo Wilderness | 391.3596 | 1.4376 | 1.2704 | 0 | 5877145 | 524488 | 0.13 | 625105 | 212.724 | Floor Used | 20% | 5-Year Average | 212.8341 | 672768 | 7753651.2 | 825120.6431 | 25% | 180 | 24.7924 | 0 | 13.7735 | [10 empty] | 426.4442 | 140.4707 | 243.5293 | 31.54% | 672768 | 1060828.9222 | 12226053.3281 | 21.2834 | 130106.0458 | 695014.5973 | 675934704.0386 | 1 | 0 | 2775.5787 | 24.3388 | 9.9716 | 14.8611 | 25.7594 | -3.7357e-15 | 87.8107 | 77.3181 | 74.8432 | 2775.5787 |  | 14.8611 | 24.3388 | 36.58% | 57.68% |  |  | 214.13
[15 empty] | 6113_B_2 | 6113 | B | 2 | 2783 | Coal Steam | Indiana | 18051 | 630 | 3132 | TRUE | 10508 | 1975 | 2038 | 3 | 10.8601 | 0 | 10.8601 | Illinois | 4.82 | Indiana | -28.91 | Dallman | 963_B_41 | 963 | B | 41 | 89910 | Coal Steam | 0 | MIS_IL | Illinois | 17 | Sangamon | 167 | 17167 | 208 | 11450 | 2009 | 0 | wall | wet | N | Bituminous | Wet Scrubber | 2009 | 0.98 | LNB + OFA | SCR | 2009 | 0 | B | 0 | ACI | 2009 | 0 | 0.2 | 0.06626 | 0.06626 | 0.06626 | 0.06626 | 0.05 | 0.1 | 0.1 | 0.99 | 0 | 0 | 0 | 0 | 0 | 0 | 0 | Springfield Water Light & Power Dept | 100 | Springfield Water Light & Power Dept | 100 | needs_active | 963_G_4 | 1 | 0 | IL | 39.7548 | -89.6024 | Municipally-Owned Utility | RE | PANHANDLE EASTERN PIPELINE COMPANY | AMEREN ILLINOIS | 10559535 | 1126259.4 | 57.6% | 40%-60% | 5294198.6 | 506.4 | 347.2 | 1079892.8 | 2.6 | 158.6 | 18 | 0 | 0.082824 | 0.063002 | 204.5253 | 0 | 0.057751 | 0.095913 | 0.06576 | 204.5342 | 2.4622e-07 | 0.059915 | 0.0027712 | 0 | 986799 | 499821 | 133810 | 0 | 1 | 1 | Startup Source | 0.21 | 0.08 | CAMD | CAMD | 0 | 0 | 0 | 1 | 1 | 1 | 0 | 1 | 0 | 0 | 0 | 0 | 0 | 200-400 | 13 | 0-19 | 4 | 3-4 Moderate | 0 | 0 | 0 | 0 | 0 | 0 | 0 | 94 | 75 | 76 | 21 | 1 | 0 | 0 | 0 | 0 | 0 | 0 | 0 | BATW | 0 | 0 | 1 | F1 | 0 | 1 | 1 | 1 | 0 | 0 | 0 | 0 | 0 | 1 | CO | 0 | 0 | 0 | Mingo Wilderness | 305.7862 | 1.6561 | 1.1354 | 0 | 10595797 | 1145763 | 0.58 | 1082329 | 204.294 | 5-Year Average | 57.6% | 5-Year Average | 204.5342 | 1049518.08 | 12016982.016 | 1228941.6491 | 100% | 133 | 27.2618 | 0 | 20.4976 | [10 empty] | 220.1313 | 72.5112 | 135.4888 | 88.43% | 1049518.08 | 1611202.0712 | 18448263.7154 | 20.4534 | 188665.0043 | 1040276.6448 | 348918767.8475 | 0 | 87229691.9619 | 2575.26 | 30.5703 | 9.1918 | 14.1625 | 31.9968 | 0 | 84.2515 | 8.9995 | 9.0795 | 2575.26 |  | 14.1625 | 30.5703 | 34.86% | 53.52% |  |  | 205.4
[15 empty] | 6113_B_3 | 6113 | B | 3 | 2784 | Coal Steam | Indiana | 18051 | 630 | 3132 | TRUE | 10586 | 1978 | 2034 | 3 | 10.8601 | 0 | 10.8601 | Illinois | 4.82 | Indiana | -28.91 | Marion | 976_B_123 | 976 | B | 123 | 9173 | Coal Steam | 0 | MIS_IL | Illinois | 17 | Williamson | 199 | 17199 | 120 | 11487 | 1978 | 0 | FBC | wet | N | Bituminous, Waste Coal | Reagent Injection | 2003 | 0.9 | CF | SNCR | 0 | 2003 | B | 0 | 0 | 0 | 0 | 0.6 | 0.0765 | 0.0765 | 0.0765 | 0.0765 | 0.01 | 0.01 | 0.01 | 0.98 | Yes | 2016 | 0 | 0 | 0 | 0 | Yes | Southern Illinois Power Coop | 100 | Southern Illinois Power Coop | 100 | needs_active | 0 | 0 | 0 | IL | 37.6197 | -88.9531 | Cooperative | RE | TRUNKLINE GAS COMPANY | 0 | 9343124.2 | 655200.8 | 59% | 40%-60% | 4333837.4 | 1604.6 | 396 | 987805.4 | 0 | 172 | 41 | 1 | 0.33093 | 0.096554 | 211.4158 | 0 | 0.095097 | 0.34348 | 0.084768 | 211.4508 | 0 | 0.079375 | 0.0088504 | 0.00021586 | 0 | 0 | 0 | 389 | 1 | 1 | 0 | 0 | 0 | 0 | 0 | 0 | 0 | 1 | 1 | 0 | 1 | 0 | 0 | 0 | 0 | 0 | 0 | 0 | 0-200 | 44 | 40-59 | 6 | 5-6 Low | 0 | 0 | 0 | 0 | 0 | 0 | 0 | 54 | 6 | 52 | 12 | 0 | 0 | 0 | 0 | 0 | 0 | 0 | 0 | FGD wastewater | 0 | 0 | 1 | 0 | 0 | 0 | 1 | 1 | 0 | 0 | 0 | 0 | 0 | 1 | CO | 0 | NPS | 0 | Mingo Wilderness | 125.6418 | 12.7712 | 3.1518 | 1 | 10174512 | 702099 | 0.64 | 1075764 | 211.4625 | 5-Year Average | 59% | 5-Year Average | 211.4508 | 620208 | 7124329.296 | 753222.4553 | 100% | 50 | 29.8454 | 0 | 29.8454 | [10 empty] | 127.4092 | 41.9686 | 78.0314 | 90.73% | 620208 | 953782.1161 | 10956095.1671 | 21.1451 | 115833.7376 | 637388.7177 | 201949775.9286 | 1 | 0 | 2588.0576 | 40.5407 | 9.2673 | 14.2083 | 43.4423 | 0 | 87.3546 | 16.6834 | 16.2337 | 2588.0576 |  | 14.2083 | 40.5407 | 34.97% | 53.78% |  |  | 205.4
[15 empty] | 6113_B_4 | 6113 | B | 4 | 2785 | Coal Steam | Indiana | 18051 | 622 | 3132 | TRUE | 10404 | 1979 | 2034 | 3 | 10.8601 | 0 | 10.8601 | Illinois | 4.82 | Indiana | -28.91 | Clifty Creek | 983_B_1 | 983 | B | 1 | 658 | Coal Steam | 0 | MIS_INKY | Indiana | 18 | Jefferson | 77 | 18077 | 196 | 10819 | 1955 | 0 | wall | wet | N | Bituminous, Subbituminous | Wet Scrubber | 2013 | 0.98 | OFA | SCR | 2003 | 0 | ESPC | Yes | 0 | 0 | 0 | 7.52 | 0.31795 | 0.13772 | 0.31795 | 0.13772 | 0.05 | 0.1 | 0.56 | 0.99 | 0 | 0 | 0 | 0 | 0 | 0 | 0 | Indiana Kentucky Electric Corp | 100 | American Electric Power Co Inc | 100 | needs_active | 983_G_1 | 1 | 0 | IN | 38.7378 | -85.4206 | Investor-Owned Utility | RE | 0 | 0 | 10957122.8 | 1100570.8 | 44.6% | 40%-60% | 4869187.4 | 677.8 | 735 | 1125230.4 | 4.2 | 176.2 | 11 | 0 | 0.092482 | 0.11721 | 205.1997 | 3.7748e-07 | 0.06477 | 0.12372 | 0.13416 | 205.3879 | 3.8331e-07 | 0.072373 | 0.0017774 | 0 | 943442 | 446765 | 0 | 1338 | 1 | 0 | 0 | 0 | 0 | 0 | 0 | 0 | 1 | 0 | 0 | 1 | 1 | 0 | 0 | 0 | 0 | 0 | 0 | 0 | 0-200 | 67 | 60+ | 6 | 5-6 Low | 0 | 0 | 0 | 0 | 0 | 0 | 0 | 82 | 50 | 75 | 44 | 1 | 0 | 0 | 70% below 2000 by 2030; 80% below 2000 by 2050 | 1 | 1 | 1 | 1 | BATW | 0 | 0 | 1 | F1 | 0 | 1 | 1 | 1 | 0 | 0 | 0 | 0 | 0 | 1 | CO | 0 | NPCA, NPS | 0 | Mammoth Cave NP | 171.6447 | 3.9489 | 4.2821 | 0 | 10484071 | 1047477 | 0.43 | 1075664 | 205.1997 | 5-Year Average | 44.6% | 5-Year Average | 205.3879 | 765764.16 | 8284802.447 | 850799.2236 | 16.67% | 106 | 23.4833 | 0 | 22.1541 | [10 empty] | 196 | 64.5624 | 131.4376 | 66.51% | 765764.16 | 1141909.0724 | 12354314.2542 | 20.5388 | 126871.3532 | 723927.8704 | 310669558.8138 | 0 | 0 | 2363.6279 | 31.4027 | 7.9715 | 13.382 | 32.1584 | 3.4705e-15 | 80.3562 | 19.4054 | 20.5269 | 2363.6279 |  | 13.382 | 31.4027 | 32.94% | 49.12% |  |  | 205.4
[15 empty] | 6113_B_5 | 6113 | B | 5 | 2786 | Coal Steam | Indiana | 18051 | 620 | 3132 | TRUE | 10559 | 1982 | 2021 | 3 | 10.8601 | 0 | 10.8601 | Illinois | 4.82 | Indiana | -28.91 | Clifty Creek | 983_B_2 | 983 | B | 2 | 659 | Coal Steam | 0 | MIS_INKY | Indiana | 18 | Jefferson | 77 | 18077 | 196 | 10723 | 1955 | 0 | wall | wet | N | Bituminous, Subbituminous | Wet Scrubber | 2013 | 0.98 | OFA | SCR | 2003 | 0 | ESPC | Yes | 0 | 0 | 0 | 7.52 | 0.31696 | 0.13874 | 0.31696 | 0.13874 | 0.05 | 0.1 | 0.56 | 0.99 | 0 | 0 | 0 | 0 | 0 | 0 | 0 | Indiana Kentucky Electric Corp | 100 | American Electric Power Co Inc | 100 | needs_active | 983_G_2 | 1 | 0 | IN | 38.7378 | -85.4206 | Investor-Owned Utility | RE | 0 | 0 | 10832067.8 | 1090818.4 | 44.2% | 40%-60% | 4556898.6 | 676.8 | 736.4 | 1112471 | 4 | 162.8 | 13 | 0 | 0.093427 | 0.11288 | 205.1997 | 4.0533e-07 | 0.065726 | 0.12496 | 0.13597 | 205.4033 | 3.6927e-07 | 0.071452 | 0.0021145 | 0 | 1082374 | 498359 | 0 | 1445 | 1 | 0 | 0 | 0 | 0 | 0 | 0 | 0 | 1 | 0 | 0 | 1 | 1 | 0 | 0 | 0 | 0 | 0 | 0 | 0 | 0-200 | 67 | 60+ | 6 | 5-6 Low | 0 | 0 | 0 | 0 | 0 | 0 | 0 | 82 | 50 | 75 | 44 | 1 | 0 | 0 | 70% below 2000 by 2030; 80% below 2000 by 2050 | 1 | 1 | 1 | 1 | BATW | 0 | 0 | 1 | F1 | 0 | 1 | 1 | 1 | 0 | 0 | 0 | 0 | 0 | 1 | CO | 0 | NPCA, NPS | 0 | Mammoth Cave NP | 171.6447 | 3.943 | 4.2903 | 0 | 12036295 | 1197319 | 0.49 | 1234921 | 205.1995 | 5-Year Average | 44.2% | 5-Year Average | 205.4033 | 758896.32 | 8137645.2394 | 835749.4159 | 16.67% | 106 | 23.6249 | 0 | 22.2876 | [10 empty] | 194.2609 | 63.9895 | 132.0105 | 65.63% | 758896.32 | 1126756.6848 | 12082211.931 | 20.5403 | 124086.2838 | 711663.1321 | 307912901.2996 | 0 | 0 | 2332.4885 | 31.4027 | 7.7967 | 13.2633 | 32.0303 | -3.5171e-15 | 79.7097 | 19.6346 | 20.9378 | 2332.4885 |  | 13.2633 | 31.4027 | 32.65% | 48.47% |  |  | 205.4
[15 empty] | 6137_B_1 | 6137 | B | 1 | 2797 | Coal Steam | Indiana | 18129 | 245 | 490 | FALSE | 11185 | 1979 | 2021 | 0 | 18.6866 | 0 | 18.6866 | Indiana | 4.82 | Indiana | -28.91 | Clifty Creek | 983_B_3 | 983 | B | 3 | 660 | Coal Steam | 0 | MIS_INKY | Indiana | 18 | Jefferson | 77 | 18077 | 196 | 10846 | 1955 | 0 | wall | wet | N | Bituminous, Subbituminous | Wet Scrubber | 2013 | 0.98 | OFA | SCR | 2003 | 0 | ESPC | Yes | 0 | 0 | 0 | 7.52 | 0.29495 | 0.13067 | 0.29495 | 0.13067 | 0.05 | 0.1 | 0.56 | 0.99 | 0 | 0 | 0 | 0 | 0 | 0 | 0 | Indiana Kentucky Electric Corp | 100 | American Electric Power Co Inc | 100 | needs_active | 983_G_3 | 1 | 0 | IN | 38.7378 | -85.4206 | Investor-Owned Utility | RE | 0 | 0 | 10271573.6 | 1032181.6 | 42% | 40%-60% | 4614221.6 | 643 | 663.4 | 1054918.6 | 3.6 | 164.4 | 12 | 0 | 0.093431 | 0.1111 | 205.1997 | 4.0622e-07 | 0.06518 | 0.1252 | 0.12917 | 205.4055 | 3.5048e-07 | 0.071258 | 0.0026668 | 0 | 1025017 | 490449 | 0 | 1539 | 1 | 0 | 0 | 0 | 0 | 0 | 0 | 0 | 1 | 0 | 0 | 1 | 1 | 0 | 0 | 0 | 0 | 0 | 0 | 0 | 0-200 | 67 | 60+ | 6 | 5-6 Low | 0 | 0 | 0 | 0 | 0 | 0 | 0 | 82 | 50 | 75 | 44 | 1 | 0 | 0 | 70% below 2000 by 2030; 80% below 2000 by 2050 | 1 | 1 | 1 | 1 | BATW | 0 | 0 | 1 | F1 | 0 | 1 | 1 | 1 | 0 | 0 | 0 | 0 | 0 | 1 | CO | 0 | NPCA, NPS | 0 | Mammoth Cave NP | 171.6447 | 3.7461 | 3.865 | 0 | 11475370 | 1140298 | 0.47 | 1177371 | 205.1997 | 5-Year Average | 42% | 5-Year Average | 205.4055 | 721123.2 | 7821302.2272 | 803269.0527 | 16.67% | 106 | 23.4439 | 0 | 22.1169 | [10 empty] | 196.4892 | 64.7235 | 131.2765 | 62.71% | 721123.2 | 1076660.2044 | 11677456.5765 | 20.5405 | 119930.6613 | 683338.3914 | 311444868.7397 | 0 | 0 | 2372.4349 | 31.4027 | 8.0211 | 13.4154 | 32.1969 | -3.6808e-15 | 80.5462 | 22.3225 | 23.5568 | 2372.4349 |  | 13.4154 | 31.4027 | 33.02% | 49.3% |  |  | 205.4
[15 empty] | 6137_B_2 | 6137 | B | 2 | 2798 | Coal Steam | Indiana | 18129 | 245 | 490 | FALSE | 10985 | 1986 | 2021 | 0 | 18.6866 | 0 | 18.6866 | Indiana | 4.82 | Indiana | -28.91 | Clifty Creek | 983_B_4 | 983 | B | 4 | 661 | Coal Steam | 0 | MIS_INKY | Indiana | 18 | Jefferson | 77 | 18077 | 196 | 10734 | 1955 | 0 | wall | wet | N | Bituminous, Subbituminous | Wet Scrubber | 2013 | 0.98 | OFA | SCR | 2003 | 0 | ESPC | Yes | 0 | 0 | 0 | 7.52 | 0.075 | 0.075 | 0.075 | 0.075 | 0.05 | 0.1 | 0.56 | 0.99 | 0 | 0 | 0 | 0 | 0 | 0 | 0 | Indiana Kentucky Electric Corp | 100 | American Electric Power Co Inc | 100 | needs_active | 983_G_4 | 1 | 0 | IN | 38.7378 | -85.4206 | Investor-Owned Utility | RE | 0 | 0 | 10733559 | 1093336 | 43.8% | 40%-60% | 4591302.4 | 727.2 | 1102.4 | 1102391 | 6.6 | 266.4 | 6 | 0 | 0.11723 | 0.1767 | 205.2 | 6.3943e-07 | 0.10092 | 0.1355 | 0.20541 | 205.4102 | 6.1489e-07 | 0.11605 | 0.00093026 | 0 | 1053890 | 500168 | 0 | 1185 | 1 | 0 | 0 | 0 | 0 | 0 | 0 | 0 | 1 | 0 | 0 | 1 | 1 | 0 | 0 | 0 | 0 | 0 | 0 | 0 | 0-200 | 67 | 60+ | 6 | 5-6 Low | 0 | 0 | 0 | 0 | 0 | 0 | 0 | 82 | 50 | 75 | 44 | 1 | 0 | 0 | 70% below 2000 by 2030; 80% below 2000 by 2050 | 1 | 1 | 1 | 1 | BATW | 0 | 0 | 1 | F1 | 0 | 1 | 1 | 1 | 0 | 1 | 0 | CO | 0 | 1 | CO | 0 | NPCA, NPS | 0 | Mammoth Cave NP | 171.6447 | 4.2367 | 6.4226 | 0 | 11111137 | 1165869 | 0.45 | 1139999 | 205.1993 | 5-Year Average | 43.8% | 5-Year Average | 205.4102 | 752028.48 | 8072273.7043 | 829063.4897 | 16.67% | 106 | 23.6086 | 0 | 22.2722 | [10 empty] | 194.4601 | 64.0552 | 131.9448 | 65.06% | 752028.48 | 1117115.28 | 11991115.4157 | 20.541 | 123154.8428 | 705908.6469 | 308228768.3065 | 0 | 0 | 2336.0428 | 31.4027 | 7.8165 | 13.2769 | 32.0459 | 0 | 79.7872 | 20.0766 | 21.3882 | 2336.0428 |  | 13.2769 | 31.4027 | 32.68% | 48.55% |  |  | 205.4
[15 empty] | 6138_B_1 | 6138 | B | 1 | 2800 | Coal Steam | Arkansas | 5007 | 528 | 528 | TRUE | 10629 | 1978 | 2038 | 82 | 11.9112 | 34 | 11.9112 | Oklahoma | 4.82 | Oklahoma | -28.91 | Clifty Creek | 983_B_5 | 983 | B | 5 | 662 | Coal Steam | 0 | MIS_INKY | Indiana | 18 | Jefferson | 77 | 18077 | 196 | 10727 | 1955 | 0 | wall | wet | N | Bituminous, Subbituminous | Wet Scrubber | 2013 | 0.98 | OFA | SCR | 2002 | 0 | ESPC | Yes | 0 | 0 | 0 | 7.52 | 0.075 | 0.075 | 0.075 | 0.075 | 0.05 | 0.1 | 0.56 | 0.99 | 0 | 0 | 0 | 0 | 0 | 0 | 0 | Indiana Kentucky Electric Corp | 100 | American Electric Power Co Inc | 100 | needs_active | 983_G_5 | 1 | 0 | IN | 38.7378 | -85.4206 | Investor-Owned Utility | RE | 0 | 0 | 10762766 | 1092194.4 | 43.8% | 40%-60% | 4484983.4 | 722.8 | 1130.2 | 1105441.4 | 6.8 | 258.2 | 5 | 0 | 0.11641 | 0.18707 | 205.1999 | 6.0737e-07 | 0.099406 | 0.13431 | 0.21002 | 205.4196 | 6.3181e-07 | 0.11514 | 0.00077742 | 0 | 984046 | 463489 | 0 | 2331 | 1 | 0 | 0 | 0 | 0 | 0 | 0 | 0 | 1 | 0 | 0 | 1 | 1 | 0 | 0 | 0 | 0 | 0 | 0 | 0 | 0-200 | 67 | 60+ | 6 | 5-6 Low | 0 | 0 | 0 | 0 | 0 | 0 | 0 | 82 | 50 | 75 | 44 | 1 | 0 | 0 | 70% below 2000 by 2030; 80% below 2000 by 2050 | 1 | 1 | 1 | 1 | BATW | 0 | 0 | 1 | F1 | 0 | 1 | 1 | 1 | 0 | 1 | 0 | CO | 0 | 1 | CO | 0 | NPCA, NPS | 0 | Mammoth Cave NP | 171.6447 | 4.211 | 6.5845 | 0 | 10347432 | 1083387 | 0.42 | 1061643 | 205.1993 | 5-Year Average | 43.8% | 5-Year Average | 205.4196 | 752028.48 | 8067009.505 | 828560.8254 | 16.67% | 106 | 23.619 | 0 | 22.282 | [10 empty] | 194.3333 | 64.0134 | 131.9866 | 65.04% | 752028.48 | 1116761.7235 | 11979503.0083 | 20.542 | 123041.2199 | 705519.6056 | 308027762.0294 | 0 | 0 | 2333.7806 | 31.4027 | 7.8039 | 13.2682 | 32.0375 | 0 | 79.7432 | 20.0603 | 21.3827 | 2333.7806 |  | 13.2682 | 31.4027 | 32.66% | 48.5% |  |  | 205.4
[15 empty] | 6139_B_1 | 6139 | B | 1 | 2801 | Coal Steam | Texas | 48449 | 528 | 1056 | TRUE | 10922 | 1977 | 2038 | 32 | 11.7175 | 0 | 11.7175 | Texas Onshore | 4.82 | Texas Onshore | -28.91 | Clifty Creek | 983_B_6 | 983 | B | 6 | 663 | Coal Steam | 0 | MIS_INKY | Indiana | 18 | Jefferson | 77 | 18077 | 196 | 10694 | 1956 | 0 | wall | wet | N | Bituminous, Subbituminous | Wet Scrubber | 2013 | 0.98 | OFA | 0 | 0 | 0 | ESPH | No | 0 | 0 | 0 | 7.52 | 0.66651 | 0.29976 | 0.66651 | 0.29976 | 0.05 | 0.1 | 1 | 0.99 | 0 | 0 | 0 | 0 | 0 | 0 | 0 | Indiana Kentucky Electric Corp | 100 | American Electric Power Co Inc | 100 | needs_active | 983_G_6 | 1 | 0 | IN | 38.7378 | -85.4206 | Investor-Owned Utility | RE | 0 | 0 | 6663639.8 | 681383.8 | 27.2% | 20%-40% | 1114734 | 476 | 1008.2 | 684921.2 | 5.4 | 129.6 | 3 | 0 | 0.12668 | 0.28143 | 205.1997 | 8.5593e-07 | 0.20019 | 0.14286 | 0.3026 | 205.5697 | 8.1037e-07 | 0.23252 | 0.00089753 | 0 | 634210 | 338297 | 0 | 5993 | 1 | 0 | 0 | 0 | 0 | 0 | 0 | 0 | 1 | 0 | 0 | 0 | 1 | 0 | 0 | 0 | 0 | 0 | 0 | 0 | 0-200 | 66 | 60+ | 6 | 5-6 Low | 0 | 0 | 0 | 0 | 0 | 0 | 0 | 82 | 50 | 75 | 44 | 1 | 0 | 0 | 70% below 2000 by 2030; 80% below 2000 by 2050 | 1 | 1 | 1 | 1 | BATW | 0 | 0 | 1 | F1 | 0 | 1 | 1 | 1 | 1 | 1 | 0 | SCO | 0 | 1 | SCO | 0 | NPCA, NPS | 0 | Mammoth Cave NP | 171.6447 | 2.7732 | 5.8738 | 0 | 6680613 | 697588 | 0.27 | 685430 | 205.1997 | 5-Year Average | 27.2% | 5-Year Average | 205.5697 | 467013.12 | 4994238.3053 | 513332.0221 | 16.67% | 106 | 23.6681 | 0 | 22.3284 | [10 empty] | 193.7355 | 63.8165 | 132.1835 | 40.33% | 467013.12 | 692480.9293 | 7405391.0585 | 20.557 | 76116.199 | 437215.8231 | 307080161.0089 | 0 | 0 | 2323.1349 | 31.4027 | 7.7444 | 13.2274 | 32.0096 | 0 | 79.5767 | 48.3643 | 51.6605 | 2323.1349 |  | 13.2274 | 31.4027 | 32.56% | 48.28% |  |  | 205.4
[15 empty] | 6139_B_3 | 6139 | B | 3 | 2803 | Coal Steam | Texas | 48449 | 528 | 1056 | TRUE | 10833 | 1982 | 2038 | 32 | 11.7175 | 0 | 11.7175 | Texas Onshore | 4.82 | Texas Onshore | -28.91 | AES Petersburg | 994_B_3 | 994 | B | 3 | 694 | Coal Steam | 0 | MIS_INKY | Indiana | 18 | Pike | 125 | 18125 | 528 | 10632 | 1977 | 0 | tangential | wet | N | Bituminous | Wet Scrubber | 1977 | 0.88 | LNC1 | SCR | 2004 | 0 | ESPC + B | No | ACI | 2016 | 0 | 0.333 | 0.23049 | 0.0916 | 0.23049 | 0.0916 | 0.05 | 0.1 | 0.1 | 0.98 | Yes | 2016 | 0 | 0 | 0 | 0 | 0 | Indianapolis Power & Light | 100 | AES Corp (The) | 100 | needs_active | 994_G_ST3 | 1 | 0 | IN | 38.5281 | -87.2525 | Investor-Owned Utility | RE | 0 | 0 | 24662410.8 | 2580198.4 | 50.8% | 40%-60% | 11950740.4 | 2304.2 | 1142.2 | 2530362 | 9.8 | 495.8 | 19 | 0 | 0.16756 | 0.08622 | 205.2 | 7.2421e-07 | 0.086876 | 0.18686 | 0.092627 | 205.1999 | 3.9737e-07 | 0.082974 | 0.0011489 | 0 | 2406077 | 1127407 | 0 | 12738 | 1 | 0 | 0 | 0 | 0 | 0 | 0 | 0 | 1 | 0 | 1 | 1 | 1 | 0 | 1 | 0 | 0 | 0 | 0 | 0 | 400-600 | 45 | 40-59 | 3 | 3-4 Moderate | 0 | 0 | 0 | 0 | 0 | 0 | 0 | 59 | 17 | 60 | 6 | 0 | 0 | 0 | 0 | 0 | 0 | 0 | 1 | BATW | 0 | 0 | 1 | 0 | 0 | 0 | 1 | 1 | 0 | 1 | 0 | CO | 0 | 1 | CO | 0 | NPCA, NPS | 0 | Mammoth Cave NP | 165.335 | 13.9366 | 6.9084 | 1 | 24200208 | 2684909 | 0.5 | 2482939 | 205.1998 | 5-Year Average | 50.8% | 5-Year Average | 205.1999 | 2349642.24 | 24981396.2957 | 2563089.8944 | 35.68% | 8 | 11.9092 | 0 | 11.9092 | 2430.2453 | 10.58 | 4.59 | 31.1964 | 0.32622 | 0.48416 | 4.82 | 10.69 |  |  | 518.8739 | 170.9171 | 357.0829 | 75.12% | 2349642.24 | 3474294.057 | 36938694.4145 | 20.52 | 378990.8028 | 2184099.0916 | 822440330.614 | 0 | 0 | 2303.2194 | 22.3303 | 7.6335 | 13.1507 | 21.1179 | 0 | 79.0114 | 2.7939 | 3.0056 | 2303.2194 |  | 13.1507 | 22.3303 | 32.37% | 47.86% |  |  | 205.4
[15 empty] | 6146_B_1 | 6146 | B | 1 | 2804 | Coal Steam | Texas | 48401 | 800 | 2410 | TRUE | 11495 | 1977 | 9999 | 14 | 8.9077 | 0 | 8.9077 | Texas Onshore | 4.82 | Texas Onshore | -28.91 | AES Petersburg | 994_B_4 | 994 | B | 4 | 695 | Coal Steam | 0 | MIS_INKY | Indiana | 18 | Pike | 125 | 18125 | 530 | 10617 | 1986 | 0 | tangential | wet | N | Bituminous | Wet Scrubber | 1986 | 0.95 | LNC3 + LNC1 | 0 | 0 | 0 | ESPC | No | ACI | 2016 | 0 | 0.201 | 0.20942 | 0.20942 | 0.20942 | 0.20942 | 0.05 | 0.1 | 0.1 | 0.99 | Yes | 2016 | 0 | 0 | 0 | 0 | 0 | Indianapolis Power & Light | 100 | AES Corp (The) | 100 | needs_active | 994_G_4 | 1 | 0 | IN | 38.5281 | -87.2525 | Investor-Owned Utility | RE | 0 | 0 | 30561676.2 | 3060832.8 | 62.6% | 60%-80% | 12500765.6 | 2609.8 | 3233.4 | 3135627 | 25.8 | 1320.2 | 21 | 0 | 0.17818 | 0.18842 | 205.2 | 6.7614e-07 | 0.18069 | 0.17079 | 0.2116 | 205.1999 | 8.4419e-07 | 0.21122 | 0.0013437 | 0 | 2448029 | 1162525 | 0 | 16556 | 1 | 0 | 0 | 0 | 0 | 0 | 0 | 0 | 1 | 0 | 0 | 0 | 1 | 0 | 0 | 0 | 0 | 0 | 0 | 0 | 400-600 | 36 | 20-39 | 1 | 0-2 High | 0 | 0 | 0 | 0 | 0 | 0 | 0 | 59 | 17 | 60 | 6 | 0 | 0 | 0 | 0 | 0 | 0 | 0 | 1 | BATW | 0 | 0 | 1 | 0 | 0 | 0 | 1 | 1 | 0 | 1 | 0 | SCO | 0 | 1 | SCO | 0 | NPCA, NPS | 0 | Mammoth Cave NP | 165.335 | 15.7849 | 19.5567 | 1 | 26811166 | 2715186 | 0.55 | 2750821 | 205.1997 | 5-Year Average | 62.6% | 5-Year Average | 205.1999 | 2906392.8 | 30857172.3576 | 3165944.8963 | 35.81% | 8 | 11.8922 | 0 | 11.8922 | 2425.1998 | 10.58 | 4.59 | 31.1137 | 0.32577 | 0.48317 | 4.82 | 10.69 |  |  | 520.1045 | 171.3224 | 358.6776 | 92.5% | 2906392.8 | 4294632.0827 | 45596108.8216 | 20.52 | 467815.9306 | 2698128.9657 | 824390911.9354 | 0 | 0 | 2298.4178 | 22.3101 | 7.6068 | 13.1321 | 21.0721 | 0 | 78.9091 | -4.7623 | -5.1299 | 2298.4178 |  | 13.1321 | 22.3101 | 32.32% | 47.77% |  |  | 205.4
[15 empty] | 6146_B_2 | 6146 | B | 2 | 2805 | Coal Steam | Texas | 48401 | 805 | 2410 | TRUE | 11314 | 1978 | 9999 | 14 | 8.9077 | 0 | 8.9077 | Texas Onshore | 4.82 | Texas Onshore | -28.91 | Seadrift Coke LP | 10167_G_GEN1 | 10167 | G | GEN1 | 0 | Coal Steam | 0 | ERC_REST | Texas | 48 | Calhoun | 57 | 48057 | 7.6 | 10986 | 1983 | 0 | 0 | 0 | Y | Petroleum Coke | 0 | 0 | 0 | 0 | 0 | 0 | 0 | 0 | 0 | 0 | 0 | 0 | 0.79 | 0.47486 | 0.47486 | 0.47486 | 0.47486 | 0.05 | 0.05 | 0.05 | 0.98 | 0 | 0 | 0 | 0 | 0 | 0 | 0 | Seadrift Coke L P | 100 | Carbide Graphite Group Inc | 100 | needs_active | 0 | 0 | 0 | TX | 28.5139 | -96.7942 | Industrial | NR | 0 | 0 | 0 | 0 | 0% | 0 | 0 | 0 | 0 | 0 | 0 | 0 | 0 | 0 | 0 | 0 | 0 | 0 | 0 | 0 | 0 | 0 | 0 | 0 | 0 | 0 | 0 | 0 | 0 | 0 | 0 | 1 | 0 | 0 | 0 | 0 | 0 | 0 | 0 | 0 | 0 | 0 | 0 | 1 | 0 | 0 | 1 | 0 | 0 | 1 | 0-200 | 39 | 20-39 | 6 | 5-6 Low | 0 | 0 | 0 | 0 | 0 | 0 | 0 | 20 | 92 | 0 | 0 | 1 | 0 | 0 | 0 | 0 | 0 | 0 | 0 | 0 | 0 | 0 | 0 | 0 | 0 | 0 | 1 | 1 | 0 | 0 | 0 | 0 | 0 | 0 | 0 | 0 | 0 | 0 | Big Bend NP | 596.7588 | 0 | 0 | 0 | [5 empty] | Fleet Average | 43.44% | Fleet Average | 206.2677 | 28918.7923 | 317701.8524 | 32765.8121 | 100% | 16 | 65.7555 | 0 | 65.7555 | [9 empty] | 1 | 9.4152 | 3.1014 | 4.4986 | 73.38% | 28918.7923 | 48855.4582 | 536726.0635 | 20.6268 | 5535.462 | 27230.3501 | 14923544.7551 | 1 | 0 | 3317.3503 | 389.0753 | 11.3607 | 16.5782 | 79.4897 | 0 | 80.0372 | 86.221 | 91.5672 | 3317.3503 |  | 16.5782 | 389.0753 | 40.81% | 68.94% |  |  | 250.59
[15 empty] | 6146_B_3 | 6146 | B | 3 | 2806 | Coal Steam | Texas | 48401 | 805 | 2410 | TRUE | 11423 | 1979 | 9999 | 14 | 8.9077 | 0 | 8.9077 | Texas Onshore | 4.82 | Texas Onshore | -28.91 | Paulsboro Refinery | 50628_G_GEN4 | 50628 | G | GEN4 | 0 | Coal Steam | 0 | PJM_EMAC | New Jersey | 34 | Gloucester | 15 | 34015 | 11.6 | 10438 | 2006 | 0 | 0 | 0 | N | Petroleum Coke | 0 | 0 | 0.898 | 0 | 0 | 0 | 0 | 0 | 0 | 0 | 0 | 0 | 0.79 | 0.61142 | 0.61142 | 0.61142 | 0.61142 | 0.05 | 0.05 | 0.05 | 0.98 | 0 | 0 | 0 | 0 | 0 | 0 | 0 | Paulsboro Refining Co LLC | 100 | PBF Holding Co LLC | 100 | needs_active | 0 | 0 | 0 | NJ | 39.84 | -75.2583 | Industrial | NR | TEXAS EASTERN TRANSMISSION LP | SOUTH JERSEY GAS COMPANY | 0 | 0 | 0% | 0 | 0 | 0 | 0 | 0 | 0 | 0 | 0 | 0 | 0 | 0 | 0 | 0 | 0 | 0 | 0 | 0 | 0 | 0 | 0 | 0 | 0 | 0 | 0 | 0 | 0 | 1 | 0 | 0 | 0 | 0 | 0 | 0 | 0 | 0 | 0 | 0 | 0 | 1 | 0 | 0 | 1 | 0 | 0 | 1 | 0-200 | 16 | 0-19 | 2 | 0-2 High | 0 | 0 | 0 | 0 | 0 | 0 | 0 | 90 | 41 | 0 | 0 | 1 | 0 | 1 | 0 | 0 | 0 | 0 | 0 | 0 | 0 | 0 | 0 | 0 | 0 | 0 | 1 | 1 | 0 | 0 | 0 | 0 | 0 | 0 | 0 | 0 | 0 | 0 | Brigantine Wilderness | 77.0979 | 0 | 0 | 0 | [5 empty] | Fleet Average | 43.44% | Fleet Average | 206.2677 | 44139.2093 | 460725.067 | 47516.3454 | 100% | 204 | 134.1412 | 69 | 65.7555 | [9 empty] | 1 | 13.6537 | 4.4975 | 7.1025 | 70.94% | 44139.2093 | 72089.7966 | 752473.2971 | 20.6268 | 7760.5461 | 39755.7994 | 21641835.2758 | 1 | 0 | 3047.0905 | 260.7646 | 9.9146 | 15.7512 | 75.9629 | -3.4358e-15 | 76.5588 | 80.9651 | 89.8922 | 3047.0905 |  | 15.7512 | 260.7646 | 38.77% | 63.32% |  |  | 250.59
[15 empty] | 6155_B_1 | 6155 | B | 1 | 2813 | Coal Steam | Missouri | 29099 | 589 | 1178 | TRUE | 10226 | 1976 | 2021 | 120 | 13.6985 | 0 | 11.4155 | Missouri | 4.82 | Illinois | -28.91 | Scherer | 6257_G_1 | 6257 | G | 1 | 2875 | Coal Steam | 0 | S_SOU | Georgia | 13 | Monroe | 207 | 13207 | 860 | 10832 | 1982 | 0 | tangential | dry | N | Subbituminous | Wet Scrubber | 2014 | 0.98 | other | SCR | 2013 | 0 | ESPH + B + WS | No | ACI | 2010 | 0 | 1.2 | 0.26731 | 0.06043 | 0.26731 | 0.06043 | 0.1 | 0.1 | 0.1 | 0.99 | 0 | 0 | 0 | 0 | 0 | 0 | 0 | Oglethorpe Power Corp | 60 | Oglethorpe Power Corp | 60 | needs_active | 0 | 0 | 0 | GA | 33.0606 | -83.8075 | Investor-Owned Utility | RE | 0 | 0 | 29439250.4 | 2839673 | 32.8% | 20%-40% | 16011850.8 | 183.6 | 2206 | 3087587.6 | 13.8 | 498 | 16 | 1 | 0.015456 | 0.099675 | 209.7598 | 4.391e-07 | 0.062036 | 0.012473 | 0.14987 | 209.7599 | 4.6876e-07 | 0.062204 | 0.0012056 | 7.5353e-05 | 0 | 0 | 0 | 0 | 0 | 0 | 0 | 0 | 0 | 0 | 0 | 0 | 1 | 0 | 1 | 1 | 1 | 0 | 1 | 0 | 0 | 0 | 0 | 0 | 800-1000 | 40 | 40-59 | 1 | 0-2 High | 0 | 0 | 0 | 0 | 0 | 0 | 0 | 54 | 83 | 80 | 82 | 1 | 0 | 0 | 0 | 0 | 0 | 0 | 0 | FGD wastewater | 0 | 0 | 1 | 0 | 0 | 0 | 0 | 0 | 0 | 0 | 0 | 0 | 0 | 1 | CO | 0 | NPCA, NPS | 0 | Cohutta Wilderness | 210.2793 | 0.87312 | 10.4908 | 1 | 32375227 | 3022945 | 0.36 | 3395514 | 209.76 | 5-Year Average | 32.8% | 5-Year Average | 209.7599 | 2471020.8 | 26766097.3056 | 2807227.3926 | 25% | 274 | 24.2271 | 27 | 8.842 | [10 empty] | 897.6295 | 295.6792 | 564.3208 | 49.99% | 2471020.8 | 3765726.4614 | 40790349.0299 | 20.976 | 427809.0446 | 2379418.3481 | 1422786346.2956 | 0 | 0 | 2521.2366 | 20.2626 | 8.5132 | 13.9675 | 18.8542 | 0 | 81.849 | 25.1259 | 26.0932 | 2521.2366 |  | 13.9675 | 20.2626 | 34.38% | 52.4% |  |  | 214.13
[15 empty] | 6155_B_2 | 6155 | B | 2 | 2814 | Coal Steam | Missouri | 29099 | 589 | 1178 | TRUE | 10149 | 1977 | 2021 | 120 | 13.6985 | 0 | 11.4155 | Missouri | 4.82 | Illinois | -28.91 | Morgantown Energy Facility | 10743_B_CFB1 | 10743 | B | CFB1 | 10078 | Coal Steam | 0 | PJM_AP | West Virginia | 54 | Monongalia | 61 | 54061 | 25 | 10092 | 1991 | 0 | FBC | dry | Y | Bituminous, Waste Coal | Reagent Injection | 1992 | 0.946 | CF | SNCR | 0 | 2016 | B | 0 | 0 | 0 | 0 | 0.4 | 0.34854 | 0.17427 | 0.34854 | 0.17427 | 0.01 | 0.01 | 0.01 | 0.98 | Yes | 1992 | 0 | 0 | 0 | 0 | 0 | Morgantown Energy Associates | 100 | Dominion Energy Inc | 100 | needs_active | 0 | 0 | 0 | WV | 39.6397 | -79.9606 | Independent Power Producer | NR | DOMINION TRANSMISSION INCORPORATED | 0 | 2023398.2 | 0 | 37% | 20%-40% | 983936.75 | 185 | 336.2 | 0 | 0 | 164.25 | 0 | 0 | 0 | 0.1348 | 0 | 0 | 0 | 0.18286 | 0.33231 | 0 | 0 | 0.33386 | 0 | 0 | 0 | 184657 | 20431 | 0 | 1 | 1 | 0 | 0.08 | 0.13 | CAMD | CAMD | 0 | 0 | 1 | 1 | 0 | 1 | 0 | 0 | 0 | 1 | 0 | 0 | 1 | 0-200 | 31 | 20-39 | 0 | na | 0 | 0 | 0 | 0 | 0 | 0 | 0 | 0 | 0 | 0 | 0 | 0 | 0 | 0 | Net-zero by 2050 | 0 | 0 | 1 | 1 | 0 | 0 | 0 | 0 | 0 | 0 | 0 | 1 | 1 | 0 | 1 | 0 | SCO | 0 | 1 | SCO | 0 | NPCA, NPS | 0 | Otter Creek Wilderness | 69.9152 | 2.6461 | 4.8087 | 0 | 3120616 |  | 0.57 |  |  | 5-Year Average | 37% | Fleet Average | 206.2677 | 81030 | 817754.76 | 84338.1887 | 50% | [12 empty] | 1 | 1 | 23.3201 | 7.6816 | 17.3184 | 53.41% | 81030 | 116971.2193 | 1180473.5456 | 20.6268 | 12174.677 | 72163.5117 | 36963472.0893 | 1 | 0 | 2134.3514 | 130.093 | 6.7145 | 12.4828 | #VALUE! | 0 | 75.6991 | #VALUE! | #VALUE! | 2134.3514 |  | 12.4828 | 130.093 | 30.73% | 44.36% |  |  | 205.4
[15 empty] | 6165_B_1 | 6165 | B | 1 | 2816 | Coal Steam | Utah | 49015 | 471 | 1361 | TRUE | 10279 | 1978 | 2042 | 61 | 13.0317 | 0 | 13.0317 | Utah | 4.82 | Utah | -28.91 | Morgantown Energy Facility | 10743_B_CFB2 | 10743 | B | CFB2 | 10079 | Coal Steam | 0 | PJM_AP | West Virginia | 54 | Monongalia | 61 | 54061 | 25 | 10092 | 1991 | 0 | FBC | dry | Y | Bituminous, Waste Coal | Reagent Injection | 1992 | 0.946 | CF | SNCR | 0 | 2016 | B | 0 | 0 | 0 | 0 | 0.4 | 0.35035 | 0.17518 | 0.35035 | 0.17518 | 0.01 | 0.01 | 0.01 | 0.98 | Yes | 1992 | 0 | 0 | 0 | 0 | 0 | Morgantown Energy Associates | 100 | Dominion Energy Inc | 100 | needs_active | 0 | 0 | 0 | WV | 39.6397 | -79.9606 | Independent Power Producer | NR | DOMINION TRANSMISSION INCORPORATED | 0 | 2575549.25 | 0 | 47% | 40%-60% | 988873.5 | 236.25 | 430.25 | 0 | 0 | 167.5 | 0 | 0 | 0 | 0 | 0 | 0 | 0 | 0.18346 | 0.3341 | 0 | 0 | 0.33877 | 0 | 0 | 0 | 179353 | 18740 | 0 | 1 | 1 | 0 | 0.07 | 0.13 | CAMD | CAMD | 0 | 0 | 1 | 1 | 0 | 1 | 0 | 0 | 0 | 1 | 0 | 0 | 1 | 0-200 | 31 | 20-39 | 0 | na | 0 | 0 | 0 | 0 | 0 | 0 | 0 | 0 | 0 | 0 | 0 | 0 | 0 | 0 | Net-zero by 2050 | 0 | 0 | 1 | 1 | 0 | 0 | 0 | 0 | 0 | 0 | 0 | 1 | 1 | 0 | 1 | 0 | SCO | 0 | 1 | SCO | 0 | NPCA, NPS | 0 | Otter Creek Wilderness | 69.9152 | 3.3791 | 6.1539 | 0 | 3073348 |  | 0.56 |  |  | 5-Year Average | 47% | Fleet Average | 206.2677 | 102930 | 1038769.56 | 107132.2938 | 50% | [12 empty] | 1 | 1 | 23.3201 | 7.6816 | 17.3184 | 67.85% | 102930 | 148585.0624 | 1499520.4498 | 20.6268 | 15465.1302 | 91667.1636 | 36963472.0893 | 1 | 0 | 2134.3514 | 130.093 | 6.7145 | 12.4828 | #VALUE! | 0 | 75.6991 | #VALUE! | #VALUE! | 2134.3514 |  | 12.4828 | 130.093 | 30.73% | 44.36% |  |  | 205.4
[15 empty] | 6165_B_2 | 6165 | B | 2 | 2817 | Coal Steam | Utah | 49015 | 430 | 1361 | TRUE | 10244 | 1980 | 2042 | 61 | 13.0317 | 0 | 13.0317 | Utah | 4.82 | Utah | -28.91 | R D Green | 6639_B_G1 | 6639 | B | G1 | 2896 | Coal Steam | 0 | MIS_INKY | Kentucky | 21 | Webster | 233 | 21233 | 231 | 11190 | 1979 | 0 | wall | dry | N | Bituminous | Wet Scrubber | 1979 | 0.9 | LNB | 0 | 0 | 0 | ESPC | No | ACI | 2016 | 0 | 0.8 | 0.17475 | 0.17475 | 0.17475 | 0.17475 | 0.05 | 0.1 | 0.1 | 0.98 | Yes | 2016 | 0 | 0 | C2G | 2022 | 0 | Big Rivers Electric Corp | 100 | Big Rivers Electric Corp | 100 | needs_active | 6639_G_1 | 1 | 0 | KY | 37.6461 | -87.5 | Cooperative | RE | 0 | 0 | 13762724.6 | 1352124.4 | 52.4% | 40%-60% | 6225944 | 1988.6 | 1247.4 | 1412051.6 | 10.2 | 555.2 | 37 | 4 | 0.18886 | 0.16466 | 205.1993 | 7.3151e-07 | 0.15905 | 0.28898 | 0.18127 | 205.1994 | 7.4113e-07 | 0.17835 | 0.005267 | 0.0005694 | 1257655 | 613047 | 0 | 23366 | 1 | 0 | 0 | 0 | 0 | 0 | 0 | 0 | 1 | 0 | 0 | 0 | 1 | 0 | 0 | 0 | 0 | 1 | 0 | 1 | 200-400 | 43 | 40-59 | 4 | 3-4 Moderate | 0 | 0 | 0 | 0 | 0 | 0 | 0 | 37 | 54 | 58 | 16 | 0 | 0 | 0 | 0 | 0 | 0 | 0 | 0 | BATW | 0 | 0 | 1 | F2 | 0 | 1 | 1 | 1 | 0 | 1 | 0 | SCO | 0 | 1 | SCO | 0 | NPCA, NPS | 0 | Mammoth Cave NP | 118.2784 | 16.8129 | 10.5463 | 1 | 14391540 | 1397718 | 0.55 | 1476569 | 205.1996 | 5-Year Average | 52.4% | 5-Year Average | 205.1994 | 1060345.44 | 11865265.4736 | 1217372.8374 | 50.88% | 17 | 19.4164 | 0 | 19.4164 | [9 empty] | 1 | 238.9214 | 78.7007 | 152.2993 | 79.48% | 1060345.44 | 1608279.2384 | 17996644.6773 | 20.5199 | 184645.0587 | 1032727.7787 | 378701979.2666 | 0 | 0 | 2486.5642 | 29.2166 | 8.6737 | 13.8409 | 30.2285 | 0 | 82.7861 | 10.672 | 10.9574 | 2486.5642 |  | 13.8409 | 29.2166 | 34.07% | 51.68% |  |  | 205.4
[15 empty] | 6165_B_3 | 6165 | B | 3 | 2818 | Coal Steam | Utah | 49015 | 460 | 1361 | TRUE | 10156 | 1978 | 2042 | 61 | 13.0317 | 0 | 13.0317 | Utah | 4.82 | Utah | -28.91 | R D Green | 6639_B_G2 | 6639 | B | G2 | 2897 | Coal Steam | 0 | MIS_INKY | Kentucky | 21 | Webster | 233 | 21233 | 223 | 11119 | 1981 | 0 | wall | dry | N | Bituminous | Wet Scrubber | 1981 | 0.9 | LNB | 0 | 0 | 0 | ESPC | No | ACI | 2016 | 0 | 0.8 | 0.24499 | 0.24499 | 0.1987 | 0.1987 | 0.05 | 0.1 | 0.1 | 0.98 | Yes | 2016 | 0 | 0 | C2G | 2022 | 0 | Big Rivers Electric Corp | 100 | Big Rivers Electric Corp | 100 | needs_active | 6639_G_2 | 1 | 0 | KY | 37.6461 | -87.5 | Cooperative | RE | 0 | 0 | 12593319.8 | 1189273.4 | 47.8% | 40%-60% | 5978968.2 | 1019.8 | 1424 | 1292074.4 | 11.2 | 687 | 25 | 1 | 0.21076 | 0.2122 | 205.2 | 8.8351e-07 | 0.20334 | 0.16196 | 0.22615 | 205.2 | 8.8936e-07 | 0.22981 | 0.0036201 | 0.0001448 | 1086871 | 553662 | 0 | 0 | 0 | 0 | 0 | 0 | 0 | 0 | 0 | 0 | 1 | 0 | 0 | 0 | 1 | 0 | 0 | 0 | 0 | 1 | 0 | 1 | 200-400 | 41 | 40-59 | 4 | 3-4 Moderate | 0 | 0 | 0 | 0 | 0 | 0 | 0 | 37 | 54 | 58 | 16 | 0 | 0 | 0 | 0 | 0 | 0 | 0 | 0 | BATW | 0 | 0 | 1 | F2 | 0 | 1 | 1 | 1 | 0 | 1 | 0 | SCO | 0 | 1 | SCO | 0 | NPCA, NPS | 0 | Mammoth Cave NP | 118.2784 | 8.622 | 12.0394 | 1 | 13177090 | 1221557 | 0.5 | 1351969 | 205.1999 | 5-Year Average | 47.8% | 5-Year Average | 205.2 | 933763.44 | 10382515.6894 | 1065245.9354 | 49.12% | 17 | 19.9571 | 0 | 19.9571 | [9 empty] | 1 | 229.1836 | 75.4931 | 147.5069 | 72.26% | 933763.44 | 1411657.4758 | 15696219.4737 | 20.52 | 161043.1854 | 904202.7499 | 363267129.1872 | 0 | 0 | 2462.7124 | 29.6557 | 8.5359 | 13.7531 | 30.6259 | -2.8073e-15 | 82.3091 | 14.9559 | 15.4448 | 2462.7124 |  | 13.7531 | 29.6557 | 33.85% | 51.18% |  |  | 205.4
[15 empty] | 6166_B_MB1 | 6166 | B | MB1 | 2819 | Coal Steam | Indiana | 18147 | 1300 | 2600 | TRUE | 10007 | 1984 | 2021 | 32 | 7.3258 | 0 | 7.3258 | Indiana | 4.82 | Indiana | -28.91 | Coal Creek | 6030_B_1 | 6030 | B | 1 | 2692 | Coal Steam | 0 | MIS_MNWI | North Dakota | 38 | McLean | 55 | 38055 | 574 | 9950 | 1979 | 0 | tangential | dry | Y | Lignite | Wet Scrubber | 1979 | 0.94 | LNC3 | 0 | 0 | 0 | ESPC | No | ACI | 2015 | 0 | 1.2 | 0.16493 | 0.16493 | 0.16493 | 0.16493 | 0.1 | 0.1 | 0.1 | 0.99 | 0 | 0 | 0 | 0 | 0 | 0 | Yes | Great River Energy | 100 | Great River Energy | 100 | needs_active | 6030_G_1 | 1 | 0 | ND | 47.3777 | -101.1571 | Cooperative | RE | 0 | 0 | 44666267.6 | 4557345 | 81.6% | 80%-100% | 18945569.4 | 3217 | 3605.4 | 4862814.8 | 169.2 | 1540.4 | 97 | 4 | 0.14394 | 0.14075 | 217.74 | 3.643e-06 | 0.13942 | 0.14405 | 0.16144 | 217.7399 | 3.7881e-06 | 0.16261 | 0.0051973 | 0.00021432 | 4591071 | 3722219 | 0 | 3929 | 1 | 0 | 0 | 0 | 0 | 0 | 0 | 1 | 1 | 0 | 0 | 0 | 1 | 0 | 0 | 0 | 0 | 0 | 0 | 0 | 400-600 | 43 | 40-59 | 0 | 0-2 High | 1 | 0 | 0 | 0 | 0 | Mercury | 1 | 0 | 0 | 0 | 0 | 0 | 0 | 0 | 0 | 0 | 0 | 0 | 1 | 0 | 0 | 0 | 0 | Part B | 0 | 1 | 0 | 0 | 0 | 0 | 1 | 0 | CO | 1 | CO | 0 | NPCA, NPS | 0 | Lostwood Wilderness | 168.8882 | 19.0481 | 21.3478 | 1 | 48556602 | 4971271 | 0.89 | 5286356 | 217.7399 | 5-Year Average | 81.6% | 5-Year Average | 217.7399 | 4103043.84 | 40825286.208 | 4444647.3067 | 50.04% | [12 empty] | 1 | 1 | 555.7552 | 183.0658 | 390.9342 | 100% | 3424583.9737 | 5028240 | 50030988 | 21.774 | 544687.1699 | 3899960.1367 | 880898915.0602 | 0 | 0 | 2253.3174 | 21.901 | 4.0322 | 12.9566 | #VALUE! | 4.5932 | 96.7991 | #VALUE! | #VALUE! | 2253.3174 |  | 12.9566 | 21.901 | 31.89% | 46.83% |  |  | 216.24
[15 empty] | 6166_B_MB2 | 6166 | B | MB2 | 2820 | Coal Steam | Indiana | 18147 | 1300 | 2600 | TRUE | 10032 | 1989 | 2021 | 32 | 7.3258 | 0 | 7.3258 | Indiana | 4.82 | Indiana | -28.91 | Coal Creek | 6030_B_2 | 6030 | B | 2 | 2693 | Coal Steam | 0 | MIS_MNWI | North Dakota | 38 | McLean | 55 | 38055 | 573 | 9950 | 1981 | 0 | tangential | dry | Y | Lignite | Wet Scrubber | 1981 | 0.94 | LNC3 + OFA | 0 | 0 | 0 | ESPC | No | ACI | 2015 | 0 | 1.2 | 0.13067 | 0.13067 | 0.13067 | 0.13067 | 0.1 | 0.1 | 0.1 | 0.99 | 0 | 0 | 0 | 0 | 0 | 0 | Yes | Great River Energy | 100 | Great River Energy | 100 | needs_active | 6030_G_2 | 1 | 0 | ND | 47.3777 | -101.1571 | Cooperative | RE | 0 | 0 | 44883238.2 | 4602900.6 | 80.6% | 80%-100% | 18189874.6 | 3115.6 | 2889 | 4886438.6 | 171.6 | 1169.8 | 38 | 2 | 0.14384 | 0.13081 | 217.74 | 3.9027e-06 | 0.13053 | 0.13883 | 0.12873 | 217.74 | 3.8233e-06 | 0.12862 | 0.0016954 | 8.9233e-05 | 3601522 | 2836170 | 0 | 8667 | 1 | 0 | 0 | 0 | 0 | 0 | 0 | 1 | 1 | 0 | 0 | 0 | 1 | 0 | 0 | 0 | 0 | 0 | 0 | 0 | 400-600 | 41 | 40-59 | 0 | 0-2 High | 1 | 0 | 0 | 0 | 0 | Mercury | 1 | 0 | 0 | 0 | 0 | 0 | 0 | 0 | 0 | 0 | 0 | 0 | 1 | 0 | 0 | 0 | 0 | Part B | 0 | 1 | 0 | 0 | 0 | 0 | 1 | 0 | CO | 1 | CO | 0 | NPCA, NPS | 0 | Lostwood Wilderness | 168.8882 | 18.4477 | 17.106 | 1 | 38422476 | 3868010 | 0.69 | 4183054 | 217.7399 | 5-Year Average | 80.6% | 5-Year Average | 217.74 | 4045700.88 | 40254723.756 | 4382532.1853 | 49.96% | [12 empty] | 1 | 1 | 554.787 | 182.7468 | 390.2532 | 100% | 3418617.7996 | 5019480 | 49943826 | 21.774 | 543738.4845 | 3838793.7008 | 879364247.9608 | 0 | 0 | 2253.3174 | 21.9096 | 4.2513 | 12.9566 | #VALUE! | 4.2528 | 95.4472 | #VALUE! | #VALUE! | 2253.3174 |  | 12.9566 | 21.9096 | 31.89% | 46.83% |  |  | 216.24
[15 empty] | 6177_B_U1B | 6177 | B | U1B | 2823 | Coal Steam | Arizona | 4001 | 380 | 762 | TRUE | 10617 | 1979 | 2030 | 305 | 44.501 | 32 | 14.5905 | Arizona | 4.82 | New Mexico | -28.91 | Big Bend | 645_B_BB01 | 645 | B | BB01 | 467 | Coal Steam | 0 | FRCC | Florida | 12 | Hillsborough | 57 | 12057 | 385 | 10642 | 1970 | 0 | wall | wet | N | Bituminous, Natural Gas | 0 | 0 | 0 | NH3 + other | SCR | 2010 | 0 | ESPC | Yes | 0 | 0 | 0 | 6.5 | 0.5243 | 0.10151 | 0.5243 | 0.10151 | 1 | 0.1 | 1 | 0 | 0 | 0 | 0 | 0 | C2G | 2021 | 0 | Tampa Electric Co | 100 | TECO Energy Inc | 100 | needs_active | 0 | 0 | 0 | FL | 27.7944 | -82.4036 | Investor-Owned Utility | RE | FLORIDA GAS TRANSMISSION COMPANY | 0 | 7033639 | 600880 | 13.25% | 0%-20% | 4712095.3333 | 147 | 264.5 | 498655.25 | 0 | 160 | 0 | 0 | 0 | 0 | 0 | 0 | 0 | 0.041799 | 0.07521 | 141.7915 | 0 | 0.06791 | 0 | 0 | 0 | 0 | 8312715 | 0 | 1 | 1 | 0 | 0.54395 | 0.87 | EIA-923 | CAMD | 0 | 1 | 0 | 0 | 1 | 0 | 0 | 0 | 0 | 0 | 1 | 0 | 1 | 200-400 | 52 | 40-59 | 0 | na | 0 | 0 | 0 | 0 | 0 | 0 | 0 | 87 | 71 | 89 | 96 | 1 | 0 | 0 | 0 | 0 | 0 | 0 | 0 | FGD wastewater | 0 | 0 | 1 | 0 | 0 | 0 | 0 | 0 | 0 | 0 | 0 | 0 | 0 | 1 | CO | 0 | 0 | 0 | Chassahowitzka Wilderness | 92.779 | 1.5844 | 2.8509 | 0 | 8497270 | 711262 | 0.16 | 504979 | 118.8568 | Floor Used | 20% | Floor Used | 190 | 674520 | 7178241.84 | 681932.9748 | 31.64% | [12 empty] | 1 | 1 | 378.7014 | 124.7442 | 260.2558 | 29.59% | 674520 | 997826.9405 | 10618874.3009 | 19 | 100879.3059 | 581053.6689 | 600260122.6325 | 1 | 0 | 2306.424 | 24.3196 | 7.6513 | 13.1631 | #VALUE! | 0 | 73.2218 | #VALUE! | #VALUE! | 2306.424 |  | 13.1631 | 24.3196 | 32.4% | 47.93% |  |  | 205.4
[15 empty] | 6177_B_U2B | 6177 | B | U2B | 2824 | Coal Steam | Arizona | 4001 | 382 | 762 | TRUE | 10691 | 1980 | 2030 | 305 | 44.501 | 32 | 14.5905 | Arizona | 4.82 | New Mexico | -28.91 | Prairie Creek | 1073_B_1 | 1073 | B | 1 | 0 | Coal Steam | 0 | MIS_IA | Iowa | 19 | Linn | 113 | 19113 | 1.7 | 10908 | 1950 | 0 | stoker/SPR | dry | Y | Subbituminous | 0 | 0 | 0 | OFA | 0 | 0 | 0 | ESPC | No | 0 | 0 | 0 | 1 | 0.74183 | 0.74183 | 0.74183 | 0.74183 | 0.64 | 0.1 | 1 | 0 | 0 | 0 | 0 | 0 | C2G | 2025 | 0 | Interstate Power & Light Co | 100 | Alliant Energy Corp | 100 | needs_active | 0 | 0 | 0 | IA | 41.944 | -91.6392 | Investor-Owned Utility | RE | NATURAL GAS PL CO OF AMERICA | MIDAMERICAN ENERGY COMPANY | 0 | 0 | 0% | 0 | 0 | 0 | 0 | 0 | 0 | 0 | 0 | 0 | 0 | 0 | 0 | 0 | 0 | 0 | 0 | 0 | 0 | 0 | 0 | 0 | 0 | 11170 | 13 | 0 | 1 | 1 | 0 | 0.15163 | 0.42 | EIA-923 | CAMD | 0 | 1 | 0 | 0 | 0 | 0 | 1 | 0 | 0 | 1 | 1 | 0 | 1 | 0-200 | 72 | 60+ | 0 | 0-2 High | 0 | 0 | 1 | 0 | 0 | OS NOx | 1 | 94 | 60 | 48 | 44 | 1 | 1 | 0 | 40% below 2005 by 2030; 80% below 2005 by 2050 | 1 | 1 | 1 | 1 | 0 | 0 | 0 | 0 | 0 | 0 | 0 | 0 | 0 | 0 | 0 | 0 | 0 | 0 | 0 | 0 | 0 | 0 | 0 | Mingo Wilderness | 559.3639 | 0 | 0 | 0 | [5 empty] | Fleet Average | 43.44% | Fleet Average | 206.2677 | 6468.6772 | 70560.3312 | 7277.1579 | 5.592% | 262 | 172.2794 | 46 | 65.7555 | [9 empty] | 1 | 1.7868 | 0.58858 | 1.1114 | 66.44% | 6468.6772 | 9894.3518 | 107927.5893 | 20.6268 | 1113.0987 | 6164.0592 | 2832217.7282 | 1 | 0 | 2548.2943 | 1680.4849 | 8.665 | 14.0655 | 78.605 | 0 | 80.9972 | 70.2515 | 73.7232 | 2548.2943 |  | 14.0655 | 1680.4849 | 34.62% | 52.96% |  |  | 214.13
[15 empty] | 6178_B_1 | 6178 | B | 1 | 2826 | Coal Steam | Texas | 48175 | 648 | 648 | TRUE | 10047 | 1980 | 2021 | 16 | 10.8975 | 0 | 10.8975 | Texas Onshore | 4.82 | Texas Onshore | -28.91 | Prairie Creek | 1073_B_2 | 1073 | B | 2 | 0 | Coal Steam | 0 | MIS_IA | Iowa | 19 | Linn | 113 | 19113 | 1.9 | 10908 | 1950 | 0 | stoker/SPR | dry | Y | Subbituminous | 0 | 0 | 0 | OFA | 0 | 0 | 0 | ESPC | No | 0 | 0 | 0 | 5 | 0.90846 | 0.90846 | 0.90846 | 0.90846 | 0.64 | 0.1 | 1 | 0 | 0 | 0 | 0 | 0 | C2G | 2025 | 0 | Interstate Power & Light Co | 100 | Alliant Energy Corp | 100 | needs_active | 0 | 0 | 0 | IA | 41.944 | -91.6392 | Investor-Owned Utility | RE | NATURAL GAS PL CO OF AMERICA | MIDAMERICAN ENERGY COMPANY | 0 | 0 | 0% | 0 | 0 | 0 | 0 | 0 | 0 | 0 | 0 | 0 | 0 | 0 | 0 | 0 | 0 | 0 | 0 | 0 | 0 | 0 | 0 | 0 | 0 | 13019 | 405 | 0 | 1 | 1 | 0 | 0.010139 | 0.42 | EIA-923 | CAMD | 0 | 1 | 0 | 0 | 0 | 0 | 1 | 0 | 0 | 1 | 1 | 0 | 1 | 0-200 | 72 | 60+ | 6 | 5-6 Low | 0 | 0 | 1 | 0 | 0 | OS NOx | 1 | 94 | 60 | 48 | 44 | 1 | 1 | 0 | 40% below 2005 by 2030; 80% below 2005 by 2050 | 1 | 1 | 1 | 1 | 0 | 0 | 0 | 0 | 0 | 0 | 0 | 0 | 0 | 0 | 0 | 0 | 0 | 0 | 0 | 0 | 0 | 0 | 0 | Mingo Wilderness | 559.3639 | 0 | 0 | 0 | [5 empty] | Fleet Average | 43.44% | Fleet Average | 206.2677 | 7229.6981 | 78861.5467 | 8133.2942 | 6.25% | 262 | 172.2794 | 46 | 65.7555 | [9 empty] | 1 | 1.997 | 0.65783 | 1.2422 | 66.44% | 7229.6981 | 11058.3932 | 120624.9527 | 20.6268 | 1244.0515 | 6889.2427 | 3165419.8138 | 1 | 0 | 2548.2943 | 1505.3785 | 8.665 | 14.0655 | 78.605 | 2.7997e-15 | 80.9972 | 70.2515 | 73.7232 | 2548.2943 |  | 14.0655 | 1505.3785 | 34.62% | 52.96% |  |  | 214.13
[15 empty] | 6179_B_1 | 6179 | B | 1 | 2827 | Coal Steam | Texas | 48149 | 590 | 1615 | TRUE | 10589 | 1979 | 9999 | 20 | 11.1684 | 0 | 11.1684 | Texas Onshore | 4.82 | Texas Onshore | -28.91 | Merom | 6213_B_1SG1 | 6213 | B | 1SG1 | 2853 | Coal Steam | 0 | MIS_INKY | Indiana | 18 | Sullivan | 153 | 18153 | 496 | 10352 | 1983 | 0 | wall | dry | N | Bituminous | Wet Scrubber | 1983 | 0.98 | LNBO | SCR | 2003 | 0 | ESPC | No | ACI | 2016 | 0 | 0.35 | 0.2764 | 0.06005 | 0.2764 | 0.06005 | 0.05 | 0.1 | 0.1 | 0.99 | Yes | 2016 | 0 | 0 | 0 | 0 | 0 | Hoosier Energy R E C, Inc | 100 | Hoosier Energy R E C, Inc | 100 | needs_active | 6213_G_1 | 1 | 0 | IN | 39.0694 | -87.5108 | Cooperative | RE | 0 | 0 | 25605605.4 | 2526189 | 50.2% | 40%-60% | 12089409.2 | 1511 | 772.4 | 2627134 | 7.8 | 364.6 | 69 | 0 | 0.13941 | 0.060101 | 205.2 | 4.3657e-07 | 0.059956 | 0.11802 | 0.060331 | 205.1999 | 3.0462e-07 | 0.060317 | 0.005745 | 0 | 2546290 | 1164031 | 0 | 4006 | 1 | 0 | 0 | 0 | 0 | 0 | 0 | 0 | 1 | 0 | 0 | 1 | 1 | 0 | 0 | 0 | 0 | 0 | 0 | 0 | 400-600 | 39 | 20-39 | 0 | 0-2 High | 0 | 0 | 0 | 0 | 0 | 0 | 0 | 0 | 0 | 0 | 0 | 0 | 0 | 0 | 0 | 0 | 0 | 0 | 0 | BATW | 0 | 0 | 1 | 0 | 0 | 0 | 1 | 1 | 0 | 0 | 0 | 0 | 0 | 1 | CO | 0 | NPCA, NPS | 0 | Mammoth Cave NP | 228.4332 | 6.6146 | 3.3813 | 0 | 27492424 | 2758559 | 0.54 | 2820721 | 205.1999 | 5-Year Average | 50.2% | 5-Year Average | 205.1999 | 2181169.92 | 22579471.0118 | 2316652.7434 | 50.2% | [12 empty] | 1 | 1 | 474.5903 | 156.3301 | 339.6699 | 73.3% | 2181169.92 | 3185033.8962 | 32971470.8937 | 20.52 | 338287.1479 | 1978365.5955 | 752248704.249 | 0 | 0 | 2214.6461 | 22.6758 | 7.1466 | 12.8044 | #VALUE! | 4.977e-15 | 77.0967 | #VALUE! | #VALUE! | 2214.6461 |  | 12.8044 | 22.6758 | 31.52% | 46.02% |  |  | 205.4
[15 empty] | 6179_B_2 | 6179 | B | 2 | 2828 | Coal Steam | Texas | 48149 | 590 | 1615 | TRUE | 10606 | 1980 | 9999 | 20 | 11.1684 | 0 | 11.1684 | Texas Onshore | 4.82 | Texas Onshore | -28.91 | Merom | 6213_B_2SG1 | 6213 | B | 2SG1 | 2854 | Coal Steam | 0 | MIS_INKY | Indiana | 18 | Sullivan | 153 | 18153 | 492 | 10408 | 1982 | 0 | wall | dry | N | Bituminous | Wet Scrubber | 1982 | 0.98 | LNBO | SCR | 2003 | 0 | ESPC | No | ACI | 2016 | 0 | 0.35 | 0.312 | 0.05968 | 0.312 | 0.05968 | 0.05 | 0.1 | 0.1 | 0.99 | Yes | 2016 | 0 | 0 | 0 | 0 | 0 | Hoosier Energy R E C, Inc | 100 | Hoosier Energy R E C, Inc | 100 | needs_active | 6213_G_2 | 1 | 0 | IN | 39.0694 | -87.5108 | Cooperative | RE | 0 | 0 | 24249177.8 | 2479130.2 | 39.8% | 20%-40% | 11634472.8 | 1447.8 | 726.8 | 2487964.6 | 11.6 | 349.4 | 44 | 0 | 0.12797 | 0.059756 | 205.2 | 6.2314e-07 | 0.05972 | 0.11941 | 0.059944 | 205.1999 | 4.7837e-07 | 0.060063 | 0.0031525 | 0 | 2044560 | 991055 | 0 | 6841 | 1 | 0 | 0 | 0 | 0 | 0 | 0 | 0 | 1 | 0 | 0 | 1 | 1 | 0 | 0 | 0 | 0 | 0 | 0 | 0 | 400-600 | 40 | 40-59 | 0 | 0-2 High | 0 | 0 | 0 | 0 | 0 | 0 | 0 | 0 | 0 | 0 | 0 | 0 | 0 | 0 | 0 | 0 | 0 | 0 | 0 | BATW | 0 | 0 | 1 | 0 | 0 | 0 | 1 | 1 | 0 | 0 | 0 | 0 | 0 | 1 | CO | 0 | NPCA, NPS | 0 | Mammoth Cave NP | 228.4332 | 6.338 | 3.1817 | 0 | 21788170 | 2204409 | 0.36 | 2235462 | 205.1996 | 5-Year Average | 39.8% | 5-Year Average | 205.1999 | 1715348.16 | 17853343.6493 | 1831752.291 | 49.8% | [12 empty] | 1 | 1 | 473.3096 | 155.9082 | 336.0918 | 58.26% | 1715348.16 | 2511073.6819 | 26135254.8812 | 20.52 | 268147.6027 | 1563604.6883 | 750218716.6578 | 0 | 0 | 2232.1839 | 22.7222 | 7.2422 | 12.8736 | #VALUE! | 3.1564e-15 | 77.4807 | #VALUE! | #VALUE! | 2232.1839 |  | 12.8736 | 22.7222 | 31.69% | 46.39% |  |  | 205.4
[15 empty] | 6179_B_3 | 6179 | B | 3 | 2829 | Coal Steam | Texas | 48149 | 435 | 1615 | TRUE | 10608 | 1988 | 9999 | 20 | 11.1684 | 0 | 11.1684 | Texas Onshore | 4.82 | Texas Onshore | -28.91 | Indian River Generating Station | 594_B_4 | 594 | B | 4 | 389 | Coal Steam | 0 | PJM_EMAC | Delaware | 10 | Sussex | 5 | 10005 | 410 | 12507 | 1980 | 0 | wall | dry | N | Bituminous | Dry Scrubber | 2012 | 0.96 | LNBO | SCR | 2012 | 0 | ESPC + B | No | ACI | 2008 | 0 | 0.2 | 0.3058 | 0.08395 | 0.3058 | 0.08395 | 0.1 | 0.1 | 0.1 | 0.99 | 0 | 0 | 0 | 0 | 0 | 2027 | 0 | Indian River Power LLC | 100 | NRG Energy Inc | 100 | needs_active | 594_G_4 | 1 | 0 | DE | 38.5857 | -75.2341 | Independent Power Producer | NR | 0 | 0 | 2809982.4 | 296383.6 | 6.4% | 0%-20% | 1684134.8 | 415 | 124.4 | 288304 | 1.4 | 73.2 | 3 | 0 | 0.33893 | 0.09471 | 205.1998 | 2.6604e-07 | 0.088513 | 0.29538 | 0.088541 | 205.1999 | 4.9822e-07 | 0.086929 | 0.0015438 | 0 | 121015 | 85162 | 0 | 8733 | 1 | 0 | 0 | 0 | 0 | 0 | 0 | 0 | 1 | 0 | 1 | 1 | 1 | 0 | 1 | 0 | 0 | 0 | 1 | 1 | 400-600 | 42 | 40-59 | 0 | 0-2 High | 0 | 0 | 0 | 0 | 0 | 0 | 0 | 74 | 79 | 49 | 61 | 0 | 0 | 1 | 50% below 2014 by 2025; net-zero by 2050 | 1 | 1 | 1 | 1 | 0 | 0 | 0 | 0 | 0 | 0 | 0 | 1 | 0 | 0 | 0 | 0 | 0 | 0 | 0 | 0 | 0 | 0 | 0 | Brigantine Wilderness | 124.9203 | 3.3221 | 0.99583 | 0 | 1755560 | 173719 | 0.04 | 180121 | 205.2006 | Floor Used | 20% | 5-Year Average | 205.1999 | 718320 | 8984028.24 | 921760.6764 | 100% | 273 | 34.3476 | 5 | 12.5815 | 3125.5155 | 12.66 | 4.59 | 41.0414 | 0.38371 | 0.6226 | 4.82 | 64.83 |  | 1 | 473.969 | 156.1254 | 253.8746 | 32.3% | 718320 | 1160065.6229 | 14508940.7455 | 20.52 | 148861.6318 | 772899.0446 | 751263890.6962 | 0 | 0 | 2959.1928 | 23.8718 | 11.5372 | 15.4699 | 25.4099 | 0 | 91.4584 | 80.1868 | 74.5243 | 2959.1928 |  | 15.4699 | 23.8718 | 38.08% | 61.5% |  |  | 205.4
[15 empty] | 6180_B_1 | 6180 | B | 1 | 2830 | Coal Steam | Texas | 48395 | 855 | 1710 | TRUE | 10406 | 2010 | 9999 | 40 | 9.0784 | 0 | 9.0784 | Texas Onshore | 4.82 | Texas Onshore | -28.91 | Cayuga | 1001_B_1 | 1001 | B | 1 | 706 | Coal Steam | 0 | MIS_INKY | Indiana | 18 | Vermillion | 165 | 18165 | 500 | 10203 | 1970 | 2028 | tangential | dry | N | Bituminous | Wet Scrubber | 2008 | 0.97 | LNC2 | SCR | 2015 | 0 | ESPC | No | 0 | 0 | 0 | 4.4 | 0.33574 | 0.08227 | 0.33574 | 0.08227 | 0.05 | 0.1 | 0.56 | 0.99 | Yes | 2016 | 0 | 0 | 0 | 0 | 0 | 0 | 0 | 0 | 0 | needs_retire | 1001_G_1 | 1 | 0 | IN | 39.9242 | -87.4244 | Investor-Owned Utility | RE | 0 | INDIANA GAS COMPANY INC | 26586210.8 | 2824880.4 | 50.6% | 40%-60% | 12151486.8 | 1151.6 | 3232.6 | 2727745.4 | 14.8 | 571.6 | 62 | 0 | 0.082124 | 0.19825 | 205.1999 | 7.5819e-07 | 0.066601 | 0.086631 | 0.24318 | 205.2 | 5.5668e-07 | 0.094079 | 0.0036711 | 0 | 2251110 | 1026216 | 0 | 2831 | 1 | 1 | 0 | 0 | 0 | 0 | 0 | 0 | 1 | 0 | 0 | 1 | 1 | 0 | 0 | 0 | 0 | 0 | 1 | 1 | 400-600 | 52 | 40-59 | 2 | 0-2 High | 0 | 0 | 0 | 0 | 0 | 0 | 0 | 28 | 19 | 55 | 8 | 0 | 0 | 0 | 0 | 0 | 0 | 0 | 0 | BATW | Permanent cessation of coal combustion | 2028 | 1 | 0 | 0 | 0 | 1 | 1 | 0 | 1 | 0 | CO | 0 | 1 | CO | 0 | NPS | 0 | Mammoth Cave NP | 312.0612 | 3.6903 | 10.3589 | 1 | 24710588 | 2679692 | 0.47 | 2535310 | 205.2003 | 5-Year Average | 50.6% | 5-Year Average | 205.2 | 2216280 | 22612704.84 | 2320063.6628 | 50.25% | 103 | 12.9998 | 0 | 12.6212 | 2714 | 10.58 | 4.59 | 36.07 | 0.3 | 0.44 | 4.82 | 10.69 |  | 1 | 471.5316 | 155.3225 | 344.6775 | 73.4% | 2216280 | 3215005.5537 | 32802701.6639 | 20.52 | 336555.7403 | 1983507.9225 | 747400526.6098 | 0 | 0 | 2168.4055 | 22.6302 | 6.8967 | 12.6201 | 21.0067 | 0 | 76.0726 | 2.8953 | 3.235 | 2168.4055 |  | 12.6201 | 22.6302 | 31.06% | 45.06% |  |  | 205.4
[15 empty] | 6180_B_2 | 6180 | B | 2 | 2831 | Coal Steam | Texas | 48395 | 855 | 1710 | TRUE | 10472 | 2011 | 9999 | 40 | 9.0784 | 0 | 9.0784 | Texas Onshore | 4.82 | Texas Onshore | -28.91 | Cayuga | 1001_B_2 | 1001 | B | 2 | 707 | Coal Steam | 0 | MIS_INKY | Indiana | 18 | Vermillion | 165 | 18165 | 495 | 10254 | 1972 | 2028 | tangential | dry | N | Bituminous | Wet Scrubber | 2008 | 0.97 | LNC2 | SCR | 2015 | 0 | ESPC | No | 0 | 0 | 0 | 4.4 | 0.31928 | 0.09977 | 0.31928 | 0.09977 | 0.05 | 0.1 | 0.56 | 0.99 | 0 | 0 | 0 | 0 | 0 | 0 | 0 | 0 | 0 | 0 | 0 | needs_retire | 1001_G_2 | 1 | 0 | IN | 39.9242 | -87.4244 | Investor-Owned Utility | RE | 0 | INDIANA GAS COMPANY INC | 23364633.4 | 2490371.8 | 45.8% | 40%-60% | 10353756.4 | 949.4 | 2604.4 | 2397211.6 | 11.6 | 458.6 | 21 | 0 | 0.1068 | 0.14328 | 205.1998 | 6.2143e-07 | 0.07008 | 0.081268 | 0.22294 | 205.2 | 4.9648e-07 | 0.088586 | 0.0017049 | 0 | 1254072 | 560603 | 0 | 6198 | 1 | 1 | 0 | 0 | 0 | 0 | 0 | 0 | 1 | 0 | 0 | 1 | 1 | 0 | 0 | 0 | 0 | 0 | 1 | 1 | 400-600 | 50 | 40-59 | 5 | 5-6 Low | 0 | 0 | 0 | 0 | 0 | 0 | 0 | 28 | 19 | 55 | 8 | 0 | 0 | 0 | 0 | 0 | 0 | 0 | 0 | BATW | Permanent cessation of coal combustion | 2028 | 1 | 0 | 0 | 0 | 1 | 1 | 0 | 1 | 0 | CO | 0 | 1 | CO | 0 | NPS | 0 | Mammoth Cave NP | 312.0612 | 3.0424 | 8.3458 | 0 | 14044693 | 1495472 | 0.28 | 1440986 | 205.2001 | 5-Year Average | 45.8% | 5-Year Average | 205.2 | 1985979.6 | 20364234.8184 | 2089370.6782 | 49.75% | 103 | 13.04 | 0 | 12.6602 | 2749 | 10.58 | 4.59 | 36.58 | 0.31 | 0.45 | 4.82 | 10.69 |  | 1 | 469.1497 | 154.5379 | 340.4621 | 66.59% | 1985979.6 | 2887428.4598 | 29607691.4265 | 20.52 | 303774.941 | 1785595.7371 | 743625066.1431 | 0 | 0 | 2184.1641 | 22.6873 | 6.9815 | 12.6832 | 21.1456 | 0 | 76.4236 | 7.0726 | 7.8663 | 2184.1641 |  | 12.6832 | 22.6873 | 31.22% | 45.39% |  |  | 205.4
[15 empty] | 6181_B_1 | 6181 | B | 1 | 2832 | Coal Steam | Texas | 48029 | 420 | 840 | TRUE | 10697 | 1977 | 2021 | 12 | 13.6458 | 0 | 13.6458 | Texas Onshore | 4.82 | Texas Onshore | -28.91 | F B Culley | 1012_B_2 | 1012 | B | 2 | 727 | Coal Steam | 0 | MIS_INKY | Indiana | 18 | Warrick | 173 | 18173 | 90 | 11727 | 1955 | 2024 | wall | dry | N | Bituminous | Wet Scrubber | 1995 | 0.95 | LNB | SCR | 2003 | 0 | ESPC | No | 0 | 0 | 0 | 0.25 | 0.20563 | 0.16259 | 0.20563 | 0.16259 | 0.05 | 0.1 | 0.56 | 0.99 | Yes | 2016 | 0 | 0 | 0 | 0 | 0 | 0 | 0 | 0 | 0 | needs_retire | 1012_G_2 | 1 | 0 | IN | 37.9111 | -87.3275 | Investor-Owned Utility | RE | TEXAS GAS TRANSMISSION LLC | 0 | 2383385.8 | 190650.6 | 10% | 0%-20% | 1353862.2 | 160 | 207.8 | 244367.2 | 1.4 | 111 | 8 | 0 | 0.13068 | 0.16879 | 205.2004 | 3.4031e-07 | 0.176 | 0.13426 | 0.17437 | 205.0589 | 5.874e-07 | 0.16398 | 0.0066798 | 0 | 120690 | 73981 | 14574 | 0 | 1 | 1 | Energy Source | 0.11 | 0.29 | CAMD | CAMD | 0 | 1 | 0 | 0 | 1 | 1 | 0 | 0 | 0 | 0 | 0 | 1 | 1 | 0-200 | 67 | 60+ | 4 | 3-4 Moderate | 0 | 0 | 0 | 0 | 0 | 0 | 0 | 43 | 6 | 61 | 7 | 0 | 0 | 0 | 0 | 0 | 0 | 0 | 0 | BATW | 0 | 0 | 1 | F1 | 0 | 1 | 1 | 1 | 0 | 1 | 0 | CO | 0 | 1 | CO | 0 | NPS | 0 | Mammoth Cave NP | 119.168 | 1.3426 | 1.7438 | 0 | 1809156 | 138724 | 0.08 | 185411 | 204.9696 | Floor Used | 20% | 5-Year Average | 205.0589 | 157680 | 1849113.36 | 189588.5485 | 25% | 16 | 36.1976 | 0 | 36.1976 | [9 empty] | 1 | 97.5534 | 32.1341 | 57.8659 | 31.11% | 157680 | 245242.8309 | 2875962.6774 | 20.5059 | 29487.0829 | 160101.4656 | 154626862.2562 | 0 | 0 | 2672.1581 | 48.3961 | 9.7684 | 14.5051 | 50.3471 | 0 | 86.3053 | 100.1078 | 98.5938 | 2672.1581 |  | 14.5051 | 48.3961 | 35.7% | 55.53% |  |  | 205.4
[15 empty] | 6181_B_2 | 6181 | B | 2 | 2833 | Coal Steam | Texas | 48029 | 420 | 840 | TRUE | 10742 | 1977 | 2021 | 12 | 13.6458 | 0 | 13.6458 | Texas Onshore | 4.82 | Texas Onshore | -28.91 | Cholla | 113_B_1 | 113 | B | 1 | 62 | Coal Steam | 0 | WECC_AZ | Arizona | 4 | Navajo | 17 | 4017 | 116 | 10762 | 1980 | 2025 | tangential | dry | N | Bituminous, Subbituminous | Wet Scrubber | 1973 | 0.9 | LNC2 | 0 | 0 | 0 | B | 0 | ACI | 2016 | 0 | 1 | 0.17342 | 0.17342 | 0.1469 | 0.1469 | 0.05 | 0.1 | 0.1 | 0.95 | 0 | 0 | 0 | 0 | 0 | 0 | Yes | 0 | 0 | 0 | 0 | needs_retire | 113_G_1 | 1 | 0 | AZ | 34.9394 | -110.3033 | Investor-Owned Utility | RE | EL PASO NATURAL GAS COMPANY LLC | 0 | 6100495.4 | 498674.6 | 46% | 40%-60% | 3287021.2 | 276.4 | 521.4 | 625909 | 4.8 | 276.8 | 8 | 0 | 0.089771 | 0.17726 | 205.2002 | 7.9745e-07 | 0.17837 | 0.090616 | 0.17094 | 205.1994 | 7.8682e-07 | 0.16842 | 0.0028904 | 0 | 291064 | 177838 | 2568 | 0 | 1 | 1 | Energy Source | 0.00072937 | 7.72e-05 | EIA-923 | EIA-923 | 0 | 0 | 0 | 1 | 0 | 1 | 0 | 0 | 0 | 0 | 0 | 1 | 1 | 0-200 | 42 | 40-59 | 6 | 5-6 Low | 0 | 0 | 0 | 0 | 0 | 0 | 0 | 9 | 92 | 15 | 98 | 1 | 0 | 0 | 0 | 0 | 0 | 0 | 0 | 0 | 0 | 0 | 0 | F2 | 2025 | 1 | 0 | 0 | 0 | 0 | 0 | 0 | 0 | 1 | CO | 0 | NPCA | 0 | Petrified Forest NP | 30.7667 | 8.9838 | 16.9469 | 1 | 4024235 | 325633 | 0.3 | 412885 | 205.1992 | 5-Year Average | 46% | 5-Year Average | 205.1994 | 467433.6 | 5030520.4032 | 516129.886 | 29.97% | 347 | 111.167 | 0 | 32.0366 | [9 empty] | 1 | 115.3889 | 38.0091 | 77.9909 | 68.42% | 467433.6 | 695238.7248 | 7482159.1561 | 20.5199 | 76766.7287 | 439363.1572 | 182896959.3679 | 0 | 0 | 2345.1062 | 41.3533 | 7.8673 | 13.3115 | 42.2177 | -2.8501e-15 | 79.8956 | 28.1068 | 29.9025 | 2345.1062 |  | 13.3115 | 41.3533 | 32.77% | 48.74% |  |  | 205.4
[15 empty] | 6183_B_SM-1 | 6183 | B | SM-1 | 2835 | Coal Steam | Texas | 48013 | 391 | 391 | TRUE | 12358 | 1982 | 9999 | 9 | 13.0473 | 0 | 13.0473 | Texas Onshore | 4.82 | Texas Onshore | -28.91 | Cholla | 113_B_3 | 113 | B | 3 | 64 | Coal Steam | 0 | WECC_AZ | Arizona | 4 | Navajo | 17 | 4017 | 271 | 11027 | 1980 | 2025 | tangential | dry | N | Bituminous, Subbituminous | Wet Scrubber | 2009 | 0.94 | LNC3 | 0 | 0 | 0 | B | 0 | ACI | 2016 | 0 | 0.8 | 0.19068 | 0.19068 | 0.19068 | 0.19068 | 0.05 | 0.1 | 0.1 | 0.99 | 0 | 0 | 0 | 0 | 0 | 0 | Yes | 0 | 0 | 0 | 0 | needs_retire | 113_G_3 | 1 | 0 | AZ | 34.9394 | -110.3033 | Investor-Owned Utility | RE | EL PASO NATURAL GAS COMPANY LLC | 0 | 14735166.8 | 1307673 | 28.4% | 20%-40% | 7338443.2 | 606.6 | 1384.2 | 1511827.8 | 10 | 682.8 | 23 | 0 | 0.086293 | 0.18793 | 205.1998 | 8.3097e-07 | 0.19056 | 0.082334 | 0.18788 | 205.2 | 6.7865e-07 | 0.18609 | 0.0028097 | 0 | 1006969 | 626681 | 0 | 2185 | 1 | 1 | 0 | 0 | 7.72e-05 | 0 | EIA-923 | 0 | 0 | 0 | 1 | 0 | 1 | 0 | 0 | 0 | 0 | 0 | 1 | 1 | 200-400 | 42 | 40-59 | 6 | 5-6 Low | 0 | 0 | 0 | 0 | 0 | 0 | 0 | 9 | 92 | 15 | 98 | 1 | 0 | 0 | 0 | 0 | 0 | 0 | 0 | 0 | 0 | 0 | 0 | F2 | 2025 | 1 | 0 | 0 | 0 | 0 | 0 | 0 | 0 | 1 | CO | 0 | NPCA | 0 | Petrified Forest NP | 30.7667 | 19.7161 | 44.9903 | 1 | 12300548 | 1152324 | 0.24 | 1262034 | 205.1996 | 5-Year Average | 28.4% | 5-Year Average | 205.2 | 674204.64 | 7434454.5653 | 762774.8801 | 70.03% | 347 | 61.2883 | 0 | 17.6623 | [9 empty] | 1 | 276.2101 | 90.9836 | 180.0164 | 42.75% | 674204.64 | 1014960.1812 | 11191965.9179 | 20.52 | 114829.5465 | 647945.3336 | 437806468.5832 | 0 | 0 | 2432.0368 | 27.4096 | 8.3599 | 13.6393 | 27.9574 | 0 | 81.6894 | 42.2951 | 44.0092 | 2432.0368 |  | 13.6393 | 27.4096 | 33.57% | 50.54% |  |  | 205.4
[15 empty] | 6190_B_2 | 6190 | B | 2 | 2837 | Coal Steam | Louisiana | 22079 | 493 | 1119 | TRUE | 10691 | 1982 | 9999 | 28 | 12.3729 | 0 | 12.3729 | Louisiana Onshore | 4.82 | Louisiana Onshore | -28.91 | La Cygne | 1241_B_1 | 1241 | B | 1 | 819 | Coal Steam | 0 | SPP_N | Kansas | 20 | Linn | 107 | 20107 | 736 | 10600 | 1973 | 2025 | cyclone | wet | N | Bituminous, Subbituminous | Wet Scrubber | 2015 | 0.98 | OFA | SCR | 2007 | 0 | B | 0 | ACI | 2015 | 0 | 0.1 | 0.5103 | 0.0879 | 0.5103 | 0.0879 | 0.05 | 0.1 | 0.1 | 0.99 | Yes | 2015 | 0 | 0 | 0 | 0 | Yes | 0 | 0 | 0 | 0 | needs_retire | 1241_G_1 | 1 | 0 | KS | 38.3481 | -94.6456 | Investor-Owned Utility | RE | 0 | 0 | 28205233 | 2878569.6 | 36.4% | 20%-40% | 15899111.6 | 453.2 | 1260.6 | 2958150.2 | 5 | 706.2 | 74 | 0 | 0.027156 | 0.097959 | 209.7575 | 6.5437e-08 | 0.10519 | 0.032136 | 0.089388 | 209.759 | 1.7727e-07 | 0.088835 | 0.0053021 | 0 | 2626438 | 1610898 | 0 | 25088 | 1 | 0 | 0 | 0 | 0 | 0 | 0 | 0 | 0 | 0 | 1 | 1 | 1 | 0 | 1 | 0 | 0 | 0 | 1 | 1 | 600-800 | 49 | 40-59 | 4 | 3-4 Moderate | 0 | 0 | 0 | 0 | 0 | 0 | 0 | 26 | 43 | 54 | 45 | 0 | 0 | 0 | 0 | 0 | 0 | 0 | 0 | 0 | 0 | 0 | 0 | 0 | 0 | 0 | 0 | 0 | 0 | 0 | 0 | 0 | 0 | 0 | 0 | 0 | NPS | 0 | Hercules-Glades Wilderness | 233.8192 | 1.9382 | 5.3913 | 0 | 30141836 | 2997904 | 0.39 | 3161272 | 209.7598 | 5-Year Average | 36.4% | 5-Year Average | 209.759 | 2346839.04 | 24876493.824 | 2609033.7627 | 52.65% | 16 | 9.7964 | 92 | 9.7964 | 2379 | 10.58 | 3.52 | 29.3 | 0.22 | 0.28 | 4.82 | 31.18 |  | 1 | 721.1019 | 237.531 | 498.469 | 53.75% | 2346839.04 | 3465157.114 | 36730665.4081 | 20.9759 | 385229.3127 | 2223804.45 | 1142981465.9216 | 0 | 0 | 2292.9839 | 20.8166 | 7.5767 | 13.1111 | 19.1209 | 0 | 80.5438 | 14.7863 | 15.6044 | 2292.9839 |  | 13.1111 | 20.8166 | 32.27% | 47.65% |  |  | 205.4
[15 empty] | 6190_B_3-1 | 6190 | B | 44256 | 90034 | Coal Steam | Louisiana | 22079 | 313 | 1119 | TRUE | 10177 | 2010 | 2021 | 28 | 12.3729 | 0 | 12.3729 | Louisiana Onshore | 4.82 | Louisiana Onshore | -28.91 | Lawrence Energy Center | 1250_B_4 | 1250 | B | 4 | 834 | Coal Steam | 0 | SPP_N | Kansas | 20 | Douglas | 45 | 20045 | 111 | 11593 | 1960 | 2023 | tangential | dry | N | Subbituminous | Wet Scrubber | 2012 | 0.98 | LNC3 | 0 | 0 | 0 | B + WS | 0 | ACI | 2016 | 0 | 0.15 | 0.13755 | 0.13755 | 0.13755 | 0.13755 | 0.1 | 0.1 | 0.1 | 0.99 | 0 | 0 | 0 | 0 | 0 | 0 | Yes | 0 | 0 | 0 | 0 | needs_retire | 1250_G_4 | 1 | 0 | KS | 39.0072 | -95.2692 | Investor-Owned Utility | RE | SOUTHERN STAR CENTRAL GAS PIPELINE | 0 | 6514289 | 621006.6 | 52.8% | 40%-60% | 3164040.8 | 71 | 450.8 | 672688.6 | 0 | 224.6 | 33 | 0 | 0.025451 | 0.1239 | 209.3624 | 0 | 0.12521 | 0.021798 | 0.1384 | 206.5271 | 0 | 0.14197 | 0.012281 | 0 | 527413 | 328018 | 319221 | 0 | 1 | 1 | Cofire Source | 0.40179 | 0.12419 | EIA-923 | EIA-923 | 0 | 0 | 0 | 1 | 0 | 1 | 0 | 0 | 0 | 0 | 0 | 1 | 1 | 0-200 | 62 | 60+ | 0 | 0-2 High | 0 | 0 | 0 | 0 | 0 | 0 | 0 | 87 | 47 | 37 | 38 | 1 | 0 | 0 | 0 | 0 | 0 | 0 | 0 | BATW | 0 | 0 | 1 | 0 | 0 | 0 | 0 | 0 | 0 | 0 | 1 | 0 | CO | 1 | CO | 0 | NPCA, NPS | 0 | Hercules-Glades Wilderness | 324.8012 | 0.2186 | 1.3879 | 0 | 6408116 | 606075 | 0.52 | 659650 | 205.8795 | 5-Year Average | 52.8% | 5-Year Average | 206.5271 | 513406.08 | 5951916.6854 | 614616.0391 | 22.93% | 15 | 31.3466 | 67 | 31.3466 | [9 empty] | 1 | 123.9963 | 40.8444 | 70.1556 | 83.54% | 513406.08 | 812309.6194 | 9417105.4177 | 20.6527 | 97244.3725 | 517371.6666 | 196540203.2843 | 0 | 0 | 2801.4896 | 42.4515 | 10.1241 | 14.9488 | 44.9547 | 0 | 85.6565 | 28.0122 | 27.7975 | 2801.4896 |  | 14.9488 | 42.4515 | 36.8% | 58.22% |  |  | 214.13
[15 empty] | 6190_B_3-2 | 6190 | B | 44257 | 90035 | Coal Steam | Louisiana | 22079 | 313 | 1119 | TRUE | 10177 | 2010 | 2021 | 28 | 12.3729 | 0 | 12.3729 | Louisiana Onshore | 4.82 | Louisiana Onshore | -28.91 | Lawrence Energy Center | 1250_B_5 | 1250 | B | 5 | 835 | Coal Steam | 0 | SPP_N | Kansas | 20 | Douglas | 45 | 20045 | 373 | 10930 | 1971 | 2023 | tangential | dry | N | Subbituminous | Wet Scrubber | 2012 | 0.98 | LNC3 | 0 | 0 | 0 | B + WS | 0 | ACI | 2016 | 0 | 0.15 | 0.14024 | 0.14024 | 0.14024 | 0.14024 | 0.1 | 0.1 | 0.1 | 0.99 | 0 | 0 | 0 | 0 | 0 | 0 | Yes | 0 | 0 | 0 | 0 | needs_retire | 1250_G_5 | 1 | 0 | KS | 39.0072 | -95.2692 | Investor-Owned Utility | RE | SOUTHERN STAR CENTRAL GAS PIPELINE | 0 | 19029951 | 1913333.4 | 50.4% | 40%-60% | 9029413.8 | 250 | 1262.2 | 1995862.8 | 0 | 593.2 | 25 | 0 | 0.028309 | 0.13033 | 209.7603 | 0 | 0.12942 | 0.026274 | 0.13265 | 209.7602 | 0 | 0.13139 | 0.0022062 | 0 | 1894180 | 1232141 | 99493 | 0 | 1 | 1 | Cofire Source | 0.064752 | 0.12419 | EIA-923 | EIA-923 | 0 | 0 | 0 | 1 | 0 | 1 | 0 | 0 | 0 | 0 | 0 | 1 | 1 | 200-400 | 51 | 40-59 | 0 | 0-2 High | 0 | 0 | 0 | 0 | 0 | 0 | 0 | 87 | 47 | 37 | 38 | 1 | 0 | 0 | 0 | 0 | 0 | 0 | 0 | BATW | 0 | 0 | 1 | 0 | 0 | 0 | 0 | 0 | 0 | 0 | 0 | 0 | 0 | 1 | CO | 0 | NPCA, NPS | 0 | Hercules-Glades Wilderness | 324.8012 | 0.7697 | 3.8861 | 0 | 20695512 | 2060032 | 0.55 | 2170548 | 209.7603 | 5-Year Average | 50.4% | 5-Year Average | 209.7602 | 1646809.92 | 17999632.4256 | 1887802.9046 | 77.07% | 15 | 14.4953 | 67 | 14.4953 | [9 empty] | 1 | 392.843 | 129.4025 | 243.5975 | 77.17% | 1646809.92 | 2521618.9186 | 27561294.7804 | 20.976 | 289063.0826 | 1598739.822 | 622675215.9138 | 0 | 0 | 2556.1641 | 24.556 | 8.7093 | 14.0939 | 25.0665 | 0 | 82.5189 | 8.4553 | 8.7095 | 2556.1641 |  | 14.0939 | 24.556 | 34.69% | 53.12% |  |  | 214.13
[15 empty] | 6193_B_061B | 6193 | B | 061B | 2838 | Coal Steam | Texas | 48375 | 339 | 1018 | TRUE | 10689 | 1976 | 2037 | 21 | 15.6114 | 0 | 15.6114 | Texas Onshore | 4.82 | Texas Onshore | -28.91 | E W Brown | 1355_B_3 | 1355 | B | 3 | 878 | Coal Steam | 0 | S_C_KY | Kentucky | 21 | Mercer | 167 | 21167 | 409 | 11543 | 1971 | 2028 | tangential | dry | N | Bituminous | Wet Scrubber | 2010 | 0.98 | LNC3 | SCR | 2012 | 0 | ESPC + B | No | ACI | 2015 | 0 | 5.15 | 0.3008 | 0.04773 | 0.3008 | 0.04773 | 0.05 | 0.1 | 0.1 | 0.99 | Yes | 2012 | 0 | 0 | 0 | 0 | 0 | 0 | 0 | 0 | 0 | needs_retire | 1355_G_3 | 1 | 0 | KY | 37.7883 | -84.7126 | Investor-Owned Utility | RE | TENNESSEE GAS PIPELINE COMPANY | 0 | 12832270.2 | 1221187.8 | 29.4% | 20%-40% | 6204703.4 | 420.6 | 473.4 | 1316589.8 | 4.2 | 198.6 | 40 | 0 | 0.056777 | 0.043741 | 205.1998 | 2.573e-07 | 0.043841 | 0.065553 | 0.073783 | 205.1998 | 3.273e-07 | 0.064016 | 0.0062941 | 0 | 915785 | 484790 | 0 | 6939 | 1 | 1 | 0 | 0 | 0 | 0 | 0 | 0 | 1 | 0 | 1 | 1 | 1 | 0 | 1 | 0 | 0 | 0 | 1 | 1 | 400-600 | 51 | 40-59 | 1 | 0-2 High | 0 | 0 | 0 | 0 | 0 | 0 | 0 | 48 | 36 | 68 | 51 | 0 | 0 | 0 | 0 | 0 | 0 | 0 | 0 | BATW | 0 | 0 | 1 | 0 | 0 | 0 | 1 | 1 | 0 | 0 | 0 | 0 | 0 | 1 | CO | 0 | 0 | 0 | Mammoth Cave NP | 129.6468 | 3.2442 | 3.6515 | 0 | 11291848 | 1074969 | 0.26 | 1158540 | 205.1994 | 5-Year Average | 29.4% | 5-Year Average | 205.1998 | 1053354.96 | 12158876.3033 | 1247499.6451 | 100% | 53 | 13.2348 | 0 | 13.2348 | 3760 | 10.58 | 4.59 | 50.69 | 0.42 | 0.73 | 4.82 | 10.69 |  | 1 | 436.3701 | 143.7403 | 265.2597 | 45.33% | 1053354.96 | 1624152.4103 | 18747591.2722 | 20.52 | 192350.1225 | 1055149.5226 | 691667727.1333 | 0 | 0 | 2607.5115 | 23.8886 | 9.3825 | 14.2775 | 24.2927 | 0 | 85.1448 | 37.6641 | 37.6 | 2607.5115 |  | 14.2775 | 23.8886 | 35.14% | 54.19% |  |  | 205.4
[15 empty] | 6193_B_062B | 6193 | B | 062B | 2839 | Coal Steam | Texas | 48375 | 339 | 1018 | TRUE | 10600 | 1978 | 2039 | 21 | 15.6114 | 0 | 15.6114 | Texas Onshore | 4.82 | Texas Onshore | -28.91 | Mill Creek (KY) | 1364_B_1 | 1364 | B | 1 | 905 | Coal Steam | 0 | S_C_KY | Kentucky | 21 | Jefferson | 111 | 21111 | 300 | 10761 | 1972 | 2024 | tangential | dry | N | Bituminous | Wet Scrubber | 2015 | 0.983 | LNC2 | 0 | 0 | 0 | ESPC + B | No | ACI | 2015 | 0 | 1.2 | 0.29691 | 0.29691 | 0.1469 | 0.1469 | 0.05 | 0.1 | 0.1 | 0.99 | Yes | 2015 | 0 | 0 | 0 | 0 | 0 | 0 | 0 | 0 | 0 | needs_retire | 1364_G_1 | 1 | 0 | KY | 38.0525 | -85.9103 | Investor-Owned Utility | RE | 0 | LOUISVILLE GAS AND ELECTRIC CO | 16396236.4 | 1837524.4 | 50.6% | 40%-60% | 7025280 | 545.4 | 2357.6 | 1680983.4 | 5.6 | 988.2 | 36 | 0 | 0.093378 | 0.26384 | 204.975 | 3.0171e-07 | 0.2598 | 0.066527 | 0.28758 | 205.045 | 3.4154e-07 | 0.28133 | 0.0042518 | 0 | 1499827 | 669393 | 45209 | 0 | 1 | 1 | Startup Source | 0.0087206 | 0.09 | EIA-923 | CAMD | 0 | 1 | 0 | 1 | 0 | 1 | 0 | 0 | 0 | 0 | 0 | 1 | 1 | 200-400 | 50 | 40-59 | 4 | 3-4 Moderate | 0 | 0 | 0 | 0 | 0 | 0 | 0 | 80 | 59 | 94 | 72 | 1 | 0 | 0 | 0 | 0 | 0 | 0 | 0 | FGD wastewater | 0 | 0 | 1 | 0 | 0 | 0 | 1 | 1 | 0 | 1 | 0 | SCO | 0 | 1 | SCO | 8 ug/m3 | M-VU, NPCA, NPS | 0 | Mammoth Cave NP | 87.5238 | 6.2315 | 26.9367 | 1 | 15154798 | 1685265 | 0.47 | 1553658 | 205.0384 | 5-Year Average | 50.6% | 5-Year Average | 205.045 | 1329768 | 14309633.448 | 1467059.6166 | 20.48% | 81 | 16.8044 | 0 | 16.8044 | [9 empty] | 1 | 298.3918 | 98.2902 | 201.7098 | 75.26% | 1329768 | 1977744.7419 | 21282511.1672 | 20.5045 | 218193.658 | 1248865.9585 | 472965425.8658 | 0 | 0 | 2344.7822 | 26.4008 | 7.8655 | 13.3103 | 26.42 | 4.0076e-15 | 79.8287 | 8.3141 | 8.8527 | 2344.7822 |  | 13.3103 | 26.4008 | 32.76% | 48.73% |  |  | 205.4
[15 empty] | 6193_B_063B | 6193 | B | 063B | 2840 | Coal Steam | Texas | 48375 | 340 | 1018 | TRUE | 10633 | 1980 | 2041 | 21 | 15.6114 | 0 | 15.6114 | Texas Onshore | 4.82 | Texas Onshore | -28.91 | Mill Creek (KY) | 1364_B_2 | 1364 | B | 2 | 906 | Coal Steam | 0 | S_C_KY | Kentucky | 21 | Jefferson | 111 | 21111 | 297 | 10842 | 1974 | 2028 | tangential | dry | N | Bituminous | Wet Scrubber | 2015 | 0.983 | LNC2 | 0 | 0 | 0 | ESPC + B | No | ACI | 2015 | 0 | 1.2 | 0.2961 | 0.2961 | 0.1469 | 0.1469 | 0.05 | 0.1 | 0.1 | 0.99 | Yes | 2015 | 0 | 0 | 0 | 0 | 0 | 0 | 0 | 0 | 0 | needs_retire | 1364_G_2 | 1 | 0 | KY | 38.0525 | -85.9103 | Investor-Owned Utility | RE | 0 | LOUISVILLE GAS AND ELECTRIC CO | 14346292 | 1596686.4 | 44.4% | 40%-60% | 6069270.5 | 493.6 | 2086.2 | 1470764.2 | 4.8 | 868.5 | 45 | 0 | 0.10055 | 0.26686 | 204.9919 | 2.7323e-07 | 0.26186 | 0.068812 | 0.29083 | 205.0375 | 3.3458e-07 | 0.2862 | 0.0052854 | 0 | 1818089 | 818562 | 30165 | 0 | 1 | 1 | Startup Source | 0.0065894 | 0.09 | EIA-923 | CAMD | 0 | 1 | 0 | 1 | 0 | 1 | 0 | 0 | 0 | 0 | 0 | 1 | 1 | 200-400 | 48 | 40-59 | 4 | 3-4 Moderate | 0 | 0 | 0 | 0 | 0 | 0 | 0 | 80 | 59 | 94 | 72 | 1 | 0 | 0 | 0 | 0 | 0 | 0 | 0 | FGD wastewater | 0 | 0 | 1 | 0 | 0 | 0 | 1 | 1 | 0 | 1 | 0 | SCO | 0 | 1 | SCO | 8 ug/m3 | M-VU, NPCA, NPS | 0 | Mammoth Cave NP | 87.5238 | 5.6396 | 23.8358 | 1 | 18816224 | 2054990 | 0.58 | 1928099 | 204.9401 | 5-Year Average | 44.4% | 5-Year Average | 205.0375 | 1155163.68 | 12524284.6186 | 1283974.2456 | 20.27% | 81 | 16.832 | 0 | 16.832 | [9 empty] | 1 | 297.6314 | 98.0398 | 198.9602 | 66.28% | 1155163.68 | 1724383.1004 | 18695761.5749 | 20.5038 | 191666.6468 | 1092307.5988 | 471760267.2395 | 0 | 0 | 2371.1288 | 26.4961 | 8.0138 | 13.4105 | 26.6357 | 0 | 80.3749 | 14.2418 | 15.0613 | 2371.1288 |  | 13.4105 | 26.4961 | 33.01% | 49.28% |  |  | 205.4
[15 empty] | 6194_B_171B | 6194 | B | 171B | 2841 | Coal Steam | Texas | 48279 | 532 | 1067 | TRUE | 10342 | 1982 | 2032 | 32 | 12.0548 | 0 | 12.0548 | Texas Onshore | 4.82 | Texas Onshore | -28.91 | Herbert A Wagner | 1554_B_3 | 1554 | B | 3 | 1009 | Coal Steam | 0 | PJM_SMAC | Maryland | 24 | Anne Arundel | 3 | 24003 | 305 | 10767 | 1966 | 2025 | wall | dry | N | Bituminous | 0 | 0 | 0 | LNBO | SCR | 2002 | 0 | ESPC | No | ACI | 2010 | 0 | 1.2 | 0.3254 | 0.07951 | 0.3254 | 0.07951 | 0.1 | 0.1 | 0.1 | 0.98 | Yes | 2016 | 0 | 0 | 0 | 0 | 0 | 0 | 0 | 0 | 0 | needs_retire | 1554_G_3 | 1 | 0 | MD | 39.1781 | -76.5268 | Independent Power Producer | NR | 0 | BGE | 2054778.2 | 216612.2 | 8.4% | 0%-20% | 1160324.8 | 1267.8 | 73 | 210820.8 | 0.6 | 38 | 6 | 0 | 0.83064 | 0.075043 | 205.2012 | 0 | 0.075319 | 1.234 | 0.071054 | 205.2005 | 2.92e-07 | 0.065499 | 0.0060435 | 0 | 142867 | 68833 | 44778 | 0 | 1 | 1 | Startup Source | 0.021273 | 0.021273 | EIA-923 | EIA-923 | 0 | 1 | 0 | 0 | 1 | 0 | 0 | 0 | 0 | 0 | 0 | 1 | 1 | 200-400 | 56 | 40-59 | 6 | 5-6 Low | 0 | 1 | 0 | 0 | 0 | SO2 | 1 | 94 | 18 | 97 | 74 | 1 | 1 | 1 | 0 | 0 | 0 | 0 | 0 | BATW | Permanent cessation of coal combustion | 2025 | 1 | 0 | 0 | 0 | 1 | 1 | 0 | 0 | 0 | 0 | 0 | 1 | CO | 0 | M-VU, NPCA | 0 | Shenandoah NP | 145.357 | 8.722 | 0.50221 | 0 | 1606367 | 173952 | 0.07 | 164813 | 205.1997 | Floor Used | 20% | 5-Year Average | 205.2005 | 534360 | 5753454.12 | 590305.9514 | 100% | 194 | 32.2454 | 43 | 16.6214 | [9 empty] | 1 | 303.5341 | 99.9841 | 205.0159 | 29.75% | 534360 | 794961.8982 | 8559354.7578 | 20.5201 | 87819.2117 | 502486.7397 | 481116289.0037 | 1 | 0 | 2346.7271 | 26.2463 | 7.8764 | 13.3177 | 26.2574 | -4.9851e-15 | 79.93 | 70.1626 | 74.613 | 2346.7271 |  | 13.3177 | 26.2463 | 32.78% | 48.77% |  |  | 205.4
[15 empty] | 6194_B_172B | 6194 | B | 172B | 2842 | Coal Steam | Texas | 48279 | 535 | 1067 | TRUE | 10255 | 1985 | 2032 | 32 | 12.0548 | 0 | 12.0548 | Texas Onshore | 4.82 | Texas Onshore | -28.91 | J H Campbell | 1710_B_1 | 1710 | B | 1 | 1157 | Coal Steam | 0 | MIS_LMI | Michigan | 26 | Ottawa | 139 | 26139 | 260 | 10347 | 1962 | 2025 | tangential | dry | N | Bituminous, Subbituminous | 0 | 0 | 0.4488 | LNC3 | 0 | 0 | 0 | ESPC + B | No | ACI | 2016 | 0 | 1.67 | 0.17949 | 0.17949 | 0.17949 | 0.17949 | 0.1 | 0.1 | 0.1 | 0.98 | Yes | 2016 | 0 | 0 | 0 | 0 | Yes | 0 | 0 | 0 | 0 | needs_retire | 1710_G_1 | 1 | 0 | MI | 42.9103 | -86.2007 | Investor-Owned Utility | RE | 0 | 0 | 13708989.4 | 1346240.6 | 48.2% | 40%-60% | 6172201 | 1793.4 | 1206.4 | 1437799.2 | 9.6 | 559.2 | 5 | 1 | 0.27456 | 0.178 | 209.7596 | 8.4619e-07 | 0.18093 | 0.26164 | 0.176 | 209.7601 | 7.0027e-07 | 0.1812 | 0.00087801 | 0.0001756 | 1453194 | 884670 | 0 | 3902 | 1 | 0 | 0 | 0 | 0 | 0 | 0 | 0 | 1 | 0 | 1 | 0 | 0 | 0 | 0 | 0 | 0 | 0 | 1 | 1 | 200-400 | 60 | 60+ | 3 | 3-4 Moderate | 0 | 0 | 0 | 0 | 0 | 0 | 0 | 43 | 17 | 46 | 50 | 0 | 0 | 0 | 0 | 0 | 0 | 0 | 0 | BATW | Permanent cessation of coal combustion | 2028 | 1 | 0 | 0 | 0 | 1 | 1 | 0 | 1 | 0 | SCO | 0 | 1 | SCO | 0 | M-VU, NPCA | 1 | Seney Wilderness | 368.9662 | 4.8606 | 3.2697 | 0 | 16293250 | 1566496 | 0.57 | 1708837 | 209.7601 | 5-Year Average | 48.2% | 5-Year Average | 209.7601 | 1097803.2 | 11358969.7104 | 1191329.0678 | 17.98% | 135 | 25.5335 | 0 | 18.9137 | [9 empty] | 1 | 248.657 | 81.9076 | 178.0924 | 70.37% | 1097803.2 | 1602701.045 | 16583147.7128 | 20.976 | 173924.1006 | 1017404.9672 | 394133459.7072 | 1 | 0 | 2213.0844 | 27.8511 | 7.1381 | 12.7982 | 27.998 | 0 | 78.775 | 10.0877 | 10.8848 | 2213.0844 |  | 12.7982 | 27.8511 | 31.5% | 45.99% |  |  | 205.4
[15 empty] | 6195_B_1 | 6195 | B | 1 | 2843 | Coal Steam | Missouri | 29077 | 184 | 459 | FALSE | 10328 | 1976 | 9999 | 101 | 24.1031 | 75 | 23.8645 | Oklahoma | 4.82 | Kansas | -28.91 | J H Campbell | 1710_B_2 | 1710 | B | 2 | 1158 | Coal Steam | 0 | MIS_LMI | Michigan | 26 | Ottawa | 139 | 26139 | 348 | 10428 | 1967 | 2025 | cell | dry | N | Bituminous, Subbituminous | 0 | 0 | 0.438 | LNCB | SCR | 2013 | 0 | B | 0 | ACI | 2016 | 0 | 1.67 | 0.04748 | 0.04748 | 0.04748 | 0.04748 | 0.1 | 0.1 | 0.1 | 0.98 | Yes | 2016 | 0 | 0 | 0 | 0 | Yes | 0 | 0 | 0 | 0 | needs_retire | 1710_G_2 | 1 | 0 | MI | 42.9103 | -86.2007 | Investor-Owned Utility | RE | 0 | 0 | 13922208.6 | 1369297.2 | 37% | 20%-40% | 6988947.2 | 1871.8 | 349 | 1460160.6 | 8.8 | 179.8 | 23 | 1 | 0.29996 | 0.055867 | 209.7599 | 7.8786e-07 | 0.052997 | 0.26889 | 0.050136 | 209.7599 | 6.3208e-07 | 0.051453 | 0.0035592 | 0.00015475 | 1674442 | 1003458 | 0 | 6730 | 1 | 0 | 0 | 0 | 0 | 0 | 0 | 0 | 0 | 0 | 1 | 1 | 0 | 0 | 0 | 0 | 0 | 0 | 1 | 1 | 200-400 | 55 | 40-59 | 2 | 0-2 High | 0 | 0 | 0 | 0 | 0 | 0 | 0 | 43 | 17 | 46 | 50 | 0 | 0 | 0 | 0 | 0 | 0 | 0 | 0 | BATW | Permanent cessation of coal combustion | 2028 | 1 | 0 | 0 | 0 | 1 | 1 | 0 | 0 | 0 | 0 | 0 | 1 | CO | 0 | M-VU, NPCA | 1 | Seney Wilderness | 368.9662 | 5.0731 | 0.94589 | 0 | 18137857 | 1819574 | 0.48 | 1902297 | 209.7598 | 5-Year Average | 37% | 5-Year Average | 209.7599 | 1127937.6 | 11762133.2928 | 1233612.0008 | 24.07% | 135 | 21.0556 | 0 | 15.5968 | [9 empty] | 1 | 335.4233 | 110.4884 | 237.5116 | 54.21% | 1127937.6 | 1652644.9208 | 17233781.2339 | 20.976 | 180747.8186 | 1052864.1822 | 531662188.893 | 1 | 0 | 2238.4686 | 25.1006 | 7.2765 | 12.8984 | 24.7922 | 0 | 79.3426 | 19.3594 | 20.7398 | 2238.4686 |  | 12.8984 | 25.1006 | 31.75% | 46.52% |  |  | 205.4
[15 empty] | 6195_B_2 | 6195 | B | 2 | 90438 | Coal Steam | Missouri | 29077 | 275 | 459 | TRUE | 10188 | 1976 | 9999 | 101 | 24.1031 | 75 | 23.8645 | Oklahoma | 4.82 | Kansas | -28.91 | J H Campbell | 1710_B_3 | 1710 | B | 3 | 1159 | Coal Steam | 0 | MIS_LMI | Michigan | 26 | Ottawa | 139 | 26139 | 838 | 10264 | 1980 | 2025 | wall | dry | N | Bituminous, Subbituminous | Dry Scrubber | 2016 | 0.95 | LNBO | SCR | 2007 | 0 | ESPC + B | No | ACI | 2016 | 0 | 0.09 | 0.2258 | 0.05074 | 0.2258 | 0.05074 | 0.1 | 0.1 | 0.1 | 0.99 | 0 | 0 | 0 | 0 | 0 | 0 | Yes | 0 | 0 | 0 | 0 | needs_retire | 1710_G_3 | 1 | 0 | MI | 42.9103 | -86.2007 | Investor-Owned Utility | RE | 0 | 0 | 53734422 | 5725384 | 61.8% | 60%-80% | 24608225.4 | 1539.2 | 1476.2 | 5635665.4 | 34.8 | 638.8 | 12 | 0 | 0.057034 | 0.057936 | 209.76 | 7.7022e-07 | 0.05167 | 0.057289 | 0.054944 | 209.76 | 6.4763e-07 | 0.051918 | 0.00042141 | 0 | 5273925 | 2940444 | 0 | 11689 | 1 | 0 | 0 | 0 | 0 | 0 | 0 | 0 | 1 | 0 | 1 | 1 | 1 | 0 | 1 | 0 | 0 | 0 | 1 | 1 | 800-1000 | 42 | 40-59 | 3 | 3-4 Moderate | 0 | 0 | 0 | 0 | 0 | 0 | 0 | 43 | 17 | 46 | 50 | 0 | 0 | 0 | 0 | 0 | 0 | 0 | 0 | BATW | Permanent cessation of coal combustion | 2028 | 1 | 0 | 0 | 0 | 1 | 1 | 0 | 0 | 0 | 0 | 0 | 1 | CO | 0 | M-VU, NPCA | 1 | Seney Wilderness | 368.9662 | 4.1717 | 4.0009 | 0 | 52183587 | 5638952 | 0.6 | 5473014 | 209.76 | 5-Year Average | 61.8% | 5-Year Average | 209.76 | 4536663.84 | 46564317.6538 | 4883664.9602 | 57.95% | 135 | 12.4971 | 0 | 9.2571 | 2176 | 10.58 | 3.52 | 26.42 | 0.19 | 0.23 | 4.82 | 27.84 |  | 1 | 795.0119 | 261.8769 | 576.1231 | 89.89% | 4536663.84 | 6598805.6579 | 67730141.2728 | 20.976 | 710353.6234 | 4173311.3367 | 1260132377.9855 | 0 | 0 | 2187.2624 | 20.3489 | 6.9983 | 12.6955 | 17.9935 | 4.8045e-15 | 78.1921 | -8.8395 | -9.6092 | 2187.2624 |  | 12.6955 | 20.3489 | 31.25% | 45.46% |  |  | 205.4
[15 empty] | 6204_B_1 | 6204 | B | 1 | 2844 | Coal Steam | Wyoming | 56031 | 570 | 1710 | TRUE | 10218 | 1980 | 9999 | 101 | 11.7643 | 2 | 11.6479 | Wyoming | 4.82 | Wyoming | -28.91 | Erickson Station | 1832_B_1 | 1832 | B | 1 | 1221 | Coal Steam | 0 | MIS_LMI | Michigan | 26 | Eaton | 45 | 26045 | 154 | 11013 | 1973 | 2022 | wall | dry | N | Subbituminous | 0 | 0 | 0 | LNBO | 0 | 0 | 0 | ESPC | No | ACI | 2016 | 0 | 1.67 | 0.15442 | 0.15442 | 0.15442 | 0.15442 | 0.1 | 0.1 | 0.1 | 0 | 0 | 0 | 0 | 0 | 0 | 0 | 0 | 0 | 0 | 0 | 0 | needs_retire | 1832_G_1 | 1 | 0 | MI | 42.6922 | -84.6572 | Municipally-Owned Utility | RE | 0 | 0 | 9717175.6 | 802322.4 | 66.6% | 60%-80% | 5123350.4 | 2305 | 820.8 | 1019138.6 | 6.4 | 417.6 | 28 | 6 | 0.53554 | 0.15532 | 209.7606 | 5.3856e-07 | 0.15566 | 0.47442 | 0.16894 | 209.7603 | 6.5863e-07 | 0.16302 | 0.0042819 | 0.00091754 | 691488 | 437389 | 0 | 1632 | 1 | 0 | 0 | 0 | 0 | 0 | 0 | 0 | 1 | 0 | 0 | 0 | 0 | 1 | 0 | 0 | 0 | 0 | 1 | 1 | 0-200 | 49 | 40-59 | 0 | 0-2 High | 0 | 0 | 0 | 0 | 0 | 0 | 0 | 85 | 77 | 73 | 73 | 1 | 0 | 0 | 0 | 0 | 0 | 0 | 0 | 0 | 0 | 0 | 0 | F1 | 0 | 1 | 1 | 1 | 0 | 1 | 0 | SCO | 0 | 1 | SCO | 0 | NPCA | 0 | Seney Wilderness | 409.4005 | 5.6302 | 2.0049 | 0 | 9226437 | 755498 | 0.63 | 967670 | 209.7603 | 5-Year Average | 66.6% | 5-Year Average | 209.7603 | 898460.64 | 9894747.0283 | 1037762.3138 | 100% | 109 | 28.1289 | 0 | 25.8063 | [9 empty] | 1 | 163.4242 | 53.8319 | 100.1681 | 100% | 877472.2551 | 1349040 | 14856977.52 | 20.976 | 155820.1672 | 881942.1465 | 259035296.8906 | 1 | 64758824.2226 | 2586.0068 | 35.3377 | 8.4827 | 14.2009 | 38.2186 | 0.52962 | 85.433 | 9.1228 | 9.0765 | 2586.0068 |  | 14.2009 | 35.3377 | 34.96% | 53.74% |  |  | 214.13
[15 empty] | 6204_B_2 | 6204 | B | 2 | 2845 | Coal Steam | Wyoming | 56031 | 570 | 1710 | TRUE | 10164 | 1981 | 9999 | 101 | 11.7643 | 2 | 11.6479 | Wyoming | 4.82 | Wyoming | -28.91 | Allen S King | 1915_B_1 | 1915 | B | 1 | 1248 | Coal Steam | 0 | MIS_MNWI | Minnesota | 27 | Washington | 163 | 27163 | 511 | 9792 | 1968 | 2028 | cyclone | wet | N | Subbituminous | Dry Scrubber | 2007 | 0.9 | OFA | SCR | 2008 | 0 | ESPC + B | Yes | ACI | 2010 | 0 | 0.12 | 0.9185 | 0.09614 | 0.9185 | 0.09614 | 0.1 | 0.1 | 0.1 | 0.95 | 0 | 0 | 0 | 0 | 0 | 0 | 0 | 0 | 0 | 0 | 0 | needs_retire | 1915_G_1 | 1 | 0 | MN | 45.03 | -92.7786 | Investor-Owned Utility | RE | 0 | NORTHERN STATES PWR CO | 20340011.6 | 2103472 | 30.8% | 20%-40% | 9761207 | 1075.6 | 975.2 | 2133259.6 | 13.2 | 463.6 | 51 | 0 | 0.10841 | 0.095484 | 209.7602 | 6.1208e-07 | 0.095069 | 0.10576 | 0.09589 | 209.7599 | 6.4897e-07 | 0.094988 | 0.0033046 | 0 | 1739179 | 1017298 | 112904 | 157 | 1 | 1 | Energy Source | 0.0049586 | 0.0049586 | EIA-923 | EIA-923 | 0 | 1 | 0 | 1 | 1 | 1 | 0 | 1 | 0 | 0 | 0 | 1 | 1 | 400-600 | 54 | 40-59 | 0 | 0-2 High | 0 | 0 | 0 | 0 | 0 | 0 | 0 | 75 | 16 | 30 | 48 | 0 | 0 | 0 | 0 | 0 | 0 | 0 | 0 | 0 | 0 | 0 | 0 | 0 | 0 | 0 | 1 | 1 | 0 | 1 | 0 | CO | 0 | 1 | CO | 0 | NPCA | 1 | Boundary Waters Canoe Area Wilderness | 321.5595 | 3.3449 | 3.0327 | 0 | 18989404 | 1964555 | 0.29 | 1991607 | 209.7598 | 5-Year Average | 30.8% | 5-Year Average | 209.7599 | 1378718.88 | 13500415.273 | 1415923.0118 | 100% | 425 | 54.2777 | 209 | 26.6919 | 2650 | 10.58 | 4.59 | 35.14 | 0.3 | 0.42 | 4.82 | 52.31 |  | 1 | 482.1502 | 158.8203 | 352.1797 | 44.69% | 1378718.88 | 2000471.0324 | 19588612.3496 | 20.976 | 205445.2877 | 1210477.7241 | 764231423.9458 | 0 | 0 | 2170.004 | 22.5085 | 6.6238 | 12.6265 | 34.3921 | 0 | 74.6277 | 42.2055 | 48.0715 | 2170.004 |  | 12.6265 | 22.5085 | 31.08% | 45.1% |  |  | 214.13
[15 empty] | 6204_B_3 | 6204 | B | 3 | 2846 | Coal Steam | Wyoming | 56031 | 570 | 1710 | TRUE | 10137 | 1982 | 9999 | 101 | 11.7643 | 2 | 11.6479 | Wyoming | 4.82 | Wyoming | -28.91 | Roxboro | 2712_B_1 | 2712 | B | 1 | 1831 | Coal Steam | 0 | S_VACA | North Carolina | 37 | Person | 145 | 37145 | 379 | 10245 | 1966 | 2028 | wall | dry | N | Bituminous | Wet Scrubber | 2008 | 0.97 | LNB + OFA | SCR | 2002 | 0 | ESPC | No | 0 | 0 | 0 | 0.206 | 0.13357 | 0.13357 | 0.13357 | 0.13357 | 0.05 | 0.1 | 0.56 | 0.99 | 0 | 0 | 0 | 0 | 0 | 0 | 0 | 0 | 0 | 0 | 0 | needs_retire | 2712_G_1 | 1 | 0 | NC | 36.4833 | -79.0731 | Investor-Owned Utility | RE | 0 | 0 | 7317537.4 | 735778.8 | 17.6% | 0%-20% | 4304384.6 | 312 | 500.8 | 750166 | 2.6 | 294.4 | 14 | 1 | 0.064857 | 0.10707 | 205.0433 | 3.4316e-07 | 0.11614 | 0.085275 | 0.13688 | 205.0324 | 3.5531e-07 | 0.13679 | 0.0031157 | 0.00022255 | 603828 | 249765 | 0 | 4679 | 1 | 0 | 0 | 0 | 0 | 0 | 0 | 0 | 1 | 0 | 0 | 1 | 1 | 0 | 0 | 0 | 0 | 0 | 1 | 1 | 200-400 | 56 | 40-59 | 5 | 5-6 Low | 0 | 0 | 0 | 0 | 0 | 0 | 0 | 35 | 52 | 43 | 59 | 0 | 0 | 0 | 0 | 0 | 0 | 0 | 0 | BATW | 0 | 0 | 1 | 0 | 0 | 0 | 0 | 0 | 0 | 0 | 0 | 0 | 0 | 1 | CO | 0 | 0 | 0 | James River Face Wilderness | 123.3571 | 2.5292 | 4.0598 | 0 | 6769990 | 666483 | 0.16 | 694143 | 205.0647 | Floor Used | 20% | 5-Year Average | 205.0324 | 664008 | 6802761.96 | 697393.187 | 15.54% | 187 | 27.9476 | 92 | 14.9452 | [9 empty] | 1 | 358.8923 | 118.2191 | 260.7809 | 29.07% | 664008 | 965021.0229 | 9886640.3795 | 20.5032 | 101354.063 | 596039.124 | 568861682.2012 | 0 | 0 | 2181.378 | 24.4359 | 6.9665 | 12.672 | 23.3786 | 0 | 76.2993 | 64.3827 | 71.7245 | 2181.378 |  | 12.672 | 24.4359 | 31.19% | 45.33% |  |  | 205.4
[15 empty] | 6248_B_1 | 6248 | B | 1 | 2866 | Coal Steam | Colorado | 8087 | 505 | 505 | TRUE | 10769 | 1981 | 9999 | 44 | 12.14 | 0 | 12.14 | Colorado | 4.82 | Colorado | -28.91 | Roxboro | 2712_B_2 | 2712 | B | 2 | 1832 | Coal Steam | 0 | S_VACA | North Carolina | 37 | Person | 145 | 37145 | 668 | 10393 | 1968 | 2028 | tangential | dry | N | Bituminous | Wet Scrubber | 2007 | 0.97 | LNC2 + OFA | SCR | 2002 | 0 | ESPC | No | 0 | 0 | 0 | 0.21 | 0.12692 | 0.12692 | 0.12692 | 0.12692 | 0.05 | 0.1 | 0.56 | 0.99 | 0 | 0 | 0 | 0 | 0 | 0 | 0 | 0 | 0 | 0 | 0 | needs_retire | 2712_G_2 | 1 | 0 | NC | 36.4833 | -79.0731 | Investor-Owned Utility | RE | 0 | 0 | 15223206 | 1708138.8 | 24.2% | 20%-40% | 8187635.8 | 836 | 1137.4 | 1560972 | 5.2 | 577 | 33 | 1 | 0.112 | 0.12555 | 205.1049 | 1.6138e-07 | 0.11691 | 0.10983 | 0.14943 | 205.078 | 3.4158e-07 | 0.14094 | 0.003979 | 0.00012058 | 1347349 | 532095 | 0 | 9766 | 1 | 0 | 0 | 0 | 0 | 0 | 0 | 0 | 1 | 0 | 0 | 1 | 1 | 0 | 0 | 0 | 0 | 0 | 1 | 1 | 600-800 | 54 | 40-59 | 5 | 5-6 Low | 0 | 0 | 0 | 0 | 0 | 0 | 0 | 35 | 52 | 43 | 59 | 0 | 0 | 0 | 0 | 0 | 0 | 0 | 0 | BATW | 0 | 0 | 1 | 0 | 0 | 0 | 0 | 0 | 0 | 0 | 0 | 0 | 0 | 1 | CO | 0 | 0 | 0 | James River Face Wilderness | 123.3571 | 6.7771 | 9.2204 | 0 | 13025390 | 1483139 | 0.21 | 1335662 | 205.0859 | 5-Year Average | 24.2% | 5-Year Average | 205.078 | 1416106.56 | 14717595.4781 | 1509127.2133 | 27.39% | 187 | 19.6173 | 92 | 10.4905 | 2347 | 10.58 | 4.59 | 29.58 | 0.23 | 0.3 | 4.82 | 25.38 |  | 1 | 641.6975 | 211.3752 | 456.6248 | 35.4% | 1416106.56 | 2071633.182 | 21530483.6606 | 20.5078 | 220771.3811 | 1288355.8322 | 1017121649.2406 | 0 | 0 | 2227.4777 | 21.2078 | 7.2165 | 12.8551 | 19.2353 | 0 | 77.3319 | 43.8557 | 48.2044 | 2227.4777 |  | 12.8551 | 21.2078 | 31.64% | 46.29% |  |  | 205.4
[15 empty] | 6249_B_1 | 6249 | B | 1 | 2867 | Coal Steam | South Carolina | 45043 | 275 | 1130 | TRUE | 10751 | 1975 | 2021 | 335 | 59.5802 | 6 | 17.7851 | South Carolina | 4.82 | Kentucky | -28.91 | Roxboro | 2712_B_3A | 2712 | B | 3A | 1833 | Coal Steam | 0 | S_VACA | North Carolina | 37 | Person | 145 | 37145 | 347 | 10296 | 1973 | 2027 | wall | dry | N | Bituminous | Wet Scrubber | 2008 | 0.97 | LNB + OFA | SCR | 2003 | 0 | ESPC | No | 0 | 0 | 0 | 0.175 | 0.2715 | 0.14493 | 0.2715 | 0.14493 | 0.05 | 0.1 | 0.56 | 0.99 | 0 | 0 | 0 | 0 | 0 | 0 | 0 | 0 | 0 | 0 | 0 | needs_retire | 2712_G_3 | 0.5 | 0 | NC | 36.4833 | -79.0731 | Investor-Owned Utility | RE | 0 | 0 | 10389860.6 | 0 | 28% | 20%-40% | 5706858.8 | 540.8 | 874.4 | 1065449.6 | 1.8 | 435.4 | 15 | 0 | 0.095417 | 0.1458 | 205.1221 | 9.228e-08 | 0.1419 | 0.1041 | 0.16832 | 205.0941 | 1.7325e-07 | 0.15259 | 0.0026249 | 0 | 1184922 | 1018930 | 0 | 20412 | 1 | 0 | 0 | 0 | 0 | 0 | 0 | 0 | 1 | 0 | 0 | 1 | 1 | 0 | 0 | 0 | 0 | 0 | 1 | 1 | 200-400 | 49 | 40-59 | 6 | 5-6 Low | 0 | 0 | 0 | 0 | 0 | 0 | 0 | 35 | 52 | 43 | 59 | 0 | 0 | 0 | 0 | 0 | 0 | 0 | 0 | BATW | 0 | 0 | 1 | 0 | 0 | 0 | 0 | 0 | 0 | 0 | 0 | 0 | 0 | 1 | CO | 0 | M-VU, NPCA, NPS | 0 | James River Face Wilderness | 123.3571 | 4.384 | 7.0884 | 0 | 12175510 |  | 0.33 | 1248737 | 205.1227 | 5-Year Average | 28% | 5-Year Average | 205.0941 | 851121.6 | 8763147.9936 | 898635.0139 | 14.23% | 187 | 29.4561 | 92 | 15.7519 | [9 empty] | 1 | 330.2258 | 108.7764 | 238.2236 | 40.79% | 851121.6 | 1239756.0795 | 12764528.5947 | 20.5094 | 130896.4808 | 767738.5331 | 523423861.6535 | 0 | 0 | 2197.1954 | 25.124 | 7.052 | 12.7351 | 24.2958 | -3.1966e-15 | 76.6727 | 37.5181 | 41.5928 | 2197.1954 |  | 12.7351 | 25.124 | 31.35% | 45.66% |  |  | 205.4
[15 empty] | 6249_B_2 | 6249 | B | 2 | 2868 | Coal Steam | South Carolina | 45043 | 285 | 1130 | TRUE | 10687 | 1977 | 2021 | 335 | 59.5802 | 6 | 17.7851 | South Carolina | 4.82 | Kentucky | -28.91 | Roxboro | 2712_B_3B | 2712 | B | 3B | 1834 | Coal Steam | 0 | S_VACA | North Carolina | 37 | Person | 145 | 37145 | 347 | 10296 | 1973 | 2027 | wall | dry | N | Bituminous | Wet Scrubber | 2008 | 0.97 | LNB + OFA | SCR | 2003 | 0 | ESPC | No | 0 | 0 | 0 | 0.175 | 0.25832 | 0.14594 | 0.25832 | 0.14594 | 0.05 | 0.1 | 0.56 | 0.99 | 0 | 0 | 0 | 0 | 0 | 0 | 0 | 0 | 0 | 0 | 0 | needs_retire | 2712_G_3 | 0.5 | 0 | NC | 36.4833 | -79.0731 | Investor-Owned Utility | RE | 0 | 0 | 10775334.6 | 0 | 28.8% | 20%-40% | 5945914.8 | 556.4 | 905.2 | 1104866.4 | 2 | 462.6 | 15 | 0 | 0.094275 | 0.14873 | 205.106 | 8.1271e-08 | 0.14975 | 0.10327 | 0.16801 | 205.0732 | 1.8561e-07 | 0.1556 | 0.0026702 | 0 | 1184922 | 0 | 0 | 0 | 0 | 0 | 0 | 0 | 0 | 0 | 0 | 0 | 1 | 0 | 0 | 1 | 1 | 0 | 0 | 0 | 0 | 0 | 1 | 1 | 200-400 | 49 | 40-59 | 6 | 5-6 Low | 0 | 0 | 0 | 0 | 0 | 0 | 0 | 35 | 52 | 43 | 59 | 0 | 0 | 0 | 0 | 0 | 0 | 0 | 0 | BATW | 0 | 0 | 1 | 0 | 0 | 0 | 0 | 0 | 0 | 0 | 0 | 0 | 0 | 1 | CO | 0 | M-VU, NPCA, NPS | 0 | James River Face Wilderness | 123.3571 | 4.5105 | 7.338 | 0 | 12037915 |  | 0.32 | 1234465 | 205.0961 | 5-Year Average | 28.8% | 5-Year Average | 205.0732 | 875439.36 | 9013523.6506 | 924216.2584 | 14.23% | 187 | 29.4561 | 92 | 15.7519 | [9 empty] | 1 | 330.2258 | 108.7764 | 238.2236 | 41.95% | 875439.36 | 1275177.6818 | 13129229.4117 | 20.5073 | 134622.682 | 789593.5764 | 523423861.6535 | 0 | 0 | 2197.1954 | 25.124 | 7.052 | 12.7351 | 24.2942 | -3.1078e-15 | 76.6649 | 35.5768 | 39.4448 | 2197.1954 |  | 12.7351 | 25.124 | 31.35% | 45.66% |  |  | 205.4
[15 empty] | 6249_B_3 | 6249 | B | 3 | 2869 | Coal Steam | South Carolina | 45043 | 285 | 1130 | TRUE | 10784 | 1980 | 2021 | 335 | 59.5802 | 6 | 17.7851 | South Carolina | 4.82 | Kentucky | -28.91 | Roxboro | 2712_B_4A | 2712 | B | 4A | 1835 | Coal Steam | 0 | S_VACA | North Carolina | 37 | Person | 145 | 37145 | 349 | 10364 | 1980 | 2027 | wall | dry | N | Bituminous | Wet Scrubber | 2007 | 0.97 | LNB + OFA | SCR | 2001 | 0 | ESPH | No | 0 | 0 | 0 | 0.175 | 0.12856 | 0.12856 | 0.12856 | 0.12856 | 0.05 | 0.1 | 1 | 0.99 | 0 | 0 | 0 | 0 | 0 | 0 | 0 | 0 | 0 | 0 | 0 | needs_retire | 2712_G_4 | 0.5 | 0 | NC | 36.4833 | -79.0731 | Investor-Owned Utility | RE | 0 | 0 | 10015041.6 | 0 | 25.2% | 20%-40% | 6576917.8 | 586.2 | 689.2 | 1026857.8 | 4.8 | 446 | 41 | 3 | 0.11657 | 0.10502 | 205.0783 | 7.6261e-07 | 0.10335 | 0.11706 | 0.13763 | 205.0631 | 4.7928e-07 | 0.13563 | 0.010995 | 0.00080448 | 1313023 | 1100206 | 0 | 21379 | 1 | 0 | 0 | 0 | 0 | 0 | 0 | 0 | 1 | 0 | 0 | 1 | 1 | 0 | 0 | 0 | 0 | 0 | 1 | 1 | 200-400 | 42 | 40-59 | 6 | 5-6 Low | 0 | 0 | 0 | 0 | 0 | 0 | 0 | 35 | 52 | 43 | 59 | 0 | 0 | 0 | 0 | 0 | 0 | 0 | 0 | BATW | 0 | 0 | 1 | 0 | 0 | 0 | 0 | 0 | 0 | 0 | 1 | 0 | CO | 1 | CO | 0 | M-VU, NPCA, NPS | 0 | James River Face Wilderness | 123.3571 | 4.7521 | 5.587 | 0 | 14747391 |  | 0.37 | 1512591 | 205.1334 | 5-Year Average | 25.2% | 5-Year Average | 205.0631 | 770424.48 | 7984679.3107 | 818681.595 | 14.31% | 187 | 29.2267 | 92 | 15.6293 | [9 empty] | 1 | 334.3226 | 110.1259 | 238.8741 | 36.82% | 770424.48 | 1125605.9882 | 11665780.4619 | 20.5063 | 119611.0624 | 699070.5325 | 529917595.0537 | 0 | 0 | 2218.3968 | 25.0773 | 7.167 | 12.8192 | 24.3231 | 0 | 77.1276 | 45.5938 | 50.2476 | 2218.3968 |  | 12.8192 | 25.0773 | 31.55% | 46.1% |  |  | 205.4
[15 empty] | 6249_B_4 | 6249 | B | 4 | 2870 | Coal Steam | South Carolina | 45043 | 285 | 1130 | TRUE | 10803 | 1981 | 2021 | 335 | 59.5802 | 6 | 17.7851 | South Carolina | 4.82 | Kentucky | -28.91 | Roxboro | 2712_B_4B | 2712 | B | 4B | 1836 | Coal Steam | 0 | S_VACA | North Carolina | 37 | Person | 145 | 37145 | 349 | 10364 | 1980 | 2027 | wall | dry | N | Bituminous | Wet Scrubber | 2007 | 0.97 | LNB + OFA | SCR | 2001 | 0 | ESPH | No | 0 | 0 | 0 | 0.175 | 0.1297 | 0.1297 | 0.1297 | 0.1297 | 0.05 | 0.1 | 1 | 0.99 | 0 | 0 | 0 | 0 | 0 | 0 | 0 | 0 | 0 | 0 | 0 | needs_retire | 2712_G_4 | 0.5 | 0 | NC | 36.4833 | -79.0731 | Investor-Owned Utility | RE | 0 | 0 | 8496693.2 | 0 | 21.6% | 20%-40% | 5384725.6 | 520 | 601.6 | 870855.4 | 3.6 | 377.6 | 39 | 3 | 0.12333 | 0.10892 | 204.9749 | 6.9287e-07 | 0.10671 | 0.1224 | 0.14161 | 204.9869 | 4.2369e-07 | 0.14025 | 0.011503 | 0.00088482 | 1313023 | 0 | 0 | 0 | 0 | 0 | 0 | 0 | 0 | 0 | 0 | 0 | 1 | 0 | 0 | 1 | 1 | 0 | 0 | 0 | 0 | 0 | 1 | 1 | 200-400 | 42 | 40-59 | 6 | 5-6 Low | 0 | 0 | 0 | 0 | 0 | 0 | 0 | 35 | 52 | 43 | 59 | 0 | 0 | 0 | 0 | 0 | 0 | 0 | 0 | BATW | 0 | 0 | 1 | 0 | 0 | 0 | 0 | 0 | 0 | 0 | 1 | 0 | CO | 1 | CO | 0 | M-VU, NPCA, NPS | 0 | James River Face Wilderness | 123.3571 | 4.2154 | 4.8769 | 0 | 13851157 |  | 0.35 | 1420415 | 205.0969 | 5-Year Average | 21.6% | 5-Year Average | 204.9869 | 660363.84 | 6844010.8378 | 701466.2829 | 14.31% | 187 | 29.2267 | 92 | 15.6293 | [9 empty] | 1 | 334.3226 | 110.1259 | 238.8741 | 31.56% | 660363.84 | 964805.1328 | 9999240.3959 | 20.4987 | 102485.6646 | 598980.6183 | 529917595.0537 | 0 | 0 | 2218.3968 | 25.0773 | 7.167 | 12.8192 | 24.3173 | 0 | 77.0989 | 58.6854 | 64.6994 | 2218.3968 |  | 12.8192 | 25.0773 | 31.55% | 46.1% |  |  | 205.4
[15 empty] | 6250_B_1A | 6250 | B | 1A | 2871 | Coal Steam | North Carolina | 37145 | 364 | 728 | TRUE | 11143 | 1983 | 2021 | 999 | 27.4841 | 98 | 14.5418 | Virginia | 4.82 | West Virginia |  | G G Allen | 2718_B_1 | 2718 | B | 1 | 1843 | Coal Steam | 0 | S_VACA | North Carolina | 37 | Gaston | 71 | 37071 | 162 | 10839 | 1957 | 2024 | tangential | dry | N | Bituminous | Wet Scrubber | 2009 | 0.95 | LNC3 | SNCR | 0 | 2003 | ESPC | No | 0 | 0 | 0 | 0.12 | 0.30238 | 0.22833 | 0.30238 | 0.22833 | 0.05 | 0.1 | 0.56 | 0.99 | 0 | 0 | 0 | 0 | 0 | 0 | 0 | 0 | 0 | 0 | 0 | needs_retire | 2718_G_1 | 1 | 0 | NC | 35.1897 | -81.0122 | Investor-Owned Utility | RE | 0 | 0 | 753960 | 74335.4 | 4% | 0%-20% | 546498.25 | 17 | 91 | 77356.2 | 0.6 | 65.5 | 4 | 0 | 0 | 0.63297 | 205.2094 | 0 | 0 | 0.045095 | 0.24139 | 205.1997 | 7.958e-07 | 0.23971 | 0.0070592 | 0 | 122823 | 64425 | 0 | 2400 | 1 | 0 | 0 | 0 | 0 | 0 | 0 | 0 | 1 | 1 | 0 | 0 | 1 | 0 | 0 | 0 | 0 | 0 | 1 | 1 | 0-200 | 65 | 60+ | 0 | 0-2 High | 0 | 0 | 1 | 0 | 0 | OS NOx | 1 | 88 | 61 | 96 | 89 | 1 | 1 | 0 | 0 | 0 | 0 | 0 | 0 | 0 | Permanent cessation of coal combustion | 2024 | 1 | 0 | 0 | 0 | 0 | 0 | 0 | 0 | 0 | 0 | 0 | 1 | CO | 0 | NPCA, NPS | 0 | Linville Gorge Wilderness | 104.9279 | 0.16202 | 0.86726 | 0 | 1518892 | 146343 | 0.08 | 155838 | 205.1996 | Floor Used | 20% | 5-Year Average | 205.1997 | 283824 | 3076368.336 | 315634.9996 | 19.29% | 176 | 44.3426 | 88 | 25.1947 | [9 empty] | 1 | 162.2995 | 53.4615 | 108.5385 | 29.85% | 283824 | 423623.5913 | 4591656.1064 | 20.52 | 47110.3332 | 268524.6664 | 257252580.1987 | 0 | 0 | 2370.1495 | 34.4309 | 8.0082 | 13.4067 | 35.364 | 0 | 80.4181 | 79.6882 | 84.2285 | 2370.1495 |  | 13.4067 | 34.4309 | 33% | 49.26% |  |  | 205.4
[15 empty] | 6250_B_1B | 6250 | B | 1B | 2872 | Coal Steam | North Carolina | 37145 | 364 | 728 | TRUE | 11143 | 1983 | 2021 | 999 | 27.4841 | 98 | 14.5418 | Virginia | 4.82 | West Virginia |  | Marshall (NC) | 2727_B_1 | 2727 | B | 1 | 1861 | Coal Steam | 0 | S_VACA | North Carolina | 37 | Catawba | 35 | 37035 | 370 | 9477 | 1965 | 2026 | tangential | dry | N | Bituminous | Wet Scrubber | 2007 | 0.95 | LNC3 | SNCR | 0 | 2006 | ESPC | Yes | 0 | 0 | 0 | 0.113 | 0.24605 | 0.24605 | 0.24605 | 0.24605 | 0.05 | 0.1 | 0.56 | 0.99 | 0 | 0 | 0 | 0 | 0 | 0 | 0 | 0 | 0 | 0 | 0 | needs_retire | 2727_G_1 | 1 | 0 | NC | 35.5975 | -80.9658 | Investor-Owned Utility | RE | 0 | 0 | 9614176.2 | 1020094.4 | 23% | 20%-40% | 5139206 | 586.6 | 1236.8 | 981460.8 | 9.2 | 647.6 | 13 | 0 | 0.13261 | 0.24274 | 199.6346 | 1.0114e-06 | 0.24953 | 0.12203 | 0.25729 | 204.1695 | 9.5692e-07 | 0.25202 | 0.0022672 | 0 | 883070 | 354425 | 0 | 4803 | 1 | 1 | 0 | 0 | 0.017609 | 0 | EIA-923 | 0 | 1 | 1 | 0 | 0 | 1 | 0 | 0 | 0 | 0 | 0 | 1 | 1 | 200-400 | 57 | 40-59 | 4 | 3-4 Moderate | 0 | 0 | 1 | 0 | 0 | OS NOx | 1 | 73 | 7 | 83 | 52 | 1 | 1 | 0 | 0 | 0 | 0 | 0 | 0 | BATW | 0 | 0 | 1 | 0 | 0 | 0 | 0 | 0 | 0 | 0 | 0 | 0 | 0 | 1 | CO | 8 ug/m3 | NPCA, NPS | 0 | Linville Gorge Wilderness | 85.654 | 6.8485 | 14.4395 | 1 | 9279119 | 957922 | 0.22 | 952035 | 205.1994 | 5-Year Average | 23% | 5-Year Average | 204.1695 | 745476 | 7064876.052 | 721216.1248 | 17.98% | 159 | 25.3449 | 109 | 17.3748 | [9 empty] | 1 | 324.1049 | 106.7601 | 263.2399 | 32.33% | 745476 | 1047812.9134 | 9930122.9799 | 20.417 | 101371.4149 | 619844.7099 | 513721939.1457 | 0 | 0 | 1951.5356 | 24.6174 | 5.7653 | 11.7221 | 23.8714 | 0 | 70.6754 | 49.243 | 59.2237 | 1951.5356 |  | 11.7221 | 24.6174 | 28.85% | 40.56% |  |  | 205.4
[15 empty] | 6254_B_1 | 6254 | B | 1 | 2874 | Coal Steam | Iowa | 19179 | 725 | 725 | TRUE | 10369 | 1981 | 9999 | 999 | 18.7207 | 999 | 10.0111 | Iowa | #N/A | Missouri |  | Marshall (NC) | 2727_B_2 | 2727 | B | 2 | 1862 | Coal Steam | 0 | S_VACA | North Carolina | 37 | Catawba | 35 | 37035 | 370 | 9490 | 1966 | 2026 | tangential | dry | N | Bituminous | Wet Scrubber | 2007 | 0.95 | LNC3 | SNCR | 0 | 2007 | ESPC | Yes | 0 | 0 | 0 | 0.1 | 0.25402 | 0.25402 | 0.25402 | 0.25402 | 0.05 | 0.1 | 0.56 | 0.99 | 0 | 0 | 0 | 0 | 0 | 0 | 0 | 0 | 0 | 0 | 0 | needs_retire | 2727_G_2 | 1 | 0 | NC | 35.5975 | -80.9658 | Investor-Owned Utility | RE | 0 | 0 | 9784718 | 1042340.2 | 24.6% | 20%-40% | 5475107.6 | 626.4 | 1276.2 | 1001632 | 9.6 | 697.6 | 17 | 0 | 0.13618 | 0.24208 | 202.8834 | 1.1179e-06 | 0.24647 | 0.12804 | 0.26086 | 204.734 | 9.8112e-07 | 0.25483 | 0.0032413 | 0 | 1128628 | 451557 | 0 | 5137 | 1 | 1 | 0 | 0 | 0.017609 | 0 | EIA-923 | 0 | 1 | 1 | 0 | 0 | 1 | 0 | 0 | 0 | 0 | 0 | 1 | 1 | 200-400 | 56 | 40-59 | 4 | 3-4 Moderate | 0 | 0 | 1 | 0 | 0 | OS NOx | 1 | 73 | 7 | 83 | 52 | 1 | 1 | 0 | 0 | 0 | 0 | 0 | 0 | BATW | 0 | 0 | 1 | 0 | 0 | 0 | 0 | 0 | 0 | 0 | 0 | 0 | 0 | 1 | CO | 8 ug/m3 | NPCA, NPS | 0 | Linville Gorge Wilderness | 85.654 | 7.3131 | 14.8995 | 1 | 12040356 | 1238185 | 0.3 | 1235339 | 205.1997 | 5-Year Average | 24.6% | 5-Year Average | 204.734 | 797335.2 | 7566711.048 | 774581.3339 | 17.98% | 159 | 25.3228 | 109 | 17.3597 | [9 empty] | 1 | 324.5495 | 106.9066 | 263.0934 | 34.6% | 797335.2 | 1121328.0713 | 10641403.3968 | 20.4734 | 108932.8294 | 665648.5045 | 514426633.1638 | 0 | 0 | 1955.3004 | 24.6174 | 5.7843 | 11.7382 | 23.9329 | -3.5342e-15 | 70.9615 | 44.0446 | 52.7581 | 1955.3004 |  | 11.7382 | 24.6174 | 28.89% | 40.63% |  |  | 205.4
[15 empty] | 6257_B_2 | 6257 | B | 2 | 2876 | Coal Steam | Georgia | 13207 | 860 | 3440 | TRUE | 10756 | 1984 | 9999 | 274 | 24.325 | 27 | 8.8777 | Georgia | 4.82 | Kentucky | -28.91 | Miami Fort | 2832_B_7 | 2832 | B | 7 | 1895 | Coal Steam | 0 | PJM_West | Ohio | 39 | Hamilton | 61 | 39061 | 510 | 10361 | 1975 | 2027 | cell | dry | N | Bituminous | Wet Scrubber | 2007 | 0.97 | LNCB | SCR | 2004 | 0 | ESPC | No | 0 | 0 | 0 | 2.37 | 0.34671 | 0.07 | 0.34671 | 0.07 | 0.05 | 0.1 | 0.56 | 0.99 | 0 | 0 | 0 | 0 | 0 | 0 | 0 | 0 | 0 | 0 | 0 | needs_retire | 2832_G_7 | 1 | 0 | OH | 39.1128 | -84.8036 | Independent Power Producer | NR | 0 | 0 | 32448483.2 | 3414500.6 | 66.4% | 60%-80% | 13367197.4 | 7539 | 4231 | 3329213.4 | 18.4 | 1202 | 167 | 2 | 0.55216 | 0.2748 | 205.2001 | 4.4495e-07 | 0.066619 | 0.46468 | 0.26078 | 205.1999 | 5.6705e-07 | 0.17984 | 0.010107 | 0.00012104 | 3295525 | 1435312 | 0 | 18196 | 1 | 0 | 0 | 0 | 0 | 0 | 0 | 0 | 1 | 0 | 0 | 1 | 1 | 0 | 0 | 0 | 0 | 0 | 1 | 1 | 400-600 | 47 | 40-59 | 4 | 3-4 Moderate | 0 | 1 | 1 | 0 | 1 | Multiple | 1 | 69 | 4 | 95 | 54 | 1 | 1 | 0 | 0 | 0 | 0 | 0 | 0 | BATW | 0 | 0 | 1 | F2 | 2027 | 1 | 1 | 1 | 0 | 1 | 1 | CO | CO | 1 | CO | 9 ug/m3 | NPCA, NPS | 0 | Mammoth Cave NP | 231.1229 | 32.619 | 18.3063 | 1 | 33364483 | 3562194 | 0.68 | 3423195 | 205.1999 | 5-Year Average | 66.4% | 5-Year Average | 205.1999 | 2966486.4 | 30735765.5904 | 3153488.6248 | 50% | 111 | 13.7127 | 0 | 12.3538 | 2739 | 12.66 | 4.59 | 36.16 | 0.3 | 0.44 | 4.82 | 17.97 |  | 1 | 488.4103 | 160.8823 | 349.1177 | 97% | 2966486.4 | 4333519.2537 | 44899592.9879 | 20.52 | 460669.689 | 2692818.9358 | 774153993.2694 | 0 | 0 | 2217.4588 | 22.5193 | 7.1619 | 12.8155 | 21.0493 | -3.658e-15 | 77.1585 | -6.3815 | -7.0301 | 2217.4588 |  | 12.8155 | 22.5193 | 31.55% | 46.08% |  |  | 205.4
[15 empty] | 6257_B_3 | 6257 | B | 3 | 2877 | Coal Steam | Georgia | 13207 | 860 | 3440 | TRUE | 10740 | 1987 | 2021 | 274 | 24.325 | 27 | 8.8777 | Georgia | 4.82 | Kentucky | -28.91 | Miami Fort | 2832_B_8 | 2832 | B | 8 | 1896 | Coal Steam | 0 | PJM_West | Ohio | 39 | Hamilton | 61 | 39061 | 510 | 10396 | 1978 | 2027 | wall | dry | N | Bituminous | Wet Scrubber | 2007 | 0.97 | LNB + LNCB + OFA | SCR | 2004 | 0 | ESPC | No | 0 | 0 | 0 | 1.2 | 0.32002 | 0.07 | 0.32002 | 0.07 | 0.05 | 0.1 | 0.56 | 0.99 | 0 | 0 | 0 | 0 | 0 | 0 | 0 | 0 | 0 | 0 | 0 | needs_retire | 2832_G_8 | 1 | 0 | OH | 39.1128 | -84.8036 | Independent Power Producer | NR | 0 | 0 | 32180719.2 | 3705546.6 | 73.2% | 60%-80% | 13945131.8 | 6191.8 | 4154.2 | 3301741 | 18 | 1286.8 | 87 | 2 | 0.48318 | 0.26666 | 205.1999 | 4.5848e-07 | 0.082428 | 0.38481 | 0.25818 | 205.2 | 5.5934e-07 | 0.18455 | 0.005429 | 0.0001248 | 3678628 | 1500898 | 0 | 16768 | 1 | 0 | 0 | 0 | 0 | 0 | 0 | 0 | 1 | 0 | 0 | 1 | 1 | 0 | 0 | 0 | 0 | 0 | 1 | 1 | 400-600 | 44 | 40-59 | 4 | 3-4 Moderate | 0 | 1 | 1 | 0 | 1 | Multiple | 1 | 69 | 4 | 95 | 54 | 1 | 1 | 0 | 0 | 0 | 0 | 0 | 0 | BATW | 0 | 0 | 1 | F2 | 2027 | 1 | 1 | 1 | 0 | 1 | 0 | CO | 0 | 1 | CO | 9 ug/m3 | NPCA, NPS | 0 | Mammoth Cave NP | 231.1229 | 26.7901 | 17.974 | 1 | 34844322 | 4007047 | 0.79 | 3575027 | 205.2 | 5-Year Average | 73.2% | 5-Year Average | 205.2 | 3270283.2 | 33997864.1472 | 3488180.027 | 50% | 111 | 13.6846 | 0 | 12.3285 | [9 empty] | 1 | 490.0602 | 161.4258 | 348.5742 | 100% | 3053509.8376 | 4467600 | 46445169.6 | 20.52 | 476527.3261 | 3011652.7009 | 776769125.9559 | 0 | 0 | 2228.4184 | 22.5193 | 6.1146 | 12.8588 | 22.1208 | 1.6517 | 83.8348 | -13.7407 | -13.9317 | 2228.4184 |  | 12.8588 | 22.5193 | 31.65% | 46.31% |  |  | 205.4
[15 empty] | 6264_B_1 | 6264 | B | 1 | 2879 | Coal Steam | West Virginia | 54053 | 1299 | 1299 | TRUE | 9925 | 1980 | 2040 | 999 | 7.3624 | 0 | 7.3624 | Ohio | 4.82 | West Virginia |  | FirstEnergy W H Sammis | 2866_B_5 | 2866 | B | 5 | 1960 | Coal Steam | 0 | PJM_ATSI | Ohio | 39 | Jefferson | 81 | 39081 | 290 | 11309 | 1967 | 2028 | wall | dry | N | Bituminous, Subbituminous | Wet Scrubber | 2010 | 0.98 | LNB | SNCR | 0 | 2006 | ESPC | No | 0 | 0 | 0 | 1.1 | 0.24516 | 0.24516 | 0.1987 | 0.1987 | 0.05 | 0.1 | 0.56 | 0.99 | 0 | 0 | 0 | 0 | 0 | 0 | 0 | 0 | 0 | 0 | 0 | needs_retire | 2866_G_5 | 1 | 0 | OH | 40.5317 | -80.6319 | Independent Power Producer | NR | 0 | 0 | 8349499.4 | 804427.2 | 25.2% | 20%-40% | 3809448.8 | 315.8 | 631.2 | 875690.2 | 1.2 | 285.6 | 41 | 0 | 0.065566 | 0.14589 | 209.7546 | 0 | 0.13997 | 0.075645 | 0.15119 | 209.7587 | 1.4372e-07 | 0.14994 | 0.0064624 | 0 | 785619 | 389411 | 0 | 22236 | 1 | 0 | 0 | 0 | 0 | 0 | 0 | 0 | 1 | 1 | 0 | 0 | 1 | 0 | 0 | 0 | 0 | 0 | 1 | 1 | 200-400 | 55 | 40-59 | 3 | 3-4 Moderate | 0 | 0 | 0 | 0 | 0 | 0 | 0 | 63 | 29 | 88 | 26 | 1 | 0 | 0 | 0 | 0 | 0 | 0 | 0 | 0 | Permanent cessation of coal combustion | 2028 | 1 | F1 | 0 | 1 | 1 | 1 | 0 | 1 | 0 | SCO | 0 | 1 | SCO | 9 ug/m3 | NPCA, NPS | 0 | Otter Creek Wilderness | 184.4272 | 1.7123 | 3.4225 | 0 | 9193608 | 882603 | 0.28 | 964226 | 209.7601 | 5-Year Average | 25.2% | 5-Year Average | 209.7587 | 640180.8 | 7239804.6672 | 759306.1204 | 19.46% | 22 | 16.6354 | 0 | 16.6354 | [9 empty] | 1 | 303.1344 | 99.8525 | 190.1475 | 38.43% | 640180.8 | 976359.8717 | 11041653.7886 | 20.9759 | 115804.1644 | 643501.956 | 480482650.4116 | 0 | 0 | 2526.8938 | 26.7259 | 8.9081 | 13.9881 | 27.9153 | 0 | 85.441 | 50.9323 | 50.6694 | 2526.8938 |  | 13.9881 | 26.7259 | 34.43% | 52.51% |  |  | 205.4
[15 empty] | 628_B_4 | 628 | B | 4 | 442 | Coal Steam | Florida | 12017 | 712 | 1422 | TRUE | 10431 | 1982 | 2034 | 999 | 36.5994 | 3 | 10.0825 | Florida | 4.82 | Atlantic Offshore |  | FirstEnergy W H Sammis | 2866_B_6 | 2866 | B | 6 | 1961 | Coal Steam | 0 | PJM_ATSI | Ohio | 39 | Jefferson | 81 | 39081 | 600 | 10917 | 1969 | 2028 | wall | dry | N | Bituminous, Subbituminous | Wet Scrubber | 2010 | 0.98 | LNBO | SCR | 2010 | 0 | ESPC | No | 0 | 0 | 0 | 1.1 | 0.075 | 0.075 | 0.075 | 0.075 | 0.05 | 0.1 | 0.56 | 0.99 | 0 | 0 | 0 | 0 | 0 | 0 | 0 | 0 | 0 | 0 | 0 | needs_retire | 2866_G_6 | 1 | 0 | OH | 40.5317 | -80.6319 | Independent Power Producer | NR | 0 | 0 | 21113817.2 | 2153971.4 | 33.2% | 20%-40% | 9909899.4 | 824.6 | 982.4 | 2214416 | 2.6 | 448.8 | 62 | 0 | 0.069229 | 0.088146 | 209.7599 | 4.8753e-08 | 0.084974 | 0.07811 | 0.093058 | 209.7599 | 1.2314e-07 | 0.090576 | 0.0049014 | 0 | 1296729 | 583397 | 0 | 2584 | 1 | 0 | 0 | 0 | 0 | 0 | 0 | 0 | 1 | 0 | 0 | 1 | 1 | 0 | 0 | 0 | 0 | 0 | 1 | 1 | 600-800 | 53 | 40-59 | 4 | 3-4 Moderate | 0 | 0 | 0 | 0 | 0 | 0 | 0 | 63 | 29 | 88 | 26 | 1 | 0 | 0 | 0 | 0 | 0 | 0 | 0 | 0 | Permanent cessation of coal combustion | 2028 | 1 | F1 | 0 | 1 | 1 | 1 | 0 | 1 | 0 | CO | 0 | 1 | CO | 9 ug/m3 | NPCA, NPS | 0 | Otter Creek Wilderness | 184.4272 | 4.4711 | 5.3268 | 0 | 13828178 | 1447369 | 0.22 | 1450299 | 209.76 | 5-Year Average | 33.2% | 5-Year Average | 209.7599 | 1744992 | 19050077.664 | 1997971.1097 | 40.27% | 22 | 10.8582 | 0 | 10.8582 | 2733 | 12.66 | 4.59 | 34.58 | 0.28 | 0.39 | 4.82 | 31.48 |  | 1 | 605.435 | 199.4303 | 400.5697 | 49.73% | 1744992 | 2613765.2428 | 28534475.1561 | 20.976 | 299269.4203 | 1698701.6894 | 959643816.4068 | 0 | 0 | 2395.6974 | 21.6876 | 8.1528 | 13.5032 | 20.8057 | -3.0324e-15 | 82.7452 | 22.4099 | 23.0206 | 2395.6974 |  | 13.5032 | 21.6876 | 33.24% | 49.79% |  |  | 205.4
[15 empty] | 628_B_5 | 628 | B | 5 | 443 | Coal Steam | Florida | 12017 | 710 | 1422 | TRUE | 10391 | 1984 | 2034 | 999 | 36.5994 | 3 | 10.0825 | Florida | 4.82 | Atlantic Offshore |  | FirstEnergy W H Sammis | 2866_B_7 | 2866 | B | 7 | 1962 | Coal Steam | 0 | PJM_ATSI | Ohio | 39 | Jefferson | 81 | 39081 | 600 | 11011 | 1971 | 2028 | cell | dry | N | Bituminous, Subbituminous | Wet Scrubber | 2010 | 0.98 | LNCB | SCR | 2010 | 0 | ESPC | No | 0 | 0 | 0 | 1.1 | 0.075 | 0.075 | 0.075 | 0.075 | 0.05 | 0.1 | 0.56 | 0.99 | 0 | 0 | 0 | 0 | 0 | 0 | 0 | 0 | 0 | 0 | 0 | needs_retire | 2866_G_7 | 1 | 0 | OH | 40.5317 | -80.6319 | Independent Power Producer | NR | 0 | 0 | 24446488.4 | 2487336.8 | 37.8% | 20%-40% | 10816989.8 | 929 | 1165 | 2563946.6 | 3.2 | 498.6 | 93 | 0 | 0.068641 | 0.088503 | 209.7599 | 0 | 0.083776 | 0.076003 | 0.09531 | 209.7599 | 1.309e-07 | 0.092188 | 0.006552 | 0 | 1935270 | 866532 | 0 | 9991 | 1 | 0 | 0 | 0 | 0 | 0 | 0 | 0 | 1 | 0 | 0 | 1 | 1 | 0 | 0 | 0 | 0 | 0 | 1 | 1 | 600-800 | 51 | 40-59 | 3 | 3-4 Moderate | 0 | 0 | 0 | 0 | 0 | 0 | 0 | 63 | 29 | 88 | 26 | 1 | 0 | 0 | 0 | 0 | 0 | 0 | 0 | 0 | Permanent cessation of coal combustion | 2028 | 1 | F1 | 0 | 1 | 1 | 1 | 0 | 1 | 0 | CO | 0 | 1 | CO | 9 ug/m3 | NPCA, NPS | 0 | Otter Creek Wilderness | 184.4272 | 5.0372 | 6.3169 | 0 | 20739289 | 2153924 | 0.32 | 2175136 | 209.7599 | 5-Year Average | 37.8% | 5-Year Average | 209.7599 | 1986768 | 21876302.448 | 2294385.6134 | 40.27% | 22 | 10.803 | 0 | 10.803 | [9 empty] | 1 | 610.648 | 201.1475 | 398.8525 | 56.86% | 1986768 | 2988725.6356 | 32908857.9732 | 20.976 | 345147.9539 | 1949237.6595 | 967906756.6598 | 0 | 0 | 2426.7283 | 21.6876 | 8.3295 | 13.6195 | 20.9163 | 0 | 83.3943 | 15.0091 | 15.2981 | 2426.7283 |  | 13.6195 | 21.6876 | 33.52% | 50.43% |  |  | 205.4
[15 empty] | 645_B_BB03 | 645 | B | BB03 | 469 | Coal Steam | Florida | 12057 | 395 | 832 | TRUE | 10663 | 1976 | 2021 | 999 | 56.1043 | 0 | 14.2036 | Florida | 4.82 | Atlantic Offshore |  | Northeastern | 2963_B_3313 | 2963 | B | 3313 | 2019 | Coal Steam | 0 | SPP_WEST | Oklahoma | 40 | Rogers | 131 | 40131 | 313 | 10353 | 1979 | 2025 | tangential | dry | N | Subbituminous | 0 | 0 | 0.3066 | OFA + LNC1 | 0 | 0 | 0 | ESPC + B | No | ACI | 2016 | 0 | 0.8 | 0.1183 | 0.1183 | 0.1183 | 0.1183 | 0.1 | 0.1 | 0.1 | 0.98 | Yes | 2016 | 0 | 0 | 0 | 0 | Yes | 0 | 0 | 0 | 0 | needs_retire | 2963_G_3 | 1 | 0 | OK | 36.4317 | -95.7008 | Investor-Owned Utility | RE | ENABLE OKLAHOMA INTRASTATE TRANS LLC | 0 | 23520885.8 | 2304918.8 | 46.2% | 40%-60% | 12728639.6 | 3948.8 | 1422.2 | 2466870.8 | 9.8 | 775.4 | 40 | 8 | 0.34039 | 0.12455 | 209.7598 | 3.729e-07 | 0.12572 | 0.33577 | 0.12093 | 209.76 | 4.1665e-07 | 0.12184 | 0.0033755 | 0.0006751 | 2323967 | 1388807 | 81291 | 0 | 1 | 1 | Cofire Source | 0.082897 | 0.082897 | EIA-923 | EIA-923 | 0 | 1 | 0 | 1 | 0 | 0 | 0 | 0 | 0 | 0 | 0 | 1 | 1 | 200-400 | 43 | 40-59 | 0 | 0-2 High | 0 | 0 | 0 | 0 | 0 | 0 | 0 | 62 | 75 | 72 | 77 | 0 | 0 | 0 | 0 | 0 | 0 | 0 | 0 | 0 | Permanent cessation of coal combustion | 2026 | 1 | 0 | 0 | 0 | 1 | 1 | 0 | 1 | 0 | SCO | 0 | 1 | SCO | 0 | NPCA, NPS | 0 | Upper Buffalo Wilderness | 209.5714 | 18.8423 | 6.7862 | 1 | 25043149 | 2484633 | 0.49 | 2626532 | 209.7605 | 5-Year Average | 46.2% | 5-Year Average | 209.76 | 1266748.56 | 13114647.8417 | 1375464.4314 | 100% | 23 | 16.7639 | 0 | 16.7639 | [9 empty] | 1 | 312.2487 | 102.8547 | 210.1453 | 68.81% | 1266748.56 | 1886753.1897 | 19533555.7733 | 20.976 | 204867.9576 | 1170596.4738 | 494929269.0608 | 1 | 0 | 2355.1766 | 26.0093 | 7.6008 | 13.3499 | 26.1265 | 0 | 78.5481 | 13.0699 | 14.1434 | 2355.1766 |  | 13.3499 | 26.0093 | 32.86% | 48.94% |  |  | 214.13
[15 empty] | 645_B_BB04 | 645 | B | BB04 | 470 | Coal Steam | Florida | 12057 | 437 | 832 | TRUE | 10792 | 1985 | 9999 | 999 | 56.1043 | 0 | 14.2036 | Florida | 4.82 | Atlantic Offshore |  | Barry | 3_B_5 | 3 | B | 5 | 5 | Coal Steam | 0 | S_SOU | Alabama | 1 | Mobile | 97 | 1097 | 756 | 10141 | 1971 | 2028 | tangential | dry | N | Bituminous | Wet Scrubber | 2010 | 0.95 | LNC2 | SCR | 2008 | 0 | ESPC + WS | Yes | ACI | 2016 | 0 | 1.8 | 0.3085 | 0.06842 | 0.3085 | 0.06842 | 0.05 | 0.1 | 0.1 | 0.99 | 0 | 0 | 0 | 0 | 0 | 0 | 0 | 0 | 0 | 0 | 0 | needs_retire | 3_G_5 | 1 | 0 | AL | 31.0069 | -88.0103 | Investor-Owned Utility | RE | BAY GAS STORAGE | 0 | 33220819.4 | 3403370.8 | 34.2% | 20%-40% | 17529122.8 | 316.4 | 1185 | 3409765.4 | 14 | 580.2 | 101 | 0 | 0.022485 | 0.070803 | 205.1998 | 5.382e-07 | 0.067561 | 0.019048 | 0.071341 | 205.2788 | 4.2142e-07 | 0.066198 | 0.0070898 | 0 | 3797494 | 1786841 | 711177 | 0 | 1 | 1 | Startup Source | 0.062142 | 0.043212 | EIA-923 | EIA-923 | 0 | 1 | 0 | 0 | 1 | 1 | 0 | 0 | 0 | 0 | 0 | 1 | 1 | 600-800 | 51 | 40-59 | 0 | 0-2 High | 0 | 0 | 0 | 0 | 0 | 0 | 0 | 53 | 90 | 65 | 88 | 1 | 0 | 0 | 0 | 0 | 0 | 0 | 0 | BATW | Permanent cessation of coal combustion | 2028 | 1 | 0 | 0 | 0 | 1 | 0 | 0 | 0 | 0 | 0 | 0 | 1 | CO | 8 ug/m3 | NPCA, NPS | 0 | Breton Wilderness | 134.4883 | 2.3526 | 8.8112 | 0 | 40414682 | 4091981 | 0.42 | 4146545 | 205.1999 | 5-Year Average | 34.2% | 5-Year Average | 205.2788 | 2264915.52 | 22968508.2883 | 2357474.2064 | 67.62% | 80 | 9.8967 | 0 | 9.8967 | 2160 | 10.58 | 3.52 | 26.8 | 0.2 | 0.25 | 4.82 | 15.85 |  | 1 | 708.6235 | 233.4206 | 522.5794 | 49.48% | 2264915.52 | 3276585.4075 | 33227852.6175 | 20.5279 | 341048.7285 | 2016425.4779 | 1123202565.462 | 0 | 0 | 2149.3432 | 20.715 | 6.7945 | 12.5434 | 18.2158 | 4.8379e-15 | 75.6744 | 18.4135 | 20.6826 | 2149.3432 |  | 12.5434 | 20.715 | 30.88% | 44.67% |  |  | 205.4
[15 empty] | 6469_B_B1 | 6469 | B | B1 | 2885 | Coal Steam | North Dakota | 38057 | 450 | 900 | TRUE | 11322 | 1984 | 9999 | 288 | 36.3777 | 0 | 12.6311 | North Dakota | 4.82 | Wyoming | -28.91 | Conemaugh | 3118_B_1 | 3118 | B | 1 | 2065 | Coal Steam | 0 | PJM_PENE | Pennsylvania | 42 | Indiana | 63 | 42063 | 850 | 9782 | 1970 | 2028 | tangential | dry | N | Bituminous | Wet Scrubber | 1994 | 0.95 | LNC3 | SCR | 2014 | 0 | ESPC + WS | No | 0 | 0 | 0 | 0.13 | 0.31211 | 0.13214 | 0.31211 | 0.13214 | 0.05 | 0.1 | 0.56 | 0.99 | 0 | 0 | 0 | 0 | 0 | 0 | 0 | 0 | 0 | 0 | 0 | needs_retire | 3118_G_1 | 1 | 0 | PA | 40.3842 | -79.0611 | Independent Power Producer | NR | DOMINION TRANSMISSION INCORPORATED | PEOPLES GAS SYS | 47318415 | 4977082.6 | 56% | 40%-60% | 19034419 | 1785.2 | 3000.8 | 4850555.2 | 18.2 | 1082.4 | 83 | 0 | 0.074834 | 0.14755 | 205.1244 | 6.2407e-07 | 0.1599 | 0.075455 | 0.12683 | 205.0177 | 3.8463e-07 | 0.11373 | 0.0029662 | 0 | 5383004 | 2112525 | 177346 | 0 | 1 | 1 | Cofire Source | 0.99 | 0.49 | CAMD | CAMD | 0 | 1 | 0 | 0 | 1 | 1 | 0 | 0 | 0 | 0 | 0 | 1 | 1 | 800-1000 | 52 | 40-59 | 0 | 0-2 High | 0 | 0 | 1 | 0 | 0 | OS NOx | 1 | 52 | 27 | 51 | 15 | 0 | 0 | 0 | 0 | 0 | 0 | 0 | 0 | BATW | Permanent cessation of coal combustion | 2028 | 1 | Part B | 0 | 1 | 1 | 1 | 0 | 1 | 0 | CO | 0 | 1 | CO | 0 | NPCA | 0 | Dolly Sods Wilderness | 152.6916 | 11.6915 | 19.6527 | 1 | 55580417 | 5807858 | 0.66 | 5694468 | 204.9091 | 5-Year Average | 56% | 5-Year Average | 205.0177 | 4169760 | 40788592.32 | 4181190.7389 | 50% | 52 | 9.4403 | 0 | 9.4403 | 1977 | 12.66 | 3.22 | 24.25 | 0.17 | 0.21 | 4.82 | 44.28 |  | 1 | 768.5277 | 253.153 | 596.847 | 79.75% | 4169760 | 5938366.4253 | 58089100.3725 | 20.5018 | 595464.552 | 3585726.187 | 1218153711.3795 | 0 | 0 | 2040.9817 | 20.3013 | 6.2236 | 12.0993 | 17.151 | 0 | 73.0945 | -4.3167 | -5.0198 | 2040.9817 |  | 12.0993 | 20.3013 | 29.78% | 42.42% |  |  | 205.4
[15 empty] | 6469_B_B2 | 6469 | B | B2 | 2886 | Coal Steam | North Dakota | 38057 | 450 | 900 | TRUE | 11263 | 1986 | 9999 | 288 | 36.3777 | 0 | 12.6311 | North Dakota | 4.82 | Wyoming | -28.91 | Conemaugh | 3118_B_2 | 3118 | B | 2 | 2066 | Coal Steam | 0 | PJM_PENE | Pennsylvania | 42 | Indiana | 63 | 42063 | 850 | 9704 | 1971 | 2028 | tangential | dry | N | Bituminous | Wet Scrubber | 1995 | 0.95 | LNC3 | SCR | 2014 | 0 | ESPC + WS | No | 0 | 0 | 0 | 0.13 | 0.28795 | 0.14209 | 0.28795 | 0.14209 | 0.05 | 0.1 | 0.56 | 0.99 | 0 | 0 | 0 | 0 | 0 | 0 | 0 | 0 | 0 | 0 | 0 | needs_retire | 3118_G_2 | 1 | 0 | PA | 40.3842 | -79.0611 | Independent Power Producer | NR | DOMINION TRANSMISSION INCORPORATED | PEOPLES GAS SYS | 50880171.4 | 5468081.6 | 60.4% | 60%-80% | 21132440.2 | 2093.8 | 3252.6 | 5217002.4 | 17.8 | 1176 | 112 | 0 | 0.080907 | 0.14948 | 205.074 | 5.3616e-07 | 0.13953 | 0.082303 | 0.12785 | 205.0702 | 3.4984e-07 | 0.1113 | 0.0038517 | 0 | 5622512 | 2173784 | 146009 | 0 | 1 | 1 | Cofire Source | 0.14 | 0.49 | CAMD | CAMD | 0 | 1 | 0 | 0 | 1 | 1 | 0 | 0 | 0 | 0 | 0 | 1 | 1 | 800-1000 | 51 | 40-59 | 0 | 0-2 High | 0 | 0 | 1 | 0 | 0 | OS NOx | 1 | 52 | 27 | 51 | 15 | 0 | 0 | 0 | 0 | 0 | 0 | 0 | 0 | BATW | Permanent cessation of coal combustion | 2028 | 1 | Part B | 0 | 1 | 1 | 1 | 0 | 1 | 0 | CO | 0 | 1 | CO | 0 | NPCA | 0 | Dolly Sods Wilderness | 152.6916 | 13.7126 | 21.3018 | 1 | 56233721 | 6004754 | 0.67 | 5764802 | 205.0301 | 5-Year Average | 60.4% | 5-Year Average | 205.0702 | 4497384 | 43642614.336 | 4474898.9138 | 50% | 52 | 9.4842 | 0 | 9.4842 | 1977 | 12.66 | 3.22 | 24.25 | 0.17 | 0.21 | 4.82 | 44.28 |  | 1 | 762.3996 | 251.1344 | 598.8656 | 85.73% | 4497384 | 6383363.1544 | 61944156.0506 | 20.507 | 635144.8942 | 3839754.0197 | 1208440361.4012 | 0 | 0 | 2017.8825 | 20.3013 | 6.1041 | 12.0029 | 17.0628 | 0 | 72.5709 | -6.7695 | -7.9289 | 2017.8825 |  | 12.0029 | 20.3013 | 29.55% | 41.94% |  |  | 205.4
[15 empty] | 6481_B_1SGA | 6481 | B | 1SGA | 2887 | Coal Steam | Utah | 49027 | 900 | 1800 | TRUE | 9703 | 1986 | 2021 | 114 | 10.4611 | 44 | 9.1764 | Utah | 4.82 | Utah | -28.91 | Keystone | 3136_B_1 | 3136 | B | 1 | 2089 | Coal Steam | 0 | PJM_PENE | Pennsylvania | 42 | Armstrong | 5 | 42005 | 850 | 9828 | 1967 | 2028 | tangential | dry | N | Bituminous | Wet Scrubber | 2009 | 0.98 | LNC3 | SCR | 2003 | 0 | ESPC | No | 0 | 0 | 0 | 3.7 | 0.32415 | 0.12734 | 0.32415 | 0.12734 | 0.05 | 0.1 | 0.56 | 0.99 | 0 | 0 | 0 | 0 | 0 | 0 | 0 | 0 | 0 | 0 | 0 | needs_retire | 3136_G_1 | 1 | 0 | PA | 40.6604 | -79.3411 | Independent Power Producer | NR | 0 | 0 | 52273053.6 | 5512012.2 | 64.6% | 60%-80% | 22995475.8 | 10909.2 | 3186.8 | 5363214 | 27.6 | 1391.4 | 228 | 9 | 0.45141 | 0.13422 | 205.2 | 4.9888e-07 | 0.13227 | 0.41739 | 0.12193 | 205.2 | 5.28e-07 | 0.12102 | 0.0084184 | 0.0003323 | 6021037 | 2361173 | 0 | 0 | 0 | 0 | 0 | 0 | 0 | 0 | 0 | 0 | 1 | 0 | 0 | 1 | 1 | 0 | 0 | 0 | 0 | 0 | 1 | 1 | 800-1000 | 55 | 40-59 | 0 | 0-2 High | 0 | 1 | 1 | 1 | 1 | Multiple | 1 | 41 | 6 | 49 | 13 | 0 | 0 | 0 | 0 | 0 | 0 | 0 | 0 | BATW | Permanent cessation of coal combustion | 2028 | 1 | 0 | 0 | 0 | 1 | 1 | 0 | 1 | 0 | CO | 0 | 1 | CO | 9 ug/m3 | M-VU, NPCA | 0 | Dolly Sods Wilderness | 180.3928 | 60.4747 | 17.6659 | 1 | 61842784 | 6498402 | 0.76 | 6345067 | 205.1999 | 5-Year Average | 64.6% | 5-Year Average | 205.2 | 4810116 | 47273820.048 | 4850292.7618 | 50% | 33 | 9.4147 | 0 | 9.4147 | 1991 | 12.66 | 3.22 | 24.4 | 0.17 | 0.21 | 4.82 | 44.28 |  | 1 | 772.1417 | 254.3435 | 595.6565 | 92.18% | 4810116 | 6864020.6428 | 67459594.8771 | 20.52 | 692135.2758 | 4158157.4861 | 1223882097.2641 | 0 | 0 | 2054.6776 | 20.3013 | 6.2948 | 12.1562 | 17.2122 | 0 | 73.4792 | -8.8098 | -10.1911 | 2054.6776 |  | 12.1562 | 20.3013 | 29.92% | 42.7% |  |  | 205.4
[15 empty] | 6481_B_2SGA | 6481 | B | 2SGA | 2888 | Coal Steam | Utah | 49027 | 900 | 1800 | TRUE | 9738 | 1987 | 2021 | 114 | 10.4611 | 44 | 9.1764 | Utah | 4.82 | Utah | -28.91 | Keystone | 3136_B_2 | 3136 | B | 2 | 2090 | Coal Steam | 0 | PJM_PENE | Pennsylvania | 42 | Armstrong | 5 | 42005 | 850 | 9794 | 1968 | 2028 | tangential | dry | N | Bituminous | Wet Scrubber | 2009 | 0.98 | LNC3 | SCR | 2003 | 0 | ESPC | No | 0 | 0 | 0 | 3.7 | 0.33341 | 0.12685 | 0.33341 | 0.12685 | 0.05 | 0.1 | 0.56 | 0.99 | 0 | 0 | 0 | 0 | 0 | 0 | 0 | 0 | 0 | 0 | 0 | needs_retire | 3136_G_2 | 1 | 0 | PA | 40.6604 | -79.3411 | Independent Power Producer | NR | 0 | 0 | 49601207.4 | 5266890 | 63% | 60%-80% | 20167565 | 8497.6 | 3154.4 | 5089082.4 | 23.6 | 1156.6 | 284 | 13 | 0.42564 | 0.15049 | 205.1999 | 5.0995e-07 | 0.13067 | 0.34264 | 0.12719 | 205.1999 | 4.7579e-07 | 0.1147 | 0.0087926 | 0.00040248 | 4984197 | 1969424 | 0 | 0 | 0 | 0 | 0 | 0 | 0 | 0 | 0 | 0 | 1 | 0 | 0 | 1 | 1 | 0 | 0 | 0 | 0 | 0 | 1 | 1 | 800-1000 | 54 | 40-59 | 0 | 0-2 High | 0 | 1 | 1 | 1 | 1 | Multiple | 1 | 41 | 6 | 49 | 13 | 0 | 0 | 0 | 0 | 0 | 0 | 0 | 0 | BATW | Permanent cessation of coal combustion | 2028 | 1 | 0 | 0 | 0 | 1 | 1 | 0 | 1 | 0 | CO | 0 | 1 | CO | 9 ug/m3 | M-VU, NPCA | 0 | Dolly Sods Wilderness | 180.3928 | 47.1061 | 17.4863 | 1 | 50498750 | 5377298 | 0.64 | 5181173 | 205.2 | 5-Year Average | 63% | 5-Year Average | 205.1999 | 4690980 | 45943458.12 | 4713797.433 | 50% | 33 | 9.4336 | 0 | 9.4336 | 1991 | 12.66 | 3.22 | 24.4 | 0.17 | 0.21 | 4.82 | 44.28 |  | 1 | 769.4705 | 253.4636 | 596.5364 | 89.77% | 4690980 | 6684140.146 | 65464468.5897 | 20.52 | 671665.2525 | 4042132.1805 | 1219648072.9146 | 0 | 0 | 2044.5492 | 20.3013 | 6.2421 | 12.1142 | 17.1729 | 0 | 73.243 | -8.074 | -9.37 | 2044.5492 |  | 12.1142 | 20.3013 | 29.82% | 42.49% |  |  | 205.4
[15 empty] | 663_B_B2 | 663 | B | B2 | 487 | Coal Steam | Florida | 12001 | 232 | 232 | FALSE | 12302 | 1981 | 2031 | 999 | 69.3317 | 54 | 18.1973 | Florida | 4.82 | Atlantic Offshore |  | TalenEnergy Montour | 3149_B_1 | 3149 | B | 1 | 2124 | Coal Steam | 0 | PJM_WMAC | Pennsylvania | 42 | Montour | 93 | 42093 | 752 | 10272 | 1972 | 0 | tangential | dry | N | Bituminous | Wet Scrubber | 2008 | 0.97 | LNC3 | SCR | 2001 | 0 | ESPC | No | 0 | 0 | 0 | 0.85 | 0.38681 | 0.11142 | 0.38681 | 0.11142 | 0.05 | 0.1 | 0.56 | 0.99 | Yes | 2012 | 0 | 0 | C2G/Retire | 2026 | 0 | 0 | 0 | 0 | 0 | needs_retire | 0 | 0 | 0 | PA | 41.0714 | -76.6672 | Independent Power Producer | NR | 0 | 0 | 7883932 | 842747.8 | 12.4% | 0%-20% | 4547318.4 | 1393 | 474.4 | 808891 | 0.8 | 279.8 | 2 | 1 | 0.33459 | 0.10553 | 205.1995 | 3.6017e-07 | 0.10662 | 0.35338 | 0.12035 | 205.1999 | 1.0147e-07 | 0.12306 | 0.00028156 | 0.00014078 | 0 | 164449 | 0 | 19671 | 1 | 0 | 0 | 0 | 0 | 0 | 0 | 0 | 1 | 0 | 0 | 1 | 1 | 0 | 0 | 0 | 0 | 1 | 0 | 1 | 600-800 | 50 | 40-59 | 0 | 0-2 High | 0 | 0 | 0 | 0 | 0 | 0 | 0 | 49 | 21 | 52 | 13 | 0 | 0 | 0 | 0 | 0 | 0 | 0 | 0 | BATW | 0 | 0 | 1 | F2 | 2025 | 1 | 1 | 1 | 0 | 1 | 0 | CO | 0 | 1 | CO | 0 | M-VU, NPCA | 0 | Shenandoah NP | 273.3583 | 5.0959 | 1.7355 | 0 | 4293340 | 445268 | 0.07 | 440498 | 205.2006 | Floor Used | 20% | 5-Year Average | 205.1999 | 1317504 | 13533401.088 | 1388526.2252 | 50% | 91 | 9.8533 | 0 | 9.8533 | 2175 | 12.66 | 3.22 | 26.99 | 0.2 | 0.25 | 4.82 | 59.67 |  | 1 | 713.9796 | 235.1849 | 516.8151 | 29.1% | 1317504 | 1917054.9996 | 19691988.956 | 20.52 | 202039.701 | 1186486.5242 | 1131692297.0539 | 0 | 0 | 2189.743 | 20.7349 | 7.0117 | 12.7054 | 18.3946 | 4.1344e-15 | 76.5473 | 59.4866 | 66.0554 | 2189.743 |  | 12.7054 | 20.7349 | 31.27% | 45.51% |  |  | 205.4
[15 empty] | 6639_B_G1 | 6639 | B | G1 | 2896 | Coal Steam | Kentucky | 21233 | 231 | 454 | FALSE | 11190 | 1979 | 9999 | 17 | 19.4164 | 0 | 19.4164 | Kentucky | 4.82 | Indiana | -28.91 | TalenEnergy Montour | 3149_B_2 | 3149 | B | 2 | 2125 | Coal Steam | 0 | PJM_WMAC | Pennsylvania | 42 | Montour | 93 | 42093 | 752 | 10097 | 1973 | 0 | tangential | dry | N | Bituminous | Wet Scrubber | 2008 | 0.97 | LNC3 | SCR | 2000 | 0 | ESPC | No | 0 | 0 | 0 | 0.85 | 0.36955 | 0.10525 | 0.36955 | 0.10525 | 0.05 | 0.1 | 0.56 | 0.99 | Yes | 2012 | 0 | 0 | C2G/Retire | 2026 | 0 | 0 | 0 | 0 | 0 | needs_retire | 3149_G_2 | 1 | 0 | PA | 41.0714 | -76.6672 | Independent Power Producer | NR | 0 | 0 | 8029546.6 | 894640.4 | 12.6% | 0%-20% | 3594505 | 1568 | 518 | 823831.6 | 1.2 | 237.4 | 12 | 1 | 0.35785 | 0.11374 | 205.2003 | 3.1951e-07 | 0.11473 | 0.39056 | 0.12902 | 205.2 | 1.4945e-07 | 0.13209 | 0.0017538 | 0.00014615 | 652926 | 274733 | 0 | 4284 | 1 | 0 | 0 | 0 | 0 | 0 | 0 | 0 | 1 | 0 | 0 | 1 | 1 | 0 | 0 | 0 | 0 | 1 | 0 | 1 | 600-800 | 49 | 40-59 | 0 | 0-2 High | 0 | 0 | 0 | 0 | 0 | 0 | 0 | 49 | 21 | 52 | 13 | 0 | 0 | 0 | 0 | 0 | 0 | 0 | 0 | BATW | 0 | 0 | 1 | F2 | 2025 | 1 | 1 | 1 | 0 | 1 | 0 | CO | 0 | 1 | CO | 0 | M-VU, NPCA | 0 | Shenandoah NP | 273.3583 | 5.7361 | 1.8949 | 0 | 6921809 | 762061 | 0.11 | 710178 | 205.2001 | Floor Used | 20% | 5-Year Average | 205.2 | 1317504 | 13302837.888 | 1364871.3642 | 50% | 91 | 9.9528 | 0 | 9.9528 | 2175 | 12.66 | 3.22 | 26.99 | 0.2 | 0.25 | 4.82 | 59.67 |  | 1 | 701.8158 | 231.1781 | 520.8219 | 28.88% | 1317504 | 1902306.8411 | 19207592.1746 | 20.52 | 197069.9241 | 1167801.4401 | 1112412103.1302 | 0 | 0 | 2135.8782 | 20.7349 | 6.7227 | 12.489 | 18.191 | 0 | 75.3418 | 58.3147 | 65.7902 | 2135.8782 |  | 12.489 | 20.7349 | 30.74% | 44.39% |  |  | 205.4
[15 empty] | 6639_B_G2 | 6639 | B | G2 | 2897 | Coal Steam | Kentucky | 21233 | 223 | 454 | FALSE | 11119 | 1981 | 9999 | 17 | 19.4164 | 0 | 19.4164 | Kentucky | 4.82 | Indiana | -28.91 | Wateree | 3297_B_WAT1 | 3297 | B | WAT1 | 2232 | Coal Steam | 0 | S_VACA | South Carolina | 45 | Richland | 79 | 45079 | 342 | 10329 | 1970 | 2028 | wall | dry | N | Bituminous | Wet Scrubber | 2010 | 0.978 | LNB | SCR | 2003 | 0 | ESPC + B | No | ACI | 2015 | 0 | 3.5 | 0.4972 | 0.13121 | 0.4972 | 0.13121 | 0.05 | 0.1 | 0.1 | 0.99 | 0 | 0 | 0 | 0 | 0 | 0 | 0 | 0 | 0 | 0 | 0 | needs_retire | 3297_G_1 | 1 | 0 | SC | 33.8264 | -80.6228 | Investor-Owned Utility | RE | DOMINION TRANSMISSION INCORPORATED | 0 | 13927780 | 1526179.6 | 37% | 20%-40% | 7044946.2 | 324.8 | 812.4 | 1428994 | 5.6 | 388 | 12 | 0 | 0.020601 | 0.12322 | 205.2032 | 6.4784e-07 | 0.097578 | 0.046641 | 0.11666 | 205.2005 | 4.0207e-07 | 0.11015 | 0.0014363 | 0 | 1119186 | 473091 | 0 | 8123 | 1 | 0 | 0 | 0 | 0 | 0 | 0 | 0 | 1 | 0 | 1 | 1 | 1 | 0 | 1 | 0 | 0 | 0 | 1 | 1 | 200-400 | 52 | 40-59 | 3 | 3-4 Moderate | 0 | 0 | 0 | 0 | 0 | 0 | 0 | 40 | 97 | 74 | 87 | 1 | 0 | 0 | 0 | 0 | 0 | 0 | 0 | BATW | Voluntary incentives program (VIP) | 0 | 1 | 0 | 0 | 0 | 0 | 0 | 0 | 0 | 0 | 0 | 0 | 1 | CO | 8 ug/m3 | NPCA | 0 | Cape Romain Wilderness | 132.5094 | 2.4511 | 6.1309 | 0 | 11511801 | 1220111 | 0.31 | 1181109 | 205.1997 | 5-Year Average | 37% | 5-Year Average | 205.2005 | 1108490.4 | 11449597.3416 | 1174731.7881 | 50% | 264 | 41.8848 | 0 | 15.8655 | [9 empty] | 1 | 326.5106 | 107.5526 | 234.4474 | 53.97% | 1108490.4 | 1617009.717 | 16702093.3665 | 20.5201 | 171363.9303 | 1003367.8578 | 517535198.1689 | 0 | 0 | 2207.4683 | 25.2432 | 7.1076 | 12.7759 | 24.4912 | -4.9016e-15 | 76.9391 | 20.6603 | 22.8249 | 2207.4683 |  | 12.7759 | 25.2432 | 31.45% | 45.87% |  |  | 205.4
[15 empty] | 6641_B_1 | 6641 | B | 1 | 2898 | Coal Steam | Arkansas | 5063 | 809 | 1651 | TRUE | 10428 | 1983 | 2031 | 202 | 18.9098 | 57 | 9.3613 | Arkansas | 4.82 | Arkansas | -28.91 | Wateree | 3297_B_WAT2 | 3297 | B | WAT2 | 2233 | Coal Steam | 0 | S_VACA | South Carolina | 45 | Richland | 79 | 45079 | 342 | 10280 | 1971 | 2028 | wall | dry | N | Bituminous | Wet Scrubber | 2010 | 0.978 | LNB | SCR | 2003 | 0 | B | 0 | ACI | 2015 | 0 | 3.5 | 0.4022 | 0.17532 | 0.4022 | 0.17532 | 0.05 | 0.1 | 0.1 | 0.99 | 0 | 0 | 0 | 0 | 0 | 0 | 0 | 0 | 0 | 0 | 0 | needs_retire | 3297_G_2 | 1 | 0 | SC | 33.8264 | -80.6228 | Investor-Owned Utility | RE | DOMINION TRANSMISSION INCORPORATED | 0 | 11693131 | 1299459.25 | 30% | 20%-40% | 7443159.6667 | 339.5 | 707.25 | 1199713.5 | 3.25 | 446 | 10 | 0 | 0 | 0 | 0 | 0 | 0 | 0.058068 | 0.12097 | 205.1997 | 2.7794e-07 | 0.11984 | 0.0011929 | 0 | 942060 | 398944 | 0 | 12506 | 1 | 0 | 0 | 0 | 0 | 0 | 0 | 0 | 0 | 0 | 1 | 1 | 1 | 0 | 1 | 0 | 0 | 0 | 1 | 1 | 200-400 | 51 | 40-59 | 3 | 3-4 Moderate | 0 | 0 | 0 | 0 | 0 | 0 | 0 | 40 | 97 | 74 | 87 | 1 | 0 | 0 | 0 | 0 | 0 | 0 | 0 | BATW | Voluntary incentives program (VIP) | 0 | 1 | 0 | 0 | 0 | 0 | 0 | 0 | 0 | 0 | 0 | 0 | 1 | CO | 8 ug/m3 | NPCA | 0 | Cape Romain Wilderness | 132.5094 | 2.5621 | 5.3374 | 0 | 9663259 | 1030868 | 0.25 | 991449 | 205.1997 | 5-Year Average | 30% | 5-Year Average | 205.1997 | 898776 | 9239417.28 | 947962.8376 | 50% | 264 | 42.0116 | 0 | 15.9135 | [9 empty] | 1 | 324.9617 | 107.0424 | 234.9576 | 43.67% | 898776 | 1308241.8686 | 13448726.4091 | 20.52 | 137983.7328 | 809979.1048 | 515080050.0703 | 0 | 0 | 2192.2254 | 25.2432 | 7.0251 | 12.7153 | 24.4285 | -3.0292e-15 | 76.6022 | 32.899 | 36.5057 | 2192.2254 |  | 12.7153 | 25.2432 | 31.3% | 45.56% |  |  | 205.4
[15 empty] | 6641_B_2 | 6641 | B | 2 | 2899 | Coal Steam | Arkansas | 5063 | 842 | 1651 | TRUE | 10427 | 1985 | 2031 | 202 | 18.9098 | 57 | 9.3613 | Arkansas | 4.82 | Arkansas | -28.91 | Williams | 3298_B_WIL1 | 3298 | B | WIL1 | 2234 | Coal Steam | 0 | S_VACA | South Carolina | 45 | Berkeley | 15 | 45015 | 605 | 9833 | 1973 | 2028 | tangential | dry | N | Bituminous | Wet Scrubber | 2010 | 0.97 | LNC1 | SCR | 2004 | 0 | ESPC | No | ACI | 2015 | 0 | 2.3 | 0.5469 | 0.18288 | 0.5469 | 0.18288 | 0.05 | 0.1 | 0.1 | 0.99 | 0 | 0 | 0 | 0 | 0 | 0 | 0 | 0 | 0 | 0 | 0 | needs_retire | 3298_G_ST1 | 1 | 0 | SC | 33.0158 | -79.9297 | Investor-Owned Utility | RE | DOMINION TRANSMISSION INCORPORATED | 0 | 25461091.6 | 2885744.4 | 41% | 40%-60% | 13254924.2 | 581.2 | 2073 | 2612331.8 | 4.5 | 1079.2 | 12 | 0 | 0.04825 | 0.1796 | 205.1999 | 0 | 0.1576 | 0.045654 | 0.16284 | 205.2019 | 1.7674e-07 | 0.16284 | 0.00096256 | 0 | 2557055 | 1068810 | 0 | 19524 | 1 | 1 | Startup Source | 0.0023222 | 0.0023222 | EIA-923 | EIA-923 | 0 | 1 | 0 | 0 | 1 | 1 | 0 | 0 | 0 | 0 | 0 | 1 | 1 | 600-800 | 49 | 40-59 | 4 | 3-4 Moderate | 0 | 0 | 0 | 0 | 0 | 0 | 0 | 44 | 68 | 49 | 87 | 1 | 0 | 0 | 0 | 0 | 0 | 0 | 0 | FGD wastewater | 0 | 0 | 1 | F1 | 0 | 1 | 0 | 0 | 0 | 0 | 0 | 0 | 0 | 1 | CO | 0 | NPCA, NPS | 0 | Cape Romain Wilderness | 27.9097 | 20.8243 | 74.2753 | 1 | 23936665 | 2793084 | 0.39 | 2456018 | 205.2097 | 5-Year Average | 41% | 5-Year Average | 205.2019 | 2172918 | 21366302.694 | 2192202.6303 | 100% | 333 | 38.2969 | 0 | 11.5006 | 2321 | 10.58 | 4.59 | 30.01 | 0.24 | 0.32 | 4.82 | 25.38 |  | 1 | 549.8628 | 181.1248 | 423.8752 | 58.52% | 2172918 | 3101420.9968 | 30496272.6616 | 20.5202 | 312894.6084 | 1879308.0219 | 871559261.7432 | 0 | 0 | 2056.1696 | 21.6486 | 6.3026 | 12.1624 | 19.2094 | 0 | 73.5146 | 9.8853 | 11.4297 | 2056.1696 |  | 12.1624 | 21.6486 | 29.94% | 42.73% |  |  | 205.4
[15 empty] | 6664_B_101 | 6664 | B | 101 | 2901 | Coal Steam | Iowa | 19115 | 746 | 746 | TRUE | 10591 | 1983 | 9999 | 999 | 24.2139 | 999 | 9.7245 | Iowa | #N/A | Missouri |  | Bull Run | 3396_B_1 | 3396 | B | 1 | 2251 | Coal Steam | 0 | S_C_TVA | Tennessee | 47 | Anderson | 1 | 47001 | 870 | 9639 | 1967 | 2024 | tangential | dry | N | Bituminous | Wet Scrubber | 2008 | 0.98 | CO | SCR | 2004 | 0 | ESPC | No | 0 | 0 | 0 | 0.15 | 0.599 | 0.10004 | 0.599 | 0.10004 | 0.05 | 0.1 | 0.56 | 0.99 | Yes | 2011 | 0 | 0 | 0 | 0 | 0 | 0 | 0 | 0 | 0 | needs_retire | 3396_G_1 | 1 | 0 | TN | 36.0211 | -84.1567 | Federally-Owned Utility | RE | 0 | 0 | 15238798 | 1577600.6 | 13.8% | 0%-20% | 8922984.8 | 314.6 | 744.8 | 1563493 | 5 | 421.8 | 0 | 0 | 0.057033 | 0.099287 | 205.1994 | 6.2444e-07 | 0.090587 | 0.041289 | 0.09775 | 205.199 | 3.2811e-07 | 0.094542 | 0 | 0 | 1551288 | 704223 | 0 | 32851 | 1 | 0 | 0 | 0 | 0 | 0 | 0 | 0 | 1 | 0 | 0 | 1 | 1 | 0 | 0 | 0 | 0 | 0 | 1 | 1 | 800-1000 | 55 | 40-59 | 0 | 0-2 High | 0 | 0 | 0 | 0 | 0 | 0 | 0 | 82 | 29 | 71 | 52 | 1 | 0 | 0 | 0 | 0 | 0 | 0 | 0 | 0 | Permanent cessation of coal combustion | 2023 | 1 | 0 | 0 | 0 | 1 | 0 | 0 | 0 | 0 | 0 | 0 | 1 | CO | 0 | NPCA, NPS | 0 | Great Smoky Mountains NP | 46.5956 | 6.7517 | 15.9844 | 1 | 14648068 | 1529587 | 0.13 | 1502889 | 205.1996 | Floor Used | 20% | 5-Year Average | 205.199 | 1524240 | 14692149.36 | 1507407.1248 | 100% | 83 | 9.3938 | 14 | 9.3938 | 1938 | 10.58 | 3.52 | 23.73 | 0.16 | 0.2 | 4.82 | 22.08 |  | 1 | 775.1115 | 255.3217 | 614.6783 | 28.31% | 1524240 | 2157370.559 | 20794894.8179 | 20.5199 | 213354.5735 | 1294052.5513 | 1228589336.0997 | 0 | 0 | 1998.7519 | 20.2248 | 6.0057 | 11.9225 | 16.8736 | 0 | 72.1635 | 54.5261 | 64.2253 | 1998.7519 |  | 11.9225 | 20.2248 | 29.35% | 41.54% |  |  | 205.4
[15 empty] | 667_B_1 | 667 | B | 1 | 497 | Coal Steam | Florida | 12031 | 293 | 586 | TRUE | 10368 | 2002 | 9999 | 999 | 76.1937 | 15 | 17.4756 | Florida | 4.82 | Atlantic Offshore |  | Cumberland (TN) | 3399_B_2 | 3399 | B | 2 | 2253 | Coal Steam | 0 | S_C_TVA | Tennessee | 47 | Stewart | 161 | 47161 | 1231 | 10094 | 1973 | 2025 | cell | dry | N | Bituminous | Wet Scrubber | 1995 | 0.95 | LNB + LNCB | SCR | 2004 | 0 | ESPC | No | 0 | 0 | 0 | 0.5 | 0.6775 | 0.08009 | 0.6775 | 0.08009 | 0.05 | 0.1 | 0.56 | 0.99 | Yes | 2007 | 0 | 0 | 0 | 0 | 0 | 0 | 0 | 0 | 0 | needs_retire | 3399_G_2 | 1 | 0 | TN | 36.3903 | -87.6539 | Federally-Owned Utility | RE | 0 | 0 | 52480293.8 | 5235233.4 | 37.2% | 20%-40% | 29435368.2 | 4006.4 | 1950.6 | 5384477.6 | 9.6 | 1091 | 82 | 0 | 0.16017 | 0.069853 | 205.2 | 8.8608e-08 | 0.071903 | 0.15268 | 0.074336 | 205.2 | 1.8293e-07 | 0.074129 | 0.0033613 | 0 | 4252208 | 1911521 | 0 | 6750 | 1 | 0 | 0 | 0 | 0 | 0 | 0 | 0 | 1 | 0 | 0 | 1 | 1 | 0 | 0 | 0 | 0 | 0 | 1 | 1 | 1000+ | 49 | 40-59 | 3 | 3-4 Moderate | 0 | 0 | 0 | 0 | 0 | 0 | 0 | 31 | 68 | 40 | 56 | 0 | 0 | 0 | 0 | 0 | 0 | 0 | 0 | BATW | Permanent cessation of coal combustion | 2028 | 1 | 0 | 0 | 0 | 1 | 0 | 0 | 0 | 0 | 0 | 0 | 1 | CO | 0 | NPCA, NPS | 0 | Mammoth Cave NP | 153.8641 | 26.0386 | 12.6774 | 1 | 45720972 | 4634447 | 0.32 | 4690969 | 205.1999 | 5-Year Average | 37.2% | 5-Year Average | 205.2 | 4011484.32 | 40491922.7261 | 4154470.8521 | 49.84% | 99 | 7.5148 | 13 | 7.5148 | 1836 | 10.58 | 3.22 | 21.33 | 0.12 | 0.14 | 4.82 | 22.08 |  | 1 | 1148.5087 | 378.3188 | 852.6812 | 53.7% | 4011484.32 | 5791305.2213 | 58457434.9033 | 20.52 | 599773.2215 | 3554697.6305 | 1820442063.5308 | 0 | 0 | 2134.9621 | 19.2716 | 6.7178 | 12.4853 | 15.8044 | 0 | 75.3211 | 11.4204 | 12.888 | 2134.9621 |  | 12.4853 | 19.2716 | 30.73% | 44.37% |  |  | 205.4
[15 empty] | 667_B_2 | 667 | B | 2 | 499 | Coal Steam | Florida | 12031 | 293 | 586 | TRUE | 10386 | 2002 | 9999 | 999 | 76.1937 | 15 | 17.4756 | Florida | 4.82 | Atlantic Offshore |  | Kingston | 3407_B_1 | 3407 | B | 1 | 2280 | Coal Steam | 0 | S_C_TVA | Tennessee | 47 | Roane | 145 | 47145 | 132 | 11201 | 1954 | 2027 | tangential | dry | N | Bituminous, Subbituminous | Wet Scrubber | 2010 | 0.98 | other | SCR | 2004 | 0 | ESPC + C | No | 0 | 0 | 0 | 0.15 | 0.4144 | 0.06339 | 0.4144 | 0.06339 | 0.05 | 0.1 | 0.56 | 0.99 | 0 | 0 | 0 | 0 | 0 | 0 | 0 | 0 | 0 | 0 | 0 | needs_retire | 3407_G_1 | 1 | 0 | TN | 35.8992 | -84.5194 | Federally-Owned Utility | RE | 0 | 0 | 3940901 | 367268.4 | 21% | 20%-40% | 1991755.8 | 151.8 | 127.4 | 408828.8 | 1.8 | 61.8 | 13 | 0 | 0.10849 | 0.068289 | 207.4799 | 5.5072e-07 | 0.067891 | 0.077038 | 0.064655 | 207.4799 | 4.5675e-07 | 0.062056 | 0.0039013 | 0 | 334495 | 199206 | 0 | 26258 | 1 | 0 | 0 | 0 | 0 | 0 | 0 | 0 | 1 | 0 | 0 | 1 | 1 | 0 | 0 | 0 | 0 | 0 | 1 | 1 | 0-200 | 68 | 60+ | 0 | 0-2 High | 0 | 0 | 0 | 0 | 0 | 0 | 0 | 78 | 44 | 48 | 39 | 0 | 0 | 0 | 0 | 0 | 0 | 0 | 0 | BATW | Permanent cessation of coal combustion | 2028 | 1 | 0 | 0 | 0 | 1 | 0 | 0 | 0 | 0 | 0 | 0 | 1 | CO | 0 | NPCA, NPS | 0 | Great Smoky Mountains NP | 60.3278 | 2.5163 | 2.1118 | 0 | 4291823 | 390718 | 0.23 | 445234 | 207.4801 | 5-Year Average | 21% | 5-Year Average | 207.4799 | 242827.2 | 2719907.4672 | 282163.0145 | 9.442% | 102 | 28.9696 | 2 | 28.4016 | [9 empty] | 1 | 136.6607 | 45.016 | 86.984 | 31.87% | 242827.2 | 368495.4094 | 4127517.0807 | 20.748 | 42818.8339 | 239344.1805 | 216613857.7692 | 0 | 0 | 2490.2735 | 38.3983 | 8.6951 | 13.8545 | 40.2506 | 0 | 83.7808 | 80.713 | 81.8876 | 2490.2735 |  | 13.8545 | 38.3983 | 34.1% | 51.75% |  |  | 205.4
[15 empty] | 6705_B_1 | 6705 | B | 1 | 2902 | Coal Steam | Indiana | 18173 | 154 | 744 | FALSE | 10809 | 1960 | 9999 | 16 | 26.143 | 0 | 26.143 | Kentucky | 4.82 | Indiana | -28.91 | Kingston | 3407_B_2 | 3407 | B | 2 | 2281 | Coal Steam | 0 | S_C_TVA | Tennessee | 47 | Roane | 145 | 47145 | 132 | 11191 | 1954 | 2027 | tangential | dry | N | Bituminous, Subbituminous | Wet Scrubber | 2010 | 0.98 | other | SCR | 2004 | 0 | ESPC + C | No | 0 | 0 | 0 | 0.15 | 0.4086 | 0.05946 | 0.4086 | 0.05946 | 0.05 | 0.1 | 0.56 | 0.99 | 0 | 0 | 0 | 0 | 0 | 0 | 0 | 0 | 0 | 0 | 0 | needs_retire | 3407_G_2 | 1 | 0 | TN | 35.8992 | -84.5194 | Federally-Owned Utility | RE | 0 | 0 | 4557148 | 424575 | 23.8% | 20%-40% | 2729926.8 | 177 | 149.2 | 472758 | 1.8 | 87.6 | 14 | 0 | 0.11779 | 0.070536 | 207.4796 | 3.4241e-07 | 0.07082 | 0.07768 | 0.06548 | 207.4798 | 3.9498e-07 | 0.064178 | 0.0041651 | 0 | 369993 | 219610 | 0 | 0 | 0 | 0 | 0 | 0 | 0 | 0 | 0 | 0 | 1 | 0 | 0 | 1 | 1 | 0 | 0 | 0 | 0 | 0 | 1 | 1 | 0-200 | 68 | 60+ | 0 | 0-2 High | 0 | 0 | 0 | 0 | 0 | 0 | 0 | 78 | 44 | 48 | 39 | 0 | 0 | 0 | 0 | 0 | 0 | 0 | 0 | BATW | Permanent cessation of coal combustion | 2028 | 1 | 0 | 0 | 0 | 1 | 0 | 0 | 0 | 0 | 0 | 0 | 1 | CO | 0 | NPCA, NPS | 0 | Great Smoky Mountains NP | 60.3278 | 2.934 | 2.4732 | 0 | 4792561 | 438101 | 0.25 | 497180 | 207.4799 | 5-Year Average | 23.8% | 5-Year Average | 207.4798 | 275204.16 | 3079809.7546 | 319499.1034 | 9.442% | 102 | 28.9879 | 2 | 28.4195 | [9 empty] | 1 | 136.5387 | 44.9758 | 87.0242 | 36.1% | 275204.16 | 417435.2625 | 4671518.0231 | 20.748 | 48462.2733 | 271036.8301 | 216420469.8058 | 0 | 0 | 2486.9013 | 38.3983 | 8.6756 | 13.8421 | 40.2366 | 0 | 83.7129 | 68.691 | 69.7471 | 2486.9013 |  | 13.8421 | 38.3983 | 34.07% | 51.68% |  |  | 205.4
[15 empty] | 6705_B_2 | 6705 | B | 2 | 2903 | Coal Steam | Indiana | 18173 | 146 | 744 | FALSE | 10809 | 1964 | 9999 | 16 | 26.143 | 0 | 26.143 | Kentucky | 4.82 | Indiana | -28.91 | Kingston | 3407_B_3 | 3407 | B | 3 | 2282 | Coal Steam | 0 | S_C_TVA | Tennessee | 47 | Roane | 145 | 47145 | 132 | 11229 | 1954 | 2027 | tangential | dry | N | Bituminous, Subbituminous | Wet Scrubber | 2010 | 0.98 | other | SCR | 2003 | 0 | ESPC + C | No | 0 | 0 | 0 | 0.15 | 0.4303 | 0.05993 | 0.4303 | 0.05993 | 0.05 | 0.1 | 0.56 | 0.99 | 0 | 0 | 0 | 0 | 0 | 0 | 0 | 0 | 0 | 0 | 0 | needs_retire | 3407_G_3 | 1 | 0 | TN | 35.8992 | -84.5194 | Federally-Owned Utility | RE | 0 | 0 | 4155336.8 | 387104 | 22% | 20%-40% | 2427587 | 162.8 | 140.4 | 431074.8 | 2.2 | 80.6 | 7 | 0 | 0.1174 | 0.076257 | 207.4804 | 5.0169e-07 | 0.072345 | 0.078357 | 0.067576 | 207.4801 | 5.2944e-07 | 0.066403 | 0.0026583 | 0 | 193747 | 115931 | 0 | 0 | 0 | 0 | 0 | 0 | 0 | 0 | 0 | 0 | 1 | 0 | 0 | 1 | 1 | 0 | 0 | 0 | 0 | 0 | 1 | 1 | 0-200 | 68 | 60+ | 0 | 0-2 High | 0 | 0 | 0 | 0 | 0 | 0 | 0 | 78 | 44 | 48 | 39 | 0 | 0 | 0 | 0 | 0 | 0 | 0 | 0 | BATW | Permanent cessation of coal combustion | 2028 | 1 | 0 | 0 | 0 | 1 | 0 | 0 | 0 | 0 | 0 | 0 | 1 | CO | 0 | NPCA, NPS | 0 | Great Smoky Mountains NP | 60.3278 | 2.6986 | 2.3273 | 0 | 2443176 | 222896 | 0.13 | 253456 | 207.4808 | 5-Year Average | 22% | 5-Year Average | 207.4801 | 254390.4 | 2856549.8016 | 296338.5867 | 9.442% | 102 | 28.9187 | 2 | 28.3517 | [9 empty] | 1 | 137.0023 | 45.1286 | 86.8714 | 33.43% | 254390.4 | 386542.8755 | 4340489.9487 | 20.748 | 45028.2595 | 251310.3272 | 217155344.0666 | 0 | 0 | 2499.7325 | 38.3983 | 8.75 | 13.8891 | 40.2897 | -2.5631e-15 | 83.9708 | 76.2718 | 77.2066 | 2499.7325 |  | 13.8891 | 38.3983 | 34.19% | 51.95% |  |  | 205.4
[15 empty] | 6705_B_3 | 6705 | B | 3 | 2904 | Coal Steam | Indiana | 18173 | 149 | 744 | FALSE | 10809 | 1965 | 9999 | 16 | 26.143 | 0 | 26.143 | Kentucky | 4.82 | Indiana | -28.91 | Kingston | 3407_B_4 | 3407 | B | 4 | 2283 | Coal Steam | 0 | S_C_TVA | Tennessee | 47 | Roane | 145 | 47145 | 132 | 11231 | 1954 | 2027 | tangential | dry | N | Bituminous, Subbituminous | Wet Scrubber | 2010 | 0.98 | other | SCR | 2003 | 0 | ESPC + C | No | 0 | 0 | 0 | 0.15 | 0.4325 | 0.05891 | 0.4325 | 0.05891 | 0.05 | 0.1 | 0.56 | 0.99 | 0 | 0 | 0 | 0 | 0 | 0 | 0 | 0 | 0 | 0 | 0 | needs_retire | 3407_G_4 | 1 | 0 | TN | 35.8992 | -84.5194 | Federally-Owned Utility | RE | 0 | 0 | 3651068 | 338742.2 | 19.2% | 0%-20% | 2317144.2 | 146 | 117.4 | 378761.4 | 1.6 | 73.8 | 12 | 0 | 0.13153 | 0.072646 | 207.4803 | 3.8235e-07 | 0.073136 | 0.079977 | 0.06431 | 207.4798 | 4.3823e-07 | 0.063699 | 0.0043136 | 0 | 315673 | 184548 | 0 | 0 | 0 | 0 | 0 | 0 | 0 | 0 | 0 | 0 | 1 | 0 | 0 | 1 | 1 | 0 | 0 | 0 | 0 | 0 | 1 | 1 | 0-200 | 68 | 60+ | 0 | 0-2 High | 0 | 0 | 0 | 0 | 0 | 0 | 0 | 78 | 44 | 48 | 39 | 0 | 0 | 0 | 0 | 0 | 0 | 0 | 0 | BATW | Permanent cessation of coal combustion | 2028 | 1 | 0 | 0 | 0 | 1 | 0 | 0 | 0 | 0 | 0 | 0 | 1 | CO | 0 | NPCA, NPS | 0 | Great Smoky Mountains NP | 60.3278 | 2.4201 | 1.946 | 0 | 3986953 | 364182 | 0.21 | 413607 | 207.4802 | Floor Used | 20% | 5-Year Average | 207.4798 | 231264 | 2597325.984 | 269446.3171 | 9.442% | 102 | 28.9151 | 2 | 28.3482 | [9 empty] | 1 | 137.0267 | 45.1366 | 86.8634 | 30.39% | 231264 | 351435.1309 | 3946967.9555 | 20.748 | 40945.8029 | 228500.5141 | 217194021.6593 | 0 | 0 | 2500.4091 | 38.3983 | 8.7539 | 13.8916 | 40.2925 | 0 | 83.9843 | 86.018 | 87.0583 | 2500.4091 |  | 13.8916 | 38.3983 | 34.19% | 51.96% |  |  | 205.4
[15 empty] | 6705_B_4 | 6705 | B | 4 | 2905 | Coal Steam | Indiana | 18173 | 295 | 744 | TRUE | 11131 | 1970 | 9999 | 16 | 26.143 | 0 | 26.143 | Kentucky | 4.82 | Indiana | -28.91 | Kingston | 3407_B_5 | 3407 | B | 5 | 2284 | Coal Steam | 0 | S_C_TVA | Tennessee | 47 | Roane | 145 | 47145 | 174 | 11212 | 1955 | 2027 | tangential | dry | N | Bituminous, Subbituminous | Wet Scrubber | 2010 | 0.98 | LNC2 | SCR | 2005 | 0 | ESPC + C | No | 0 | 0 | 0 | 0.15 | 0.4028 | 0.06041 | 0.4028 | 0.06041 | 0.05 | 0.1 | 0.56 | 0.99 | 0 | 0 | 0 | 0 | 0 | 0 | 0 | 0 | 0 | 0 | 0 | needs_retire | 3407_G_5 | 1 | 0 | TN | 35.8992 | -84.5194 | Federally-Owned Utility | RE | 0 | 0 | 4049602 | 378929.2 | 15.8% | 0%-20% | 2544929.4 | 199.2 | 129 | 420105.8 | 2 | 79.8 | 15 | 0 | 0.12275 | 0.071367 | 207.4796 | 4.0781e-07 | 0.070277 | 0.09838 | 0.06371 | 207.48 | 4.9388e-07 | 0.062713 | 0.0052955 | 0 | 359289 | 206843 | 0 | 0 | 0 | 0 | 0 | 0 | 0 | 0 | 0 | 0 | 1 | 0 | 0 | 1 | 1 | 0 | 0 | 0 | 0 | 0 | 1 | 1 | 0-200 | 67 | 60+ | 0 | 0-2 High | 0 | 0 | 0 | 0 | 0 | 0 | 0 | 78 | 44 | 48 | 39 | 0 | 0 | 0 | 0 | 0 | 0 | 0 | 0 | BATW | Permanent cessation of coal combustion | 2028 | 1 | 0 | 0 | 0 | 1 | 0 | 0 | 0 | 0 | 0 | 0 | 1 | CO | 0 | NPCA, NPS | 0 | Great Smoky Mountains NP | 60.3278 | 3.302 | 2.1383 | 0 | 4983201 | 458788 | 0.19 | 516959 | 207.4807 | Floor Used | 20% | 5-Year Average | 207.48 | 304848 | 3417955.776 | 354578.8069 | 12.45% | 102 | 23.9101 | 2 | 23.4412 | [9 empty] | 1 | 180.3206 | 59.3976 | 114.6024 | 30.37% | 304848 | 462848.52 | 5189457.6066 | 20.748 | 53835.4446 | 300743.3624 | 285816861.4244 | 0 | 0 | 2493.9867 | 33.227 | 8.7166 | 13.8681 | 34.8931 | 0 | 83.8555 | 80.5055 | 81.6043 | 2493.9867 |  | 13.8681 | 33.227 | 34.14% | 51.83% |  |  | 205.4
[15 empty] | 6761_B_101 | 6761 | B | 101 | 2906 | Coal Steam | Colorado | 8069 | 280 | 280 | TRUE | 10091 | 1984 | 2021 | 38 | 18.317 | 0 | 18.317 | Colorado | 4.82 | Colorado | -28.91 | Kingston | 3407_B_6 | 3407 | B | 6 | 2285 | Coal Steam | 0 | S_C_TVA | Tennessee | 47 | Roane | 145 | 47145 | 174 | 11127 | 1955 | 2027 | tangential | dry | N | Bituminous, Subbituminous | Wet Scrubber | 2010 | 0.98 | LNC2 | SCR | 2005 | 0 | ESPC + C | No | 0 | 0 | 0 | 0.15 | 0.3517 | 0.06025 | 0.3517 | 0.06025 | 0.05 | 0.1 | 0.56 | 0.99 | 0 | 0 | 0 | 0 | 0 | 0 | 0 | 0 | 0 | 0 | 0 | needs_retire | 3407_G_6 | 1 | 0 | TN | 35.8992 | -84.5194 | Federally-Owned Utility | RE | 0 | 0 | 4304181.4 | 400816.4 | 16.6% | 0%-20% | 2711247.4 | 210 | 138.8 | 446516.2 | 2 | 86.8 | 15 | 0 | 0.13436 | 0.072588 | 207.4802 | 5.1481e-07 | 0.071319 | 0.09758 | 0.064495 | 207.4802 | 4.6466e-07 | 0.06403 | 0.0045986 | 0 | 418794 | 240922 | 0 | 0 | 0 | 0 | 0 | 0 | 0 | 0 | 0 | 0 | 1 | 0 | 0 | 1 | 1 | 0 | 0 | 0 | 0 | 0 | 1 | 1 | 0-200 | 67 | 60+ | 0 | 0-2 High | 0 | 0 | 0 | 0 | 0 | 0 | 0 | 78 | 44 | 48 | 39 | 0 | 0 | 0 | 0 | 0 | 0 | 0 | 0 | BATW | Permanent cessation of coal combustion | 2028 | 1 | 0 | 0 | 0 | 1 | 0 | 0 | 0 | 0 | 0 | 0 | 1 | CO | 0 | NPCA, NPS | 0 | Great Smoky Mountains NP | 60.3278 | 3.481 | 2.3008 | 0 | 4878009 | 444442 | 0.19 | 506045 | 207.4801 | Floor Used | 20% | 5-Year Average | 207.4802 | 304848 | 3392043.696 | 351890.9452 | 12.45% | 102 | 24.0343 | 2 | 23.5631 | [9 empty] | 1 | 178.9535 | 58.9473 | 115.0527 | 30.25% | 304848 | 461036.9849 | 5129958.5306 | 20.748 | 53218.24 | 298672.7052 | 283650037.1985 | 0 | 0 | 2465.3922 | 33.227 | 8.5514 | 13.763 | 34.7778 | -4.2979e-15 | 83.2782 | 79.8869 | 81.5386 | 2465.3922 |  | 13.763 | 33.227 | 33.88% | 51.24% |  |  | 205.4
[15 empty] | 6768_B_1 | 6768 | B | 1 | 2907 | Coal Steam | Missouri | 29201 | 240 | 240 | FALSE | 10648 | 1981 | 9999 | 107 | 20.9326 | 12 | 19.5632 | Missouri | 4.82 | Indiana | -28.91 | Kingston | 3407_B_7 | 3407 | B | 7 | 2286 | Coal Steam | 0 | S_C_TVA | Tennessee | 47 | Roane | 145 | 47145 | 174 | 11173 | 1955 | 2025 | tangential | dry | N | Bituminous, Subbituminous | Wet Scrubber | 2010 | 0.98 | LNC2 | SCR | 2004 | 0 | ESPC + C | No | 0 | 0 | 0 | 0.15 | 0.3586 | 0.05963 | 0.3586 | 0.05963 | 0.05 | 0.1 | 0.56 | 0.99 | 0 | 0 | 0 | 0 | 0 | 0 | 0 | 0 | 0 | 0 | 0 | needs_retire | 3407_G_7 | 1 | 0 | TN | 35.8992 | -84.5194 | Federally-Owned Utility | RE | 0 | 0 | 3998464.6 | 373798 | 12.8% | 0%-20% | 2455095.8 | 185.6 | 127.2 | 414800.6 | 2 | 77.4 | 14 | 0 | 0.11777 | 0.068103 | 207.4797 | 5.1205e-07 | 0.068002 | 0.092836 | 0.063624 | 207.4799 | 5.0019e-07 | 0.063053 | 0.0047423 | 0 | 378630 | 221584 | 0 | 0 | 0 | 0 | 0 | 0 | 0 | 0 | 0 | 0 | 1 | 0 | 0 | 1 | 1 | 0 | 0 | 0 | 0 | 0 | 1 | 1 | 0-200 | 67 | 60+ | 0 | 0-2 High | 0 | 0 | 0 | 0 | 0 | 0 | 0 | 78 | 44 | 48 | 39 | 0 | 0 | 0 | 0 | 0 | 0 | 0 | 0 | BATW | Permanent cessation of coal combustion | 2028 | 1 | 0 | 0 | 0 | 1 | 0 | 0 | 0 | 0 | 0 | 0 | 1 | CO | 0 | NPCA, NPS | 0 | Great Smoky Mountains NP | 60.3278 | 3.0765 | 2.1085 | 0 | 4679094 | 426185 | 0.15 | 485409 | 207.4799 | Floor Used | 20% | 5-Year Average | 207.4799 | 304848 | 3406066.704 | 353345.2597 | 12.45% | 102 | 23.9669 | 2 | 23.4969 | [9 empty] | 1 | 179.6933 | 59.191 | 114.809 | 30.31% | 304848 | 462015.5808 | 5162100.0845 | 20.748 | 53551.6111 | 299793.6486 | 284822671.4855 | 0 | 0 | 2480.839 | 33.227 | 8.6405 | 13.8199 | 34.8402 | -4.2888e-15 | 83.5907 | 80.2213 | 81.5738 | 2480.839 |  | 13.8199 | 33.227 | 34.02% | 51.56% |  |  | 205.4
[15 empty] | 6772_B_1 | 6772 | B | 1 | 2908 | Coal Steam | Oklahoma | 40023 | 440 | 440 | TRUE | 11061 | 1982 | 9999 | 76 | 12.9899 | 28 | 12.9899 | Texas Onshore | 4.82 | Texas Onshore | -28.91 | Kingston | 3407_B_8 | 3407 | B | 8 | 2287 | Coal Steam | 0 | S_C_TVA | Tennessee | 47 | Roane | 145 | 47145 | 174 | 11110 | 1955 | 2025 | tangential | dry | N | Bituminous, Subbituminous | Wet Scrubber | 2010 | 0.98 | LNC2 | SCR | 2004 | 0 | ESPC + C | No | 0 | 0 | 0 | 0.15 | 0.3388 | 0.05874 | 0.3388 | 0.05874 | 0.05 | 0.1 | 0.56 | 0.99 | 0 | 0 | 0 | 0 | 0 | 0 | 0 | 0 | 0 | 0 | 0 | needs_retire | 3407_G_8 | 1 | 0 | TN | 35.8992 | -84.5194 | Federally-Owned Utility | RE | 0 | 0 | 4226127 | 392118.4 | 16% | 0%-20% | 2265383.4 | 196.6 | 133.4 | 438418.4 | 2.2 | 68.6 | 16 | 0 | 0.12215 | 0.075288 | 207.4797 | 5.2649e-07 | 0.068784 | 0.09304 | 0.063131 | 207.48 | 5.2057e-07 | 0.060564 | 0.0046518 | 0 | 442840 | 247998 | 0 | 0 | 0 | 0 | 0 | 0 | 0 | 0 | 0 | 0 | 1 | 0 | 0 | 1 | 1 | 0 | 0 | 0 | 0 | 0 | 1 | 1 | 0-200 | 67 | 60+ | 0 | 0-2 High | 0 | 0 | 0 | 0 | 0 | 0 | 0 | 78 | 44 | 48 | 39 | 0 | 0 | 0 | 0 | 0 | 0 | 0 | 0 | BATW | Permanent cessation of coal combustion | 2028 | 1 | 0 | 0 | 0 | 1 | 0 | 0 | 0 | 0 | 0 | 0 | 1 | CO | 0 | NPCA, NPS | 0 | Great Smoky Mountains NP | 60.3278 | 3.2589 | 2.2113 | 0 | 5286170 | 483104 | 0.2 | 548388 | 207.4803 | Floor Used | 20% | 5-Year Average | 207.48 | 304848 | 3386861.28 | 351352.9772 | 12.45% | 102 | 24.0594 | 2 | 23.5876 | [9 empty] | 1 | 178.6801 | 58.8572 | 115.1428 | 30.22% | 304848 | 460676.3781 | 5118114.5611 | 20.748 | 53095.3186 | 298257.6585 | 283216672.3533 | 0 | 0 | 2459.7001 | 33.227 | 8.5186 | 13.7419 | 34.7547 | 0 | 83.1624 | 79.7636 | 81.5261 | 2459.7001 |  | 13.7419 | 33.227 | 33.83% | 51.12% |  |  | 205.4
[15 empty] | 6823_B_W1 | 6823 | B | W1 | 2910 | Coal Steam | Kentucky | 21183 | 417 | 417 | TRUE | 10643 | 1984 | 9999 | 41 | 13.7494 | 0 | 13.7494 | Kentucky | 4.82 | Indiana | -28.91 | Kingston | 3407_B_9 | 3407 | B | 9 | 2288 | Coal Steam | 0 | S_C_TVA | Tennessee | 47 | Roane | 145 | 47145 | 174 | 11123 | 1955 | 2025 | tangential | dry | N | Bituminous, Subbituminous | Wet Scrubber | 2010 | 0.98 | other | SCR | 2006 | 0 | ESPC + C | No | 0 | 0 | 0 | 0.15 | 0.3777 | 0.0603 | 0.3777 | 0.0603 | 0.05 | 0.1 | 0.56 | 0.99 | 0 | 0 | 0 | 0 | 0 | 0 | 0 | 0 | 0 | 0 | 0 | needs_retire | 3407_G_9 | 1 | 0 | TN | 35.8992 | -84.5194 | Federally-Owned Utility | RE | 0 | 0 | 4392630.2 | 409355 | 17% | 0%-20% | 2473939 | 196.8 | 138.2 | 455691.4 | 2.2 | 77 | 20 | 0 | 0.11367 | 0.071177 | 207.4801 | 5.3117e-07 | 0.068681 | 0.089605 | 0.062924 | 207.48 | 5.0084e-07 | 0.062249 | 0.0067897 | 0 | 506545 | 296497 | 0 | 0 | 0 | 0 | 0 | 0 | 0 | 0 | 0 | 0 | 1 | 0 | 0 | 1 | 1 | 0 | 0 | 0 | 0 | 0 | 1 | 1 | 0-200 | 67 | 60+ | 0 | 0-2 High | 0 | 0 | 0 | 0 | 0 | 0 | 0 | 78 | 44 | 48 | 39 | 0 | 0 | 0 | 0 | 0 | 0 | 0 | 0 | BATW | Permanent cessation of coal combustion | 2028 | 1 | 0 | 0 | 0 | 1 | 0 | 0 | 0 | 0 | 0 | 0 | 1 | CO | 0 | NPCA, NPS | 0 | Great Smoky Mountains NP | 60.3278 | 3.2622 | 2.2908 | 0 | 6548079 | 600070 | 0.25 | 679298 | 207.4801 | Floor Used | 20% | 5-Year Average | 207.48 | 304848 | 3390824.304 | 351764.0693 | 12.45% | 102 | 24.0402 | 2 | 23.5688 | [9 empty] | 1 | 178.8892 | 58.9261 | 115.0739 | 30.24% | 304848 | 460952.0854 | 5127170.0464 | 20.748 | 53189.2554 | 298574.8139 | 283548068.9996 | 0 | 0 | 2464.0521 | 33.227 | 8.5437 | 13.758 | 34.7724 | -4.2987e-15 | 83.2509 | 79.8579 | 81.5358 | 2464.0521 |  | 13.758 | 33.227 | 33.87% | 51.21% |  |  | 205.4
[15 empty] | 703_B_1BLR | 703 | B | 1BLR | 534 | Coal Steam | Georgia | 13015 | 724 | 3232 | TRUE | 10032 | 1971 | 2021 | 219 | 22.3714 | 54 | 10.2152 | Georgia | 4.82 | Kentucky | -28.91 | Transalta Centralia Generation | 3845_B_BW22 | 3845 | B | BW22 | 2534 | Coal Steam | 0 | WECC_PNW | Washington | 53 | Lewis | 41 | 53041 | 670 | 11132 | 2002 | 2025 | tangential | wet | N | Subbituminous | Wet Scrubber | 1974 | 0.91 | LNC3 | SNCR | 0 | 2012 | ESPC | No | ACI | 2011 | 0 | 0.658 | 0.20495 | 0.20495 | 0.20495 | 0.20495 | 0.1 | 0.1 | 0.1 | 0.96 | 0 | 0 | 0 | 0 | 0 | 0 | Yes | 0 | 0 | 0 | 0 | needs_retire | 3845_G_2 | 1 | 0 | WA | 46.7559 | -122.8598 | Independent Power Producer | NR | 0 | 0 | 35231395 | 3237298 | 41% | 40%-60% | 13082251.8 | 791.2 | 3336 | 3695071.4 | 26.6 | 1252.4 | 214 | 0 | 0.043734 | 0.17835 | 209.7598 | 5.7835e-07 | 0.19249 | 0.044914 | 0.18938 | 209.7602 | 7.5501e-07 | 0.19147 | 0.012242 | 0 | 3731262 | 2489238 | 0 | 8060 | 1 | 0 | 0 | 0 | 0 | 0 | 0 | 0 | 1 | 1 | 0 | 0 | 1 | 0 | 0 | 0 | 0 | 0 | 1 | 1 | 600-800 | 20 | 20-39 | 2 | 0-2 High | 0 | 0 | 0 | 0 | 0 | 0 | 0 | 29 | 53 | 28 | 51 | 0 | 0 | 0 | 0 | 0 | 0 | 0 | 0 | 0 | 0 | 0 | 0 | 0 | 0 | 0 | 0 | 0 | 0 | 0 | 1 | 0 | CO | 1 | CO | 0 | 0 | 0 | Olympic NP | 90.1039 | 8.781 | 37.0239 | 1 | 42888612 | 3982229 | 0.5 | 4498182 | 209.7611 | 5-Year Average | 41% | 5-Year Average | 209.7602 | 2406372 | 26787733.104 | 2809499.4951 | 100% | 683 | 68.6923 | 0 | 10.0574 | 2633 | 12.66 | 4.59 | 32.64 | 0.26 | 0.34 | 4.82 | 10.69 |  | 1 | 718.6841 | 236.7345 | 433.2655 | 63.4% | 2406372 | 3721204.1738 | 41424444.8624 | 20.976 | 434459.8943 | 2375039.6008 | 1139149140.0013 | 0 | 0 | 2629.2175 | 21.1951 | 9.1237 | 14.3544 | 20.6732 | 0 | 83.8932 | 14.2243 | 14.412 | 2629.2175 |  | 14.3544 | 21.1951 | 35.33% | 54.64% |  |  | 214.13
[15 empty] | 703_B_2BLR | 703 | B | 2BLR | 535 | Coal Steam | Georgia | 13015 | 724 | 3232 | TRUE | 9954 | 1972 | 2021 | 219 | 22.3714 | 54 | 10.2152 | Georgia | 4.82 | Kentucky | -28.91 | South Oak Creek | 4041_B_5 | 4041 | B | 5 | 2590 | Coal Steam | 0 | MIS_WUMS | Wisconsin | 55 | Milwaukee | 79 | 55079 | 241 | 10326 | 1959 | 2024 | wall | dry | N | Subbituminous | Wet Scrubber | 2012 | 0.95 | STC | SCR | 2012 | 0 | ESPC | No | 0 | 0 | 0 | 0.09 | 0.06895 | 0.06895 | 0.06895 | 0.06895 | 0.1 | 0.1 | 0.56 | 0.99 | 0 | 0 | 0 | 0 | 0 | 0 | 0 | 0 | 0 | 0 | 0 | needs_retire | 4041_G_5 | 1 | 0 | WI | 42.8457 | -87.8294 | Investor-Owned Utility | RE | ANR PIPELINE COMPANY | 0 | 8436516.8 | 796086.8 | 26.4% | 20%-40% | 4348817 | 6.2 | 269.8 | 884546.8 | 4.2 | 144.25 | 59 | 0 | 0.0010095 | 0.073695 | 209.4611 | 5.0476e-07 | 0.080917 | 0.0014698 | 0.06396 | 209.6948 | 4.9784e-07 | 0.06634 | 0.0080789 | 0 | 816670 | 509455 | 48145 | 0 | 1 | 1 | Energy Source | 0.0074557 | 0.0061956 | EIA-923 | EIA-923 | 0 | 1 | 0 | 0 | 1 | 1 | 0 | 0 | 0 | 0 | 0 | 1 | 1 | 200-400 | 63 | 60+ | 2 | 0-2 High | 0 | 0 | 0 | 0 | 0 | 0 | 0 | 70 | 15 | 79 | 57 | 0 | 0 | 0 | 0 | 0 | 0 | 0 | 0 | BATW | 0 | 0 | 1 | 0 | 0 | 0 | 1 | 1 | 0 | 0 | 0 | 0 | 0 | 1 | CO | 0 | 0 | 0 | Seney Wilderness | 396.8497 | 0.015623 | 0.67985 | 0 | 10786264 | 1022927 | 0.34 | 1130685 | 209.6528 | 5-Year Average | 26.4% | 5-Year Average | 209.6948 | 557346.24 | 5755157.2742 | 603413.2416 | 21.95% | 206 | 41.0128 | 22 | 19.9091 | [9 empty] | 1 | 239.7945 | 78.9883 | 162.0117 | 39.27% | 557346.24 | 829078.6847 | 8561066.4985 | 20.9695 | 89760.5511 | 513652.6905 | 380085891.7866 | 0 | 0 | 2346.0398 | 28.7086 | 7.5516 | 13.3151 | 29.2521 | 0 | 78.3364 | 49.5255 | 53.7383 | 2346.0398 |  | 13.3151 | 28.7086 | 32.78% | 48.75% |  |  | 214.13
[15 empty] | 703_B_3BLR | 703 | B | 3BLR | 536 | Coal Steam | Georgia | 13015 | 892 | 3232 | TRUE | 9780 | 1974 | 2035 | 219 | 22.3714 | 54 | 10.2152 | Georgia | 4.82 | Kentucky | -28.91 | South Oak Creek | 4041_B_6 | 4041 | B | 6 | 2591 | Coal Steam | 0 | MIS_WUMS | Wisconsin | 55 | Milwaukee | 79 | 55079 | 245 | 10316 | 1961 | 2024 | wall | dry | N | Subbituminous | Wet Scrubber | 2012 | 0.95 | STC | SCR | 2012 | 0 | ESPC | No | 0 | 0 | 0 | 0.09 | 0.06677 | 0.06677 | 0.06677 | 0.06677 | 0.1 | 0.1 | 0.56 | 0.99 | 0 | 0 | 0 | 0 | 0 | 0 | 0 | 0 | 0 | 0 | 0 | needs_retire | 4041_G_6 | 1 | 0 | WI | 42.8457 | -87.8294 | Investor-Owned Utility | RE | ANR PIPELINE COMPANY | 0 | 9815912.4 | 928000 | 37.8% | 20%-40% | 5327664.2 | 7.4 | 333.4 | 1028925.6 | 5 | 185 | 52 | 0 | 0.0014678 | 0.077307 | 209.6036 | 4.8928e-07 | 0.079229 | 0.0015078 | 0.067931 | 209.6444 | 5.0938e-07 | 0.069449 | 0.0077612 | 0 | 764700 | 466817 | 28469 | 0 | 1 | 1 | Energy Source | 0.008526 | 0.0061956 | EIA-923 | EIA-923 | 0 | 1 | 0 | 0 | 1 | 1 | 0 | 0 | 0 | 0 | 0 | 1 | 1 | 200-400 | 61 | 60+ | 3 | 3-4 Moderate | 0 | 0 | 0 | 0 | 0 | 0 | 0 | 70 | 15 | 79 | 57 | 0 | 0 | 0 | 0 | 0 | 0 | 0 | 0 | BATW | 0 | 0 | 1 | 0 | 0 | 0 | 1 | 1 | 0 | 0 | 0 | 0 | 0 | 1 | CO | 0 | 0 | 0 | Seney Wilderness | 396.8497 | 0.018647 | 0.84012 | 0 | 9441677 | 903890 | 0.36 | 990045 | 209.718 | 5-Year Average | 37.8% | 5-Year Average | 209.6444 | 811263.6 | 8368995.2976 | 877256.5562 | 22.31% | 206 | 40.5951 | 22 | 19.7064 | [9 empty] | 1 | 243.5384 | 80.2215 | 164.7785 | 56.2% | 811263.6 | 1206223.1486 | 12443398.0005 | 20.9644 | 130434.4439 | 746822.1123 | 386020175.7234 | 0 | 0 | 2342.6618 | 28.517 | 7.5334 | 13.3022 | 29.0149 | 0 | 78.2482 | 25.8465 | 28.0767 | 2342.6618 |  | 13.3022 | 28.517 | 32.74% | 48.68% |  |  | 214.13
[15 empty] | 703_B_4BLR | 703 | B | 4BLR | 537 | Coal Steam | Georgia | 13015 | 892 | 3232 | TRUE | 9726 | 1975 | 2035 | 219 | 22.3714 | 54 | 10.2152 | Georgia | 4.82 | Kentucky | -28.91 | South Oak Creek | 4041_B_7 | 4041 | B | 7 | 2592 | Coal Steam | 0 | MIS_WUMS | Wisconsin | 55 | Milwaukee | 79 | 55079 | 303 | 10335 | 1965 | 2025 | tangential | dry | N | Subbituminous | Wet Scrubber | 2012 | 0.95 | LNC3 | SCR | 2012 | 0 | ESPC | No | 0 | 0 | 0 | 0.09 | 0.06488 | 0.06488 | 0.06488 | 0.06488 | 0.1 | 0.1 | 0.56 | 0.99 | 0 | 0 | 0 | 0 | 0 | 0 | 0 | 0 | 0 | 0 | 0 | needs_retire | 4041_G_7 | 1 | 0 | WI | 42.8457 | -87.8294 | Investor-Owned Utility | RE | ANR PIPELINE COMPANY | 0 | 15675140.4 | 1569689.4 | 41.6% | 40%-60% | 7240837.8 | 63.8 | 498 | 1643332.4 | 8 | 231.8 | 46 | 0 | 0.013434 | 0.063785 | 209.7582 | 4.76e-07 | 0.064952 | 0.0081403 | 0.06354 | 209.6737 | 5.1036e-07 | 0.064026 | 0.0061318 | 0 | 1153144 | 645889 | 42954 | 0 | 1 | 1 | Energy Source | 0.006463 | 0.0061956 | EIA-923 | EIA-923 | 0 | 1 | 0 | 0 | 1 | 1 | 0 | 0 | 0 | 0 | 0 | 1 | 1 | 200-400 | 57 | 40-59 | 2 | 0-2 High | 0 | 0 | 0 | 0 | 0 | 0 | 0 | 70 | 15 | 79 | 57 | 0 | 0 | 0 | 0 | 0 | 0 | 0 | 0 | BATW | 0 | 0 | 1 | 0 | 0 | 0 | 1 | 1 | 0 | 0 | 0 | 0 | 0 | 1 | CO | 0 | 0 | 0 | Seney Wilderness | 396.8497 | 0.16077 | 1.2549 | 0 | 13276244 | 1335659 | 0.35 | 1392178 | 209.7247 | 5-Year Average | 41.6% | 5-Year Average | 209.6737 | 1104180.48 | 11411705.2608 | 1196367.2743 | 27.6% | 206 | 35.3013 | 22 | 17.1365 | [9 empty] | 1 | 301.7471 | 99.3955 | 203.6045 | 61.91% | 1104180.48 | 1643218.5442 | 16982663.6542 | 20.9674 | 178040.9024 | 1018326.3719 | 478283827.1354 | 0 | 0 | 2349.0828 | 26.3075 | 7.568 | 13.3267 | 26.4555 | 0 | 78.3909 | 18.3391 | 19.8853 | 2349.0828 |  | 13.3267 | 26.3075 | 32.8% | 48.82% |  |  | 214.13
[15 empty] | 7030_B_U1 | 7030 | B | U1 | 2920 | Coal Steam | Texas | 48395 | 152 | 305 | FALSE | 11608 | 1990 | 9999 | 28 | 25.111 | 0 | 25.111 | Texas Onshore | 4.82 | Texas Onshore | -28.91 | South Oak Creek | 4041_B_8 | 4041 | B | 8 | 2593 | Coal Steam | 0 | MIS_WUMS | Wisconsin | 55 | Milwaukee | 79 | 55079 | 309 | 10508 | 1967 | 2025 | tangential | dry | N | Subbituminous | Wet Scrubber | 2012 | 0.95 | LNC3 | SCR | 2012 | 0 | ESPC | No | 0 | 0 | 0 | 0.09 | 0.06495 | 0.06495 | 0.06495 | 0.06495 | 0.1 | 0.1 | 0.56 | 0.99 | 0 | 0 | 0 | 0 | 0 | 0 | 0 | 0 | 0 | 0 | 0 | needs_retire | 4041_G_8 | 1 | 0 | WI | 42.8457 | -87.8294 | Investor-Owned Utility | RE | ANR PIPELINE COMPANY | 0 | 13640798.4 | 1367084.8 | 38.8% | 20%-40% | 5683725.8 | 58.2 | 435 | 1430277.8 | 7.2 | 184.2 | 45 | 0 | 0.014269 | 0.063974 | 209.7292 | 4.7564e-07 | 0.064739 | 0.0085332 | 0.063779 | 209.7059 | 5.2783e-07 | 0.064817 | 0.0080648 | 0 | 1071498 | 616586 | 49241 | 0 | 1 | 1 | Energy Source | 0.0070677 | 0.0061956 | EIA-923 | EIA-923 | 0 | 1 | 0 | 0 | 1 | 1 | 0 | 0 | 0 | 0 | 0 | 1 | 1 | 200-400 | 55 | 40-59 | 1 | 0-2 High | 0 | 0 | 0 | 0 | 0 | 0 | 0 | 70 | 15 | 79 | 57 | 0 | 0 | 0 | 0 | 0 | 0 | 0 | 0 | BATW | 0 | 0 | 1 | 0 | 0 | 0 | 1 | 1 | 0 | 0 | 0 | 0 | 0 | 1 | CO | 0 | 0 | 0 | Seney Wilderness | 396.8497 | 0.14666 | 1.0961 | 0 | 12824631 | 1297200 | 0.36 | 1344569 | 209.6854 | 5-Year Average | 38.8% | 5-Year Average | 209.7059 | 1050253.92 | 11036068.1914 | 1157164.1828 | 28.14% | 206 | 34.4893 | 22 | 16.7424 | [9 empty] | 1 | 312.8734 | 103.0605 | 205.9395 | 58.22% | 1050253.92 | 1575843.5505 | 16558964.0287 | 20.9706 | 173625.6042 | 983538.5786 | 495919436.4248 | 0 | 0 | 2408.0829 | 26.1263 | 7.8879 | 13.5497 | 26.4686 | 0 | 79.6005 | 22.1354 | 23.6369 | 2408.0829 |  | 13.5497 | 26.1263 | 33.35% | 50.04% |  |  | 214.13
[15 empty] | 7030_B_U2 | 7030 | B | U2 | 2921 | Coal Steam | Texas | 48395 | 153 | 305 | FALSE | 11407 | 1991 | 9999 | 28 | 25.111 | 0 | 25.111 | Texas Onshore | 4.82 | Texas Onshore | -28.91 | Dave Johnston | 4158_B_BW41 | 4158 | B | BW41 | 2633 | Coal Steam | 0 | WECC_WY | Wyoming | 56 | Converse | 9 | 56009 | 105 | 11001 | 1959 | 0 | wall | dry | N | Subbituminous | 0 | 0 | 0 | LNB | 0 | 0 | 0 | ESPC | No | ACI | 2015 | 0 | 1.2 | 0.37118 | 0.37118 | 0.1987 | 0.1987 | 0.1 | 0.1 | 0.1 | 0 | 0 | 0 | 0 | 0 | C2G | 2028 | 0 | 0 | 0 | 0 | 0 | needs_retire | 4158_G_1 | 1 | 0 | WY | 42.8378 | -105.7769 | Investor-Owned Utility | RE | 0 | 0 | 6992669.8 | 654534 | 47.8% | 40%-60% | 3118449 | 2326.6 | 1238.8 | 733390.4 | 4.4 | 557.8 | 8 | 2 | 0.70852 | 0.33088 | 209.7602 | 7.1931e-07 | 0.33647 | 0.66544 | 0.35431 | 209.7598 | 6.2923e-07 | 0.35774 | 0.0019582 | 0.00048955 | 688884 | 476397 | 0 | 1647 | 1 | 0 | 0 | 0 | 0 | 0 | 0 | 0 | 1 | 0 | 0 | 0 | 0 | 1 | 0 | 0 | 0 | 1 | 0 | 1 | 0-200 | 63 | 60+ | 0 | 0-2 High | 0 | 0 | 0 | 0 | 0 | 0 | 0 | 14 | 42 | 6 | 37 | 0 | 0 | 0 | 0 | 0 | 0 | 0 | 0 | 0 | 0 | 0 | 0 | 0 | 0 | 0 | 1 | 1 | 0 | 1 | 0 | SCO | 0 | 1 | SCO | 0 | NPCA, NPS | 1 | Rawah Wilderness | 218.9292 | 10.6272 | 5.6584 | 1 | 7782165 | 739542 | 0.53 | 816193 | 209.7599 | 5-Year Average | 47.8% | 5-Year Average | 209.7598 | 439664.4 | 4836748.0644 | 507277.5777 | 13.82% | 34 | 33.8871 | 0 | 33.8871 | [9 empty] | 1 | 111.3042 | 36.6636 | 68.3364 | 73.45% | 439664.4 | 675551.5515 | 7431742.6182 | 20.976 | 77944.0306 | 429333.547 | 176422531.7038 | 1 | 0 | 2581.6772 | 43.9073 | 8.8533 | 14.1855 | 46.093 | 2.9331e-15 | 83.0027 | 31.8734 | 32.6404 | 2581.6772 |  | 14.1855 | 43.9073 | 34.92% | 53.65% |  |  | 214.13
[15 empty] | 7097_B_BLR1 | 7097 | B | BLR1 | 2939 | Coal Steam | Texas | 48029 | 560 | 1345 | TRUE | 9995 | 1992 | 9999 | 12 | 11.9304 | 0 | 11.9304 | Texas Onshore | 4.82 | Texas Onshore | -28.91 | Dave Johnston | 4158_B_BW42 | 4158 | B | BW42 | 2634 | Coal Steam | 0 | WECC_WY | Wyoming | 56 | Converse | 9 | 56009 | 105 | 10996 | 1961 | 0 | wall | dry | N | Subbituminous | 0 | 0 | 0 | LNB | 0 | 0 | 0 | ESPC | No | ACI | 2015 | 0 | 1.2 | 0.39384 | 0.39384 | 0.1987 | 0.1987 | 0.1 | 0.1 | 0.1 | 0 | 0 | 0 | 0 | 0 | C2G | 2028 | 0 | 0 | 0 | 0 | 0 | needs_retire | 4158_G_2 | 1 | 0 | WY | 42.8378 | -105.7769 | Investor-Owned Utility | RE | 0 | 0 | 7847158.6 | 722288.6 | 53.6% | 40%-60% | 3489267 | 2649.8 | 1569.8 | 823013 | 6 | 701.8 | 9 | 3 | 0.70551 | 0.42371 | 209.7606 | 7.3004e-07 | 0.44303 | 0.67535 | 0.40009 | 209.7608 | 7.6461e-07 | 0.40226 | 0.002062 | 0.00068733 | 757332 | 529795 | 0 | 877 | 1 | 0 | 0 | 0 | 0 | 0 | 0 | 0 | 1 | 0 | 0 | 0 | 0 | 1 | 0 | 0 | 0 | 1 | 0 | 1 | 0-200 | 61 | 60+ | 0 | 0-2 High | 0 | 0 | 0 | 0 | 0 | 0 | 0 | 14 | 42 | 6 | 37 | 0 | 0 | 0 | 0 | 0 | 0 | 0 | 0 | 0 | 0 | 0 | 0 | 0 | 0 | 0 | 1 | 1 | 0 | 1 | 0 | SCO | 0 | 1 | SCO | 0 | NPCA, NPS | 1 | Rawah Wilderness | 218.9292 | 12.1035 | 7.1704 | 1 | 8604092 | 804899 | 0.59 | 902399 | 209.7604 | 5-Year Average | 53.6% | 5-Year Average | 209.7608 | 493012.8 | 5421168.7488 | 568574.2551 | 13.82% | 34 | 33.8983 | 0 | 33.8983 | [9 empty] | 1 | 111.2536 | 36.6469 | 68.3531 | 82.34% | 493012.8 | 757337.5659 | 8327683.8749 | 20.9761 | 87341.0675 | 481233.1876 | 176342346.9335 | 1 | 0 | 2579.8748 | 43.9073 | 8.8431 | 14.179 | 46.0859 | 2.6164e-15 | 82.9691 | 26.9148 | 27.5736 | 2579.8748 |  | 14.179 | 43.9073 | 34.9% | 53.61% |  |  | 214.13
[15 empty] | 7097_B_BLR2 | 7097 | B | BLR2 | 2940 | Coal Steam | Texas | 48029 | 785 | 1345 | TRUE | 9923 | 2010 | 9999 | 12 | 11.9304 | 0 | 11.9304 | Texas Onshore | 4.82 | Texas Onshore | -28.91 | Dave Johnston | 4158_B_BW43 | 4158 | B | BW43 | 2635 | Coal Steam | 0 | WECC_WY | Wyoming | 56 | Converse | 9 | 56009 | 220 | 11274 | 1964 | 0 | wall | dry | N | Subbituminous | Dry Scrubber | 2010 | 0.907 | LNBO | 0 | 0 | 0 | B | 0 | ACI | 2015 | 0 | 0.15 | 0.22092 | 0.22092 | 0.22092 | 0.22092 | 0.1 | 0.1 | 0.1 | 0.957 | 0 | 0 | 0 | 0 | C2G | 2027 | 0 | 0 | 0 | 0 | 0 | needs_retire | 4158_G_3 | 1 | 0 | WY | 42.8378 | -105.7769 | Investor-Owned Utility | RE | 0 | 0 | 14673894 | 1390631.8 | 50% | 40%-60% | 6598493.4 | 836 | 1597 | 1538997.8 | 9.4 | 731.8 | 21 | 0 | 0.11595 | 0.20977 | 209.7602 | 6.0235e-07 | 0.22326 | 0.11394 | 0.21767 | 209.76 | 6.4059e-07 | 0.22181 | 0.0029583 | 0 | 1163624 | 811064 | 0 | 6860 | 1 | 0 | 0 | 0 | 0 | 0 | 0 | 0 | 0 | 0 | 1 | 0 | 1 | 0 | 0 | 0 | 0 | 1 | 0 | 1 | 200-400 | 58 | 40-59 | 0 | 0-2 High | 0 | 0 | 0 | 0 | 0 | 0 | 0 | 14 | 42 | 6 | 37 | 0 | 0 | 0 | 0 | 0 | 0 | 0 | 0 | 0 | 0 | 0 | 0 | 0 | 0 | 0 | 1 | 1 | 0 | 1 | 0 | SCO | 0 | 1 | SCO | 0 | NPCA, NPS | 1 | Rawah Wilderness | 218.9292 | 3.8186 | 7.2946 | 0 | 13725586 | 1288621 | 0.47 | 1439538 | 209.7598 | 5-Year Average | 50% | 5-Year Average | 209.76 | 963600 | 10863626.4 | 1139376.9868 | 28.95% | 34 | 19.9531 | 0 | 19.9531 | [9 empty] | 1 | 238.9961 | 78.7253 | 141.2747 | 77.86% | 963600 | 1500565.9431 | 16917380.442 | 20.976 | 177429.4627 | 961947.524 | 378820347.0112 | 0 | 0 | 2681.4451 | 29.8287 | 9.4237 | 14.5375 | 31.812 | 0 | 84.8542 | 15.7358 | 15.7628 | 2681.4451 |  | 14.5375 | 29.8287 | 35.78% | 55.72% |  |  | 214.13
[15 empty] | 7210_B_COP1 | 7210 | B | COP1 | 3006 | Coal Steam | South Carolina | 45075 | 415 | 415 | TRUE | 9502 | 1996 | 9999 | 281 | 41.5905 | 2 | 14.8009 | South Carolina | 4.82 | Kentucky | -28.91 | Dave Johnston | 4158_B_BW44 | 4158 | B | BW44 | 2636 | Coal Steam | 0 | WECC_WY | Wyoming | 56 | Converse | 9 | 56009 | 330 | 11341 | 1959 | 2027 | tangential | dry | N | Subbituminous | Dry Scrubber | 2012 | 0.907 | LNC2 | 0 | 0 | 0 | B | 0 | ACI | 2015 | 0 | 0.15 | 0.13319 | 0.13319 | 0.13319 | 0.13319 | 0.1 | 0.1 | 0.1 | 0.957 | 0 | 0 | 0 | 0 | 0 | 0 | Yes | 0 | 0 | 0 | 0 | needs_retire | 4158_G_4 | 1 | 0 | WY | 42.8378 | -105.7769 | Investor-Owned Utility | RE | 0 | 0 | 22159595.8 | 2065832.6 | 53.8% | 40%-60% | 9760528 | 1366.4 | 1489.8 | 2324098.4 | 18.4 | 651.6 | 37 | 0 | 0.13097 | 0.1332 | 209.7601 | 7.829e-07 | 0.1319 | 0.12332 | 0.13446 | 209.76 | 8.3034e-07 | 0.13352 | 0.0034368 | 0 | 2076539 | 1363878 | 0 | 4578 | 1 | 0 | 0 | 0 | 0 | 0 | 0 | 0 | 0 | 0 | 1 | 0 | 1 | 0 | 0 | 0 | 0 | 0 | 1 | 1 | 200-400 | 63 | 60+ | 0 | 0-2 High | 0 | 0 | 0 | 0 | 0 | 0 | 0 | 14 | 42 | 6 | 37 | 0 | 0 | 0 | 0 | 0 | 0 | 0 | 0 | 0 | 0 | 0 | 0 | 0 | 0 | 0 | 1 | 1 | 0 | 1 | 0 | SCO | 0 | 1 | SCO | 0 | NPCA, NPS | 1 | Rawah Wilderness | 218.9292 | 6.2413 | 6.8049 | 0 | 24941249 | 2316919 | 0.61 | 2615834 | 209.7597 | 5-Year Average | 53.8% | 5-Year Average | 209.76 | 1555250.4 | 17638094.7864 | 1849883.3752 | 43.42% | 34 | 15.2958 | 0 | 15.2958 | [9 empty] | 1 | 360.6246 | 118.7897 | 211.2103 | 84.06% | 1555250.4 | 2429960.6537 | 27558183.7741 | 20.976 | 289030.2305 | 1560853.1447 | 571607444.8449 | 0 | 0 | 2706.3431 | 25.5439 | 9.5677 | 14.6239 | 26.8353 | 0 | 85.3062 | 7.6195 | 7.5921 | 2706.3431 |  | 14.6239 | 25.5439 | 36% | 56.24% |  |  | 214.13
[15 empty] | 7213_B_1 | 7213 | B | 1 | 3007 | Coal Steam | Virginia | 51083 | 440 | 877 | TRUE | 10106 | 1995 | 2045 | 999 | 24.033 | 91 | 13.7331 | Virginia | 4.82 | West Virginia |  | Naughton | 4162_B_1 | 4162 | B | 1 | 2637 | Coal Steam | 0 | WECC_WY | Wyoming | 56 | Lincoln | 23 | 56023 | 156 | 10983 | 1963 | 0 | tangential | dry | N | Subbituminous | Wet Scrubber | 2012 | 0.97 | LNC2 | 0 | 0 | 0 | ESPC + C | Yes | ACI | 2015 | 0 | 0.15 | 0.21178 | 0.21178 | 0.1469 | 0.1469 | 0.1 | 0.1 | 0.1 | 0.99 | 0 | 0 | 0 | 0 | C2G | 2026 | Yes | 0 | 0 | 0 | 0 | needs_retire | 4162_G_1 | 1 | 0 | WY | 41.7581 | -110.5983 | Investor-Owned Utility | RE | 0 | QUESTAR GAS COMPANY | 13550294.8 | 1280235.8 | 52.2% | 40%-60% | 5733343 | 971.4 | 1406.6 | 1419381.4 | 7.6 | 576 | 41 | 0 | 0.13138 | 0.20666 | 209.6349 | 3.6616e-07 | 0.19976 | 0.14338 | 0.20761 | 209.4982 | 5.6087e-07 | 0.20093 | 0.0063529 | 0 | 1182784 | 635640 | 44206 | 0 | 1 | 1 | Energy Source | 0.25 | 0.36 | CAMD | CAMD | 0 | 1 | 0 | 0 | 0 | 1 | 0 | 0 | 0 | 0 | 1 | 0 | 1 | 0-200 | 59 | 40-59 | 0 | 0-2 High | 0 | 0 | 0 | 0 | 0 | 0 | 0 | 16 | 17 | 15 | 55 | 0 | 0 | 0 | 0 | 0 | 0 | 0 | 0 | 0 | 0 | 0 | 0 | F2 | 2026 | 1 | 1 | 1 | 0 | 1 | 0 | SCO | 0 | 1 | SCO | 0 | NPCA, NPS | 1 | Bridger Wilderness | 143.7355 | 6.7582 | 9.786 | 0 | 13782538 | 1271586 | 0.53 | 1441830 | 209.2256 | 5-Year Average | 52.2% | 5-Year Average | 209.4982 | 713344.32 | 7834660.6666 | 820673.7779 | 22.71% | 114 | 29.2128 | 0 | 25.6253 | [9 empty] | 1 | 165.0956 | 54.3825 | 101.6175 | 80.14% | 713344.32 | 1095103.8874 | 12027525.9949 | 20.9498 | 125987.2714 | 694686.5065 | 261684601.7026 | 0 | 0 | 2575.1924 | 35.1023 | 8.8166 | 14.1622 | 37.1091 | 0 | 82.7768 | 19.1311 | 19.645 | 2575.1924 |  | 14.1622 | 35.1023 | 34.86% | 53.52% |  |  | 214.13
[15 empty] | 7213_B_2 | 7213 | B | 2 | 3008 | Coal Steam | Virginia | 51083 | 437 | 877 | TRUE | 10086 | 1996 | 9999 | 999 | 24.033 | 91 | 13.7331 | Virginia | 4.82 | West Virginia |  | Naughton | 4162_B_2 | 4162 | B | 2 | 2638 | Coal Steam | 0 | WECC_WY | Wyoming | 56 | Lincoln | 23 | 56023 | 201 | 10956 | 1968 | 0 | tangential | dry | N | Subbituminous | Wet Scrubber | 2011 | 0.98 | LNC2 | 0 | 0 | 0 | ESPC + C | Yes | ACI | 2015 | 0 | 0.15 | 0.21866 | 0.21866 | 0.1469 | 0.1469 | 0.1 | 0.1 | 0.1 | 0.99 | 0 | 0 | 0 | 0 | C2G | 2026 | Yes | 0 | 0 | 0 | 0 | needs_retire | 4162_G_2 | 1 | 0 | WY | 41.7581 | -110.5983 | Investor-Owned Utility | RE | 0 | QUESTAR GAS COMPANY | 15340827.2 | 1517769.6 | 61.6% | 60%-80% | 6075791.6 | 1072 | 1638.2 | 1606752.2 | 11.4 | 637.6 | 65 | 0 | 0.12366 | 0.19942 | 209.4275 | 6.6751e-07 | 0.18323 | 0.13976 | 0.21357 | 209.474 | 7.4312e-07 | 0.20988 | 0.0078168 | 0 | 1478378 | 831311 | 108165 | 0 | 1 | 1 | Energy Source | 0.28 | 0.36 | CAMD | CAMD | 0 | 1 | 0 | 0 | 0 | 1 | 0 | 0 | 0 | 0 | 1 | 0 | 1 | 200-400 | 54 | 40-59 | 0 | 0-2 High | 0 | 0 | 0 | 0 | 0 | 0 | 0 | 16 | 17 | 15 | 55 | 0 | 0 | 0 | 0 | 0 | 0 | 0 | 0 | 0 | 0 | 0 | 0 | F2 | 2026 | 1 | 1 | 1 | 0 | 1 | 0 | SCO | 0 | 1 | SCO | 0 | NPCA, NPS | 1 | Bridger Wilderness | 143.7355 | 7.4581 | 11.3973 | 1 | 16369622 | 1616644 | 0.66 | 1714215 | 209.4386 | 5-Year Average | 61.6% | 5-Year Average | 209.474 | 1084628.16 | 11883186.121 | 1244609.2505 | 29.26% | 114 | 24.6222 | 0 | 21.5985 | [9 empty] | 1 | 212.1964 | 69.8975 | 131.1025 | 94.44% | 1084628.16 | 1662899.4661 | 18218726.5501 | 20.9474 | 190817.4741 | 1053791.7764 | 336341663.0755 | 0 | 0 | 2565.4865 | 31.0438 | 8.7618 | 14.1274 | 32.7086 | 0 | 82.5834 | 8.3657 | 8.6105 | 2565.4865 |  | 14.1274 | 31.0438 | 34.77% | 53.32% |  |  | 214.13
[15 empty] | 7343_B_4 | 7343 | B | 4 | 3101 | Coal Steam | Iowa | 19193 | 645 | 645 | TRUE | 10033 | 1979 | 9999 | 245 | 26.7949 | 162 | 17.7174 | Kansas | 4.82 | Kansas | -28.91 | Naughton | 4162_B_3 | 4162 | B | 3 | 2639 | Coal Steam | 0 | WECC_WY | Wyoming | 56 | Lincoln | 23 | 56023 | 330 | 10804 | 1963 | 2025 | tangential | dry | N | Subbituminous | 0 | 0 | 0 | LNC2 | 0 | 0 | 0 | ESPC | Yes | 0 | 0 | 0 | 0.5 | 0.24287 | 0.24287 | 0.1469 | 0.1469 | 0.64 | 0.1 | 1 | 0 | 0 | 0 | 0 | 0 | C2G | 2019 | Yes | 0 | 0 | 0 | 0 | needs_retire | 4162_G_3 | 1 | 0 | WY | 41.7581 | -110.5983 | Investor-Owned Utility | RE | 0 | QUESTAR GAS COMPANY | 10797016.6 | 1023423.6 | 24.8% | 20%-40% | 5029762.8 | 841.2 | 1060.8 | 1070531.4 | 14 | 469.8 | 29 | 0 | 0.00050609 | 0.065285 | 118.856 | 0 | 0.06804 | 0.15582 | 0.1965 | 198.3013 | 1.2967e-06 | 0.18681 | 0.0024813 | 0 | 179508 | 107500 | 141810 | 0 | 1 | 1 | Energy Source | 0.99 | 0.36 | CAMD | CAMD | 0 | 1 | 0 | 0 | 0 | 0 | 1 | 0 | 0 | 0 | 1 | 1 | 1 | 200-400 | 59 | 40-59 | 6 | 5-6 Low | 0 | 0 | 0 | 0 | 0 | 0 | 0 | 16 | 17 | 15 | 55 | 0 | 0 | 0 | 0 | 0 | 0 | 0 | 0 | 0 | 0 | 0 | 0 | F2 | 2026 | 1 | 1 | 1 | 0 | 1 | 0 | SCO | 0 | 1 | SCO | 0 | NPCA, NPS | 1 | Bridger Wilderness | 143.7355 | 5.8524 | 7.3802 | 0 | 2287839 | 208009 | 0.05 | 232445 | 203.2005 | 5-Year Average | 24.8% | 5-Year Average | 198.3013 | 716918.4 | 7745586.3936 | 767980.059 | 48.03% | 114 | 17.9808 | 0 | 15.7726 | [9 empty] | 1 | 343.5489 | 113.165 | 216.835 | 37.74% | 716918.4 | 1091074.2074 | 11787965.7369 | 19.8301 | 116878.4668 | 651101.5922 | 544541648.3647 | 1 | 0 | 2511.3181 | 25.5439 | 8.4578 | 13.9314 | 25.2346 | 0 | 77.1966 | 57.017 | 62.7805 | 2511.3181 |  | 13.9314 | 25.5439 | 34.29% | 52.19% |  |  | 214.13
[15 empty] | 7504_B_2 | 7504 | B | 2 | 3120 | Coal Steam | Wyoming | 56005 | 80 | 80 | FALSE | 12337 | 1995 | 9999 | 56 | 38.0356 | 0 | 38.0356 | Wyoming | 4.82 | Wyoming | -28.91 | Comanche (CO) | 470_B_2 | 470 | B | 2 | 300 | Coal Steam | 0 | WECC_CO | Colorado | 8 | Pueblo | 101 | 8101 | 335 | 10809 | 1975 | 2025 | wall | dry | N | Subbituminous | Dry Scrubber | 2008 | 0.94 | LNBO | 0 | 0 | 0 | B | 0 | ACI | 2009 | 0 | 0.1 | 0.15919 | 0.15919 | 0.15919 | 0.15919 | 0.1 | 0.1 | 0.1 | 0.99 | 0 | 0 | 0 | 0 | 0 | 0 | Yes | 0 | 0 | 0 | 0 | needs_retire | 470_G_2 | 1 | 0 | CO | 38.2081 | -104.5747 | Investor-Owned Utility | RE | PUB SERVICE CO OF COLORADO | 0 | 24178005 | 2310730 | 63.4% | 60%-80% | 10583337.8 | 1008.8 | 1911.8 | 2504968.4 | 14.2 | 830.2 | 21 | 0 | 0.082009 | 0.15204 | 207.2307 | 7.4328e-07 | 0.14597 | 0.083448 | 0.15814 | 207.2105 | 5.8731e-07 | 0.15689 | 0.001553 | 0 | 1818763 | 1026990 | 819595 | 0 | 1 | 1 | Energy Source | 0.34 | 0.12 | CAMD | CAMD | 0 | 0 | 0 | 1 | 0 | 1 | 0 | 0 | 0 | 0 | 0 | 1 | 1 | 200-400 | 47 | 40-59 | 0 | 0-2 High | 1 | 0 | 0 | 0 | 0 | Mercury | 1 | 76 | 91 | 33 | 96 | 1 | 1 | 0 | 0 | 0 | 0 | 0 | 0 | 0 | 0 | 0 | 0 | 0 | 0 | 0 | 0 | 0 | 0 | 0 | 0 | 0 | 0 | 0 | 0 | 0 | NPCA | 0 | Great Sand Dunes Wilderness-nps | 91.6323 | 11.0092 | 20.8638 | 1 | 21123736 | 2012147 | 0.55 | 2183189 | 206.7048 | 5-Year Average | 63.4% | 5-Year Average | 207.2105 | 1860536.4 | 20110537.9476 | 2083557.4344 | 30.88% | 127 | 19.8353 | 6 | 15.6184 | [9 empty] | 1 | 348.9156 | 114.9328 | 220.0672 | 96.51% | 1860536.4 | 2832224.2741 | 30613512.179 | 20.7211 | 317172.0769 | 1766385.3574 | 553048107.0012 | 0 | 0 | 2513.0873 | 25.416 | 8.4677 | 13.9379 | 25.7939 | 0 | 80.6986 | 1.3875 | 1.4615 | 2513.0873 |  | 13.9379 | 25.416 | 34.31% | 52.23% |  |  | 214.13
[15 empty] | 7790_B_1-1 | 7790 | B | 44197 | 3228 | Coal Steam | Utah | 49047 | 458 | 458 | TRUE | 9983 | 1986 | 2021 | 15 | 13.4987 | 0 | 13.4987 | Utah | 4.82 | Colorado | -28.91 | Hayden | 525_B_H1 | 525 | B | H1 | 317 | Coal Steam | 0 | WECC_CO | Colorado | 8 | Routt | 107 | 8107 | 179 | 10910 | 1976 | 2028 | wall | dry | N | Bituminous | Dry Scrubber | 1998 | 0.87 | LNBO | SCR | 2015 | 0 | B | 0 | 0 | 0 | 0 | 0.13 | 0.25112 | 0.04781 | 0.25112 | 0.04781 | 0.05 | 0.1 | 1 | 0.92 | 0 | 0 | 0 | 0 | 0 | 0 | Yes | 0 | 0 | 0 | 0 | needs_retire | 525_G_1 | 1 | 0 | CO | 40.4856 | -107.185 | Investor-Owned Utility | RE | PUB SERVICE CO OF COLORADO | ATMOS ENERGY CORPORATION | 12697981.4 | 1143322.6 | 54.2% | 40%-60% | 5405522.2 | 772.6 | 294.2 | 1302812.2 | 0 | 126.8 | 27 | 0 | 0.1139 | 0.047527 | 205.1998 | 0 | 0.046619 | 0.12169 | 0.046338 | 205.1999 | 0 | 0.046915 | 0.0035824 | 0 | 1113797 | 541126 | 15867 | 344 | 1 | 1 | Energy Source | 0.0066878 | 0.0031225 | EIA-923 | EIA-923 | 0 | 0 | 0 | 1 | 1 | 1 | 0 | 1 | 0 | 0 | 0 | 1 | 1 | 0-200 | 46 | 40-59 | 5 | 5-6 Low | 0 | 0 | 0 | 0 | 0 | 0 | 0 | 12 | 33 | 9 | 24 | 0 | 0 | 0 | 0 | 0 | 0 | 0 | 0 | 0 | 0 | 0 | 0 | 0 | 0 | 0 | 0 | 0 | 0 | 0 | 0 | 0 | 0 | 0 | 0 | 0 | NPCA | 0 | Flat Tops Wilderness | 38.4308 | 20.1037 | 7.6553 | 1 | 13570496 | 1236414 | 0.58 | 1392331 | 205.1997 | 5-Year Average | 54.2% | 5-Year Average | 205.1999 | 849877.68 | 9272165.4888 | 951323.6741 | 40.59% | 89 | 23.4249 | 0 | 23.4249 | [9 empty] | 1 | 180.5056 | 59.4586 | 119.5414 | 81.16% | 849877.68 | 1272597.1403 | 13884034.8004 | 20.52 | 142450.1214 | 808873.5527 | 286110166.5022 | 0 | 0 | 2393.3972 | 32.773 | 8.1398 | 13.4946 | 33.7239 | -3.1141e-15 | 80.899 | 12.8372 | 13.488 | 2393.3972 |  | 13.4946 | 32.773 | 33.22% | 49.74% |  |  | 205.4
[15 empty] | 8023_B_1 | 8023 | B | 1 | 3431 | Coal Steam | Wisconsin | 55021 | 575 | 1145 | TRUE | 10544 | 1975 | 2021 | 266 | 30.2459 | 999 | 11.3706 | Wisconsin | #N/A | Michigan | -28.91 | Hayden | 525_B_H2 | 525 | B | H2 | 318 | Coal Steam | 0 | WECC_CO | Colorado | 8 | Routt | 107 | 8107 | 262 | 10907 | 1976 | 2027 | tangential | dry | N | Bituminous | Dry Scrubber | 1999 | 0.87 | LNC3 | SCR | 2016 | 0 | B | 0 | 0 | 0 | 0 | 0.13 | 0.27396 | 0.05278 | 0.27396 | 0.05278 | 0.05 | 0.1 | 1 | 0.92 | 0 | 0 | 0 | 0 | 0 | 0 | Yes | 0 | 0 | 0 | 0 | needs_retire | 525_G_2 | 1 | 0 | CO | 40.4856 | -107.185 | Investor-Owned Utility | RE | PUB SERVICE CO OF COLORADO | ATMOS ENERGY CORPORATION | 14982144.8 | 1531758.4 | 55.6% | 40%-60% | 6518865.4 | 934 | 381.6 | 1537164.8 | 0 | 166.4 | 24 | 0 | 0.11547 | 0.053053 | 205.1993 | 0 | 0.052293 | 0.12468 | 0.050941 | 205.1996 | 0 | 0.051052 | 0.003193 | 0 | 1457014 | 697497 | 0 | 1063 | 1 | 1 | 0 | 0 | 0.0031225 | 0 | EIA-923 | 0 | 0 | 0 | 1 | 1 | 1 | 0 | 1 | 0 | 0 | 0 | 1 | 1 | 200-400 | 46 | 40-59 | 5 | 5-6 Low | 0 | 0 | 0 | 0 | 0 | 0 | 0 | 12 | 33 | 9 | 24 | 0 | 0 | 0 | 0 | 0 | 0 | 0 | 0 | 0 | 0 | 0 | 0 | 0 | 0 | 0 | 0 | 0 | 0 | 0 | 0 | 0 | 0 | 0 | 0 | 0 | NPCA | 0 | Flat Tops Wilderness | 38.4308 | 24.3034 | 9.9295 | 1 | 15670815 | 1628868 | 0.58 | 1607820 | 205.1993 | 5-Year Average | 55.6% | 5-Year Average | 205.1996 | 1276086.72 | 13918277.855 | 1428012.2827 | 59.41% | 89 | 18.1825 | 0 | 18.1825 | [9 empty] | 1 | 264.1311 | 87.0048 | 174.9952 | 83.24% | 1276086.72 | 1910536.3885 | 20838220.3888 | 20.52 | 213799.6883 | 1214212.5944 | 418660620.6916 | 0 | 0 | 2392.4119 | 27.768 | 8.1342 | 13.4908 | 28.2167 | 0 | 80.8786 | 6.3644 | 6.6887 | 2392.4119 |  | 13.4908 | 27.768 | 33.21% | 49.72% |  |  | 205.4
[15 empty] | 8023_B_2 | 8023 | B | 2 | 3432 | Coal Steam | Wisconsin | 55021 | 570 | 1145 | TRUE | 10533 | 1978 | 2021 | 266 | 30.2459 | 999 | 11.3706 | Wisconsin | #N/A | Michigan | -28.91 | Stanton Energy Center | 564_B_1 | 564 | B | 1 | 368 | Coal Steam | 0 | FRCC | Florida | 12 | Orange | 95 | 12095 | 460 | 10643 | 1987 | 2025 | wall | dry | N | Bituminous | Wet Scrubber | 1987 | 0.962 | LNB + OFA | 0 | 0 | 0 | ESPC | No | ACI | 2015 | 0 | 1.14 | 0.26725 | 0.26725 | 0.26725 | 0.26725 | 0.05 | 0.1 | 0.1 | 0.99 | Yes | 2014 | 0 | 0 | 0 | 0 | 0 | 0 | 0 | 0 | 0 | needs_retire | 564_G_1 | 1 | 0 | FL | 28.4822 | -81.1678 | Municipally-Owned Utility | RE | FLORIDA GAS TRANSMISSION COMPANY | 0 | 21073098.8 | 2247819.8 | 48.4% | 40%-60% | 10744581.4 | 1127 | 2822.2 | 2112312.6 | 10 | 1448 | 160 | 0 | 0.10585 | 0.27582 | 197.9199 | 5.9622e-07 | 0.28099 | 0.10696 | 0.26785 | 200.4748 | 4.7454e-07 | 0.26953 | 0.014451 | 0 | 2000950 | 874593 | 1312832 | 0 | 1 | 1 | Cofire Source | 0.14 | 0.098351 | CAMD | EIA-923 | 0 | 1 | 0 | 0 | 0 | 1 | 0 | 0 | 0 | 0 | 0 | 1 | 1 | 400-600 | 35 | 20-39 | 4 | 3-4 Moderate | 0 | 0 | 0 | 0 | 0 | 0 | 0 | 89 | 85 | 84 | 100 | 1 | 0 | 0 | 0 | 0 | 0 | 0 | 0 | 0 | 0 | 0 | 0 | 0 | 0 | 0 | 0 | 0 | 0 | 0 | 1 | 0 | CO | 1 | CO | 0 | 0 | 0 | Chassahowitzka Wilderness | 142.547 | 7.9062 | 19.7984 | 1 | 19688856 | 2224249 | 0.45 | 1967141 | 199.8228 | 5-Year Average | 48.4% | 5-Year Average | 200.4748 | 1950326.4 | 20757323.8752 | 2080660.1431 | 49.68% | 459 | 59.4075 | 0 | 12.9428 | 3037 | 10.58 | 4.59 | 40.68 | 0.35 | 0.53 | 4.82 | 15.85 |  | 1 | 452.5169 | 149.0591 | 310.9409 | 71.6% | 1950326.4 | 2885275.2775 | 30707984.7783 | 20.0475 | 307808.8504 | 1772851.2926 | 717261305.5309 | 0 | 179315326.3827 | 2306.7447 | 23.122 | 7.6531 | 13.1643 | 21.8931 | -2.747e-15 | 77.2652 | 7.3704 | 8.1083 | 2306.7447 |  | 13.1643 | 23.122 | 32.4% | 47.94% |  |  | 205.4
[15 empty] | 8042_B_1 | 8042 | B | 1 | 3433 | Coal Steam | North Carolina | 37169 | 1110 | 2220 | TRUE | 9185 | 1974 | 2038 | 999 | 14.0255 | 76 | 8.3985 | Virginia | 4.82 | West Virginia |  | Newton | 6017_B_1 | 6017 | B | 1 | 2680 | Coal Steam | 0 | MIS_IL | Illinois | 17 | Jasper | 79 | 17079 | 595 | 10492 | 1982 | 2027 | tangential | dry | N | Subbituminous | 0 | 0 | 0.4466 | LNC3 + other | 0 | 0 | 0 | ESPC | Yes | ACI | 2009 | 0 | 0.5 | 0.11716 | 0.11716 | 0.11716 | 0.11716 | 0.1 | 0.1 | 0.1 | 0.98 | Yes | 2017 | 0 | 0 | 0 | 0 | 0 | 0 | 0 | 0 | 0 | needs_retire | 6017_G_1 | 1 | 0 | IL | 38.9361 | -88.2781 | Independent Power Producer | NR | 0 | 0 | 32693922.4 | 3443695.4 | 50% | 40%-60% | 14433354.8 | 5119.4 | 1837.4 | 3428936.2 | 22.8 | 815.8 | 0 | 15 | 0.33519 | 0.12752 | 209.7597 | 7.5317e-07 | 0.12448 | 0.31317 | 0.1124 | 209.7599 | 6.9738e-07 | 0.11304 | 0 | 0.00090095 | 3201174 | 1928664 | 0 | 7406 | 1 | 0 | 0 | 0 | 0 | 0 | 0 | 0 | 1 | 0 | 0 | 0 | 0 | 1 | 0 | 0 | 0 | 0 | 1 | 1 | 400-600 | 40 | 40-59 | 5 | 5-6 Low | 0 | 0 | 0 | 0 | 0 | 0 | 0 | 22 | 0 | 42 | 0 | 0 | 0 | 0 | 0 | 0 | 0 | 0 | 0 | BATW | 0 | 0 | 1 | F2 | 2027 | 1 | 1 | 1 | 0 | 1 | 0 | SCO | 0 | 1 | SCO | 0 | NPCA, NPS | 0 | Mammoth Cave NP | 256.7758 | 19.9372 | 7.1557 | 1 | 30948493 | 3464691 | 0.47 | 3245876 | 209.7599 | 5-Year Average | 50% | 5-Year Average | 209.7599 | 2606100 | 27343201.2 | 2867752.9503 | 100% | 47 | 11.1735 | 0 | 11.1735 | 2687 | 12.66 | 4.59 | 34.27 | 0.28 | 0.39 | 4.82 | 10.69 |  | 1 | 601.5411 | 198.1476 | 396.8524 | 74.96% | 2606100 | 3907320.7098 | 40995608.8877 | 20.976 | 429961.6474 | 2437791.3029 | 953471758.4712 | 1 | 0 | 2402.5855 | 21.7272 | 7.858 | 13.5291 | 20.6929 | 0 | 79.5105 | 4.2777 | 4.5731 | 2402.5855 |  | 13.5291 | 21.7272 | 33.3% | 49.93% |  |  | 214.13
[15 empty] | 8042_B_2 | 8042 | B | 2 | 3434 | Coal Steam | North Carolina | 37169 | 1110 | 2220 | TRUE | 9203 | 1975 | 2038 | 999 | 14.0255 | 76 | 8.3985 | Virginia | 4.82 | West Virginia |  | Brandon Shores | 602_B_1 | 602 | B | 1 | 395 | Coal Steam | 0 | PJM_SMAC | Maryland | 24 | Anne Arundel | 3 | 24003 | 635 | 11282 | 1984 | 2025 | wall | dry | N | Bituminous | Wet Scrubber | 2009 | 0.98 | AA + LNB + LNBO | SCR | 2001 | 0 | ESPH + B + C | No | ACI | 2009 | 0 | 1.2 | 0.4307 | 0.06994 | 0.4307 | 0.06994 | 0.05 | 0.1 | 0.1 | 0.99 | Yes | 2009 | 0 | 0 | 0 | 0 | 0 | 0 | 0 | 0 | 0 | needs_retire | 602_G_1 | 1 | 0 | MD | 39.18 | -76.5389 | Independent Power Producer | NR | 0 | 0 | 15079382.4 | 1461994.8 | 21.4% | 20%-40% | 8647718.2 | 913.4 | 549.6 | 1547145.4 | 6 | 280.4 | 15 | 0 | 0.10761 | 0.078504 | 205.1999 | 4.2588e-07 | 0.069582 | 0.12115 | 0.072894 | 205.2001 | 3.9789e-07 | 0.064849 | 0.0015806 | 0 | 726423 | 362964 | 0 | 28382 | 1 | 0 | 0 | 0 | 0 | 0 | 0 | 0 | 1 | 0 | 1 | 1 | 1 | 0 | 1 | 0 | 0 | 0 | 1 | 1 | 600-800 | 38 | 20-39 | 6 | 5-6 Low | 0 | 0 | 0 | 0 | 0 | 0 | 0 | 96 | 23 | 98 | 84 | 1 | 0 | 1 | 0 | 0 | 0 | 0 | 0 | BATW | Permanent cessation of coal combustion | 2025 | 1 | 0 | 0 | 0 | 1 | 1 | 0 | 0 | 0 | 0 | 0 | 1 | CO | 0 | M-VU, NPCA | 0 | Shenandoah NP | 144.3954 | 6.3257 | 3.8062 | 0 | 9754777 | 916231 | 0.14 | 1000841 | 205.2002 | 5-Year Average | 21.4% | 5-Year Average | 205.2001 | 1190396.4 | 13430052.1848 | 1377924.0362 | 49.88% | 194 | 19.9783 | 43 | 10.2981 | 2625 | 12.66 | 3.22 | 32.94 | 0.26 | 0.36 | 4.82 | 59 |  | 1 | 662.175 | 218.1204 | 416.8796 | 32.6% | 1190396.4 | 1813237.6583 | 20456947.2606 | 20.52 | 209888.3828 | 1168035.6534 | 1049579474.7955 | 0 | 0 | 2517.7043 | 21.4278 | 8.8545 | 13.9547 | 20.5986 | 0 | 83.4033 | 60.5189 | 61.6775 | 2517.7043 |  | 13.9547 | 21.4278 | 34.35% | 52.32% |  |  | 205.4
[15 empty] | 8066_B_BW71 | 8066 | B | BW71 | 3455 | Coal Steam | Wyoming | 56037 | 531 | 2111 | TRUE | 10373 | 1974 | 9999 | 108 | 13.0105 | 0 | 12.0467 | Wyoming | 4.82 | Colorado | -28.91 | Brandon Shores | 602_B_2 | 602 | B | 2 | 396 | Coal Steam | 0 | PJM_SMAC | Maryland | 24 | Anne Arundel | 3 | 24003 | 638 | 11154 | 1991 | 2025 | wall | dry | N | Bituminous | Wet Scrubber | 2010 | 0.98 | BF + LNB + LNBO | SCR | 2000 | 0 | ESPH + B + C | No | ACI | 2010 | 0 | 1.2 | 0.2113 | 0.07415 | 0.2113 | 0.07415 | 0.05 | 0.1 | 0.1 | 0.99 | Yes | 2010 | 0 | 0 | 0 | 0 | 0 | 0 | 0 | 0 | 0 | needs_retire | 602_G_2 | 1 | 0 | MD | 39.18 | -76.5389 | Independent Power Producer | NR | 0 | 0 | 18035986.8 | 1809384.4 | 25.6% | 20%-40% | 9579789.2 | 1028.2 | 695.2 | 1850492.2 | 6.8 | 324.6 | 53 | 1 | 0.10528 | 0.080681 | 205.1998 | 2.9285e-07 | 0.073703 | 0.11402 | 0.07709 | 205.2 | 3.7702e-07 | 0.067768 | 0.0041863 | 7.8987e-05 | 1505022 | 692976 | 0 | 28414 | 1 | 0 | 0 | 0 | 0 | 0 | 0 | 0 | 1 | 0 | 1 | 1 | 1 | 0 | 1 | 0 | 0 | 0 | 1 | 1 | 600-800 | 31 | 20-39 | 6 | 5-6 Low | 0 | 0 | 0 | 0 | 0 | 0 | 0 | 96 | 23 | 98 | 84 | 1 | 0 | 1 | 0 | 0 | 0 | 0 | 0 | BATW | Permanent cessation of coal combustion | 2025 | 1 | 0 | 0 | 0 | 1 | 1 | 0 | 0 | 0 | 0 | 0 | 1 | CO | 0 | M-VU, NPCA | 0 | Shenandoah NP | 144.3954 | 7.1207 | 4.8146 | 0 | 17753274 | 1743788 | 0.25 | 1821489 | 205.2003 | 5-Year Average | 25.6% | 5-Year Average | 205.2 | 1430753.28 | 15958622.0851 | 1637354.5855 | 50.12% | 194 | 20.0572 | 43 | 10.3388 | 2625 | 12.66 | 3.22 | 32.94 | 0.26 | 0.36 | 4.82 | 59 |  | 1 | 657.7552 | 216.6646 | 421.3354 | 38.76% | 1430753.28 | 2166493.7067 | 24165070.8041 | 20.52 | 247933.6203 | 1389420.9652 | 1042573849.3165 | 0 | 0 | 2474.4508 | 21.4068 | 8.6036 | 13.7964 | 20.4201 | 0 | 82.5445 | 43.3462 | 44.6356 | 2474.4508 |  | 13.7964 | 21.4068 | 33.96% | 51.42% |  |  | 205.4
[15 empty] | 8066_B_BW72 | 8066 | B | BW72 | 3456 | Coal Steam | Wyoming | 56037 | 527 | 2111 | TRUE | 10396 | 1975 | 9999 | 108 | 13.0105 | 0 | 12.0467 | Wyoming | 4.82 | Colorado | -28.91 | Craig (CO) | 6021_B_C1 | 6021 | B | C1 | 2684 | Coal Steam | 0 | WECC_CO | Colorado | 8 | Moffat | 81 | 8081 | 427 | 10204 | 1979 | 2025 | wall | dry | N | Subbituminous | Wet Scrubber | 1980 | 0.95 | LNBO | 0 | 0 | 0 | B | 0 | 0 | 0 | 0 | 0.11 | 0.25205 | 0.25205 | 0.25205 | 0.25205 | 0.1 | 0.1 | 0.56 | 0.99 | 0 | 0 | 0 | 0 | C2G/Retire | 2023 | Yes | 0 | 0 | 0 | 0 | needs_retire | 6021_G_1 | 1 | 0 | CO | 40.4627 | -107.5912 | Cooperative | RE | 0 | ATMOS ENERGY CORPORATION | 28102168.8 | 2747217 | 60.6% | 60%-80% | 11304644 | 590.4 | 3455.2 | 2947355 | 10 | 1376.4 | 144 | 0 | 0.043753 | 0.23592 | 209.7599 | 2.6679e-07 | 0.23338 | 0.042018 | 0.2459 | 209.76 | 3.5584e-07 | 0.24351 | 0.0095406 | 0 | 2515315 | 1349234 | 49000 | 200 | 1 | 1 | Startup Source | 0.0053348 | 0.0050135 | EIA-923 | EIA-923 | 0 | 0 | 0 | 1 | 0 | 1 | 0 | 0 | 0 | 0 | 1 | 1 | 1 | 400-600 | 43 | 40-59 | 0 | 0-2 High | 0 | 0 | 0 | 0 | 0 | 0 | 0 | 10 | 31 | 12 | 40 | 0 | 0 | 0 | 0 | 0 | 0 | 0 | 0 | 0 | 0 | 0 | 0 | 0 | 0 | 0 | 0 | 0 | 0 | 0 | 0 | 0 | 0 | 0 | 0 | 0 | NPCA | 0 | Flat Tops Wilderness | 47.9942 | 12.3015 | 71.9921 | 1 | 28723347 | 2761615 | 0.62 | 3012506 | 209.7601 | 5-Year Average | 60.6% | 5-Year Average | 209.76 | 2266755.12 | 23129969.2445 | 2425870.7927 | 33.23% | 68 | 13.9074 | 0 | 13.9074 | 3189 | 10.58 | 4.59 | 43.38 | 0.37 | 0.58 | 9.64 | 12.43 |  | 1 | 419.8444 | 138.2967 | 288.7033 | 89.63% | 2266755.12 | 3352592.7089 | 34209856.0016 | 20.976 | 358792.9133 | 2067077.8794 | 665473722.5335 | 0 | 0 | 2305.044 | 23.5972 | 7.332 | 13.1577 | 22.8997 | 0 | 77.5124 | -0.65482 | -0.71807 | 2305.044 |  | 13.1577 | 23.5972 | 32.39% | 47.9% |  |  | 214.13
[15 empty] | 8066_B_BW73 | 8066 | B | BW73 | 3457 | Coal Steam | Wyoming | 56037 | 523 | 2111 | TRUE | 10441 | 1976 | 2037 | 108 | 13.0105 | 0 | 12.0467 | Wyoming | 4.82 | Colorado | -28.91 | Craig (CO) | 6021_B_C2 | 6021 | B | C2 | 2685 | Coal Steam | 0 | WECC_CO | Colorado | 8 | Moffat | 81 | 8081 | 410 | 10240 | 1979 | 2028 | wall | dry | N | Subbituminous | Wet Scrubber | 1979 | 0.95 | LNBO | SCR | 2017 | 0 | B | 0 | 0 | 0 | 0 | 0.11 | 0.24781 | 0.06288 | 0.24781 | 0.06288 | 0.1 | 0.1 | 0.56 | 0.99 | 0 | 0 | 0 | 0 | 0 | 0 | Yes | 0 | 0 | 0 | 0 | needs_retire | 6021_G_2 | 1 | 0 | CO | 40.4627 | -107.5912 | Cooperative | RE | 0 | ATMOS ENERGY CORPORATION | 28172962.6 | 2702561.8 | 53.4% | 40%-60% | 11299368.6 | 527.2 | 1289 | 2954781.2 | 7.3333 | 545.8 | 102 | 0 | 0.031421 | 0.067 | 209.7601 | 2.3103e-07 | 0.066706 | 0.037426 | 0.091506 | 209.7601 | 2.603e-07 | 0.096607 | 0.0082294 | 0 | 2537022 | 1335206 | 66088 | 253 | 1 | 1 | Startup Source | 0.0054809 | 0.0050135 | EIA-923 | EIA-923 | 0 | 0 | 0 | 1 | 1 | 1 | 0 | 1 | 0 | 0 | 0 | 1 | 1 | 400-600 | 43 | 40-59 | 6 | 5-6 Low | 0 | 0 | 0 | 0 | 0 | 0 | 0 | 10 | 31 | 12 | 40 | 0 | 0 | 0 | 0 | 0 | 0 | 0 | 0 | 0 | 0 | 0 | 0 | 0 | 0 | 0 | 0 | 0 | 0 | 0 | 0 | 0 | 0 | 0 | 0 | 0 | NPCA | 0 | Flat Tops Wilderness | 47.9942 | 10.9847 | 26.8574 | 1 | 29095757 | 2773081 | 0.55 | 3051559 | 209.7597 | 5-Year Average | 53.4% | 5-Year Average | 209.7601 | 1917914.4 | 19639443.456 | 2059785.4449 | 31.91% | 68 | 14.232 | 0 | 14.232 | 3319 | 10.58 | 4.59 | 45.48 | 0.39 | 0.63 | 9.64 | 12.43 |  | 1 | 404.5515 | 133.2593 | 276.7407 | 79.11% | 1917914.4 | 2841449.8724 | 29096446.6933 | 20.976 | 305163.6241 | 1754621.8208 | 641233790.093 | 0 | 0 | 2317.0922 | 23.8718 | 7.3963 | 13.2042 | 23.3038 | 2.7894e-15 | 77.763 | 4.2559 | 4.652 | 2317.0922 |  | 13.2042 | 23.8718 | 32.5% | 48.15% |  |  | 214.13
[15 empty] | 8066_B_BW74 | 8066 | B | BW74 | 3458 | Coal Steam | Wyoming | 56037 | 530 | 2111 | TRUE | 10465 | 1979 | 2037 | 108 | 13.0105 | 0 | 12.0467 | Wyoming | 4.82 | Colorado | -28.91 | Wansley | 6052_B_1 | 6052 | B | 1 | 2722 | Coal Steam | 0 | S_SOU | Georgia | 13 | Heard | 149 | 13149 | 872 | 10009 | 1976 | 2028 | tangential | dry | N | Bituminous | Wet Scrubber | 2008 | 0.98 | LNC3 | SCR | 2008 | 0 | ESPC + WS | No | ACI | 2014 | 0 | 5 | 0.365 | 0.07776 | 0.365 | 0.07776 | 0.05 | 0.1 | 0.1 | 0.99 | 0 | 0 | 0 | 0 | 0 | 0 | 0 | 0 | 0 | 0 | 0 | needs_retire | 6052_G_1 | 1 | 0 | GA | 33.4134 | -85.0323 | Investor-Owned Utility | RE | 0 | 0 | 12655485.8 | 1245332.2 | 15.2% | 0%-20% | 9211320.8 | 864.4 | 535.2 | 1298451.6 | 7.6 | 302 | 21 | 1 | 0.14243 | 0.08047 | 205.1999 | 6.7907e-07 | 0.07018 | 0.1366 | 0.08458 | 205.1998 | 6.0053e-07 | 0.065571 | 0.0020827 | 9.9175e-05 | 1131332 | 536147 | 0 | 16576 | 1 | 0 | 0 | 0 | 0 | 0 | 0 | 0 | 1 | 0 | 0 | 1 | 1 | 0 | 0 | 0 | 0 | 0 | 1 | 1 | 800-1000 | 46 | 40-59 | 0 | 0-2 High | 0 | 0 | 0 | 0 | 0 | 0 | 0 | 50 | 63 | 86 | 84 | 1 | 0 | 0 | 0 | 0 | 0 | 0 | 0 | BATW | Permanent cessation of coal combustion | 2028 | 1 | 0 | 0 | 0 | 0 | 0 | 0 | 0 | 0 | 0 | 0 | 1 | CO | 0 | NPCA | 0 | Cohutta Wilderness | 162.9551 | 5.3045 | 3.2843 | 0 | 13758742 | 1348563 | 0.17 | 1411645 | 205.1997 | Floor Used | 20% | 5-Year Average | 205.1998 | 1527744 | 15291189.696 | 1568874.5608 | 50% | 252 | 23.132 | 94 | 9.1794 | 2017 | 10.58 | 3.22 | 24.55 | 0.17 | 0.21 | 4.82 | 15.85 |  | 1 | 806.715 | 265.7319 | 606.2681 | 28.77% | 1527744 | 2197365.831 | 21993434.6026 | 20.52 | 225652.423 | 1343222.1378 | 1278682385.8414 | 0 | 0 | 2109.1039 | 20.2174 | 6.5805 | 12.3801 | 17.2891 | -3.607e-15 | 74.7336 | 56.9312 | 64.752 | 2109.1039 |  | 12.3801 | 20.2174 | 30.47% | 43.83% |  |  | 205.4
[15 empty] | 8069_B_1 | 8069 | B | 1 | 3459 | Coal Steam | Utah | 49015 | 459 | 909 | TRUE | 10283 | 1977 | 2036 | 50 | 13.2368 | 0 | 13.2368 | Utah | 4.82 | Utah | -28.91 | Wansley | 6052_B_2 | 6052 | B | 2 | 2723 | Coal Steam | 0 | S_SOU | Georgia | 13 | Heard | 149 | 13149 | 872 | 10033 | 1978 | 2028 | tangential | dry | N | Bituminous | Wet Scrubber | 2009 | 0.98 | LNC3 | SCR | 2008 | 0 | ESPC + WS | No | ACI | 2014 | 0 | 5 | 0.3847 | 0.09419 | 0.3847 | 0.09419 | 0.05 | 0.1 | 0.1 | 0.99 | 0 | 0 | 0 | 0 | 0 | 0 | 0 | 0 | 0 | 0 | 0 | needs_retire | 6052_G_2 | 1 | 0 | GA | 33.4134 | -85.0323 | Investor-Owned Utility | RE | 0 | 0 | 9665651.6 | 979895.8 | 11.6% | 0%-20% | 5823035.5 | 655.2 | 504.6 | 991695.2 | 6 | 191.75 | 23 | 1 | 0.13211 | 0.14679 | 205.1993 | 8.155e-07 | 0.16666 | 0.13557 | 0.10441 | 205.1999 | 6.2075e-07 | 0.065859 | 0.0022294 | 9.6931e-05 | 684742 | 316789 | 0 | 7203 | 1 | 0 | 0 | 0 | 0 | 0 | 0 | 0 | 1 | 0 | 0 | 1 | 1 | 0 | 0 | 0 | 0 | 0 | 1 | 1 | 800-1000 | 44 | 40-59 | 0 | 0-2 High | 0 | 0 | 0 | 0 | 0 | 0 | 0 | 50 | 63 | 86 | 84 | 1 | 0 | 0 | 0 | 0 | 0 | 0 | 0 | BATW | Permanent cessation of coal combustion | 2028 | 1 | 0 | 0 | 0 | 0 | 0 | 0 | 0 | 0 | 0 | 0 | 1 | CO | 0 | NPCA | 0 | Cohutta Wilderness | 162.9551 | 4.0207 | 3.0966 | 0 | 9388886 | 923223 | 0.11 | 963297 | 205.1994 | Floor Used | 20% | 5-Year Average | 205.1999 | 1527744 | 15327855.552 | 1572636.9423 | 50% | 252 | 23.1001 | 94 | 9.1667 | 2017 | 10.58 | 3.22 | 24.55 | 0.17 | 0.21 | 4.82 | 15.85 |  | 1 | 808.6494 | 266.3691 | 605.6309 | 28.8% | 1527744 | 2199677.6755 | 22069366.1183 | 20.52 | 226431.547 | 1346205.3953 | 1281748464.097 | 0 | 0 | 2116.3855 | 20.2174 | 6.6191 | 12.4098 | 17.3167 | 0 | 74.8996 | 57.0898 | 64.7885 | 2116.3855 |  | 12.4098 | 20.2174 | 30.55% | 43.98% |  |  | 205.4
[15 empty] | 8069_B_2 | 8069 | B | 2 | 3460 | Coal Steam | Utah | 49015 | 450 | 909 | TRUE | 10325 | 1977 | 2036 | 50 | 13.2368 | 0 | 13.2368 | Utah | 4.82 | Utah | -28.91 | Big Cajun 2 | 6055_B_2B1 | 6055 | B | 2B1 | 2724 | Coal Steam | 0 | MIS_LA | Louisiana | 22 | Pointe Coupee | 77 | 22077 | 568 | 10438 | 1981 | 2027 | wall | dry | N | Subbituminous | 0 | 0 | 0.5237 | LNBO | SNCR | 0 | 2014 | ESPC | No | ACI | 2015 | 0 | 0.38 | 0.12481 | 0.12481 | 0.12481 | 0.12481 | 0.1 | 0.1 | 0.1 | 0.98 | Yes | 2015 | 0 | 0 | 0 | 0 | Yes | 0 | 0 | 0 | 0 | needs_retire | 6055_G_1 | 1 | 0 | LA | 30.7261 | -91.3692 | Investor-Owned Utility | NR | TEXAS EASTERN TRANSMISSION LP | 0 | 10074621.4 | 908142.4 | 16.2% | 0%-20% | 5279410.6 | 1644.4 | 658.6 | 1055715.6 | 7.2 | 344.6 | 9 | 0 | 0.34212 | 0.1203 | 209.2394 | 7.1098e-07 | 0.11873 | 0.32644 | 0.13074 | 209.5792 | 7.1467e-07 | 0.13054 | 0.00077719 | 0 | 285351 | 171600 | 911442 | 0 | 1 | 1 | Cofire Source | 0.13 | 0.06 | CAMD | CAMD | 0 | 1 | 1 | 0 | 0 | 0 | 1 | 0 | 0 | 0 | 0 | 1 | 1 | 400-600 | 41 | 40-59 | 0 | 0-2 High | 0 | 0 | 0 | 0 | 0 | 0 | 0 | 51 | 46 | 57 | 86 | 1 | 0 | 0 | 0 | 0 | 0 | 0 | 0 | 0 | Permanent cessation of coal combustion | 2025 | 1 | F2 | 2027 | 1 | 1 | 1 | 0 | 1 | 0 | SCO | 0 | 1 | SCO | 0 | NPCA, NPS | 0 | Breton Wilderness | 249.5035 | 6.5907 | 2.6396 | 0 | 3493174 | 316718 | 0.06 | 365188 | 209.0866 | Floor Used | 20% | 5-Year Average | 209.5792 | 995136 | 10387229.568 | 1088473.6865 | 49.48% | 71 | 11.524 | 0 | 11.524 | 2745 | 12.66 | 4.59 | 35.32 | 0.29 | 0.41 | 4.82 | 12.33 |  | 1 | 571.2887 | 188.1825 | 379.8175 | 29.91% | 995136 | 1488181.1947 | 15533635.3099 | 20.9579 | 162776.3513 | 925697.3352 | 905520349.41 | 1 | 0 | 2384.0933 | 21.9531 | 7.7573 | 13.4595 | 20.9411 | 0 | 79.0689 | 66.823 | 71.8355 | 2384.0933 |  | 13.4595 | 21.9531 | 33.13% | 49.55% |  |  | 214.13
[15 empty] | 8102_B_1 | 8102 | B | 1 | 3461 | Coal Steam | Ohio | 39053 | 1348 | 2709 | TRUE | 9926 | 1974 | 9999 | 999 | 7.2127 | 0 | 7.2127 | Ohio | 4.82 | Ohio |  | Big Cajun 2 | 6055_B_2B3 | 6055 | B | 2B3 | 2726 | Coal Steam | 0 | MIS_LA | Louisiana | 22 | Pointe Coupee | 77 | 22077 | 580 | 10438 | 1981 | 2027 | wall | dry | N | Subbituminous | 0 | 0 | 0.14 | LNBO | SNCR | 0 | 2014 | ESPC | No | ACI | 2015 | 0 | 0.45 | 0.12215 | 0.12215 | 0.12215 | 0.12215 | 0.1 | 0.1 | 0.1 | 0 | 0 | 0 | 0 | 0 | 0 | 0 | 0 | 0 | 0 | 0 | 0 | needs_retire | 6055_G_3 | 1 | 0 | LA | 30.7261 | -91.3692 | Investor-Owned Utility | NR | TEXAS EASTERN TRANSMISSION LP | 0 | 22098583.6 | 2089970 | 35% | 20%-40% | 9356857.2 | 6766.4 | 1370 | 2316035.4 | 16 | 584.4 | 55 | 1 | 0.59534 | 0.12398 | 209.3992 | 7.0643e-07 | 0.12605 | 0.61238 | 0.12399 | 209.6094 | 7.2403e-07 | 0.12491 | 0.003068 | 5.5782e-05 | 1622229 | 1125693 | 835899 | 0 | 1 | 1 | Cofire Source | 0.1 | 0.06 | CAMD | CAMD | 0 | 1 | 1 | 0 | 0 | 0 | 1 | 0 | 0 | 0 | 0 | 1 | 1 | 400-600 | 41 | 40-59 | 5 | 5-6 Low | 0 | 0 | 0 | 0 | 0 | 0 | 0 | 51 | 46 | 57 | 86 | 1 | 0 | 0 | 0 | 0 | 0 | 0 | 0 | 0 | Permanent cessation of coal combustion | 2025 | 1 | F2 | 2027 | 1 | 1 | 1 | 0 | 1 | 0 | SCO | 0 | 1 | SCO | 0 | NPCA, NPS | 0 | Breton Wilderness | 249.5035 | 27.1195 | 5.4909 | 1 | 18285407 | 1721789 | 0.29 | 1916314 | 209.6004 | 5-Year Average | 35% | 5-Year Average | 209.6094 | 1778280 | 18561686.64 | 1945351.9791 | 50.52% | 71 | 11.3805 | 0 | 11.3805 | 2713 | 12.66 | 4.59 | 34.79 | 0.29 | 0.4 | 4.82 | 12.33 |  | 1 | 583.3582 | 192.1582 | 387.8418 | 52.34% | 1778280 | 2659337.8743 | 27758168.7316 | 20.9609 | 290918.6516 | 1654433.3276 | 924651061.0172 | 1 | 0 | 2384.0933 | 21.8501 | 7.7573 | 13.4595 | 20.7956 | 0 | 79.0803 | 22.2087 | 23.8712 | 2384.0933 |  | 13.4595 | 21.8501 | 33.13% | 49.55% |  |  | 214.13
[15 empty] | 8102_B_2 | 8102 | B | 2 | 3462 | Coal Steam | Ohio | 39053 | 1361 | 2709 | TRUE | 9861 | 1975 | 9999 | 999 | 7.2127 | 0 | 7.2127 | Ohio | 4.82 | Ohio |  | Victor J Daniel Jr | 6073_B_1 | 6073 | B | 1 | 2744 | Coal Steam | 0 | S_SOU | Mississippi | 28 | Jackson | 59 | 28059 | 502 | 11194 | 1981 | 2027 | tangential | wet | N | Bituminous, Subbituminous | Wet Scrubber | 2015 | 0.96 | LNB + OFA | 0 | 0 | 0 | ESPC | Yes | ACI | 2015 | 0 | 1.2 | 0.21147 | 0.21147 | 0.1469 | 0.1469 | 0.05 | 0.1 | 0.1 | 0.99 | Yes | 2015 | 0 | 0 | 0 | 0 | 0 | 0 | 0 | 0 | 0 | needs_retire | 6073_G_1 | 1 | 0 | MS | 30.5322 | -88.5553 | Investor-Owned Utility | RE | GULF SOUTH PIPELINE COMPANY LP | 0 | 15279806 | 1416694 | 32.2% | 20%-40% | 8828531 | 100.4 | 1901.6 | 1567707.6 | 10.8 | 1090.8 | 10 | 0 | 0.0081848 | 0.2906 | 205.1999 | 7.4807e-07 | 0.2932 | 0.013142 | 0.2489 | 205.1999 | 7.0682e-07 | 0.24711 | 0.0012292 | 0 | 940527 | 599161 | 0 | 8437 | 1 | 1 | 0 | 0 | 0 | 0 | 0 | 0 | 1 | 0 | 0 | 0 | 1 | 0 | 0 | 0 | 0 | 0 | 1 | 1 | 400-600 | 41 | 40-59 | 1 | 0-2 High | 0 | 0 | 0 | 0 | 0 | 0 | 0 | 57 | 31 | 50 | 79 | 0 | 0 | 0 | 0 | 0 | 0 | 0 | 0 | BATW | 0 | 0 | 1 | 0 | 0 | 0 | 1 | 1 | 0 | 1 | 0 | SCO | 0 | 1 | SCO | 0 | 0 | 0 | Breton Wilderness | 61.3986 | 1.6352 | 30.9714 | 1 | 11925228 | 1092841 | 0.25 | 1223529 | 205.2001 | 5-Year Average | 32.2% | 5-Year Average | 205.1999 | 1416001.44 | 15850720.1194 | 1626283.3701 | 50% | 79 | 11.9019 | 0 | 11.9019 | 3148 | 10.58 | 3.22 | 40.92 | 0.34 | 0.52 | 4.82 | 15.85 |  | 1 | 519.4 | 171.0904 | 330.9096 | 48.85% | 1416001.44 | 2148117.3716 | 24046025.8578 | 20.52 | 246712.1473 | 1379571.2228 | 823274242.953 | 0 | 0 | 2487.9126 | 22.6077 | 8.6815 | 13.8458 | 22.1685 | 0 | 82.8132 | 28.1631 | 28.9068 | 2487.9126 |  | 13.8458 | 22.6077 | 34.08% | 51.7% |  |  | 205.4
[15 empty] | 8219_B_1 | 8219 | B | 1 | 3466 | Coal Steam | Colorado | 8041 | 208 | 208 | FALSE | 10457 | 1980 | 2021 | 97 | 21.7788 | 0 | 21.7788 | Colorado | 4.82 | Colorado | -28.91 | Victor J Daniel Jr | 6073_B_2 | 6073 | B | 2 | 2745 | Coal Steam | 0 | S_SOU | Mississippi | 28 | Jackson | 59 | 28059 | 502 | 11081 | 1981 | 2027 | tangential | wet | N | Bituminous, Subbituminous | Wet Scrubber | 2015 | 0.96 | LNB + OFA | 0 | 0 | 0 | ESPC | Yes | ACI | 2015 | 0 | 1.2 | 0.25887 | 0.25887 | 0.1469 | 0.1469 | 0.05 | 0.1 | 0.1 | 0.99 | Yes | 2015 | 0 | 0 | 0 | 0 | 0 | 0 | 0 | 0 | 0 | needs_retire | 6073_G_2 | 1 | 0 | MS | 30.5322 | -88.5553 | Investor-Owned Utility | RE | GULF SOUTH PIPELINE COMPANY LP | 0 | 14349445.2 | 1257726 | 30.2% | 20%-40% | 8647806.25 | 89 | 1686.2 | 1472249.6 | 10.4 | 1066 | 22 | 0 | 0.010933 | 0.19939 | 205.2008 | 7.4124e-07 | 0 | 0.012405 | 0.23502 | 205.1995 | 7.2477e-07 | 0.24654 | 0.0034659 | 0 | 1122274 | 671389 | 0 | 14067 | 1 | 1 | 0 | 0 | 0 | 0 | 0 | 0 | 1 | 0 | 0 | 0 | 1 | 0 | 0 | 0 | 0 | 0 | 1 | 1 | 400-600 | 41 | 40-59 | 1 | 0-2 High | 0 | 0 | 0 | 0 | 0 | 0 | 0 | 57 | 31 | 50 | 79 | 0 | 0 | 0 | 0 | 0 | 0 | 0 | 0 | BATW | 0 | 0 | 1 | 0 | 0 | 0 | 1 | 1 | 0 | 1 | 0 | SCO | 0 | 1 | SCO | 0 | 0 | 0 | Breton Wilderness | 61.3986 | 1.4495 | 27.4632 | 1 | 14407654 | 1262215 | 0.3 | 1478218 | 205.199 | 5-Year Average | 30.2% | 5-Year Average | 205.1995 | 1328051.04 | 14716133.5742 | 1509871.7383 | 50% | 79 | 11.9751 | 0 | 11.9751 | 3148 | 10.58 | 3.22 | 40.92 | 0.34 | 0.52 | 4.82 | 15.85 |  | 1 | 514.1568 | 169.3633 | 332.6367 | 45.58% | 1328051.04 | 2004233.3087 | 22208909.2936 | 20.52 | 227862.8711 | 1282008.8672 | 814963541.7333 | 0 | 0 | 2450.0107 | 22.6077 | 8.4629 | 13.7061 | 22.0343 | 3.9546e-15 | 82.0531 | 32.1066 | 33.2597 | 2450.0107 |  | 13.7061 | 22.6077 | 33.74% | 50.92% |  |  | 205.4
[15 empty] | 8222_B_B1 | 8222 | B | B1 | 3469 | Coal Steam | North Dakota | 38057 | 429 | 429 | TRUE | 11481 | 1981 | 9999 | 279 | 35.9775 | 0 | 12.8952 | North Dakota | 4.82 | Wyoming | -28.91 | Sherburne County | 6090_B_1 | 6090 | B | 1 | 2767 | Coal Steam | 0 | MIS_MNWI | Minnesota | 27 | Sherburne | 141 | 27141 | 680 | 10055 | 1987 | 2025 | tangential | dry | Y | Subbituminous | Wet Scrubber | 1976 | 0.98 | LNC3 | 0 | 0 | 0 | WS | 0 | ACI | 2014 | 0 | 0.05 | 0.13586 | 0.13586 | 0.13586 | 0.13586 | 0.1 | 0.1 | 0.1 | 0.99 | 0 | 0 | 0 | 0 | 0 | 0 | Yes | 0 | 0 | 0 | 0 | needs_retire | 6090_G_1 | 1 | 0 | MN | 45.3808 | -93.8931 | Investor-Owned Utility | RE | 0 | 0 | 35206434.4 | 3420283 | 51% | 40%-60% | 14974879.2 | 512.8 | 2344.8 | 3692449.8 | 32 | 1003.8 | 107 | 0 | 0.028666 | 0.13109 | 209.7599 | 9.624e-07 | 0.13481 | 0.029131 | 0.1332 | 209.7599 | 9.0892e-07 | 0.13406 | 0.00467 | 0 | 3210952 | 1960709 | 0 | 9284 | 1 | 0 | 0 | 0 | 0 | 0 | 0 | 0 | 0 | 0 | 0 | 0 | 1 | 0 | 0 | 0 | 0 | 0 | 1 | 1 | 600-800 | 35 | 20-39 | 0 | 0-2 High | 0 | 0 | 0 | 0 | 0 | 0 | 0 | 27 | 2 | 23 | 27 | 0 | 0 | 0 | 0 | 0 | 0 | 0 | 0 | 0 | 0 | 0 | 0 | 0 | 0 | 0 | 1 | 1 | 0 | 1 | 0 | SCO | 0 | 1 | SCO | 0 | NPCA, NPS | 1 | Boundary Waters Canoe Area Wilderness | 305.2181 | 1.6801 | 7.6824 | 0 | 36436373 | 3551765 | 0.53 | 3821448 | 209.7601 | 5-Year Average | 51% | 5-Year Average | 209.7599 | 3037968 | 30546768.24 | 3203744.1508 | 43.7% | 451 | 47.7407 | 174 | 18.4188 | 2327 | 10.58 | 4.59 | 29.25 | 0.23 | 0.29 | 4.82 | 52.31 |  | 1 | 658.8416 | 217.0224 | 462.9776 | 74.91% | 3037968 | 4462026.5741 | 44865677.2026 | 20.976 | 470551.09 | 2733193.0608 | 1044295902.3395 | 0 | 0 | 2255.608 | 21.1331 | 7.07 | 12.9656 | 27.056 | 0 | 76.4726 | 9.8063 | 10.8998 | 2255.608 |  | 12.9656 | 21.1331 | 31.92% | 46.88% |  |  | 214.13
[15 empty] | 8223_B_1 | 8223 | B | 1 | 3470 | Coal Steam | Arizona | 4001 | 387 | 1625 | TRUE | 10417 | 1985 | 2021 | 292 | 42.6246 | 51 | 14.5975 | Arizona | 4.82 | New Mexico | -28.91 | Gibson | 6113_B_5 | 6113 | B | 5 | 2786 | Coal Steam | 0 | MIS_INKY | Indiana | 18 | Gibson | 51 | 18051 | 620 | 10559 | 1982 | 2026 | wall | dry | N | Bituminous | Wet Scrubber | 1982 | 0.95 | LNBO | SCR | 2004 | 0 | ESPC | No | ACI | 2015 | 0 | 0.75 | 0.22551 | 0.12774 | 0.22551 | 0.12774 | 0.05 | 0.1 | 0.1 | 0.99 | 0 | 0 | 0 | 0 | 0 | 0 | 0 | 0 | 0 | 0 | 0 | needs_retire | 6113_G_5 | 1 | 0 | IN | 38.3722 | -87.7658 | Investor-Owned Utility | RE | 0 | 0 | 25422370.4 | 2816556.4 | 43.2% | 40%-60% | 11809371 | 5223 | 1819.2 | 2608337 | 21.6 | 657.8 | 118 | 16 | 0.48576 | 0.11945 | 205.2 | 8.4628e-07 | 0.05829 | 0.4109 | 0.14312 | 205.2001 | 8.4965e-07 | 0.1114 | 0.0078822 | 0.0010688 | 2229273 | 1205374 | 0 | 15434 | 1 | 0 | 0 | 0 | 0 | 0 | 0 | 0 | 1 | 0 | 0 | 1 | 1 | 0 | 0 | 0 | 0 | 0 | 1 | 1 | 600-800 | 40 | 40-59 | 6 | 5-6 Low | 0 | 0 | 0 | 0 | 0 | 0 | 0 | 69 | 49 | 58 | 2 | 0 | 0 | 0 | 0 | 0 | 0 | 0 | 0 | 0 | 0 | 0 | 0 | 0 | 0 | 0 | 1 | 1 | 0 | 1 | 0 | CO | 0 | 1 | CO | 0 | 0 | 0 | Mammoth Cave NP | 181.2347 | 28.819 | 10.0378 | 1 | 22447236 | 2469672 | 0.38 | 2303086 | 205.2 | 5-Year Average | 43.2% | 5-Year Average | 205.2001 | 2346278.4 | 24774353.6256 | 2541850.4331 | 19.8% | 3 | 10.8617 | 0 | 10.8617 | 2482 | 10.58 | 4.59 | 31.58 | 0.25 | 0.34 | 4.82 | 10.69 |  | 1 | 605.1004 | 199.3201 | 420.6799 | 63.67% | 2346278.4 | 3457955.7955 | 36512555.2451 | 20.52 | 374619.0749 | 2167231.3582 | 959113464.5679 | 0 | 0 | 2279.9126 | 21.5355 | 7.5044 | 13.0604 | 19.9133 | -4.5842e-15 | 78.5136 | 8.5655 | 9.2731 | 2279.9126 |  | 13.0604 | 21.5355 | 32.15% | 47.38% |  |  | 205.4
[15 empty] | 8223_B_2 | 8223 | B | 2 | 3471 | Coal Steam | Arizona | 4001 | 406 | 1625 | TRUE | 10293 | 1990 | 2030 | 292 | 42.6246 | 51 | 14.5975 | Arizona | 4.82 | New Mexico | -28.91 | A B Brown | 6137_B_1 | 6137 | B | 1 | 2797 | Coal Steam | 0 | MIS_INKY | Indiana | 18 | Posey | 129 | 18129 | 245 | 11185 | 1979 | 2024 | wall | dry | N | Bituminous | Wet Scrubber | 1979 | 0.85 | LNB | SCR | 2006 | 0 | B | 0 | ACI | 2015 | 0 | 0.727 | 0.20118 | 0.16188 | 0.20118 | 0.16188 | 0.05 | 0.1 | 0.1 | 0.98 | Yes | 2016 | 0 | 0 | 0 | 0 | 0 | 0 | 0 | 0 | 0 | needs_retire | 6137_G_1 | 1 | 0 | IN | 37.9053 | -87.715 | Investor-Owned Utility | RE | TEXAS GAS TRANSMISSION LLC | 0 | 13475840.8 | 1265952.2 | 42.4% | 40%-60% | 6815221.4 | 2083.2 | 987 | 1382621.4 | 5.6 | 414.8 | 84 | 4 | 0.30641 | 0.12827 | 205.2 | 3.2294e-07 | 0.082526 | 0.30918 | 0.14648 | 205.2 | 4.1556e-07 | 0.12173 | 0.014702 | 0.00070008 | 1148536 | 567267 | 143005 | 0 | 1 | 1 | Energy Source | 0.0088666 | 0.0059394 | EIA-923 | EIA-923 | 0 | 0 | 0 | 1 | 1 | 1 | 0 | 1 | 0 | 0 | 0 | 1 | 1 | 200-400 | 43 | 40-59 | 4 | 3-4 Moderate | 0 | 0 | 0 | 0 | 0 | 0 | 0 | 49 | 11 | 76 | 18 | 0 | 0 | 0 | 0 | 0 | 0 | 0 | 0 | 0 | 0 | 0 | 0 | F1 | 0 | 1 | 1 | 1 | 0 | 1 | 1 | CO | CO | 1 | CO | 0 | NPS | 0 | Mammoth Cave NP | 147.5628 | 14.1174 | 6.6887 | 1 | 13927279 | 1303625 | 0.44 | 1428941 | 205.2003 | 5-Year Average | 42.4% | 5-Year Average | 205.2 | 909988.8 | 10178224.728 | 1044285.9582 | 50% | 0 | 18.6866 | 0 | 18.6866 | [9 empty] | 1 | 253.2882 | 83.4331 | 161.5669 | 64.3% | 909988.8 | 1379907.1451 | 15434261.4175 | 20.52 | 158355.5375 | 885930.4208 | 401474144.4834 | 0 | 0 | 2484.8794 | 28.517 | 8.6639 | 13.8347 | 29.4326 | -2.8719e-15 | 82.7528 | 19.4737 | 20.0025 | 2484.8794 |  | 13.8347 | 28.517 | 34.05% | 51.64% |  |  | 205.4
[15 empty] | 8223_B_3 | 8223 | B | 3 | 89514 | Coal Steam | Arizona | 4001 | 417 | 1625 | TRUE | 10191 | 2006 | 9999 | 292 | 42.6246 | 51 | 14.5975 | Arizona | 4.82 | New Mexico | -28.91 | A B Brown | 6137_B_2 | 6137 | B | 2 | 2798 | Coal Steam | 0 | MIS_INKY | Indiana | 18 | Posey | 129 | 18129 | 245 | 10985 | 1986 | 2024 | wall | dry | N | Bituminous | Wet Scrubber | 1986 | 0.9 | LNB | SCR | 2005 | 0 | ESPC | No | ACI | 2015 | 0 | 0.588 | 0.4122 | 0.16443 | 0.4122 | 0.16443 | 0.05 | 0.1 | 0.1 | 0.95 | 0 | 0 | 0 | 0 | 0 | 0 | 0 | 0 | 0 | 0 | 0 | needs_retire | 6137_G_2 | 1 | 0 | IN | 37.9053 | -87.715 | Investor-Owned Utility | RE | TEXAS GAS TRANSMISSION LLC | 0 | 14376265 | 1343715.8 | 36.6% | 20%-40% | 6717823.6 | 1506.6 | 1046.2 | 1475003.2 | 8.8 | 439.6 | 125 | 3 | 0.18026 | 0.11868 | 205.2001 | 5.887e-07 | 0.077901 | 0.2096 | 0.14555 | 205.1998 | 6.1212e-07 | 0.13088 | 0.021637 | 0.00051929 | 1299561 | 625146 | 84132 | 0 | 1 | 1 | Energy Source | 0.0048223 | 0.0059394 | EIA-923 | EIA-923 | 0 | 1 | 0 | 0 | 1 | 1 | 0 | 0 | 0 | 0 | 0 | 1 | 1 | 200-400 | 36 | 20-39 | 2 | 0-2 High | 0 | 0 | 0 | 0 | 0 | 0 | 0 | 49 | 11 | 76 | 18 | 0 | 0 | 0 | 0 | 0 | 0 | 0 | 0 | 0 | 0 | 0 | 0 | F1 | 0 | 1 | 1 | 1 | 0 | 1 | 1 | CO | SCO | 1 | SCO | 0 | NPS | 0 | Mammoth Cave NP | 147.5628 | 10.2099 | 7.0899 | 1 | 15651644 | 1464271 | 0.4 | 1605855 | 205.1995 | 5-Year Average | 36.6% | 5-Year Average | 205.1998 | 785509.2 | 8628818.562 | 885315.8307 | 50% | 0 | 18.9086 | 0 | 18.9086 | [9 empty] | 1 | 248.7592 | 81.9413 | 163.0587 | 54.99% | 785509.2 | 1180248.0898 | 12965025.2665 | 20.52 | 133021.0159 | 752294.8148 | 394295348.8735 | 0 | 0 | 2418.1186 | 28.517 | 8.2804 | 13.5873 | 29.1729 | 0 | 81.4059 | 26.8584 | 28.0442 | 2418.1186 |  | 13.5873 | 28.517 | 33.45% | 50.25% |  |  | 205.4
[15 empty] | 8223_B_4 | 8223 | B | 4 | 90132 | Coal Steam | Arizona | 4001 | 415 | 1625 | TRUE | 10260 | 2009 | 9999 | 292 | 42.6246 | 51 | 14.5975 | Arizona | 4.82 | New Mexico | -28.91 | Rush Island | 6155_B_1 | 6155 | B | 1 | 2813 | Coal Steam | 0 | MIS_MO | Missouri | 29 | Jefferson | 99 | 29099 | 589 | 10226 | 1976 | 2024 | tangential | dry | N | Subbituminous | 0 | 0 | 0 | LNC3 | 0 | 0 | 0 | ESPC | No | ACI | 2015 | 0 | 2.3 | 0.07768 | 0.07768 | 0.07768 | 0.07768 | 0.1 | 0.1 | 0.1 | 0 | 0 | 0 | 0 | 0 | 0 | 0 | 0 | 0 | 0 | 0 | 0 | needs_retire | 6155_G_1 | 1 | 0 | MO | 38.1312 | -90.2632 | Investor-Owned Utility | RE | 0 | 0 | 34297949.8 | 3766445.8 | 65.8% | 60%-80% | 13853975 | 8346.6 | 1424.2 | 3597169 | 31.2 | 572.2 | 104 | 10 | 0.49842 | 0.084321 | 209.76 | 9.1882e-07 | 0.08558 | 0.48671 | 0.083049 | 209.76 | 9.0968e-07 | 0.082604 | 0.0048704 | 0.00046831 | 2621080 | 1591854 | 0 | 23292 | 1 | 0 | 0 | 0 | 0 | 0 | 0 | 0 | 1 | 0 | 0 | 0 | 0 | 1 | 0 | 0 | 0 | 0 | 1 | 1 | 400-600 | 46 | 40-59 | 6 | 5-6 Low | 0 | 1 | 0 | 0 | 0 | SO2 | 1 | 45 | 23 | 85 | 38 | 1 | 1 | 0 | 0 | 0 | 0 | 0 | 0 | 0 | 0 | 0 | 0 | 0 | 0 | 0 | 1 | 1 | 1 | 1 | 0 | SCO | 0 | 1 | SCO | 8 ug/m3 | NPCA, NPS | 1 | Mingo Wilderness | 121.822 | 68.5147 | 11.6908 | 1 | 25998006 | 2801969 | 0.5 | 2726671 | 209.76 | 5-Year Average | 65.8% | 5-Year Average | 209.76 | 3395043.12 | 34717710.9451 | 3641193.5492 | 50% | 120 | 13.6985 | 0 | 11.4155 | 2611 | 10.58 | 3.22 | 33.52 | 0.27 | 0.38 | 4.82 | 10.69 |  | 1 | 580.3782 | 191.1766 | 397.8234 | 97.42% | 3395043.12 | 5026552.8443 | 51401529.386 | 20.976 | 539099.2439 | 3102094.3053 | 919927643.479 | 1 | 0 | 2312.402 | 21.7756 | 7.3713 | 13.1861 | 20.4367 | 0 | 77.6656 | -5.7818 | -6.3278 | 2312.402 |  | 13.1861 | 21.7756 | 32.46% | 48.06% |  |  | 214.13
[15 empty] | 8226_B_1 | 8226 | B | 1 | 3475 | Coal Steam | Pennsylvania | 42003 | 565 | 565 | TRUE | 10935 | 1970 | 2021 | 999 | 11.243 | 0 | 11.243 | Pennsylvania | 9.64 | Pennsylvania |  | Rush Island | 6155_B_2 | 6155 | B | 2 | 2814 | Coal Steam | 0 | MIS_MO | Missouri | 29 | Jefferson | 99 | 29099 | 589 | 10149 | 1977 | 2024 | tangential | dry | N | Subbituminous | 0 | 0 | 0 | LNC3 | 0 | 0 | 0 | ESPC | No | ACI | 2015 | 0 | 2.3 | 0.08035 | 0.08035 | 0.08035 | 0.08035 | 0.1 | 0.1 | 0.1 | 0 | 0 | 0 | 0 | 0 | 0 | 0 | 0 | 0 | 0 | 0 | 0 | needs_retire | 6155_G_2 | 1 | 0 | MO | 38.1312 | -90.2632 | Investor-Owned Utility | RE | 0 | 0 | 38442744.6 | 4215774.6 | 74.2% | 60%-80% | 16542518.4 | 9793.8 | 1626.8 | 4031874 | 35.4 | 685.2 | 220 | 14 | 0.51653 | 0.085179 | 209.76 | 9.5216e-07 | 0.083029 | 0.50953 | 0.084635 | 209.7599 | 9.2085e-07 | 0.082841 | 0.010183 | 0.00064802 | 2924312 | 1690706 | 0 | 0 | 0 | 0 | 0 | 0 | 0 | 0 | 0 | 0 | 1 | 0 | 0 | 0 | 0 | 1 | 0 | 0 | 0 | 0 | 1 | 1 | 400-600 | 45 | 40-59 | 6 | 5-6 Low | 0 | 1 | 0 | 0 | 0 | SO2 | 1 | 45 | 23 | 85 | 38 | 1 | 1 | 0 | 0 | 0 | 0 | 0 | 0 | 0 | 0 | 0 | 0 | 0 | 0 | 0 | 1 | 1 | 1 | 1 | 1 | SCO | CO | 1 | SCO | 8 ug/m3 | NPCA, NPS | 1 | Mingo Wilderness | 121.822 | 80.3944 | 13.3539 | 1 | 29326338 | 3114566 | 0.57 | 3075745 | 209.7599 | 5-Year Average | 74.2% | 5-Year Average | 209.7599 | 3828452.88 | 38854968.2791 | 4075108.0082 | 50% | 120 | 13.7608 | 0 | 11.4673 | 2611 | 10.58 | 3.22 | 33.52 | 0.27 | 0.38 | 4.82 | 10.69 |  | 1 | 576.0081 | 189.7371 | 399.2629 | 100% | 3497543.3312 | 5159640 | 52365186.36 | 20.976 | 549205.931 | 3525902.0771 | 913000748.4519 | 1 | 0 | 2286.7155 | 21.7756 | 5.7942 | 13.0868 | 21.6148 | 2.1832 | 85.6892 | -15.4347 | -15.3106 | 2286.7155 |  | 13.0868 | 21.7756 | 32.21% | 47.52% |  |  | 214.13
[15 empty] | 876_B_1 | 876 | B | 1 | 591 | Coal Steam | Illinois | 17021 | 554 | 1108 | TRUE | 10924 | 1967 | 2021 | 121 | 13.7733 | 0 | 11.3829 | Illinois | 4.82 | Illinois | -28.91 | Coleto Creek | 6178_B_1 | 6178 | B | 1 | 2826 | Coal Steam | 0 | ERC_REST | Texas | 48 | Goliad | 175 | 48175 | 648 | 10047 | 1980 | 2027 | tangential | wet | N | Subbituminous | 0 | 0 | 0 | LNC3 | 0 | 0 | 0 | B | 0 | ACI | 2016 | 0 | 1.2 | 0.136 | 0.136 | 0.136 | 0.136 | 0.1 | 0.1 | 0.1 | 0 | 0 | 0 | 0 | 0 | 0 | 0 | 0 | 0 | 0 | 0 | 0 | needs_retire | 6178_G_1 | 1 | 0 | TX | 28.7128 | -97.2142 | Investor-Owned Utility | NR | 0 | 0 | 36791148.6 | 3574534.8 | 54.4% | 40%-60% | 17742938.8 | 11038.8 | 2504.2 | 3858652 | 27.4 | 1219.6 | 96 | 14 | 0.55721 | 0.1469 | 209.76 | 8.0359e-07 | 0.14372 | 0.60008 | 0.13613 | 209.7598 | 7.4474e-07 | 0.13747 | 0.0046551 | 0.00067886 | 3225780 | 2010098 | 0 | 2286 | 1 | 0 | 0 | 0 | 0 | 0 | 0 | 0 | 0 | 0 | 1 | 0 | 0 | 0 | 0 | 0 | 0 | 0 | 1 | 1 | 600-800 | 42 | 40-59 | 4 | 3-4 Moderate | 0 | 1 | 0 | 0 | 0 | SO2 | 1 | 12 | 55 | 34 | 45 | 0 | 0 | 0 | 0 | 0 | 0 | 0 | 0 | BATW | Permanent cessation of coal combustion | 2027 | 1 | F2 | 2027 | 1 | 1 | 1 | 0 | 1 | 0 | SCO | 0 | 1 | SCO | 0 | NPCA | 0 | Big Bend NP | 552.5638 | 19.9774 | 4.532 | 1 | 35579055 | 3408396 | 0.53 | 3731527 | 209.7598 | 5-Year Average | 54.4% | 5-Year Average | 209.7598 | 3088005.12 | 31025187.4406 | 3253918.568 | 100% | 16 | 10.8975 | 0 | 10.8975 | 2437 | 12.66 | 4.59 | 30.87 | 0.25 | 0.33 | 4.82 | 18.85 |  | 1 | 627.3378 | 206.6451 | 441.3549 | 79.87% | 3088005.12 | 4533827.8778 | 45551368.688 | 20.976 | 477742.301 | 2776176.267 | 994360798.4265 | 1 | 0 | 2252.9731 | 21.3384 | 7.0561 | 12.9553 | 19.5821 | 0 | 76.4166 | -0.11431 | -0.12715 | 2252.9731 |  | 12.9553 | 21.3384 | 31.89% | 46.82% |  |  | 214.13
[15 empty] | 876_B_2 | 876 | B | 2 | 592 | Coal Steam | Illinois | 17021 | 554 | 1108 | TRUE | 10767 | 1968 | 2021 | 121 | 13.7733 | 0 | 11.3829 | Illinois | 4.82 | Illinois | -28.91 | J T Deely | 6181_B_1 | 6181 | B | 1 | 2832 | Coal Steam | 0 | ERC_REST | Texas | 48 | Bexar | 29 | 48029 | 420 | 10697 | 1977 | 2024 | tangential | dry | N | Subbituminous | 0 | 0 | 0 | LNC3 | 0 | 0 | 0 | B | 0 | ACI | 2015 | 0 | 1.2 | 0.10523 | 0.10523 | 0.10523 | 0.10523 | 0.1 | 0.1 | 0.1 | 0 | 0 | 0 | 0 | 0 | 0 | 0 | 0 | 0 | 0 | 0 | 0 | needs_retire | 6181_G_1 | 1 | 0 | TX | 29.3081 | -98.3228 | Municipally-Owned Utility | RE | ENTERPRISE TEXAS PIPELINE | 0 | 18344121 | 1546386 | 40.67% | 40%-60% | 12802336.5 | 4751.3333 | 928.6667 | 1882106 | 8.3333 | 622.5 | 0 | 0 | 0 | 0 | 0 | 0 | 0 | 0.51802 | 0.10125 | 205.1999 | 4.5428e-07 | 0.097248 | 0 | 0 | -7055 | 0 | 401 | 0 | 1 | 1 | Startup Source | 0.0033171 | 0.0036601 | EIA-923 | EIA-923 | 0 | 0 | 0 | 1 | 0 | 0 | 0 | 0 | 0 | 0 | 0 | 1 | 1 | 400-600 | 45 | 40-59 | 5 | 5-6 Low | 0 | 0 | 0 | 0 | 0 | 0 | 0 | 64 | 94 | 96 | 99 | 1 | 0 | 0 | 0 | 0 | 0 | 0 | 0 | 0 | 0 | 0 | 0 | F1 | 0 | 1 | 1 | 1 | 1 | 1 | 0 | SCO | 0 | 1 | SCO | 0 | 0 | 0 | Big Bend NP | 438.7053 | 10.8304 | 2.1168 | 1 | 131 |  |  | 13 | 198.4733 | 5-Year Average | 40.67% | 5-Year Average | 205.1999 | 1496208 | 16004936.976 | 1642105.823 | 50% | 12 | 13.6458 | 0 | 13.6458 | 3595 | 10.58 | 4.59 | 48.59 | 0.41 | 0.69 | 4.82 | 18.85 |  | 1 | 432.9137 | 142.6018 | 277.3982 | 61.57% | 1496208 | 2265361.8115 | 24232575.2974 | 20.52 | 248626.1149 | 1393479.7081 | 686189190.6685 | 1 | 171547297.6671 | 2473.661 | 23.7075 | 8.2485 | 13.7935 | 23.36 | 0 | 79.164 | 18.5205 | 19.8858 | 2473.661 |  | 13.7935 | 23.7075 | 33.95% | 51.41% |  |  | 214.13
[15 empty] | 879_B_51 | 879 | B | 51 | 593 | Coal Steam | Illinois | 17179 | 384 | 1536 | TRUE | 11380 | 1972 | 9999 | 180 | 24.9877 | 0 | 13.8821 | Illinois | 4.82 | Illinois | -28.91 | J T Deely | 6181_B_2 | 6181 | B | 2 | 2833 | Coal Steam | 0 | ERC_REST | Texas | 48 | Bexar | 29 | 48029 | 420 | 10742 | 1977 | 2024 | tangential | dry | N | Subbituminous | 0 | 0 | 0 | LNC3 | SCR | 2011 | 0 | B | 0 | ACI | 2015 | 0 | 1.2 | 0.10035 | 0.10035 | 0.10035 | 0.10035 | 0.1 | 0.1 | 0.1 | 0 | 0 | 0 | 0 | 0 | 0 | 0 | 0 | 0 | 0 | 0 | 0 | needs_retire | 6181_G_2 | 1 | 0 | TX | 29.3081 | -98.3228 | Municipally-Owned Utility | RE | ENTERPRISE TEXAS PIPELINE | 0 | 16124205 | 1352202.6667 | 35.67% | 20%-40% | 12359015 | 4155 | 746.3333 | 1654343.6667 | 7.3333 | 586 | 0 | 0 | 0 | 0 | 0 | 0 | 0 | 0.51537 | 0.092573 | 205.2 | 4.548e-07 | 0.09483 | 0 | 0 | -7055 | 0 | 466 | 0 | 1 | 1 | Startup Source | 0.0043935 | 0.0036601 | EIA-923 | EIA-923 | 0 | 0 | 0 | 1 | 1 | 0 | 0 | 0 | 0 | 0 | 0 | 1 | 1 | 400-600 | 45 | 40-59 | 4 | 3-4 Moderate | 0 | 0 | 0 | 0 | 0 | 0 | 0 | 64 | 94 | 96 | 99 | 1 | 0 | 0 | 0 | 0 | 0 | 0 | 0 | 0 | 0 | 0 | 0 | F1 | 0 | 1 | 1 | 1 | 0 | 1 | 0 | CO | 0 | 1 | CO | 0 | 0 | 0 | Big Bend NP | 438.7053 | 9.4711 | 1.7012 | 0 | 128 | 5 |  | 13 | 203.125 | 5-Year Average | 35.67% | 5-Year Average | 205.2 | 1312248 | 14096168.016 | 1446267.0427 | 50% | 12 | 13.6104 | 0 | 13.6104 | 3573 | 10.58 | 4.59 | 48.33 | 0.4 | 0.68 | 4.82 | 18.85 |  | 1 | 434.7349 | 143.2017 | 276.7983 | 54.12% | 1312248 | 1991139.7145 | 21388822.8127 | 20.52 | 219449.3531 | 1226817.6897 | 689075842.4008 | 1 | 172268960.6002 | 2489.4508 | 23.7075 | 8.3361 | 13.8515 | 23.4163 | 0 | 79.4663 | 26.0002 | 27.8108 | 2489.4508 |  | 13.8515 | 23.7075 | 34.1% | 51.74% |  |  | 214.13
[15 empty] | 879_B_52 | 879 | B | 52 | 594 | Coal Steam | Illinois | 17179 | 384 | 1536 | TRUE | 11380 | 1972 | 9999 | 180 | 24.9877 | 0 | 13.8821 | Illinois | 4.82 | Illinois | -28.91 | Brame Energy Center | 6190_B_2 | 6190 | B | 2 | 2837 | Coal Steam | 0 | MIS_LA | Louisiana | 22 | Rapides | 79 | 22079 | 493 | 10691 | 1982 | 0 | wall | dry | N | Subbituminous | 0 | 0 | 0.4584 | LNBO | SNCR | 0 | 2013 | ESPH + B | Yes | ACI | 2015 | 0 | 1.2 | 0.4229 | 0.21746 | 0.4229 | 0.21746 | 0.1 | 0.1 | 0.1 | 0.98 | Yes | 2015 | 0 | 0 | C2G/Retire | 2028 | 0 | 0 | 0 | 0 | 0 | needs_retire | 6190_G_2 | 1 | 0 | LA | 31.395 | -92.7167 | Investor-Owned Utility | RE | TRUNKLINE GAS COMPANY | Other - See pipeline notes. | 22852899.4 | 2161924.6 | 39.8% | 20%-40% | 11513099 | 3149 | 2296.4 | 2396813.8 | 9.8 | 1071.4 | 60 | 14 | 0.26922 | 0.20878 | 209.7599 | 5.0826e-07 | 0.19103 | 0.27559 | 0.20097 | 209.7601 | 4.2883e-07 | 0.18612 | 0.0056009 | 0.0013069 | 2043206 | 1319311 | 263658 | 0 | 1 | 1 | Startup Source | 0.017155 | 0.010443 | EIA-923 | EIA-923 | 0 | 1 | 1 | 1 | 0 | 0 | 0 | 0 | 0 | 0 | 1 | 0 | 1 | 400-600 | 40 | 40-59 | 4 | 3-4 Moderate | 0 | 0 | 0 | 0 | 0 | 0 | 0 | 52 | 98 | 42 | 67 | 1 | 0 | 0 | 0 | 0 | 0 | 0 | 0 | BATW | Permanent cessation of coal combustion | 2028 | 1 | F2 | 2027 | 1 | 1 | 1 | 0 | 1 | 0 | SCO | 0 | 1 | SCO | 0 | NPCA | 0 | Caney Creek Wilderness | 352.2822 | 8.9389 | 6.5186 | 0 | 24889489 | 2305873 | 0.43 | 2610411 | 209.7601 | 5-Year Average | 39.8% | 5-Year Average | 209.7601 | 1718834.64 | 18376061.1362 | 1927282.6677 | 44.06% | 28 | 12.3729 | 0 | 12.3729 | 3117 | 10.58 | 4.59 | 40.94 | 0.34 | 0.52 | 4.82 | 12.33 |  | 1 | 507.8732 | 167.2934 | 325.7066 | 60.24% | 1718834.64 | 2601683.6761 | 27814600.1816 | 20.976 | 291719.7349 | 1635562.9328 | 805003623.2358 | 1 | 0 | 2471.5609 | 22.7105 | 8.2369 | 13.7857 | 22.3237 | 3.0465e-15 | 80.882 | 16.8553 | 17.7134 | 2471.5609 |  | 13.7857 | 22.7105 | 33.93% | 51.36% |  |  | 214.13
[15 empty] | 879_B_61 | 879 | B | 61 | 595 | Coal Steam | Illinois | 17179 | 384 | 1536 | TRUE | 11525 | 1975 | 9999 | 180 | 24.9877 | 0 | 13.8821 | Illinois | 4.82 | Illinois | -28.91 | Brame Energy Center | 6190_B_3-1 | 6190 | B | 44621 | 90034 | Coal Steam | 0 | MIS_LA | Louisiana | 22 | Rapides | 79 | 22079 | 313 | 10177 | 2010 | 2027 | FBC | dry | N | Bituminous, Petroleum Coke | Dry Scrubber | 2010 | 0.92 | CF | SNCR | 0 | 2010 | B + C | 0 | ACI | 2015 | 0 | 1.2 | 0.03962 | 0.03235 | 0.03962 | 0.03235 | 0.07 | 0.07 | 0.07 | 0.99 | Yes | 2016 | 0 | 0 | 0 | 0 | 0 | 0 | 0 | 0 | 0 | needs_retire | 0 | 0 | 0 | LA | 31.395 | -92.7167 | Investor-Owned Utility | RE | TRUNKLINE GAS COMPANY | Other - See pipeline notes. | 18266422.6 | 1792148.6 | 55.4% | 40%-60% | 8719629.8 | 1042.2 | 340.4 | 1922784 | 5.6 | 161.2 | 35 | 3 | 0.11514 | 0.038895 | 210.2863 | 2.7546e-07 | 0.039563 | 0.11411 | 0.037271 | 210.5266 | 3.0657e-07 | 0.036974 | 0.0037216 | 0.00031899 | 0 | 169424 | 77590 | 0 | 1 | 1 | 0 | 0.030667 | 0.010443 | EIA-923 | EIA-923 | 0 | 0 | 1 | 1 | 0 | 1 | 0 | 0 | 0 | 0 | 0 | 1 | 1 | 200-400 | 12 | 0-19 | 6 | 5-6 Low | 0 | 0 | 0 | 0 | 0 | 0 | 0 | 52 | 98 | 42 | 67 | 1 | 0 | 0 | 0 | 0 | 0 | 0 | 0 | BATW | Permanent cessation of coal combustion | 2028 | 1 | F2 | 2027 | 1 | 1 | 1 | 0 | 0 | 0 | 0 | 0 | 1 | CO | 0 | NPCA | 0 | Caney Creek Wilderness | 352.2822 | 2.9584 | 0.96627 | 0 | 15540555 | 1472470 | 0.47 | 1637816 | 210.7796 | 5-Year Average | 55.4% | 5-Year Average | 210.5266 | 1519001.52 | 15458878.469 | 1627252.6279 | 27.97% | 28 | 16.9494 | 0 | 16.9494 | [9 empty] | 1 | 294.4266 | 96.9841 | 216.0159 | 80.27% | 1519001.52 | 2200983.9773 | 22399413.9365 | 21.0527 | 235783.6325 | 1391468.9954 | 466680463.5623 | 0 | 0 | 2160.3989 | 26.0093 | 6.8537 | 12.5879 | 25.6485 | 0 | 77.8636 | 2.2506 | 2.4569 | 2160.3989 |  | 12.5879 | 26.0093 | 30.99% | 44.9% |  |  | 205.4
[15 empty] | 879_B_62 | 879 | B | 62 | 596 | Coal Steam | Illinois | 17179 | 384 | 1536 | TRUE | 11525 | 1975 | 9999 | 180 | 24.9877 | 0 | 13.8821 | Illinois | 4.82 | Illinois | -28.91 | Brame Energy Center | 6190_B_3-2 | 6190 | B | 44622 | 90035 | Coal Steam | 0 | MIS_LA | Louisiana | 22 | Rapides | 79 | 22079 | 313 | 10177 | 2010 | 2027 | FBC | dry | N | Bituminous, Petroleum Coke | Dry Scrubber | 2010 | 0.92 | CF | SNCR | 0 | 2010 | B + C | 0 | ACI | 2015 | 0 | 1.2 | 0.02717 | 0.02717 | 0.02717 | 0.02717 | 0.07 | 0.07 | 0.07 | 0.99 | Yes | 2016 | 0 | 0 | 0 | 0 | 0 | 0 | 0 | 0 | 0 | needs_retire | 0 | 0 | 0 | LA | 31.395 | -92.7167 | Investor-Owned Utility | RE | TRUNKLINE GAS COMPANY | Other - See pipeline notes. | 18433753.2 | 1816706.8 | 56.2% | 40%-60% | 8484068.8 | 1057.6 | 326 | 1940366.6 | 5.8 | 142 | 6 | 2 | 0.11883 | 0.04038 | 210.8924 | 2.7507e-07 | 0.040114 | 0.11475 | 0.03537 | 210.5232 | 3.1464e-07 | 0.033475 | 0.0005575 | 0.00018583 | 0 | 139914 | 0 | 0 | 1 | 1 | 0 | 0 | 0.010443 | 0 | EIA-923 | 0 | 0 | 1 | 1 | 0 | 1 | 0 | 0 | 0 | 0 | 0 | 1 | 1 | 200-400 | 12 | 0-19 | 6 | 5-6 Low | 0 | 0 | 0 | 0 | 0 | 0 | 0 | 52 | 98 | 42 | 67 | 1 | 0 | 0 | 0 | 0 | 0 | 0 | 0 | BATW | Permanent cessation of coal combustion | 2028 | 1 | F2 | 2027 | 1 | 1 | 1 | 0 | 0 | 0 | 0 | 0 | 1 | CO | 0 | NPCA | 0 | Caney Creek Wilderness | 352.2822 | 3.0021 | 0.92539 | 0 | 12724160 | 1211353 | 0.39 | 1339518 | 210.5472 | 5-Year Average | 56.2% | 5-Year Average | 210.5232 | 1540936.56 | 15682111.3711 | 1650724.342 | 27.97% | 28 | 16.9494 | 0 | 16.9494 | [9 empty] | 1 | 294.4266 | 96.9841 | 216.0159 | 81.43% | 1540936.56 | 2232767.1394 | 22722871.1774 | 21.0523 | 239184.6078 | 1411539.7342 | 466680463.5623 | 0 | 0 | 2160.3989 | 26.0093 | 6.8537 | 12.5879 | 25.6482 | 0 | 77.8623 | 1.753 | 1.9137 | 2160.3989 |  | 12.5879 | 26.0093 | 30.99% | 44.9% |  |  | 205.4
[15 empty] | 889_B_1 | 889 | B | 1 | 611 | Coal Steam | Illinois | 17157 | 576 | 1778 | TRUE | 10318 | 1973 | 2021 | 98 | 11.5073 | 0 | 11.5073 | Illinois | 4.82 | Illinois | -28.91 | Mayo | 6250_B_1A | 6250 | B | 1A | 2871 | Coal Steam | 0 | S_VACA | North Carolina | 37 | Person | 145 | 37145 | 364 | 11143 | 1983 | 2028 | wall | dry | N | Bituminous | Wet Scrubber | 2009 | 0.97 | LNB | SCR | 2004 | 0 | ESPH | No | 0 | 0 | 0 | 0.326 | 0.13824 | 0.13824 | 0.13824 | 0.13824 | 0.05 | 0.1 | 1 | 0.99 | 0 | 0 | 0 | 0 | 0 | 0 | 0 | 0 | 0 | 0 | 0 | needs_retire | 6250_G_1 | 0.5 | 0 | NC | 36.5278 | -78.8917 | Investor-Owned Utility | RE | 0 | 0 | 8466913 | 0 | 19.6% | 0%-20% | 5140614 | 659 | 627.2 | 867881.4 | 3.6 | 372.2 | 70 | 2 | 0.15765 | 0.12944 | 205.0615 | 4.9499e-07 | 0.12498 | 0.15566 | 0.14815 | 205.0054 | 4.2518e-07 | 0.14481 | 0.016305 | 0.00046584 | 762765 | 710092 | 0 | 34072 | 1 | 0 | 0 | 0 | 0 | 0 | 0 | 0 | 1 | 0 | 0 | 1 | 1 | 0 | 0 | 0 | 0 | 0 | 1 | 1 | 200-400 | 39 | 20-39 | 2 | 0-2 High | 0 | 0 | 0 | 0 | 0 | 0 | 0 | 39 | 79 | 35 | 54 | 0 | 0 | 0 | 0 | 0 | 0 | 0 | 0 | 0 | 0 | 0 | 0 | 0 | 0 | 0 | 0 | 0 | 0 | 0 | 1 | 0 | SCO | 1 | SCO | 0 | NPCA, NPS | 0 | James River Face Wilderness | 123.893 | 5.3191 | 5.0624 | 0 | 10486804 |  | 0.24 | 1075102 | 205.039 | Floor Used | 20% | 5-Year Average | 205.0054 | 637728 | 7106203.104 | 728404.9687 | 50% | 189 | 27.4841 | 98 | 14.5418 | [9 empty] | 1 | 374.9009 | 123.4924 | 240.5076 | 30.27% | 637728 | 965179.2527 | 10754992.413 | 20.5005 | 110241.5706 | 618163.3981 | 594236087.5736 | 0 | 0 | 2470.7576 | 24.7434 | 8.5823 | 13.7828 | 24.8815 | 0 | 82.3923 | 71.0796 | 73.3293 | 2470.7576 |  | 13.7828 | 24.7434 | 33.93% | 51.35% |  |  | 205.4
[15 empty] | 889_B_2 | 889 | B | 2 | 612 | Coal Steam | Illinois | 17157 | 581 | 1778 | TRUE | 10270 | 1973 | 2021 | 98 | 11.5073 | 0 | 11.5073 | Illinois | 4.82 | Illinois | -28.91 | Mayo | 6250_B_1B | 6250 | B | 1B | 2872 | Coal Steam | 0 | S_VACA | North Carolina | 37 | Person | 145 | 37145 | 364 | 11143 | 1983 | 2028 | wall | dry | N | Bituminous | Wet Scrubber | 2009 | 0.97 | LNB | SCR | 2004 | 0 | ESPH | No | 0 | 0 | 0 | 0.326 | 0.13219 | 0.13219 | 0.13219 | 0.13219 | 0.05 | 0.1 | 1 | 0.99 | 0 | 0 | 0 | 0 | 0 | 0 | 0 | 0 | 0 | 0 | 0 | needs_retire | 6250_G_1 | 0.5 | 0 | NC | 36.5278 | -78.8917 | Investor-Owned Utility | RE | 0 | 0 | 7390045.2 | 0 | 17.4% | 0%-20% | 4436067.8 | 582.6 | 536.2 | 757469.4 | 2.8 | 315 | 56 | 2 | 0.15598 | 0.13078 | 205.0472 | 4.7556e-07 | 0.1234 | 0.15767 | 0.14511 | 204.9972 | 3.7889e-07 | 0.14202 | 0.013863 | 0.00049511 | 762765 | 0 | 0 | 0 | 0 | 0 | 0 | 0 | 0 | 0 | 0 | 0 | 1 | 0 | 0 | 1 | 1 | 0 | 0 | 0 | 0 | 0 | 1 | 1 | 200-400 | 39 | 20-39 | 2 | 0-2 High | 0 | 0 | 0 | 0 | 0 | 0 | 0 | 39 | 79 | 35 | 54 | 0 | 0 | 0 | 0 | 0 | 0 | 0 | 0 | 0 | 0 | 0 | 0 | 0 | 0 | 0 | 0 | 0 | 0 | 0 | 1 | 0 | CO | 1 | CO | 0 | NPCA, NPS | 0 | James River Face Wilderness | 123.893 | 4.7024 | 4.3279 | 0 | 8400007 |  | 0.2 | 861144 | 205.0341 | Floor Used | 20% | 5-Year Average | 204.9972 | 637728 | 7106203.104 | 728375.9782 | 50% | 189 | 27.4841 | 98 | 14.5418 | [9 empty] | 1 | 374.9009 | 123.4924 | 240.5076 | 30.27% | 637728 | 965179.2527 | 10754992.413 | 20.4997 | 110237.183 | 618138.7952 | 594236087.5736 | 0 | 0 | 2470.7576 | 24.7434 | 8.5823 | 13.7828 | 24.8808 | 0 | 82.389 | 71.0823 | 73.3349 | 2470.7576 |  | 13.7828 | 24.7434 | 33.93% | 51.35% |  |  | 205.4
[15 empty] | 963_B_33 | 963 | B | 33 | 647 | Coal Steam | Illinois | 17167 | 188 | 396 | FALSE | 11452 | 1978 | 2021 | 133 | 29.1652 | 0 | 21.9287 | Illinois | 4.82 | Illinois | -28.91 | Scherer | 6257_B_3 | 6257 | B | 3 | 2877 | Coal Steam | 0 | S_SOU | Georgia | 13 | Monroe | 207 | 13207 | 860 | 10740 | 1987 | 2028 | tangential | dry | N | Subbituminous | Wet Scrubber | 2011 | 0.98 | OFA | SCR | 2010 | 0 | ESPC + B + WS | No | ACI | 2009 | 0 | 1.2 | 0.23245 | 0.06289 | 0.23245 | 0.06289 | 0.1 | 0.1 | 0.1 | 0.99 | 0 | 0 | 0 | 0 | 0 | 0 | 0 | 0 | 0 | 0 | 0 | needs_retire | 6257_G_3 | 1 | 0 | GA | 33.0606 | -83.8075 | Investor-Owned Utility | RE | 0 | 0 | 29782977 | 2835055.8 | 30.8% | 20%-40% | 17809091.4 | 270.4 | 2014 | 3123638.4 | 16.6 | 581.2 | 33 | 0 | 0.018586 | 0.092928 | 209.7598 | 6.7584e-07 | 0.068383 | 0.018158 | 0.13525 | 209.76 | 5.5737e-07 | 0.06527 | 0.0017859 | 0 | 2636047 | 1737106 | 0 | 3579 | 1 | 0 | 0 | 0 | 0 | 0 | 0 | 0 | 1 | 0 | 1 | 1 | 1 | 0 | 1 | 0 | 0 | 0 | 1 | 1 | 800-1000 | 35 | 20-39 | 0 | 0-2 High | 0 | 0 | 0 | 0 | 0 | 0 | 0 | 54 | 83 | 80 | 82 | 1 | 0 | 0 | 0 | 0 | 0 | 0 | 0 | FGD wastewater | Permanent cessation of coal combustion | 2028 | 1 | 0 | 0 | 0 | 0 | 0 | 0 | 0 | 0 | 0 | 0 | 1 | CO | 0 | NPCA, NPS | 0 | Cohutta Wilderness | 210.2793 | 1.2859 | 9.5777 | 0 | 32617337 | 2964894 | 0.34 | 3420913 | 209.7604 | 5-Year Average | 30.8% | 5-Year Average | 209.76 | 2320348.8 | 24920546.112 | 2613666.6857 | 25% | 274 | 24.3457 | 27 | 8.8853 | 2276 | 10.58 | 3.22 | 27.34 | 0.19 | 0.24 | 4.82 | 15.85 |  | 1 | 890.0056 | 293.1679 | 566.8321 | 46.73% | 2320348.8 | 3520442.5268 | 37809552.7378 | 20.976 | 396546.5602 | 2217120.1255 | 1410702119.573 | 0 | 0 | 2488.7476 | 20.2626 | 8.3322 | 13.8489 | 18.7471 | 0 | 81.2185 | 29.0182 | 30.3693 | 2488.7476 |  | 13.8489 | 20.2626 | 34.09% | 51.72% |  |  | 214.13
[15 empty] | 963_B_41 | 963 | B | 41 | 89910 | Coal Steam | Illinois | 17167 | 208 | 396 | FALSE | 11450 | 2009 | 9999 | 133 | 29.1652 | 0 | 21.9287 | Illinois | 4.82 | Illinois | -28.91 | Intermountain Power Project | 6481_B_1SGA | 6481 | B | 1SGA | 2887 | Coal Steam | 0 | WECC_UT | Utah | 49 | Millard | 27 | 49027 | 900 | 9703 | 1986 | 2026 | wall | dry | N | Bituminous, Subbituminous | Wet Scrubber | 1986 | 0.9 | LNB | 0 | 0 | 0 | B | 0 | 0 | 0 | 0 | 0.138 | 0.24195 | 0.24195 | 0.1987 | 0.1987 | 0.05 | 0.1 | 0.56 | 0.95 | 0 | 0 | 0 | 0 | 0 | 0 | 0 | 0 | 0 | 0 | 0 | needs_retire | 6481_G_1 | 1 | 0 | UT | 39.5097 | -112.5802 | Municipally-Owned Utility | RE | 0 | 0 | 37648737 | 4148841.2 | 41.8% | 40%-60% | 16546839.8 | 1128.4 | 4708.2 | 3862760.4 | 0 | 2062.6 | 66 | 1 | 0.064139 | 0.26856 | 205.1999 | 0 | 0.27677 | 0.059944 | 0.25011 | 205.2 | 0 | 0.2493 | 0.0031596 | 4.7872e-05 | 3839177 | 1708770 | 0 | 19914 | 1 | 0 | 0 | 0 | 0 | 0 | 0 | 0 | 0 | 0 | 1 | 0 | 1 | 0 | 0 | 0 | 0 | 0 | 1 | 1 | 800-1000 | 36 | 20-39 | 0 | 0-2 High | 0 | 0 | 1 | 0 | 0 | OS NOx | 1 | 7 | 23 | 14 | 67 | 0 | 0 | 0 | 0 | 0 | 0 | 0 | 0 | 0 | 0 | 0 | 0 | F2 | 2025 | 1 | 1 | 1 | 0 | 1 | 0 | SCO | 0 | 1 | SCO | 0 | NPCA, NPS | 0 | Capitol Reef NP | 149.5862 | 7.5435 | 31.4748 | 1 | 36551725 | 4114363 | 0.41 | 3750207 | 205.2 | 5-Year Average | 41.8% | 5-Year Average | 205.2 | 3295512 | 31976352.936 | 3280773.7975 | 50% | 114 | 10.4611 | 44 | 9.1764 | 2001 | 10.58 | 3.22 | 24.23 | 0.17 | 0.2 | 4.82 | 10.69 |  | 1 | 807.1635 | 265.8796 | 634.1204 | 59.33% | 3295512 | 4677283.6926 | 45383683.6691 | 20.52 | 465636.5925 | 2815137.205 | 1279393233.1129 | 0 | 319848308.2782 | 2017.5874 | 20.1165 | 6.1025 | 12.0016 | 16.777 | 0 | 72.6099 | 6.5287 | 7.6427 | 2017.5874 |  | 12.0016 | 20.1165 | 29.54% | 41.93% |  |  | 205.4
[15 empty] | 976_B_123 | 976 | B | 123 | 9173 | Coal Steam | Illinois | 17199 | 120 | 120 | FALSE | 11487 | 1978 | 9999 | 50 | 29.8454 | 0 | 29.8454 | Illinois | 4.82 | Indiana | -28.91 | Intermountain Power Project | 6481_B_2SGA | 6481 | B | 2SGA | 2888 | Coal Steam | 0 | WECC_UT | Utah | 49 | Millard | 27 | 49027 | 900 | 9738 | 1987 | 2026 | wall | dry | N | Bituminous, Subbituminous | Wet Scrubber | 1987 | 0.9 | LNB | 0 | 0 | 0 | B | 0 | 0 | 0 | 0 | 0.138 | 0.25908 | 0.25908 | 0.1987 | 0.1987 | 0.05 | 0.1 | 0.56 | 0.95 | 0 | 0 | 0 | 0 | 0 | 0 | 0 | 0 | 0 | 0 | 0 | needs_retire | 6481_G_2 | 1 | 0 | UT | 39.5097 | -112.5802 | Municipally-Owned Utility | RE | 0 | 0 | 37990077 | 4194900.4 | 41.4% | 40%-60% | 16984976.6 | 1193.8 | 4847.4 | 3897782.4 | 0 | 2245.2 | 43 | 1 | 0.066187 | 0.30462 | 205.2002 | 0 | 0.33404 | 0.062848 | 0.25519 | 205.2 | 0 | 0.26437 | 0.0021539 | 5.009e-05 | 3722667 | 1634491 | 0 | 18193 | 1 | 0 | 0 | 0 | 0 | 0 | 0 | 0 | 0 | 0 | 1 | 0 | 1 | 0 | 0 | 0 | 0 | 0 | 1 | 1 | 800-1000 | 35 | 20-39 | 0 | 0-2 High | 0 | 0 | 1 | 0 | 0 | OS NOx | 1 | 7 | 23 | 14 | 67 | 0 | 0 | 0 | 0 | 0 | 0 | 0 | 0 | 0 | 0 | 0 | 0 | F2 | 2025 | 1 | 1 | 1 | 0 | 1 | 0 | SCO | 0 | 1 | SCO | 0 | NPCA, NPS | 0 | Capitol Reef NP | 149.5862 | 7.9807 | 32.4054 | 1 | 35729961 | 4005901 | 0.39 | 3665893 | 205.1999 | 5-Year Average | 41.4% | 5-Year Average | 205.2 | 3263976 | 31784598.288 | 3261100.2025 | 50% | 114 | 10.4394 | 44 | 9.1574 | [9 empty] | 1 | 810.075 | 266.8387 | 633.1613 | 58.85% | 3263976 | 4639541.9814 | 45179859.8152 | 20.52 | 463545.4211 | 2797554.7814 | 1284008173.1478 | 0 | 321002043.2869 | 2027.9322 | 20.1165 | 6.156 | 12.0449 | 16.8173 | 3.4167e-15 | 72.8535 | 7.0109 | 8.1798 | 2027.9322 |  | 12.0449 | 20.1165 | 29.65% | 42.14% |  |  | 205.4
[15 empty] | 983_B_1 | 983 | B | 1 | 658 | Coal Steam | Indiana | 18077 | 196 | 1176 | FALSE | 10819 | 1955 | 9999 | 106 | 23.4833 | 0 | 22.1541 | Kentucky | 4.82 | Indiana | -28.91 | Bowen | 703_B_1BLR | 703 | B | 1BLR | 534 | Coal Steam | 0 | S_SOU | Georgia | 13 | Bartow | 15 | 13015 | 724 | 10032 | 1971 | 2028 | tangential | dry | N | Bituminous | Wet Scrubber | 2010 | 0.98 | LNC2 | SCR | 2010 | 0 | ESPC + WS | No | ACI | 2015 | 0 | 5 | 0.2153 | 0.10496 | 0.2153 | 0.10496 | 0.05 | 0.1 | 0.1 | 0.99 | 0 | 0 | 0 | 0 | 0 | 0 | 0 | 0 | 0 | 0 | 0 | needs_retire | 703_G_1 | 1 | 0 | GA | 34.1256 | -84.9222 | Investor-Owned Utility | RE | 0 | 0 | 28454220 | 2881089.4 | 38.4% | 20%-40% | 15583766.8 | 1926.4 | 1461 | 2919403.8 | 10.8 | 472.2 | 95 | 13 | 0.10926 | 0.080701 | 205.2001 | 4.1385e-07 | 0.060632 | 0.1354 | 0.10269 | 205.2001 | 3.7956e-07 | 0.060602 | 0.0055459 | 0.00075892 | 3342955 | 1354366 | 0 | 12067 | 1 | 0 | 0 | 0 | 0 | 0 | 0 | 0 | 1 | 0 | 0 | 1 | 1 | 0 | 0 | 0 | 0 | 0 | 1 | 1 | 600-800 | 51 | 40-59 | 0 | 0-2 High | 0 | 0 | 0 | 0 | 0 | 0 | 0 | 71 | 30 | 89 | 83 | 1 | 0 | 0 | 0 | 0 | 0 | 0 | 0 | BATW | Permanent cessation of coal combustion | 2028 | 1 | 0 | 0 | 0 | 0 | 0 | 0 | 0 | 0 | 0 | 0 | 1 | CO | 0 | NPCA, NPS | 0 | Cohutta Wilderness | 84.3497 | 22.8383 | 17.3208 | 1 | 37995213 | 3636868 | 0.51 | 3898309 | 205.2 | 5-Year Average | 38.4% | 5-Year Average | 205.2001 | 2435420.16 | 24432135.0451 | 2506737.7666 | 22.4% | 219 | 22.3714 | 54 | 10.2152 | 2166 | 10.58 | 3.22 | 27.12 | 0.21 | 0.26 | 4.82 | 15.85 |  | 1 | 671.3346 | 221.1376 | 502.8624 | 55.29% | 2435420.16 | 3506415.03 | 35176355.5805 | 20.52 | 360909.5106 | 2145828.256 | 1064097929.6394 | 0 | 0 | 2116.0818 | 20.8803 | 6.6175 | 12.4086 | 18.3334 | 0 | 74.8928 | 12.2762 | 13.933 | 2116.0818 |  | 12.4086 | 20.8803 | 30.54% | 43.98% |  |  | 205.4
[15 empty] | 983_B_2 | 983 | B | 2 | 659 | Coal Steam | Indiana | 18077 | 196 | 1176 | FALSE | 10723 | 1955 | 9999 | 106 | 23.4833 | 0 | 22.1541 | Kentucky | 4.82 | Indiana | -28.91 | Bowen | 703_B_2BLR | 703 | B | 2BLR | 535 | Coal Steam | 0 | S_SOU | Georgia | 13 | Bartow | 15 | 13015 | 724 | 9954 | 1972 | 2028 | tangential | dry | N | Bituminous | Wet Scrubber | 2009 | 0.98 | LNC2 | SCR | 2009 | 0 | ESPC + WS | No | ACI | 2015 | 0 | 5 | 0.21092 | 0.08485 | 0.21092 | 0.08485 | 0.05 | 0.1 | 0.1 | 0.99 | 0 | 0 | 0 | 0 | 0 | 0 | 0 | 0 | 0 | 0 | 0 | needs_retire | 703_G_2 | 1 | 0 | GA | 34.1256 | -84.9222 | Investor-Owned Utility | RE | 0 | 0 | 21631343 | 2303768 | 31.2% | 20%-40% | 10047554.4 | 1397.4 | 1339.8 | 2219374.2 | 11 | 315.2 | 36 | 4 | 0.11714 | 0.12714 | 205.1996 | 3.7237e-07 | 0.0708 | 0.1292 | 0.12388 | 205.1999 | 5.0852e-07 | 0.062742 | 0.0033724 | 0.00037471 | 2342644 | 965838 | 0 | 8909 | 1 | 0 | 0 | 0 | 0 | 0 | 0 | 0 | 1 | 0 | 0 | 1 | 1 | 0 | 0 | 0 | 0 | 0 | 1 | 1 | 600-800 | 50 | 40-59 | 0 | 0-2 High | 0 | 0 | 0 | 0 | 0 | 0 | 0 | 71 | 30 | 89 | 83 | 1 | 0 | 0 | 0 | 0 | 0 | 0 | 0 | BATW | Permanent cessation of coal combustion | 2028 | 1 | 0 | 0 | 0 | 0 | 0 | 0 | 0 | 0 | 0 | 0 | 1 | CO | 0 | NPCA, NPS | 0 | Cohutta Wilderness | 84.3497 | 16.5668 | 15.8839 | 1 | 24257186 | 2571757 | 0.35 | 2488784 | 205.1997 | 5-Year Average | 31.2% | 5-Year Average | 205.1999 | 1978778.88 | 19696764.9715 | 2020886.6366 | 22.4% | 219 | 22.4742 | 54 | 10.2622 | [9 empty] | 1 | 666.1149 | 219.4183 | 504.5817 | 44.77% | 1978778.88 | 2839254.3213 | 28261937.5147 | 20.52 | 289967.2709 | 1730919.3657 | 1055824440.952 | 0 | 0 | 2092.4745 | 20.8803 | 6.4928 | 12.3121 | 18.2418 | -2.7915e-15 | 74.353 | 23.5211 | 26.8892 | 2092.4745 |  | 12.3121 | 20.8803 | 30.31% | 43.49% |  |  | 205.4
[15 empty] | 983_B_3 | 983 | B | 3 | 660 | Coal Steam | Indiana | 18077 | 196 | 1176 | FALSE | 10846 | 1955 | 9999 | 106 | 23.4833 | 0 | 22.1541 | Kentucky | 4.82 | Indiana | -28.91 | Columbia (WI) | 8023_B_1 | 8023 | B | 1 | 3431 | Coal Steam | 0 | MIS_WUMS | Wisconsin | 55 | Columbia | 21 | 55021 | 575 | 10544 | 1975 | 2026 | tangential | dry | N | Subbituminous | Dry Scrubber | 2014 | 0.94 | LNC2 | SCR | 2023 | 0 | ESPH + B | Yes | ACI | 2014 | 0 | 0.075 | 0.12338 | 0.12338 | 0.12338 | 0.12338 | 0.1 | 0.1 | 0.1 | 0.99 | 0 | 0 | 0 | 0 | 0 | 0 | 0 | 0 | 0 | 0 | 0 | needs_retire | 8023_G_1 | 1 | 0 | WI | 43.4864 | -89.4203 | Investor-Owned Utility | RE | 0 | 0 | 34027305.4 | 3185149.6 | 56% | 40%-60% | 16227376.8 | 964 | 2103 | 3568451.8 | 20 | 1013 | 15 | 0 | 0.055925 | 0.1209 | 209.7363 | 5.7686e-07 | 0.11979 | 0.05666 | 0.12361 | 209.7405 | 5.8776e-07 | 0.12485 | 0.00093936 | 0 | 2606737 | 1575171 | 0 | 3078 | 1 | 0 | 0 | 0 | 0 | 0 | 0 | 0 | 1 | 0 | 1 | 1 | 1 | 0 | 1 | 0 | 0 | 0 | 1 | 1 | 400-600 | 47 | 40-59 | 4 | 3-4 Moderate | 0 | 0 | 0 | 0 | 0 | 0 | 0 | 29 | 3 | 27 | 20 | 0 | 0 | 0 | 0 | 0 | 0 | 0 | 0 | 0 | 0 | 0 | 0 | F1 | 0 | 1 | 1 | 1 | 0 | 1 | 0 | CO | 0 | 1 | CO | 0 | NPCA, NPS | 0 | Seney Wilderness | 395.3587 | 2.4383 | 5.3192 | 0 | 29758562 | 2823944 | 0.49 | 3120823 | 209.7429 | 5-Year Average | 56% | 5-Year Average | 209.7405 | 2820720 | 29741671.68 | 3119016.3486 | 50.22% | 266 | 30.2459 | 65 | 11.3706 | 2688 | 10.58 | 4.59 | 34.45 | 0.28 | 0.39 | 4.82 | 32.72 |  | 1 | 584.2023 | 192.4362 | 382.5638 | 84.17% | 2820720 | 4239591.3538 | 44702251.2347 | 20.974 | 468793.5968 | 2650222.7518 | 925989001.1852 | 0 | 0 | 2420.4828 | 21.8925 | 7.9557 | 13.5962 | 20.9935 | 0 | 79.8622 | 0.1072 | 0.1141 | 2420.4828 |  | 13.5962 | 21.8925 | 33.47% | 50.3% |  |  | 214.13
[15 empty] | 983_B_4 | 983 | B | 4 | 661 | Coal Steam | Indiana | 18077 | 196 | 1176 | FALSE | 10734 | 1955 | 9999 | 106 | 23.4833 | 0 | 22.1541 | Kentucky | 4.82 | Indiana | -28.91 | Columbia (WI) | 8023_B_2 | 8023 | B | 2 | 3432 | Coal Steam | 0 | MIS_WUMS | Wisconsin | 55 | Columbia | 21 | 55021 | 570 | 10533 | 1978 | 2026 | tangential | dry | N | Subbituminous | Dry Scrubber | 2014 | 0.94 | LNC2 | SCR | 2018 | 0 | ESPC + B | Yes | ACI | 2009 | 0 | 0.075 | 0.053 | 0.053 | 0.053 | 0.053 | 0.1 | 0.1 | 0.1 | 0.99 | 0 | 0 | 0 | 0 | 0 | 0 | 0 | 0 | 0 | 0 | 0 | needs_retire | 8023_G_2 | 1 | 0 | WI | 43.4864 | -89.4203 | Investor-Owned Utility | RE | 0 | 0 | 33015645.2 | 3230426.8 | 57.8% | 40%-60% | 15017341 | 951.4 | 1139.2 | 3462294.2 | 16.2 | 493.8 | 16 | 0 | 0.056756 | 0.060958 | 209.7367 | 5.3264e-07 | 0.064542 | 0.057633 | 0.06901 | 209.7366 | 4.9068e-07 | 0.065764 | 0.00077561 | 0 | 2759826 | 1660886 | 0 | 3041 | 1 | 0 | 0 | 0 | 0 | 0 | 0 | 0 | 1 | 0 | 1 | 1 | 1 | 0 | 1 | 0 | 0 | 0 | 1 | 1 | 400-600 | 44 | 40-59 | 5 | 5-6 Low | 0 | 0 | 0 | 0 | 0 | 0 | 0 | 29 | 3 | 27 | 20 | 0 | 0 | 0 | 0 | 0 | 0 | 0 | 0 | 0 | 0 | 0 | 0 | F1 | 0 | 1 | 1 | 1 | 0 | 0 | 0 | 0 | 0 | 1 | CO | 0 | NPCA, NPS | 0 | Seney Wilderness | 395.3587 | 2.4064 | 2.8814 | 0 | 31050336 | 3021515 | 0.54 | 3256280 | 209.742 | 5-Year Average | 57.8% | 5-Year Average | 209.7366 | 2886069.6 | 30398971.0968 | 3187888.0657 | 49.78% | 266 | 30.4236 | 65 | 11.4374 | 2699 | 10.58 | 4.59 | 34.65 | 0.28 | 0.4 | 4.82 | 32.72 |  | 1 | 578.5181 | 190.5639 | 379.4361 | 86.83% | 2886069.6 | 4335537.7752 | 45666219.3862 | 20.9737 | 478893.8261 | 2708994.2396 | 916979287.6568 | 0 | 0 | 2416.6894 | 21.9356 | 7.935 | 13.582 | 21.0416 | 3.6563e-15 | 79.7848 | -1.0055 | -1.0712 | 2416.6894 |  | 13.582 | 21.9356 | 33.43% | 50.22% |  |  | 214.13
[15 empty] | 983_B_5 | 983 | B | 5 | 662 | Coal Steam | Indiana | 18077 | 196 | 1176 | FALSE | 10727 | 1955 | 9999 | 106 | 23.4833 | 0 | 22.1541 | Kentucky | 4.82 | Indiana | -28.91 | Springerville | 8223_B_1 | 8223 | B | 1 | 3470 | Coal Steam | 0 | WECC_AZ | Arizona | 4 | Apache | 1 | 4001 | 387 | 10417 | 1985 | 2027 | tangential | dry | N | Subbituminous | Dry Scrubber | 1985 | 0.89 | LNC1 | 0 | 0 | 0 | B | 0 | ACI | 2016 | 0 | 0.69 | 0.17683 | 0.17683 | 0.1469 | 0.1469 | 0.1 | 0.1 | 0.1 | 0.94 | 0 | 0 | 0 | 0 | 0 | 0 | 0 | 0 | 0 | 0 | 0 | needs_retire | 8223_G_1 | 1 | 0 | AZ | 34.3186 | -109.1639 | Investor-Owned Utility | RE | 0 | 0 | 20443464.2 | 2221395 | 49.6% | 40%-60% | 7856346 | 2460.8 | 1785 | 2144112.2 | 9.6 | 691 | 100 | 1 | 0.21893 | 0.1696 | 209.7601 | 2.2355e-07 | 0.17689 | 0.24074 | 0.17463 | 209.7602 | 4.6959e-07 | 0.17591 | 0.012753 | 0.00012753 | 2377109 | 1343463 | 0 | 7345 | 1 | 0 | 0 | 0 | 0.02 | 0 | CAMD | 0 | 0 | 0 | 1 | 0 | 1 | 0 | 0 | 0 | 0 | 0 | 1 | 1 | 200-400 | 37 | 20-39 | 0 | 0-2 High | 0 | 0 | 0 | 0 | 0 | 0 | 0 | 6 | 94 | 5 | 94 | 1 | 0 | 0 | 0 | 0 | 0 | 0 | 0 | 0 | 0 | 0 | 0 | 0 | 0 | 0 | 0 | 0 | 0 | 0 | 1 | 0 | CO | 1 | CO | 0 | NPCA, NPS | 1 | Mount Baldy Wilderness | 50.2933 | 48.929 | 35.4918 | 1 | 25275437 | 2685221 | 0.61 | 2650887 | 209.7599 | 5-Year Average | 49.6% | 5-Year Average | 209.7602 | 1681499.52 | 17516180.4998 | 1837098.4457 | 23.82% | 292 | 42.6246 | 51 | 14.5975 | [9 empty] | 1 | 388.4576 | 127.9579 | 259.0421 | 74.1% | 1681499.52 | 2512102.9588 | 26168576.5216 | 20.976 | 274456.2449 | 1562642.2008 | 615724189.089 | 0 | 0 | 2376.9275 | 24.2817 | 7.7185 | 13.4324 | 24.0596 | 0 | 78.9917 | 7.9628 | 8.5685 | 2376.9275 |  | 13.4324 | 24.2817 | 33.06% | 49.4% |  |  | 214.13
[15 empty] | 983_B_6 | 983 | B | 6 | 663 | Coal Steam | Indiana | 18077 | 196 | 1176 | FALSE | 10694 | 1956 | 9999 | 106 | 23.4833 | 0 | 22.1541 | Kentucky | 4.82 | Indiana | -28.91 | Kincaid Generation LLC | 876_B_1 | 876 | B | 1 | 591 | Coal Steam | 0 | PJM_COMD | Illinois | 17 | Christian | 21 | 17021 | 554 | 10924 | 1967 | 2027 | cyclone | wet | N | Subbituminous | 0 | 0 | 0.7895 | OFA | SCR | 2002 | 0 | ESPC | No | ACI | 2009 | 0 | 0.18 | 0.6197 | 0.06252 | 0.6197 | 0.06252 | 0.1 | 0.1 | 0.1 | 0.98 | Yes | 2014 | 0 | 0 | 0 | 0 | 0 | 0 | 0 | 0 | 0 | needs_retire | 876_G_1 | 1 | 0 | IL | 39.5906 | -89.4964 | Independent Power Producer | NR | 0 | 0 | 18703701.4 | 1949482.4 | 32.2% | 20%-40% | 7967693.6 | 855.6 | 527.6 | 1961643.4 | 12.6 | 202 | 17 | 0 | 0.093051 | 0.037888 | 209.7601 | 6.3339e-07 | 0.032833 | 0.09149 | 0.056417 | 209.7599 | 6.7366e-07 | 0.050705 | 0.0014572 | 0 | 1632600 | 1069361 | 31404 | 0 | 1 | 1 | Startup Source | 0.0021836 | 0.0013643 | EIA-923 | EIA-923 | 0 | 1 | 0 | 0 | 1 | 0 | 0 | 0 | 0 | 0 | 0 | 1 | 1 | 400-600 | 55 | 40-59 | 6 | 5-6 Low | 0 | 0 | 0 | 0 | 0 | 0 | 0 | 26 | 22 | 56 | 3 | 0 | 0 | 0 | 0 | 0 | 0 | 0 | 0 | BATW | 0 | 0 | 1 | F2 | 2027 | 1 | 1 | 1 | 0 | 0 | 0 | 0 | 0 | 1 | CO | 0 | NPCA | 0 | Mingo Wilderness | 289.5512 | 2.9549 | 1.8221 | 0 | 17560777 | 1807202 | 0.3 | 1841774 | 209.76 | 5-Year Average | 32.2% | 5-Year Average | 209.7599 | 1562678.88 | 17070704.0851 | 1790374.7117 | 50% | 121 | 13.7733 | 0 | 11.3829 | 2957 | 12.66 | 4.59 | 37.91 | 0.31 | 0.46 | 4.82 | 17.28 |  | 1 | 583.1516 | 192.0901 | 361.9099 | 49.29% | 1562678.88 | 2392098.7087 | 26131286.2936 | 20.976 | 274064.8185 | 1516309.8932 | 924323601.6885 | 1 | 0 | 2554.0161 | 22.0789 | 8.6972 | 14.0862 | 21.7245 | 0 | 82.4778 | 29.4609 | 30.3618 | 2554.0161 |  | 14.0862 | 22.0789 | 34.67% | 53.08% |  |  | 214.13
[15 empty] | 994_B_3 | 994 | B | 3 | 694 | Coal Steam | Indiana | 18125 | 528 | 1702 | TRUE | 10632 | 1977 | 9999 | 8 | 11.9092 | 0 | 11.9092 | Indiana | 4.82 | Indiana | -28.91 | Kincaid Generation LLC | 876_B_2 | 876 | B | 2 | 592 | Coal Steam | 0 | PJM_COMD | Illinois | 17 | Christian | 21 | 17021 | 554 | 10767 | 1968 | 2027 | cyclone | wet | N | Subbituminous | 0 | 0 | 0.7888 | OFA | SCR | 2002 | 0 | ESPC | No | ACI | 2009 | 0 | 0.18 | 0.605 | 0.05966 | 0.605 | 0.05966 | 0.1 | 0.1 | 0.1 | 0.98 | Yes | 2014 | 0 | 0 | 0 | 0 | 0 | 0 | 0 | 0 | 0 | needs_retire | 876_G_2 | 1 | 0 | IL | 39.5906 | -89.4964 | Independent Power Producer | NR | 0 | 0 | 19198770 | 1995361 | 34% | 20%-40% | 8663041.8 | 892.8 | 539.8 | 2013565.8 | 12.4 | 227.4 | 15 | 0 | 0.09302 | 0.041485 | 209.7599 | 6.4418e-07 | 0.036616 | 0.093006 | 0.056233 | 209.7599 | 6.4587e-07 | 0.052499 | 0.0011352 | 0 | 1482321 | 956384 | 31955 | 0 | 1 | 1 | Startup Source | 0.0011615 | 0.0013643 | EIA-923 | EIA-923 | 0 | 1 | 0 | 0 | 1 | 0 | 0 | 0 | 0 | 0 | 0 | 1 | 1 | 400-600 | 54 | 40-59 | 6 | 5-6 Low | 0 | 0 | 0 | 0 | 0 | 0 | 0 | 26 | 22 | 56 | 3 | 0 | 0 | 0 | 0 | 0 | 0 | 0 | 0 | BATW | 0 | 0 | 1 | F2 | 2027 | 1 | 1 | 1 | 0 | 0 | 0 | 0 | 0 | 1 | CO | 0 | NPCA | 0 | Mingo Wilderness | 289.5512 | 3.0834 | 1.8643 | 0 | 15643112 | 1600862 | 0.28 | 1640649 | 209.7599 | 5-Year Average | 34% | 5-Year Average | 209.7599 | 1650033.6 | 17765911.7712 | 1863287.7183 | 50% | 121 | 13.8933 | 0 | 11.4821 | [9 empty] | 1 | 574.7706 | 189.3294 | 364.6706 | 51.65% | 1650033.6 | 2506696.9023 | 26989605.5466 | 20.976 | 283066.8146 | 1580220.9037 | 911039199.87 | 1 | 0 | 2498.2525 | 22.0789 | 8.385 | 13.8837 | 21.5334 | 0 | 81.4037 | 25.3417 | 26.4613 | 2498.2525 |  | 13.8837 | 22.0789 | 34.17% | 51.92% |  |  | 214.13
[15 empty] | 994_B_4 | 994 | B | 4 | 695 | Coal Steam | Indiana | 18125 | 530 | 1702 | TRUE | 10617 | 1986 | 9999 | 8 | 11.9092 | 0 | 11.9092 | Indiana | 4.82 | Indiana | -28.91 | Baldwin Energy Complex | 889_B_1 | 889 | B | 1 | 611 | Coal Steam | 0 | MIS_IL | Illinois | 17 | Randolph | 157 | 17157 | 576 | 10318 | 1973 | 2025 | cyclone | wet | N | Subbituminous | Dry Scrubber | 2011 | 0.9 | OFA | SCR | 2000 | 0 | ESPC + B | No | ACI | 2009 | 0 | 0.075 | 0.08779 | 0.08779 | 0.08779 | 0.08779 | 0.1 | 0.1 | 0.1 | 0.95 | 0 | 0 | 0 | 0 | 0 | 0 | 0 | 0 | 0 | 0 | 0 | needs_retire | 889_G_1 | 1 | 0 | IL | 38.205 | -89.8544 | Independent Power Producer | NR | 0 | 0 | 32772395.8 | 3537069.4 | 53.4% | 40%-60% | 14455822.2 | 1162.6 | 1335.8 | 3437169.6 | 21.8 | 545.6 | 10 | 0 | 0.058946 | 0.068497 | 209.7601 | 6.7818e-07 | 0.046222 | 0.07095 | 0.08152 | 209.76 | 6.6519e-07 | 0.075485 | 0.00051514 | 0 | 3108564 | 1896837 | 0 | 6512 | 1 | 0 | 0 | 0 | 0 | 0 | 0 | 0 | 1 | 0 | 1 | 1 | 1 | 0 | 1 | 0 | 0 | 0 | 1 | 1 | 400-600 | 49 | 40-59 | 5 | 5-6 Low | 0 | 0 | 0 | 0 | 0 | 0 | 0 | 29 | 37 | 71 | 17 | 0 | 0 | 0 | 0 | 0 | 0 | 0 | 0 | BATW | Permanent cessation of coal combustion | 2025 | 1 | F2 | 2027 | 1 | 1 | 1 | 0 | 0 | 0 | 0 | 0 | 1 | CO | 0 | NPCA, NPS | 0 | Mingo Wilderness | 132.6397 | 8.7651 | 10.0709 | 1 | 31687665 | 3418369 | 0.52 | 3323405 | 209.7602 | 5-Year Average | 53.4% | 5-Year Average | 209.76 | 2694435.84 | 27801188.9971 | 2915789.32 | 49.78% | 98 | 11.5073 | 0 | 11.5073 | 2617 | 12.66 | 4.59 | 33.66 | 0.28 | 0.38 | 4.82 | 10.69 |  | 1 | 572.6748 | 188.6391 | 387.3609 | 79.41% | 2694435.84 | 4006586.362 | 41339958.0832 | 20.976 | 433573.5723 | 2482215.7477 | 907717259.3844 | 0 | 0 | 2343.3371 | 21.8839 | 7.5371 | 13.3047 | 20.7051 | 0 | 78.3052 | 1.6467 | 1.7875 | 2343.3371 |  | 13.3047 | 21.8839 | 32.75% | 48.7% |  |  | 214.13
[15 empty] | 997_B_12 | 997 | B | 12 | 702 | Coal Steam | Indiana | 18091 | 469 | 469 | TRUE | 10791 | 1974 | 2021 | 221 | 28.0289 | 0 | 12.6827 | Indiana | 4.82 | Michigan | -28.91 | Baldwin Energy Complex | 889_B_2 | 889 | B | 2 | 612 | Coal Steam | 0 | MIS_IL | Illinois | 17 | Randolph | 157 | 17157 | 581 | 10270 | 1973 | 2025 | cyclone | wet | N | Subbituminous | Dry Scrubber | 2012 | 0.9 | OFA | SCR | 2000 | 0 | ESPC + B | No | ACI | 2009 | 0 | 0.075 | 0.08737 | 0.08737 | 0.08737 | 0.08737 | 0.1 | 0.1 | 0.1 | 0.95 | 0 | 0 | 0 | 0 | 0 | 0 | 0 | 0 | 0 | 0 | 0 | needs_retire | 889_G_2 | 1 | 0 | IL | 38.205 | -89.8544 | Independent Power Producer | NR | 0 | 0 | 33521321.8 | 3518112 | 58.8% | 40%-60% | 14737937.6 | 1258 | 1384.4 | 3515716 | 8.2 | 583.2 | 19 | 0 | 0.066444 | 0.075535 | 209.7601 | 1.4029e-07 | 0.063253 | 0.075057 | 0.082598 | 209.76 | 2.4462e-07 | 0.079143 | 0.00094092 | 0 | 3183429 | 1907701 | 0 | 11136 | 1 | 0 | 0 | 0 | 0 | 0 | 0 | 0 | 1 | 0 | 1 | 1 | 1 | 0 | 1 | 0 | 0 | 0 | 1 | 1 | 400-600 | 49 | 40-59 | 6 | 5-6 Low | 0 | 0 | 0 | 0 | 0 | 0 | 0 | 29 | 37 | 71 | 17 | 0 | 0 | 0 | 0 | 0 | 0 | 0 | 0 | BATW | Permanent cessation of coal combustion | 2025 | 1 | F2 | 2027 | 1 | 1 | 1 | 0 | 0 | 0 | 0 | 0 | 1 | CO | 0 | NPCA, NPS | 0 | Mingo Wilderness | 132.6397 | 9.4843 | 10.4373 | 1 | 32490740 | 3462433 | 0.57 | 3407630 | 209.7601 | 5-Year Average | 58.8% | 5-Year Average | 209.76 | 2992661.28 | 30734631.3456 | 3223447.9243 | 50.22% | 98 | 11.4798 | 0 | 11.4798 | 2590 | 12.66 | 3.22 | 33.29 | 0.27 | 0.37 | 4.82 | 10.69 |  | 1 | 574.9586 | 189.3914 | 391.6086 | 87.24% | 2992661.28 | 4439984.4677 | 45598640.4835 | 20.976 | 478238.5101 | 2745209.4142 | 911337334.4828 | 0 | 0 | 2327.1636 | 21.8417 | 7.4502 | 13.2429 | 20.5856 | 3.5702e-15 | 77.9717 | -1.9772 | -2.1555 | 2327.1636 |  | 13.2429 | 21.8417 | 32.6% | 48.36% |  |  | 214.13
[15 empty] | 10167_B_GEN1 | 10167 | G | GEN1 |  | Coal Steam | Texas | 48057 | 7.6 | 7.6 | FALSE | 10986 | 1983 | 2021 | 16 | 65.7555 | 0 | 65.7555 | Texas Onshore | 4.82 | Texas Onshore | -28.91 | Michigan City | 997_B_12 | 997 | B | 12 | 702 | Coal Steam | 0 | MIS_INKY | Indiana | 18 | LaPorte | 91 | 18091 | 469 | 10791 | 1974 | 2028 | cyclone | wet | N | Bituminous, Subbituminous | Dry Scrubber | 2016 | 0.961 | OFA | SCR | 2003 | 0 | ESPC | Yes | ACI | 2016 | 0 | 0.1 | 0.5877 | 0.08888 | 0.5877 | 0.08888 | 0.1 | 0.1 | 0.1 | 0.99 | Yes | 2016 | 0 | 0 | 0 | 0 | 0 | 0 | 0 | 0 | 0 | needs_retire | 997_G_12 | 1 | 0 | IN | 41.7208 | -86.9086 | Investor-Owned Utility | RE | NORTHERN INDIANA PUBLIC SERVICE CO | 0 | 15983714.4 | 1629837.6 | 35% | 20%-40% | 6262644.4 | 687.4 | 721.2 | 1676373 | 7.2 | 291.6 | 6 | 0 | 0.084871 | 0.095303 | 209.7598 | 5.1515e-07 | 0.10326 | 0.086013 | 0.090242 | 209.7601 | 4.5046e-07 | 0.093124 | 0.00085465 | 0 | 1072965 | 621475 | 356024 | 0 | 1 | 1 | Cofire Source | 0.029449 | 0.029449 | EIA-923 | EIA-923 | 0 | 1 | 0 | 0 | 1 | 1 | 0 | 0 | 0 | 0 | 0 | 1 | 1 | 400-600 | 48 | 40-59 | 6 | 5-6 Low | 0 | 0 | 0 | 0 | 0 | 0 | 0 | 93 | 86 | 82 | 59 | 1 | 0 | 0 | 0 | 0 | 0 | 0 | 0 | 0 | 0 | 0 | 0 | 0 | 0 | 0 | 1 | 1 | 0 | 1 | 0 | CO | 0 | 1 | CO | 0 | M-VU | 0 | Mammoth Cave NP | 497.3295 | 1.3822 | 1.4501 | 0 | 12018991 | 1207458 | 0.26 | 1260554 | 209.7604 | 5-Year Average | 35% | 5-Year Average | 209.7601 | 1437954 | 15516961.614 | 1627419.9376 | 100% | 221 | 28.0289 | 0 | 12.6827 | 3180 | 10.58 | 4.59 | 42.08 | 0.35 | 0.55 | 4.82 | 10.69 |  | 1 | 467.7863 | 154.0888 | 314.9112 | 52.13% | 1437954 | 2141557.473 | 23109546.6908 | 20.976 | 242373.0752 | 1385046.8625 | 741463955.6525 | 0 | 0 | 2354.5176 | 23.0041 | 7.9202 | 13.3474 | 22.5144 | 3.701e-15 | 81.8726 | 20.6921 | 21.4826 | 2354.5176 |  | 13.3474 | 23.0041 | 32.85% | 48.93% |  |  | 205.4
[15 empty] | 50628_B_GEN4 | 50628 | G | GEN4 |  | Coal Steam | New Jersey | 34015 | 11.6 | 11.6 | FALSE | 10438 | 2006 | 2021 | 999 | 134.1412 | 69 | 65.7555 | Delaware | 4.82 | New York |  | FirstEnergy Pleasants Power Station | 6004_B_1 | 6004 | B | 1 | 2673 | Coal Steam | 0 | PJM_AP | West Virginia | 54 | Pleasants | 73 | 54073 | 644 | 10492 | 1979 | 2023 | wall | dry | N | Bituminous | Wet Scrubber | 1979 | 0.9 | LNB | SCR | 2003 | 0 | ESPC + WS | No | 0 | 0 | 0 | 1.2 | 0.24491 | 0.1638 | 0.24491 | 0.1638 | 0.05 | 0.1 | 0.56 | 0.95 | 0 | 0 | 0 | 0 | 0 | 0 | 0 | 0 | 0 | 0 | 0 | needs_retire | 6004_G_1 | 1 | 0 | WV | 39.3667 | -81.2944 | Independent Power Producer | NR | 0 | 0 | 30074338.2 | 3219086.4 | 42.8% | 40%-60% | 13330969.6 | 4390.2 | 2393.8 | 3100992.4 | 19.4 | 738 | 101 | 1 | 0.37231 | 0.16137 | 205.1998 | 6.8239e-07 | 0.090039 | 0.29196 | 0.15919 | 206.2218 | 6.4507e-07 | 0.11072 | 0.0059938 | 5.9345e-05 | 2084338 | 902060 | 140744 | 0 | 1 | 1 | Startup Source | 0.0064804 | 0.0045228 | EIA-923 | EIA-923 | 0 | 1 | 0 | 0 | 1 | 1 | 0 | 0 | 0 | 0 | 0 | 1 | 1 | 600-800 | 43 | 40-59 | 5 | 5-6 Low | 0 | 0 | 0 | 0 | 0 | 0 | 0 | 51 | 35 | 48 | 9 | 0 | 0 | 0 | 0 | 0 | 0 | 0 | 0 | 0 | Permanent cessation of coal combustion | 2028 | 1 | F2 | 2024 | 1 | 1 | 1 | 0 | 1 | 0 | CO | 0 | 1 | CO | 0 | M-VU, NPCA, NPS | 0 | Otter Creek Wilderness | 144.6961 | 30.3408 | 16.5436 | 1 | 22356037 | 2355749 | 0.32 | 2293729 | 205.2 | 5-Year Average | 42.8% | 5-Year Average | 206.2218 | 2414536.32 | 25333315.0694 | 2612141.1874 | 50% | [12 empty] | 1 | 1 | 624.5355 | 205.722 | 438.278 | 62.89% | 2414536.32 | 3547888.148 | 37224442.4488 | 20.6222 | 383824.6161 | 2228316.5714 | 989918995.0842 | 0 | 0 | 2258.6554 | 21.3655 | 7.3872 | 12.9775 | #VALUE! | 0 | 78.4444 | #VALUE! | #VALUE! | 2258.6554 |  | 12.9775 | 21.3655 | 31.94% | 46.94% |  |  | 205.4
[15 empty] | 6257_B_1 | 6257 | G | 1 | 2875 | Coal Steam | Georgia | 13207 | 860 | 3440 | TRUE | 10832 | 1982 | 2021 | 274 | 24.325 | 27 | 8.8777 | Georgia | 4.82 | Kentucky | -28.91 | FirstEnergy Pleasants Power Station | 6004_B_2 | 6004 | B | 2 | 2674 | Coal Steam | 0 | PJM_AP | West Virginia | 54 | Pleasants | 73 | 54073 | 644 | 10383 | 1980 | 2023 | wall | dry | N | Bituminous | Wet Scrubber | 1980 | 0.9 | LNB | SCR | 2003 | 0 | ESPC + WS | No | 0 | 0 | 0 | 1.2 | 0.21717 | 0.14174 | 0.21717 | 0.14174 | 0.05 | 0.1 | 0.56 | 0.95 | 0 | 0 | 0 | 0 | 0 | 0 | 0 | 0 | 0 | 0 | 0 | needs_retire | 6004_G_2 | 1 | 0 | WV | 39.3667 | -81.2944 | Independent Power Producer | NR | 0 | 0 | 35810640.2 | 3911601.4 | 46.6% | 40%-60% | 15875947.6 | 6208.8 | 3174 | 3693491.2 | 19 | 1084.8 | 114 | 3 | 0.44161 | 0.16795 | 205.1995 | 3.2629e-07 | 0.088255 | 0.34676 | 0.17727 | 206.279 | 5.3057e-07 | 0.13666 | 0.0053808 | 0.0001416 | 2880835 | 1190230 | 103193 | 0 | 1 | 1 | Startup Source | 0.0049087 | 0.0045228 | EIA-923 | EIA-923 | 0 | 1 | 0 | 0 | 1 | 1 | 0 | 0 | 0 | 0 | 0 | 1 | 1 | 600-800 | 42 | 40-59 | 5 | 5-6 Low | 0 | 0 | 0 | 0 | 0 | 0 | 0 | 51 | 35 | 48 | 9 | 0 | 0 | 0 | 0 | 0 | 0 | 0 | 0 | 0 | Permanent cessation of coal combustion | 2028 | 1 | F2 | 2024 | 1 | 1 | 1 | 0 | 1 | 0 | CO | 0 | 1 | CO | 0 | M-VU, NPCA, NPS | 0 | Otter Creek Wilderness | 144.6961 | 42.9092 | 21.9356 | 1 | 29185733 | 3197473 | 0.38 | 2994455 | 205.1999 | 5-Year Average | 46.6% | 5-Year Average | 206.279 | 2628911.04 | 27295983.3283 | 2815293.8248 | 50% | [12 empty] | 1 | 1 | 618.0472 | 203.5848 | 440.4152 | 68.14% | 2628911.04 | 3844141.9933 | 39913726.3164 | 20.6279 | 411668.1413 | 2403625.6835 | 979634857.602 | 0 | 0 | 2224.3437 | 21.3655 | 7.1994 | 12.8427 | #VALUE! | 0 | 77.7159 | #VALUE! | #VALUE! | 2224.3437 |  | 12.8427 | 21.3655 | 31.61% | 46.23% |  |  | 205.4
[15 empty] | 889_B_3 | 889 | B | 3 | 613 | Coal Steam | Illinois | 17157 | 621 | 1778 | TRUE | 10103 | 1975 | 2021 | 98 | 11.5073 | 0 | 11.5073 | Illinois | 4.82 | Illinois | -28.91 | North Valmy | 8224_B_2 | 8224 | B | 2 | 3474 | Coal Steam | 0 | WECC_NNV | Nevada | 32 | Humboldt | 13 | 32013 | 268 | 11179 | 1985 | 2025 | wall | dry | N | Bituminous, Subbituminous | Dry Scrubber | 1985 | 0.7 | LNB + OFA | 0 | 0 | 0 | B | 0 | 0 | 0 | 0 | 0.6 | 0.31027 | 0.31027 | 0.31027 | 0.31027 | 0.05 | 0.1 | 1 | 0.98 | Yes | 2016 | 0 | 0 | 0 | 0 | 0 | 0 | 0 | 0 | 0 | needs_retire | 8224_G_2 | 1 | 0 | NV | 40.8813 | -117.1516 | Investor-Owned Utility | RE | 0 | 0 | 7528216.2 | 782225.2 | 28.4% | 20%-40% | 4529083 | 559.4 | 1122.6 | 789557.6 | 0.2 | 696.8 | 40 | 0 | 0.13132 | 0.25578 | 209.7599 | 0 | 0.26644 | 0.14861 | 0.29824 | 209.7595 | 2.6567e-08 | 0.3077 | 0.019071 | 0 | 622850 | 343751 | 0 | 8413 | 1 | 0 | 0 | 0 | 0 | 0 | 0 | 0 | 0 | 0 | 1 | 0 | 1 | 0 | 0 | 0 | 0 | 0 | 1 | 1 | 200-400 | 37 | 20-39 | 6 | 5-6 Low | 0 | 0 | 1 | 0 | 0 | OS NOx | 1 | 5 | 91 | 13 | 92 | 1 | 1 | 0 | 0 | 0 | 0 | 0 | 0 | 0 | 0 | 0 | 0 | 0 | 0 | 0 | 1 | 1 | 0 | 1 | 1 | SCO | CO | 1 | SCO | 0 | NPS | 0 | Jarbridge Wilderness | 162.0005 | 3.4531 | 6.9296 | 0 | 6603367 | 709566 | 0.25 | 692557 | 209.7587 | 5-Year Average | 28.4% | 5-Year Average | 209.7595 | 666741.12 | 7453498.9805 | 781721.275 | 51.34% | [12 empty] | 1 | 1 | 276.9177 | 91.2167 | 176.7833 | 43.05% | 666741.12 | 1010766.3323 | 11299356.8292 | 20.976 | 118507.397 | 663213.878 | 438927972.2647 | 0 | 0 | 2482.8586 | 27.5264 | 8.6522 | 13.8273 | #VALUE! | 0 | 84.5503 | #VALUE! | #VALUE! | 2482.8586 |  | 13.8273 | 27.5264 | 34.04% | 51.6% |  |  | 205.4
[15 empty] | 594_B_4 | 594 | B | 4 | 389 | Coal Steam | Delaware | 10005 | 410 | 410 | TRUE | 12507 | 1980 | 9999 | 999 | 34.3476 | 5 | 12.5815 | Delaware | 4.82 | Pennsylvania |  | North Valmy | 8224_B_1 | 8224 | B | 1 | 3473 | Coal Steam | 0 | WECC_NNV | Nevada | 32 | Humboldt | 13 | 32013 | 254 | 11355 | 1981 | 2025 | wall | dry | N | Bituminous, Subbituminous | 0 | 0 | 0.1268 | LNB + OFA | 0 | 0 | 0 | B | 0 | 0 | 0 | 0 | 1.2 | 0.35269 | 0.35269 | 0.35269 | 0.35269 | 0.11 | 0.1 | 1 | 0.98 | Yes | 2016 | 0 | 0 | 0 | 0 | 0 | 0 | 0 | 0 | 0 | needs_retire | 8224_G_1 | 1 | 0 | NV | 40.8813 | -117.1516 | Investor-Owned Utility | RE | 0 | 0 | 6098314 | 659584 | 25.6% | 20%-40% | 3996612.6 | 2146.8 | 1038.8 | 639591.8 | 1.6 | 684.2 | 62 | 2 | 0.57708 | 0.32886 | 209.7606 | 1.753e-07 | 0.32534 | 0.70406 | 0.34068 | 209.7602 | 2.6237e-07 | 0.34239 | 0.038105 | 0.0012292 | 1075871 | 600943 | 0 | 12156 | 1 | 0 | 0 | 0 | 0 | 0 | 0 | 0 | 0 | 0 | 1 | 0 | 0 | 0 | 0 | 0 | 0 | 0 | 1 | 1 | 200-400 | 41 | 40-59 | 0 | 0-2 High | 0 | 0 | 1 | 0 | 0 | OS NOx | 1 | 5 | 91 | 13 | 92 | 1 | 1 | 0 | 0 | 0 | 0 | 0 | 0 | 0 | 0 | 0 | 0 | 0 | 0 | 0 | 1 | 1 | 0 | 1 | 1 | SCO | CO | 1 | SCO | 0 | NPS | 0 | Jarbridge Wilderness | 162.0005 | 13.2518 | 6.4123 | 1 | 11131824 | 1202709 | 0.46 | 1167507 | 209.7602 | 5-Year Average | 25.6% | 5-Year Average | 209.7602 | 569610.24 | 6467924.2752 | 678356.5637 | 48.66% | [12 empty] | 1 | 1 | 266.5838 | 87.8127 | 166.1873 | 39.13% | 569610.24 | 870590.0733 | 9885550.2825 | 20.976 | 103679.7531 | 574676.8106 | 422548304.7794 | 1 | 0 | 2542.6031 | 28.108 | 8.9999 | 14.045 | #VALUE! | 0 | 85.7561 | #VALUE! | #VALUE! | 2542.6031 |  | 14.045 | 28.108 | 34.57% | 52.84% |  |  | 205.4
[15 empty] | 883_B_7 | 883 | B | 7 | 598 | Coal Steam | Illinois | 17097 | 328 | 689 | TRUE | 10666 | 1958 | 2021 | 222 | 35.4389 | 3 | 15.9635 | Illinois | 4.82 | Michigan | -28.91 | Logan Generating Company LP | 10043_B_B01 | 10043 | B | B01 | 3524 | Coal Steam | 0 | PJM_EMAC | New Jersey | 34 | Gloucester | 15 | 34015 | 219 | 11837 | 1994 | 2022 | wall | dry | Y | Bituminous | Dry Scrubber | 1994 | 0.93 | LNBO | SCR | 1994 | 0 | B | 0 | 0 | 0 | 0 | 0.16 | 0.12065 | 0.12065 | 0.12065 | 0.12065 | 0.05 | 0.1 | 1 | 0.98 | 0 | 0 | 0 | 0 | 0 | 0 | 0 | 0 | 0 | 0 | 0 | needs_retire | 10043_G_GEN1 | 1 | 0 | NJ | 39.7928 | -75.4067 | Independent Power Producer | NR | 0 | 0 | 6969948.6 | 0 | 30.2% | 20%-40% | 3007844 | 496.2 | 410 | 713584.2 | 0 | 174.8 | 24 | 0 | 0.13452 | 0.1229 | 204.3734 | 0 | 0.12031 | 0.14238 | 0.11765 | 204.7602 | 0 | 0.11623 | 0.0063107 | 0 | 482265 | 234861 | 0 | 3181 | 1 | 0 | 0 | 0 | 0 | 0 | 0 | 0 | 0 | 0 | 1 | 1 | 1 | 0 | 1 | 0 | 0 | 0 | 1 | 1 | 200-400 | 28 | 20-39 | 0 | 0-2 High | 0 | 0 | 0 | 0 | 0 | 0 | 0 | 92 | 86 | 99 | 64 | 1 | 0 | 1 | 0 | 0 | 0 | 0 | 0 | 0 | 0 | 0 | 0 | 0 | 0 | 0 | 1 | 1 | 0 | 1 | 0 | CO | 0 | 1 | CO | 0 | NPCA | 0 | Brigantine Wilderness | 86.943 | 5.7072 | 4.7157 | 0 | 6637376 |  | 0.29 | 680064 | 204.9195 | 5-Year Average | 30.2% | 5-Year Average | 204.7602 | 579368.88 | 6857989.4326 | 702121.8066 | 100% | 202 | 39.1473 | 63 | 19.3799 | [9 empty] | 1 | 239.6066 | 78.9264 | 140.0736 | 47.22% | 579368.88 | 905822.2776 | 10722218.2996 | 20.476 | 109774.2036 | 592347.603 | 379788028.4881 | 0 | 0 | 2711.3463 | 29.8874 | 10.0046 | 14.6412 | 31.7667 | 0 | 86.9041 | 44.2377 | 43.2684 | 2711.3463 |  | 14.6412 | 29.8874 | 36.04% | 56.35% |  |  | 205.4
[15 empty] | 883_B_8 | 883 | B | 8 | 599 | Coal Steam | Illinois | 17097 | 361 | 689 | TRUE | 10890 | 1962 | 2021 | 222 | 35.4389 | 3 | 15.9635 | Illinois | 4.82 | Michigan | -28.91 | Chambers Cogeneration LP | 10566_B_BOIL1 | 10566 | B | BOIL1 | 3554 | Coal Steam | 0 | PJM_EMAC | New Jersey | 34 | Salem | 33 | 34033 | 122 | 10097 | 1994 | 2022 | wall | dry | Y | Bituminous | Dry Scrubber | 1994 | 0.93 | LNB + OFA | SCR | 1994 | 0 | B | 0 | 0 | 0 | 0 | 0.263 | 0.11119 | 0.11119 | 0.11119 | 0.11119 | 0.05 | 0.1 | 1 | 0.98 | 0 | 0 | 0 | 0 | 0 | 0 | 0 | 0 | 0 | 0 | 0 | needs_retire | 10566_G_GEN1 | 0.5 | 0 | NJ | 39.6935 | -75.4858 | Independent Power Producer | NR | 0 | 0 | 4612035.8 | 0 | 33.4% | 20%-40% | 1849374.8 | 343.6 | 276.8 | 473123 | 0 | 102.2 | 12 | 0 | 0.12787 | 0.12516 | 205.0949 | 0 | 0.11818 | 0.149 | 0.12003 | 205.1688 | 0 | 0.11052 | 0.004622 | 0 | 282436 | 139102 | 0 | 4798 | 1 | 0 | 0 | 0 | 0 | 0 | 0 | 0 | 0 | 0 | 1 | 1 | 1 | 0 | 1 | 0 | 0 | 0 | 1 | 1 | 0-200 | 28 | 20-39 | 0 | 0-2 High | 0 | 0 | 0 | 0 | 0 | 0 | 0 | 91 | 83 | 99 | 79 | 1 | 0 | 1 | 0 | 0 | 0 | 0 | 0 | 0 | 0 | 0 | 0 | 0 | 0 | 0 | 1 | 1 | 0 | 1 | 0 | CO | 0 | 1 | CO | 0 | NPCA | 0 | Brigantine Wilderness | 90.7588 | 3.7859 | 3.0498 | 0 | 4983010 |  | 0.36 | 511149 | 205.1567 | 5-Year Average | 33.4% | 5-Year Average | 205.1688 | 356952.48 | 3604149.1906 | 369729.5406 | 50% | 205 | 66.3095 | 56 | 32.3461 | [9 empty] | 1 | 113.8584 | 37.505 | 84.495 | 48.23% | 356952.48 | 515393.6114 | 5203929.2948 | 20.5169 | 53384.2049 | 316345.3357 | 180471112.4759 | 0 | 0 | 2135.8782 | 40.1543 | 6.7227 | 12.489 | 40.0658 | 0 | 75.3303 | 41.5842 | 46.9221 | 2135.8782 |  | 12.489 | 40.1543 | 30.74% | 44.39% |  |  | 205.4
[15 empty] | 884_B_4 | 884 | B | 4 | 603 | Coal Steam | Illinois | 17197 | 510 | 510 | TRUE | 10252 | 1963 | 2021 | 223 | 27.7267 | 24 | 12.4335 | Illinois | 4.82 | Indiana | -28.91 | Chambers Cogeneration LP | 10566_B_BOIL2 | 10566 | B | BOIL2 | 3555 | Coal Steam | 0 | PJM_EMAC | New Jersey | 34 | Salem | 33 | 34033 | 122 | 10097 | 1994 | 2022 | wall | dry | Y | Bituminous | Dry Scrubber | 1994 | 0.93 | LNB + OFA | SCR | 1994 | 0 | B | 0 | 0 | 0 | 0 | 0.263 | 0.10916 | 0.10916 | 0.10916 | 0.10916 | 0.05 | 0.1 | 1 | 0.98 | 0 | 0 | 0 | 0 | 0 | 0 | 0 | 0 | 0 | 0 | 0 | needs_retire | 10566_G_GEN1 | 0.5 | 0 | NJ | 39.6935 | -75.4858 | Independent Power Producer | NR | 0 | 0 | 4620465.2 | 0 | 33.4% | 20%-40% | 1914801.4 | 372 | 276.4 | 473978.4 | 0 | 104.8 | 5 | 0 | 0.13044 | 0.12178 | 205.0909 | 0 | 0.11612 | 0.16102 | 0.11964 | 205.1648 | 0 | 0.10946 | 0.0018867 | 0 | 282436 | 155661 | 0 | 4604 | 1 | 0 | 0 | 0 | 0 | 0 | 0 | 0 | 0 | 0 | 1 | 1 | 1 | 0 | 1 | 0 | 0 | 0 | 1 | 1 | 0-200 | 28 | 20-39 | 0 | 0-2 High | 0 | 0 | 0 | 0 | 0 | 0 | 0 | 91 | 83 | 99 | 79 | 1 | 0 | 1 | 0 | 0 | 0 | 0 | 0 | 0 | 0 | 0 | 0 | 0 | 0 | 0 | 1 | 1 | 0 | 1 | 0 | CO | 0 | 1 | CO | 0 | NPCA | 0 | Brigantine Wilderness | 90.7588 | 4.0988 | 3.0454 | 0 | 4620509 |  | 0.33 | 473970 | 205.1592 | 5-Year Average | 33.4% | 5-Year Average | 205.1648 | 356952.48 | 3604149.1906 | 369722.2666 | 50% | 205 | 66.3095 | 56 | 32.3461 | [9 empty] | 1 | 113.8584 | 37.505 | 84.495 | 48.23% | 356952.48 | 515393.6114 | 5203929.2948 | 20.5165 | 53383.1546 | 316339.112 | 180471112.4759 | 0 | 0 | 2135.8782 | 40.1543 | 6.7227 | 12.489 | 40.0652 | 0 | 75.3289 | 41.585 | 46.9239 | 2135.8782 |  | 12.489 | 40.1543 | 30.74% | 44.39% |  |  | 205.4
[15 empty] | 10075_B_1 | 10075 | B | 1 | 9003 | Coal Steam | Minnesota | 27031 | 79 | 155 | FALSE | 10438 | 1957 | 2021 | 393 | 171.0679 | 999 | 104.9043 | Minnesota | #N/A | Michigan | -28.91 | Muscatine Plant #1 | 1167_B_7 | 1167 | B | 7 | 0 | Coal Steam | 0 | MIS_IA | Iowa | 19 | Muscatine | 139 | 19139 | 20.7 | 8800 | 1958 | 2023 | stoker/SPR | dry | N | Subbituminous | 0 | 0 | 0 | 0 | 0 | 0 | 0 | ESPC | No | 0 | 0 | 0 | 6 | 0.34894 | 0.34894 | 0.34894 | 0.34894 | 0.64 | 0.1 | 1 | 0 | 0 | 0 | 0 | 0 | 0 | 0 | 0 | 0 | 0 | 0 | 0 | needs_retire | 1167_G_7 | 1 | 0 | IA | 41.3917 | -91.0569 | Municipally-Owned Utility | RE | 0 | INTERSTATE POWER AND LIGHT COMPANY | 0 | 0 | 0% | 0 | 0 | 0 | 0 | 0 | 0 | 0 | 0 | 0 | 0 | 0 | 0 | 0 | 0 | 0 | 0 | 0 | 0 | 0 | 0 | 0 | 7067 | 6911 | 1241 | 0 | 1 | 1 | Cofire Source | 0.017094 | 0.0049664 | EIA-923 | EIA-923 | 0 | 1 | 0 | 0 | 0 | 0 | 1 | 0 | 0 | 1 | 0 | 1 | 1 | 0-200 | 64 | 60+ | 6 | 5-6 Low | 0 | 0 | 1 | 0 | 0 | OS NOx | 1 | 83 | 80 | 40 | 25 | 1 | 1 | 0 | 0 | 0 | 0 | 0 | 0 | BATW | 0 | 0 | 1 | 0 | 0 | 0 | 0 | 0 | 0 | 0 | 0 | 0 | 0 | 1 | CO | 0 | NPCA, NPS | 0 | Mingo Wilderness | 489.5875 | 0 | 0 | 0 | [5 empty] | Fleet Average | 43.44% | Fleet Average | 206.2677 | 78765.658 | 693137.7907 | 71485.9621 | 9.091% | 254 | 167.019 | 0 | 65.7555 | [9 empty] | 1 | 17.5527 | 5.7818 | 14.9182 | 60.27% | 78765.658 | 109292.9662 | 961778.1023 | 20.6268 | 9919.1869 | 61566.7752 | 27821824.3148 | 1 | 6955456.0787 | 1864.9645 | 153.5911 | 5.1159 | 11.3473 | 64.3485 | 0 | 66.4398 | 54.6394 | 69.9031 | 1864.9645 |  | 11.3473 | 153.5911 | 27.93% | 38.76% |  |  | 214.13
[15 empty] | 10075_B_2 | 10075 | B | 2 | 9004 | Coal Steam | Minnesota | 27031 | 76 | 155 | FALSE | 10438 | 1957 | 2021 | 393 | 171.0679 | 999 | 104.9043 | Minnesota | #N/A | Michigan | -28.91 | Muscatine Plant #1 | 1167_B_8 | 1167 | B | 8 | 787 | Coal Steam | 0 | MIS_IA | Iowa | 19 | Muscatine | 139 | 19139 | 44 | 8300 | 1969 | 2023 | cyclone | wet | Y | Subbituminous | 0 | 0 | 0 | LA + OFA | 0 | 0 | 0 | ESPC | No | ACI | 2016 | 0 | 6 | 0.81466 | 0.81466 | 0.81466 | 0.81466 | 0.1 | 0.1 | 0.1 | 0 | 0 | 0 | 0 | 0 | 0 | 0 | 0 | 0 | 0 | 0 | 0 | needs_retire | 0 | 0 | 0 | IA | 41.3917 | -91.0569 | Municipally-Owned Utility | RE | 0 | INTERSTATE POWER AND LIGHT COMPANY | 4236794.2 | 345390 | 44.8% | 40%-60% | 1393823.75 | 1383.6 | 1728.8 | 444354.6 | 3.8 | 549.75 | 7 | 2 | 0.6319 | 0.80632 | 209.7595 | 1.0407e-06 | 0.78361 | 0.65314 | 0.81609 | 209.7598 | 8.969e-07 | 0.78884 | 0.0042757 | 0.0012216 | 0 | 262582 | 22807 | 0 | 1 | 1 | 0 | 0.015222 | 0.0049664 | EIA-923 | EIA-923 | 0 | 1 | 0 | 0 | 0 | 0 | 1 | 0 | 0 | 0 | 0 | 1 | 1 | 0-200 | 53 | 40-59 | 4 | 3-4 Moderate | 0 | 0 | 1 | 0 | 0 | OS NOx | 1 | 83 | 80 | 40 | 25 | 1 | 1 | 0 | 0 | 0 | 0 | 0 | 0 | BATW | 0 | 0 | 1 | 0 | 0 | 0 | 0 | 0 | 0 | 0 | 0 | 0 | 0 | 1 | CO | 0 | NPCA, NPS | 0 | Mingo Wilderness | 489.5875 | 2.8261 | 3.5311 | 0 | 4769775 | 389475 | 0.5 | 500255 | 209.7604 | 5-Year Average | 44.8% | 5-Year Average | 209.7598 | 172677.12 | 1433220.096 | 150315.9966 | 19.32% | 254 | 167.019 | 0 | 65.7555 | [9 empty] | 1 | 35.1901 | 11.5916 | 32.4084 | 60.82% | 172677.12 | 234439.2068 | 1945845.4163 | 20.976 | 20408.0095 | 129907.9871 | 55778053.578 | 1 | 13944513.3945 | 1721.1001 | 81.2463 | 4.453 | 10.7026 | 61.7857 | 4.226e-15 | 63.947 | 49.8186 | 66.2202 | 1721.1001 |  | 10.7026 | 81.2463 | 26.34% | 35.77% |  |  | 214.13
[15 empty] | 51_B_1 | 51 | B | 1 | 48 | Coal Steam | Louisiana | 22031 | 642 | 642 | TRUE | 11591 | 1986 | 2021 | 48 | 10.0709 | 12 | 10.0709 | Louisiana Onshore | 4.82 | Louisiana Onshore | -28.91 | Big Bend | 645_B_BB03 | 645 | B | BB03 | 469 | Coal Steam | 0 | FRCC | Florida | 12 | Hillsborough | 57 | 12057 | 395 | 10663 | 1976 | 2023 | wall | wet | N | Bituminous, Natural Gas | Wet Scrubber | 2007 | 0.95 | NH3 + other | SCR | 2008 | 0 | ESPC | Yes | 0 | 0 | 0 | 6.5 | 0.4455 | 0.09335 | 0.4455 | 0.09335 | 0.05 | 0.1 | 0.56 | 0.99 | 0 | 0 | 0 | 0 | 0 | 0 | 0 | 0 | 0 | 0 | 0 | needs_retire | 645_G_ST3 | 1 | 0 | FL | 27.7944 | -82.4036 | Investor-Owned Utility | RE | FLORIDA GAS TRANSMISSION COMPANY | 0 | 16078354.6 | 1285942.4 | 32.6% | 20%-40% | 6957696.2 | 447.6 | 733.6 | 1154836.8 | 0 | 306.8 | 33 | 0 | 0.0069781 | 0.093216 | 118.5599 | 0 | 0.094751 | 0.055677 | 0.091253 | 143.6511 | 0 | 0.08819 | 0.0047573 | 0 | 979149 | 0 | 11194643 | 0 | 1 | 1 | Cofire Source | 1 | 0.87 | CAMD | CAMD | 0 | 1 | 0 | 0 | 1 | 1 | 0 | 0 | 0 | 0 | 0 | 1 | 1 | 200-400 | 46 | 40-59 | 4 | 3-4 Moderate | 0 | 0 | 0 | 0 | 0 | 0 | 0 | 87 | 71 | 89 | 96 | 1 | 0 | 0 | 0 | 0 | 0 | 0 | 0 | FGD wastewater | 0 | 0 | 1 | 0 | 0 | 0 | 0 | 0 | 0 | 0 | 0 | 0 | 0 | 1 | CO | 0 | 0 | 0 | Chassahowitzka Wilderness | 92.779 | 4.8244 | 7.907 | 0 | 13228187 | 1038840 | 0.27 | 784210 | 118.5665 | 5-Year Average | 32.6% | Floor Used | 190 | 1128025.2 | 12028132.7076 | 1142672.6072 | 32.46% | 395 | 56.1043 | 0 | 14.2036 | [9 empty] | 1 | 389.3045 | 128.2369 | 266.7631 | 48.27% | 1128025.2 | 1670283.3887 | 17810231.7738 | 19 | 169197.2019 | 973475.4054 | 617066562.1915 | 0 | 0 | 2313.1632 | 24.1337 | 7.6888 | 13.189 | 22.4528 | -4.7453e-15 | 73.3542 | 32.3381 | 37.4722 | 2313.1632 |  | 13.189 | 24.1337 | 32.47% | 48.07% |  |  | 205.4
[15 empty] | 676_B_3 | 676 | B | 3 | 514 | Coal Steam | Florida | 12105 | 342 | 342 | TRUE | 11263 | 1982 | 2021 | 999 | 62.9361 | 0 | 15.0205 | Florida | 4.82 | Atlantic Offshore |  | Morgantown Generating Plant | 1573_B_1 | 1573 | B | 1 | 1065 | Coal Steam | 0 | PJM_SMAC | Maryland | 24 | Charles | 17 | 24017 | 596 | 10254 | 1970 | 2022 | tangential | dry | N | Bituminous | Wet Scrubber | 2009 | 0.98 | LNC3 + NH3 | SCR | 2007 | 0 | ESPC | Yes | 0 | 0 | 0 | 0.14 | 0.2634 | 0.05028 | 0.2634 | 0.05028 | 0.05 | 0.1 | 0.56 | 0.99 | 0 | 0 | 0 | 0 | 0 | 0 | 0 | 0 | 0 | 0 | 0 | needs_retire | 1573_G_ST1 | 1 | 0 | MD | 38.3592 | -76.9767 | Independent Power Producer | NR | 0 | 0 | 9343132 | 967636.2 | 16.4% | 0%-20% | 5105983.2 | 499.4 | 216.4 | 958603 | 3.6 | 109.6 | 7 | 0 | 0.093128 | 0.0453 | 205.1998 | 4.8605e-07 | 0.042856 | 0.1069 | 0.046323 | 205.1995 | 3.8531e-07 | 0.04293 | 0.0012395 | 0 | 582372 | 256579 | 0 | 0 | 0 | 0 | 0 | 0 | 0 | 0 | 0 | 0 | 1 | 0 | 0 | 1 | 1 | 0 | 0 | 0 | 0 | 0 | 1 | 1 | 400-600 | 52 | 40-59 | 0 | 0-2 High | 0 | 0 | 0 | 0 | 0 | 0 | 0 | 47 | 77 | 82 | 73 | 1 | 0 | 1 | 0 | 0 | 0 | 0 | 0 | FGD wastewater | Permanent cessation of coal combustion | 2027 | 1 | 0 | 0 | 0 | 1 | 1 | 0 | 0 | 0 | 0 | 0 | 1 | CO | 0 | M-VU, NPCA | 0 | Shenandoah NP | 111.6378 | 4.4734 | 1.9384 | 0 | 6850076 | 673570 | 0.12 | 702818 | 205.2001 | Floor Used | 20% | 5-Year Average | 205.1995 | 1044192 | 10707144.768 | 1098550.3679 | 49.46% | 197 | 22.2934 | 47 | 11.3164 | 2452 | 12.66 | 4.59 | 31.57 | 0.26 | 0.34 | 4.82 | 59 |  | 1 | 564.8752 | 186.0699 | 409.9301 | 29.08% | 1044192 | 1518157.4364 | 15567186.3528 | 20.5199 | 159718.9416 | 938831.4263 | 895354625.0935 | 0 | 0 | 2184.1641 | 21.7192 | 6.9815 | 12.6832 | 19.8137 | 0 | 76.4234 | 60.8057 | 67.6296 | 2184.1641 |  | 12.6832 | 21.7192 | 31.22% | 45.39% |  |  | 205.4
[15 empty] | 887_B_1 | 887 | B | 1 | 605 | Coal Steam | Illinois | 17127 | 162 | 949 | FALSE | 10983 | 1953 | 2021 | 60 | 24.9666 | 0 | 24.9666 | Illinois | 4.82 | Indiana | -28.91 | Morgantown Generating Plant | 1573_B_2 | 1573 | B | 2 | 1066 | Coal Steam | 0 | PJM_SMAC | Maryland | 24 | Charles | 17 | 24017 | 609 | 10170 | 1971 | 2022 | tangential | dry | N | Bituminous | Wet Scrubber | 2009 | 0.98 | LNC3 + NH3 | SCR | 2008 | 0 | ESPC | Yes | 0 | 0 | 0 | 0.14 | 0.4045 | 0.0428 | 0.4045 | 0.0428 | 0.05 | 0.1 | 0.56 | 0.99 | 0 | 0 | 0 | 0 | 0 | 0 | 0 | 0 | 0 | 0 | 0 | needs_retire | 1573_G_ST2 | 1 | 0 | MD | 38.3592 | -76.9767 | Independent Power Producer | NR | 0 | 0 | 10226761.6 | 1105740.4 | 18% | 0%-20% | 5535028.4 | 654 | 228.2 | 1049265 | 3.6 | 118.4 | 12 | 0 | 0.13982 | 0.049777 | 205.1998 | 7.3202e-07 | 0.048268 | 0.1279 | 0.044628 | 205.1999 | 3.5202e-07 | 0.042782 | 0.0016658 | 0 | 1154415 | 452703 | 0 | 0 | 0 | 0 | 0 | 0 | 0 | 0 | 0 | 0 | 1 | 0 | 0 | 1 | 1 | 0 | 0 | 0 | 0 | 0 | 1 | 1 | 600-800 | 51 | 40-59 | 0 | 0-2 High | 0 | 0 | 0 | 0 | 0 | 0 | 0 | 47 | 77 | 82 | 73 | 1 | 0 | 1 | 0 | 0 | 0 | 0 | 0 | FGD wastewater | Permanent cessation of coal combustion | 2027 | 1 | 0 | 0 | 0 | 1 | 1 | 0 | 0 | 0 | 0 | 0 | 1 | CO | 0 | 0 | 0 | Shenandoah NP | 111.6378 | 5.8582 | 2.0441 | 0 | 11994602 | 1272241 | 0.21 | 1230646 | 205.2 | Floor Used | 20% | 5-Year Average | 205.1999 | 1066968 | 10851064.56 | 1113318.4385 | 50.54% | 197 | 22.1161 | 47 | 11.2265 | 2401 | 12.66 | 4.59 | 30.84 | 0.25 | 0.33 | 4.82 | 59 |  | 1 | 572.468 | 188.571 | 420.429 | 28.97% | 1066968 | 1545524.7799 | 15717987.0117 | 20.52 | 161266.433 | 952052.0055 | 907389509.6684 | 0 | 0 | 2158.2465 | 21.6179 | 6.8422 | 12.5793 | 19.5699 | 0 | 75.8452 | 60.096 | 67.3498 | 2158.2465 |  | 12.5793 | 21.6179 | 30.96% | 44.85% |  |  | 205.4
[15 empty] | 887_B_2 | 887 | B | 2 | 606 | Coal Steam | Illinois | 17127 | 158 | 949 | FALSE | 10919 | 1953 | 2021 | 60 | 24.9666 | 0 | 24.9666 | Illinois | 4.82 | Indiana | -28.91 | Avon Lake | 2836_B_12 | 2836 | B | 12 | 1906 | Coal Steam | 0 | PJM_ATSI | Ohio | 39 | Lorain | 93 | 39093 | 615 | 10011 | 1970 | 2022 | cell | dry | N | Bituminous, Subbituminous | 0 | 0 | 0.0808 | LNCB + OFA | SNCR | 0 | 2004 | ESPC | No | ACI | 2017 | 0 | 4.65 | 0.36681 | 0.26497 | 0.36681 | 0.26497 | 0.1 | 0.1 | 0.1 | 0.98 | Yes | 2016 | 0 | 0 | 0 | 0 | 0 | 0 | 0 | 0 | 0 | needs_retire | 2836_G_9 | 1 | 0 | OH | 41.5045 | -82.0546 | Independent Power Producer | NR | 0 | COLUMBIA GAS OF OHIO | 6183342 | 682939.2 | 11.2% | 0%-20% | 3058327.6 | 2178.8 | 913.8 | 634411 | 4.8 | 424.6 | 9 | 2 | 0.68986 | 0.2597 | 205.1996 | 8.5348e-07 | 0.26749 | 0.70473 | 0.29557 | 205.2 | 7.7628e-07 | 0.27767 | 0.003357 | 0.000746 | 443816 | 229966 | 0 | 11530 | 1 | 1 | Energy Source | 0 | 0 | 0 | 0 | 0 | 1 | 1 | 0 | 0 | 0 | 1 | 0 | 0 | 0 | 0 | 1 | 1 | 600-800 | 52 | 40-59 | 0 | 0-2 High | 0 | 1 | 1 | 0 | 1 | Multiple | 1 | 86 | 9 | 83 | 55 | 1 | 1 | 0 | 0 | 0 | 0 | 0 | 0 | 0 | 0 | 0 | 0 | 0 | 0 | 0 | 1 | 1 | 0 | 1 | 0 | SCO | 0 | 1 | SCO | 0 | M-VU, NPCA | 1 | Otter Creek Wilderness | 340.2168 | 6.4042 | 2.6859 | 0 | 4586378 | 500106 | 0.08 | 470562 | 205.1998 | Floor Used | 20% | 5-Year Average | 205.2 | 1077480 | 10786652.28 | 1106710.7172 | 100% | 31 | 11.2665 | 0 | 11.2665 | 2494 | 12.66 | 4.59 | 31.88 | 0.26 | 0.35 | 4.82 | 31.48 |  | 1 | 569.0698 | 187.4516 | 427.5484 | 28.77% | 1077480 | 1549883.4334 | 15515883.052 | 20.52 | 159192.9879 | 947517.7293 | 902003215.3705 | 1 | 0 | 2109.7101 | 21.5726 | 6.5837 | 12.3826 | 19.3156 | 5.1139e-15 | 74.7476 | 58.9685 | 67.0567 | 2109.7101 |  | 12.3826 | 21.5726 | 30.48% | 43.84% |  |  | 205.4
[15 empty] | 887_B_3 | 887 | B | 3 | 607 | Coal Steam | Illinois | 17127 | 161 | 949 | FALSE | 10985 | 1954 | 2021 | 60 | 24.9666 | 0 | 24.9666 | Illinois | 4.82 | Indiana | -28.91 | W H Zimmer | 6019_B_1 | 6019 | B | 1 | 2683 | Coal Steam | 0 | PJM_West | Ohio | 39 | Clermont | 25 | 39025 | 1305 | 9761 | 1991 | 2022 | wall | dry | N | Bituminous | Wet Scrubber | 1991 | 0.91 | LNB | SCR | 2004 | 0 | ESPC | No | 0 | 0 | 0 | 0.548 | 0.26606 | 0.07 | 0.26606 | 0.07 | 0.05 | 0.1 | 0.56 | 0.96 | 0 | 0 | 0 | 0 | 0 | 0 | 0 | 0 | 0 | 0 | 0 | needs_retire | 6019_G_ST1 | 1 | 0 | OH | 38.8675 | -84.2289 | Independent Power Producer | NR | 0 | DUKE ENERGY OHIO | 59054973.2 | 6668556.2 | 50% | 40%-60% | 26343983.6 | 10887.4 | 6939 | 6059039.2 | 36.2 | 2246.6 | 40 | 11 | 0.36359 | 0.16578 | 205.2001 | 4.7951e-07 | 0.08872 | 0.36872 | 0.235 | 205.2 | 6.1299e-07 | 0.17056 | 0.001039 | 0.00028574 | 3549263 | 1539498 | 488692 | 93 | 1 | 1 | Startup Source | 0.060217 | 0.060217 | EIA-923 | EIA-923 | 0 | 1 | 0 | 0 | 1 | 1 | 0 | 0 | 0 | 0 | 0 | 1 | 1 | 1000+ | 31 | 20-39 | 0 | 0-2 High | 0 | 0 | 0 | 0 | 0 | 0 | 0 | 45 | 13 | 66 | 24 | 0 | 0 | 0 | 0 | 0 | 0 | 0 | 0 | FGD wastewater | 0 | 0 | 1 | F1 | 0 | 1 | 1 | 1 | 0 | 1 | 0 | CO | 0 | 1 | CO | 0 | M-VU, NPCA, NPS | 0 | Mammoth Cave NP | 237.4926 | 45.8431 | 29.2178 | 1 | 40014224 | 4493174 | 0.34 | 4105457 | 205.1999 | 5-Year Average | 50% | 5-Year Average | 205.2 | 5715900 | 55792899.9 | 5724350.5374 | 100% | 83 | 7.4118 | 0 | 7.4118 | 1744 | 12.66 | 2.88 | 20.23 | 0.11 | 0.13 | 4.82 | 17.97 |  | 1 | 1177.383 | 387.83 | 917.17 | 71.14% | 5715900 | 8132897.1698 | 79385209.2749 | 20.52 | 814492.106 | 4909858.4315 | 1866209229.6404 | 0 | 0 | 2034.7473 | 19.1413 | 6.1912 | 12.0734 | 15.2028 | 0 | 73.0135 | -2.3258 | -2.7076 | 2034.7473 |  | 12.0734 | 19.1413 | 29.72% | 42.29% |  |  | 205.4
[15 empty] | 887_B_4 | 887 | B | 4 | 608 | Coal Steam | Illinois | 17127 | 160 | 949 | FALSE | 10873 | 1954 | 2021 | 60 | 24.9666 | 0 | 24.9666 | Illinois | 4.82 | Indiana | -28.91 | Cheswick Power Plant | 8226_B_1 | 8226 | B | 1 | 3475 | Coal Steam | 0 | PJM_West | Pennsylvania | 42 | Allegheny | 3 | 42003 | 565 | 10935 | 1970 | 2022 | tangential | dry | N | Bituminous | Wet Scrubber | 2010 | 0.983 | LNC2 | SCR | 2003 | 0 | ESPC | Yes | 0 | 0 | 0 | 2.8 | 0.39205 | 0.16987 | 0.39205 | 0.16987 | 0.05 | 0.1 | 0.56 | 0.99 | 0 | 0 | 0 | 0 | 0 | 0 | 0 | 0 | 0 | 0 | 0 | needs_retire | 8226_G_1 | 1 | 0 | PA | 40.5383 | -79.7906 | Independent Power Producer | NR | DOMINION TRANSMISSION INCORPORATED | 0 | 12151897 | 1181968.6 | 22% | 20%-40% | 5919810.8 | 1847.6 | 909.2 | 1237261.2 | 6.8 | 473.8 | 35 | 2 | 0.225 | 0.13919 | 203.175 | 8.4636e-07 | 0.14132 | 0.30408 | 0.14964 | 203.6326 | 5.5958e-07 | 0.16007 | 0.0047016 | 0.00026866 | 789829 | 372665 | 194039 | 0 | 1 | 1 | Cofire Source | 0.21 | 0.21 | CAMD | CAMD | 0 | 1 | 0 | 0 | 1 | 1 | 0 | 0 | 0 | 0 | 0 | 1 | 1 | 400-600 | 52 | 40-59 | 0 | 0-2 High | 0 | 0 | 0 | 0 | 0 | 0 | 0 | 97 | 31 | 94 | 34 | 1 | 0 | 0 | 0 | 0 | 0 | 0 | 0 | BATW | Permanent cessation of coal combustion | 2022 | 1 | 0 | 0 | 0 | 1 | 1 | 0 | 1 | 0 | CO | 0 | 1 | CO | 10 ug/m3 | M-VU, NPCA | 0 | Otter Creek Wilderness | 164.626 | 11.223 | 5.5228 | 1 | 10010739 | 914138 | 0.18 | 1019075 | 203.5964 | 5-Year Average | 22% | 5-Year Average | 203.6326 | 1088868 | 11906771.58 | 1212303.4365 | 100% | 49 | 11.243 | 0 | 11.243 | 2727 | 12.66 | 4.59 | 35.04 | 0.29 | 0.41 | 4.82 | 17.97 |  | 1 | 571.058 | 188.1065 | 376.8935 | 32.98% | 1088868 | 1632318.9602 | 17849407.8302 | 20.3633 | 181736.0676 | 1030567.3689 | 905154560.1372 | 0 | 0 | 2401.6189 | 21.9795 | 8.1864 | 13.5255 | 20.8989 | 0 | 80.4489 | 56.9279 | 60.1484 | 2401.6189 |  | 13.5255 | 21.9795 | 33.29% | 49.91% |  |  | 205.4
[15 empty] | 887_B_5 | 887 | B | 5 | 609 | Coal Steam | Illinois | 17127 | 150 | 949 | FALSE | 10982 | 1955 | 2021 | 60 | 24.9666 | 0 | 24.9666 | Illinois | 4.82 | Indiana | -28.91 | Waukegan | 883_B_7 | 883 | B | 7 | 598 | Coal Steam | 0 | PJM_COMD | Illinois | 17 | Lake | 97 | 17097 | 328 | 10666 | 1958 | 2022 | tangential | dry | N | Subbituminous | 0 | 0 | 0.7375 | LNC3 | 0 | 0 | 0 | ESPH | No | ACI | 2008 | 0 | 1.8 | 0.11869 | 0.11869 | 0.11869 | 0.11869 | 0.1 | 0.1 | 0.1 | 0.98 | Yes | 2015 | 0 | 0 | 0 | 0 | 0 | 0 | 0 | 0 | 0 | needs_retire | 883_G_7 | 1 | 0 | IL | 42.3833 | -87.8133 | Independent Power Producer | NR | 0 | NICOR GAS | 7863328.6 | 788534.4 | 21.2% | 20%-40% | 4003418.8 | 445.6 | 436.8 | 828719.6 | 3.4 | 227.6 | 7 | 0 | 0.095227 | 0.11024 | 210.3298 | 2.8511e-07 | 0.11295 | 0.11334 | 0.1111 | 210.7809 | 4.3239e-07 | 0.1137 | 0.0016008 | 0 | 607053 | 398009 | 81052 | 0 | 1 | 1 | Energy Source | 0.0067104 | 0.0067203 | EIA-923 | EIA-923 | 0 | 1 | 0 | 0 | 0 | 0 | 1 | 0 | 0 | 0 | 0 | 1 | 1 | 200-400 | 64 | 60+ | 0 | 0-2 High | 0 | 0 | 0 | 0 | 0 | 0 | 0 | 100 | 99 | 95 | 88 | 1 | 0 | 0 | 0 | 0 | 0 | 0 | 0 | BATW | 0 | 0 | 1 | F1 | 0 | 1 | 1 | 1 | 0 | 1 | 0 | SCO | 0 | 1 | SCO | 0 | NPCA | 0 | Seney Wilderness | 445.6081 | 0.99998 | 0.98023 | 0 | 6592600 | 646025 | 0.18 | 693312 | 210.3304 | 5-Year Average | 21.2% | 5-Year Average | 210.7809 | 609135.36 | 6497037.7498 | 684725.6167 | 47.61% | 222 | 35.4389 | 3 | 15.9635 | [9 empty] | 1 | 337.1052 | 111.0425 | 216.9575 | 32.05% | 609135.36 | 920900.8915 | 9822328.9091 | 21.0781 | 103517.9489 | 581207.6678 | 534328094.151 | 1 | 0 | 2462.8233 | 25.5961 | 8.1886 | 13.7535 | 26.1137 | 0 | 81.1029 | 66.9526 | 70.1698 | 2462.8233 |  | 13.7535 | 25.5961 | 33.85% | 51.18% |  |  | 214.13
[15 empty] | 887_B_6 | 887 | B | 6 | 610 | Coal Steam | Illinois | 17127 | 158 | 949 | FALSE | 10992 | 1955 | 2021 | 60 | 24.9666 | 0 | 24.9666 | Illinois | 4.82 | Indiana | -28.91 | Waukegan | 883_B_8 | 883 | B | 8 | 599 | Coal Steam | 0 | PJM_COMD | Illinois | 17 | Lake | 97 | 17097 | 361 | 10890 | 1962 | 2022 | tangential | dry | N | Subbituminous | 0 | 0 | 0.7011 | LNC3 | 0 | 0 | 0 | ESPC | No | ACI | 2008 | 0 | 1.8 | 0.10881 | 0.10881 | 0.10881 | 0.10881 | 0.1 | 0.1 | 0.1 | 0.98 | Yes | 2016 | 0 | 0 | 0 | 0 | 0 | 0 | 0 | 0 | 0 | needs_retire | 883_G_8 | 1 | 0 | IL | 42.3833 | -87.8133 | Independent Power Producer | NR | 0 | NICOR GAS | 9362367.4 | 852402.4 | 21.6% | 20%-40% | 4724471.4 | 615 | 536.4 | 995799.8 | 3.8 | 272.8 | 85 | 0 | 0.10916 | 0.12232 | 212.724 | 2.8612e-07 | 0.11721 | 0.13138 | 0.11459 | 212.7239 | 4.0588e-07 | 0.11548 | 0.014136 | 0 | 589114 | 409709 | 112572 | 0 | 1 | 1 | Energy Source | 0.011674 | 0.0067203 | EIA-923 | EIA-923 | 0 | 1 | 0 | 0 | 0 | 0 | 1 | 0 | 0 | 0 | 0 | 1 | 1 | 200-400 | 60 | 60+ | 0 | 0-2 High | 0 | 0 | 0 | 0 | 0 | 0 | 0 | 100 | 99 | 95 | 88 | 1 | 0 | 0 | 0 | 0 | 0 | 0 | 0 | BATW | 0 | 0 | 1 | F1 | 0 | 1 | 1 | 1 | 0 | 1 | 1 | SCO | CO | 1 | SCO | 0 | NPCA | 0 | Seney Wilderness | 445.6081 | 1.3801 | 1.2037 | 0 | 7856475 | 710715 | 0.18 | 835629 | 212.7236 | 5-Year Average | 21.6% | 5-Year Average | 212.7239 | 683069.76 | 7438629.6864 | 791187.2753 | 52.39% | 222 | 32.9211 | 3 | 14.8293 | [9 empty] | 1 | 378.8132 | 124.7811 | 236.2189 | 33.01% | 683069.76 | 1043896.7949 | 11368036.0965 | 21.2724 | 120912.6665 | 670274.6088 | 600437306.2726 | 1 | 0 | 2541.8679 | 24.808 | 8.6289 | 14.0423 | 25.5599 | 0 | 83.4078 | 65.0324 | 66.2739 | 2541.8679 |  | 14.0423 | 24.808 | 34.57% | 52.82% |  |  | 214.13
[15 empty] | 2718_B_2 | 2718 | B | 2 | 1844 | Coal Steam | North Carolina | 37071 | 162 | 1098 | FALSE | 10779 | 1957 | 2021 | 176 | 44.3426 | 88 | 25.1947 | South Carolina | 4.82 | Kentucky | -28.91 | Will County | 884_B_4 | 884 | B | 4 | 603 | Coal Steam | 0 | PJM_COMD | Illinois | 17 | Will | 197 | 17197 | 510 | 10252 | 1963 | 2022 | tangential | dry | N | Subbituminous | 0 | 0 | 0.7085 | LNC3 | SNCR | 0 | 2009 | ESPC | No | ACI | 2009 | 0 | 1.8 | 0.08992 | 0.08992 | 0.08992 | 0.08992 | 0.1 | 0.1 | 0.1 | 0.98 | Yes | 2016 | 0 | 0 | 0 | 0 | 0 | 0 | 0 | 0 | 0 | needs_retire | 884_G_4 | 1 | 0 | IL | 41.6334 | -88.0629 | Independent Power Producer | NR | 0 | 0 | 7604508.6 | 716903.2 | 13.4% | 0%-20% | 3488219.75 | 507 | 365.6 | 803196.2 | 2.2 | 174.5 | 27 | 4 | 0.11532 | 0.094986 | 211.2419 | 2.3926e-07 | 0.094944 | 0.13334 | 0.096153 | 211.2421 | 2.893e-07 | 0.10005 | 0.01169 | 0.0017319 | 776767 | 496091 | 0 | 4417 | 1 | 0 | 0 | 0 | 0 | 0 | 0 | 0 | 1 | 1 | 0 | 0 | 0 | 1 | 0 | 0 | 0 | 0 | 1 | 1 | 400-600 | 59 | 40-59 | 0 | 0-2 High | 0 | 0 | 0 | 0 | 0 | 0 | 0 | 96 | 58 | 100 | 95 | 1 | 0 | 0 | 0 | 0 | 0 | 0 | 0 | 0 | 0 | 0 | 0 | F1 | 0 | 1 | 1 | 1 | 0 | 1 | 1 | SCO | CO | 1 | SCO | 0 | 0 | 0 | Mammoth Cave NP | 509.0919 | 0.99589 | 0.71814 | 0 | 9149106 | 862263 | 0.16 | 966337 | 211.2418 | Floor Used | 20% | 5-Year Average | 211.2421 | 893520 | 9160367.04 | 967527.6055 | 100% | 223 | 27.7267 | 24 | 12.4335 | 2884 | 12.66 | 4.59 | 37.93 | 0.32 | 0.47 | 4.82 | 17.28 |  | 1 | 503.8123 | 165.9558 | 344.0442 | 29.65% | 893520 | 1324525.1098 | 13579031.4259 | 21.1242 | 143423.1587 | 824104.4468 | 798567000.8044 | 1 | 0 | 2321.1174 | 22.5193 | 7.4178 | 13.2196 | 21.6027 | -2.992e-15 | 78.3965 | 65.729 | 71.2655 | 2321.1174 |  | 13.2196 | 22.5193 | 32.54% | 48.24% |  |  | 214.13
[15 empty] | 2718_B_3 | 2718 | B | 3 | 1845 | Coal Steam | North Carolina | 37071 | 258 | 1098 | FALSE | 10448 | 1959 | 2021 | 176 | 44.3426 | 88 | 25.1947 | South Carolina | 4.82 | Kentucky | -28.91 | Taconite Harbor Energy Center | 10075_B_1 | 10075 | B | 1 | 9003 | Coal Steam | 0 | MIS_MNWI | Minnesota | 27 | Cook | 31 | 27031 | 79 | 10438 | 1957 | 2022 | tangential | dry | N | Subbituminous | 0 | 0 | 0.65 | OFA | SNCR | 0 | 2008 | ESPC | Yes | ACI | 2014 | 0 | 0.78 | 0.4213 | 0.11737 | 0.1469 | 0.1 | 0.1 | 0.1 | 0.1 | 0.98 | Yes | 2008 | 0 | 0 | 0 | 0 | 0 | 0 | 0 | 0 | 0 | needs_retire | 10075_G_GEN1 | 1 | 0 | MN | 47.5314 | -90.9114 | Investor-Owned Utility | RE | 0 | 0 | 0 | 0 | 0% | 0 | 0 | 0 | 0 | 0 | 0 | 0 | 0 | 0 | 0 | 0 | 0 | 0 | 0 | 0 | 0 | 0 | 0 | 0 | 0 | 0 | 0 | 0 | 0 | 0 | 0 | 0 | 0 | 0 | 0 | 0 | 0 | 0 | 1 | 1 | 0 | 0 | 0 | 1 | 0 | 0 | 0 | 0 | 1 | 1 | 0-200 | 65 | 60+ | 0 | 0-2 High | 0 | 0 | 0 | 0 | 0 | 0 | 0 | 0 | 12 | 0 | 25 | 0 | 0 | 0 | 0 | 0 | 0 | 0 | 0 | 0 | 0 | 0 | 0 | 0 | 0 | 0 | 1 | 1 | 0 | 0 | 0 | 0 | 0 | 0 | 0 | 0 | NPS | 1 | Boundary Waters Canoe Area Wilderness | 33.3987 | 0 | 0 | 0 | [5 empty] | Fleet Average | 43.44% | Fleet Average | 206.2677 | 300603.236 | 3137696.5769 | 323602.6974 | 50.97% | 393 | 171.0679 | 241 | 104.9043 | [9 empty] | 1 | 79.4574 | 26.1733 | 52.8267 | 64.96% | 300603.236 | 449538.6387 | 4692284.3112 | 20.6268 | 48393.33 | 275209.3673 | 125943851.4144 | 1 | 0 | 2384.0933 | 52.7713 | 7.7573 | 13.4595 | 114.9929 | 0 | 77.8195 | 106.1528 | 115.9477 | 2384.0933 |  | 13.4595 | 52.7713 | 33.13% | 49.55% |  |  | 214.13
[15 empty] | 2718_B_4 | 2718 | B | 4 | 1846 | Coal Steam | North Carolina | 37071 | 257 | 1098 | FALSE | 10526 | 1960 | 2021 | 176 | 44.3426 | 88 | 25.1947 | South Carolina | 4.82 | Kentucky | -28.91 | Taconite Harbor Energy Center | 10075_B_2 | 10075 | B | 2 | 9004 | Coal Steam | 0 | MIS_MNWI | Minnesota | 27 | Cook | 31 | 27031 | 76 | 10438 | 1957 | 2022 | tangential | dry | N | Subbituminous | 0 | 0 | 0.65 | LNB + OFA | SNCR | 0 | 2007 | ESPC | Yes | ACI | 2013 | 0 | 0.45 | 0.12783 | 0.12783 | 0.12783 | 0.12783 | 0.1 | 0.1 | 0.1 | 0.98 | Yes | 2007 | 0 | 0 | 0 | 0 | 0 | 0 | 0 | 0 | 0 | needs_retire | 10075_G_GEN2 | 1 | 0 | MN | 47.5314 | -90.9114 | Investor-Owned Utility | RE | 0 | 0 | 0 | 0 | 0% | 0 | 0 | 0 | 0 | 0 | 0 | 0 | 0 | 0 | 0 | 0 | 0 | 0 | 0 | 0 | 0 | 0 | 0 | 0 | 0 | 0 | 0 | 0 | 0 | 0 | 0 | 0 | 0 | 0 | 0 | 0 | 0 | 0 | 1 | 1 | 0 | 0 | 0 | 1 | 0 | 0 | 0 | 0 | 1 | 1 | 0-200 | 65 | 60+ | 0 | 0-2 High | 0 | 0 | 0 | 0 | 0 | 0 | 0 | 0 | 12 | 0 | 25 | 0 | 0 | 0 | 0 | 0 | 0 | 0 | 0 | 0 | 0 | 0 | 0 | 0 | 0 | 0 | 1 | 1 | 0 | 0 | 0 | 0 | 0 | 0 | 0 | 0 | NPS | 1 | Boundary Waters Canoe Area Wilderness | 33.3987 | 0 | 0 | 0 | [5 empty] | Fleet Average | 43.44% | Fleet Average | 206.2677 | 289187.9232 | 3018543.5424 | 311313.9873 | 49.03% | 393 | 176.1869 | 241 | 108.0434 | [9 empty] | 1 | 76.44 | 25.1793 | 50.8207 | 64.96% | 289187.9232 | 432467.5512 | 4514096.2994 | 20.6268 | 46555.6086 | 264758.3787 | 121161173.5126 | 1 | 0 | 2384.0933 | 54.1844 | 7.7573 | 13.4595 | 118.1609 | 0 | 77.8195 | 109.3208 | 119.4079 | 2384.0933 |  | 13.4595 | 54.1844 | 33.13% | 49.55% |  |  | 214.13
[15 empty] | 6004_B_1 | 6004 | B | 1 | 2673 | Coal Steam | West Virginia | 54073 | 644 | 1288 | TRUE | 10492 | 1979 | 2021 | 999 | #N/A | 999 | #N/A | #N/A | #N/A | #N/A |  | Joppa Steam | 887_B_1 | 887 | B | 1 | 605 | Coal Steam | 0 | S_C_TVA | Illinois | 17 | Massac | 127 | 17127 | 162 | 10983 | 1953 | 2022 | tangential | dry | N | Subbituminous | 0 | 0 | 0.05 | LNC1 | 0 | 0 | 0 | ESPC | Yes | ACI | 2009 | 0 | 0.498 | 0.11959 | 0.11959 | 0.11959 | 0.11959 | 0.1 | 0.1 | 0.1 | 0 | 0 | 0 | 0 | 0 | 0 | 0 | 0 | 0 | 0 | 0 | 0 | needs_retire | 887_G_1 | 1 | 0 | IL | 37.2094 | -88.8589 | Independent Power Producer | NR | TRUNKLINE GAS COMPANY | 0 | 9077131.8 | 910063.2 | 42.2% | 40%-60% | 3916351.2 | 2003.4 | 533.4 | 935023 | 5.4 | 232.8 | 0 | 3 | 0.48506 | 0.12588 | 209.7218 | 7.5961e-07 | 0.12391 | 0.44142 | 0.11753 | 206.0173 | 5.949e-07 | 0.11889 | 0 | 0.00066791 | 795735 | 507904 | 89950 | 0 | 1 | 1 | Cofire Source | 0.37 | 0.25 | CAMD | CAMD | 0 | 1 | 0 | 0 | 0 | 0 | 1 | 0 | 0 | 0 | 0 | 1 | 1 | 0-200 | 69 | 60+ | 0 | 0-2 High | 0 | 0 | 0 | 0 | 0 | 0 | 0 | 35 | 37 | 59 | 20 | 0 | 0 | 0 | 0 | 0 | 0 | 0 | 0 | BATW | 0 | 0 | 1 | F2 | 2027 | 1 | 1 | 1 | 0 | 1 | 0 | SCO | 0 | 1 | SCO | 0 | NPCA, NPS | 0 | Mingo Wilderness | 117.8922 | 16.9935 | 4.5245 | 1 | 8458467 | 871065 | 0.39 | 886183 | 209.5375 | 5-Year Average | 42.2% | 5-Year Average | 206.0173 | 598868.64 | 6577374.2731 | 677526.3773 | 17.07% | 60 | 24.9666 | 0 | 24.9666 | [9 empty] | 1 | 171.4455 | 56.4741 | 105.5259 | 64.78% | 598868.64 | 919364.4041 | 10097379.2504 | 20.6017 | 104011.7302 | 573514.6471 | 271749394.0758 | 1 | 0 | 2575.1924 | 34.4309 | 8.8166 | 14.1622 | 35.9567 | 0 | 81.4014 | 29.2641 | 30.5578 | 2575.1924 |  | 14.1622 | 34.4309 | 34.86% | 53.52% |  |  | 214.13
[15 empty] | 6004_B_2 | 6004 | B | 2 | 2674 | Coal Steam | West Virginia | 54073 | 644 | 1288 | TRUE | 10383 | 1980 | 2021 | 999 | #N/A | 999 | #N/A | #N/A | #N/A | #N/A |  | Joppa Steam | 887_B_2 | 887 | B | 2 | 606 | Coal Steam | 0 | S_C_TVA | Illinois | 17 | Massac | 127 | 17127 | 158 | 10919 | 1953 | 2022 | tangential | dry | N | Subbituminous | 0 | 0 | 0.05 | LNC1 | 0 | 0 | 0 | ESPC | Yes | ACI | 2009 | 0 | 0.498 | 0.1208 | 0.1208 | 0.1208 | 0.1208 | 0.1 | 0.1 | 0.1 | 0 | 0 | 0 | 0 | 0 | 0 | 0 | 0 | 0 | 0 | 0 | 0 | needs_retire | 887_G_2 | 1 | 0 | IL | 37.2094 | -88.8589 | Independent Power Producer | NR | TRUNKLINE GAS COMPANY | 0 | 8370353.2 | 847305.4 | 39% | 20%-40% | 3868155.6 | 1867 | 501.4 | 865701.2 | 4.8 | 233.2 | 0 | 3 | 0.48494 | 0.12641 | 209.6413 | 6.6765e-07 | 0.12484 | 0.4461 | 0.1198 | 206.8494 | 5.7345e-07 | 0.12057 | 0 | 0.00073702 | 742721 | 471903 | 39992 | 0 | 1 | 1 | Startup Source | 0.21 | 0.25 | CAMD | CAMD | 0 | 1 | 0 | 0 | 0 | 0 | 1 | 0 | 0 | 0 | 0 | 1 | 1 | 0-200 | 69 | 60+ | 0 | 0-2 High | 0 | 0 | 0 | 0 | 0 | 0 | 0 | 35 | 37 | 59 | 20 | 0 | 0 | 0 | 0 | 0 | 0 | 0 | 0 | BATW | 0 | 0 | 1 | F2 | 2027 | 1 | 1 | 1 | 0 | 1 | 0 | SCO | 0 | 1 | SCO | 0 | NPCA, NPS | 0 | Mingo Wilderness | 117.8922 | 15.8365 | 4.253 | 1 | 7785868 | 807653 | 0.36 | 815540 | 209.4924 | 5-Year Average | 39% | 5-Year Average | 206.8494 | 539791.2 | 5893980.1128 | 609583.0767 | 16.65% | 60 | 25.5034 | 0 | 25.5034 | [9 empty] | 1 | 166.2379 | 54.7588 | 103.2412 | 59.69% | 539791.2 | 826094.3673 | 9020124.3966 | 20.6849 | 93290.3586 | 516292.7181 | 263495097.4505 | 1 | 0 | 2552.2271 | 34.8728 | 8.6871 | 14.0797 | 36.4338 | 0 | 81.2997 | 33.5491 | 35.0761 | 2552.2271 |  | 14.0797 | 34.8728 | 34.66% | 53.04% |  |  | 214.13
[15 empty] | 7902_B_1 | 7902 | B | 1 | 3360 | Coal Steam | Texas | 48203 | 721 | 721 | TRUE | 10533 | 1985 | 2021 | 999 | #N/A | 999 | #N/A | #N/A | #N/A | #N/A |  | Joppa Steam | 887_B_3 | 887 | B | 3 | 607 | Coal Steam | 0 | S_C_TVA | Illinois | 17 | Massac | 127 | 17127 | 161 | 10985 | 1954 | 2022 | tangential | dry | N | Subbituminous | 0 | 0 | 0.02 | LNC1 | 0 | 0 | 0 | ESPC | Yes | ACI | 2009 | 0 | 0.51 | 0.10765 | 0.10765 | 0.10765 | 0.10765 | 0.1 | 0.1 | 0.1 | 0 | 0 | 0 | 0 | 0 | 0 | 0 | 0 | 0 | 0 | 0 | 0 | needs_retire | 887_G_3 | 1 | 0 | IL | 37.2094 | -88.8589 | Independent Power Producer | NR | TRUNKLINE GAS COMPANY | 0 | 7857344.2 | 769159.2 | 39.2% | 20%-40% | 3422939.4 | 1730.8 | 433 | 815871 | 5.6 | 188.6 | 0 | 4 | 0.46827 | 0.1179 | 209.641 | 6.6484e-07 | 0.11399 | 0.44056 | 0.11022 | 207.6709 | 7.1271e-07 | 0.1102 | 0 | 0.0011373 | 702200 | 452204 | 80549 | 0 | 1 | 1 | Startup Source | 0.22 | 0.25 | CAMD | CAMD | 0 | 1 | 0 | 0 | 0 | 0 | 1 | 0 | 0 | 0 | 0 | 1 | 1 | 0-200 | 68 | 60+ | 0 | 0-2 High | 0 | 0 | 0 | 0 | 0 | 0 | 0 | 35 | 37 | 59 | 20 | 0 | 0 | 0 | 0 | 0 | 0 | 0 | 0 | BATW | 0 | 0 | 1 | F2 | 2027 | 1 | 1 | 1 | 0 | 1 | 0 | SCO | 0 | 1 | SCO | 0 | NPCA, NPS | 0 | Mingo Wilderness | 117.8922 | 14.6812 | 3.6728 | 1 | 8008461 | 769191 | 0.4 | 838522 | 209.409 | 5-Year Average | 39.2% | 5-Year Average | 207.6709 | 552861.12 | 6073179.4032 | 630611.4161 | 16.97% | 60 | 25.0702 | 0 | 25.0702 | [9 empty] | 1 | 170.4182 | 56.1358 | 104.8642 | 60.18% | 552861.12 | 848817.8192 | 9324263.7437 | 20.7671 | 96818.9275 | 533792.4886 | 270121108.6728 | 1 | 0 | 2575.9124 | 34.5393 | 8.8207 | 14.1648 | 36.2846 | 0 | 82.0683 | 32.9008 | 34.0761 | 2575.9124 |  | 14.1648 | 34.5393 | 34.87% | 53.53% |  |  | 214.13
[15 empty] | 8224_B_2 | 8224 | B | 2 | 3474 | Coal Steam | Nevada | 32013 | 268 | 522 | TRUE | 11179 | 1985 | 2021 | 999 | #N/A | 999 | #N/A | #N/A | #N/A | #N/A |  | Joppa Steam | 887_B_4 | 887 | B | 4 | 608 | Coal Steam | 0 | S_C_TVA | Illinois | 17 | Massac | 127 | 17127 | 160 | 10873 | 1954 | 2022 | tangential | dry | N | Subbituminous | 0 | 0 | 0.02 | LNC1 | 0 | 0 | 0 | ESPC | Yes | ACI | 2009 | 0 | 0.51 | 0.10661 | 0.10661 | 0.10661 | 0.10661 | 0.1 | 0.1 | 0.1 | 0 | 0 | 0 | 0 | 0 | 0 | 0 | 0 | 0 | 0 | 0 | 0 | needs_retire | 887_G_4 | 1 | 0 | IL | 37.2094 | -88.8589 | Independent Power Producer | NR | TRUNKLINE GAS COMPANY | 0 | 8532893.2 | 857952.8 | 42.4% | 40%-60% | 3936775.8 | 1828.2 | 471.6 | 879632.4 | 6 | 215.2 | 0 | 5 | 0.46735 | 0.11987 | 209.7274 | 7.3089e-07 | 0.11363 | 0.42851 | 0.11054 | 206.1745 | 7.0316e-07 | 0.10933 | 0 | 0.0019068 | 947060 | 593403 | 234411 | 0 | 1 | 1 | Cofire Source | 0.41 | 0.25 | CAMD | CAMD | 0 | 1 | 0 | 0 | 0 | 0 | 1 | 0 | 0 | 0 | 0 | 1 | 1 | 0-200 | 68 | 60+ | 0 | 0-2 High | 0 | 0 | 0 | 0 | 0 | 0 | 0 | 35 | 37 | 59 | 20 | 0 | 0 | 0 | 0 | 0 | 0 | 0 | 0 | BATW | 0 | 0 | 1 | F2 | 2027 | 1 | 1 | 1 | 0 | 1 | 0 | SCO | 0 | 1 | SCO | 0 | NPCA, NPS | 0 | Mingo Wilderness | 117.8922 | 15.5074 | 4.0003 | 1 | 10511662 | 1027582 | 0.52 | 1096169 | 208.5625 | 5-Year Average | 42.4% | 5-Year Average | 206.1745 | 594278.4 | 6461589.0432 | 666107.3735 | 16.86% | 60 | 25.3567 | 0 | 25.3567 | [9 empty] | 1 | 167.633 | 55.2183 | 104.7817 | 64.74% | 594278.4 | 907453.686 | 9866743.9277 | 20.6174 | 101713.5389 | 564393.8346 | 265706364.3171 | 1 | 0 | 2535.8088 | 34.6491 | 8.5948 | 14.0204 | 36.05 | 0 | 80.7256 | 28.91 | 30.4407 | 2535.8088 |  | 14.0204 | 34.6491 | 34.51% | 52.7% |  |  | 214.13
[15 empty] | 54304_B_1A | 54304 | B | 1A | 10104 | Coal Steam | Virginia | 51099 | 240 | 240 | FALSE | 10778 | 1996 | 2021 | 999 | #N/A | 999 | #N/A | #N/A | #N/A | #N/A |  | Joppa Steam | 887_B_5 | 887 | B | 5 | 609 | Coal Steam | 0 | S_C_TVA | Illinois | 17 | Massac | 127 | 17127 | 150 | 10982 | 1955 | 2022 | tangential | dry | N | Subbituminous | 0 | 0 | 0.03 | LNC1 | 0 | 0 | 0 | ESPC | Yes | ACI | 2009 | 0 | 0.507 | 0.1134 | 0.1134 | 0.1134 | 0.1134 | 0.1 | 0.1 | 0.1 | 0 | 0 | 0 | 0 | 0 | 0 | 0 | 0 | 0 | 0 | 0 | 0 | needs_retire | 887_G_5 | 1 | 0 | IL | 37.2094 | -88.8589 | Independent Power Producer | NR | TRUNKLINE GAS COMPANY | 0 | 7214034 | 703848.2 | 35.8% | 20%-40% | 3304182.4 | 1634.8 | 404 | 756605.8 | 4.6 | 190 | 0 | 2 | 0.45987 | 0.11099 | 209.7602 | 6.2005e-07 | 0.10955 | 0.45323 | 0.112 | 209.7594 | 6.3765e-07 | 0.11501 | 0 | 0.00062917 | 470995 | 302331 | 35755 | 0 | 1 | 1 | Startup Source | 0.0086542 | 0.25 | EIA-923 | CAMD | 0 | 1 | 0 | 0 | 0 | 0 | 1 | 0 | 0 | 0 | 0 | 1 | 1 | 0-200 | 67 | 60+ | 0 | 0-2 High | 0 | 0 | 0 | 0 | 0 | 0 | 0 | 35 | 37 | 59 | 20 | 0 | 0 | 0 | 0 | 0 | 0 | 0 | 0 | BATW | 0 | 0 | 1 | F2 | 2027 | 1 | 1 | 1 | 0 | 1 | 0 | SCO | 0 | 1 | SCO | 0 | NPCA, NPS | 0 | Mingo Wilderness | 117.8922 | 13.8669 | 3.4269 | 1 | 5076868 | 520440 | 0.25 | 532459 | 209.7589 | 5-Year Average | 35.8% | 5-Year Average | 209.7594 | 470412 | 5166064.584 | 541815.3598 | 15.81% | 60 | 26.3332 | 0 | 26.3332 | [9 empty] | 1 | 158.7314 | 52.2861 | 97.7139 | 54.96% | 470412 | 722126.6013 | 7930394.3356 | 20.9759 | 83173.7465 | 458641.6133 | 251596899.3951 | 1 | 0 | 2574.8325 | 35.8274 | 8.8146 | 14.161 | 37.9011 | 0 | 82.8732 | 38.9756 | 39.9759 | 2574.8325 |  | 14.161 | 35.8274 | 34.86% | 53.51% |  |  | 214.13
[15 empty] | 1047_B_4 | 1047 | B | 4 | 739 | Coal Steam | Iowa | 19005 | 248 | 248 | FALSE | 12042 | 1977 | 2021 | 999 | #N/A | 999 | #N/A | #N/A | #N/A | #N/A |  | Joppa Steam | 887_B_6 | 887 | B | 6 | 610 | Coal Steam | 0 | S_C_TVA | Illinois | 17 | Massac | 127 | 17127 | 158 | 10992 | 1955 | 2022 | tangential | dry | N | Subbituminous | 0 | 0 | 0.03 | LNC1 | 0 | 0 | 0 | ESPC | Yes | ACI | 2009 | 0 | 0.507 | 0.11224 | 0.11224 | 0.11224 | 0.11224 | 0.1 | 0.1 | 0.1 | 0 | 0 | 0 | 0 | 0 | 0 | 0 | 0 | 0 | 0 | 0 | 0 | needs_retire | 887_G_6 | 1 | 0 | IL | 37.2094 | -88.8589 | Independent Power Producer | NR | TRUNKLINE GAS COMPANY | 0 | 7913731.2 | 786731.4 | 39.2% | 20%-40% | 4001834.4 | 1793.8 | 449.4 | 829990.4 | 5.4 | 231.2 | 0 | 3 | 0.46149 | 0.113 | 209.7603 | 6.1751e-07 | 0.11064 | 0.45334 | 0.11357 | 209.7596 | 6.8236e-07 | 0.11555 | 0 | 0.00082277 | 753980 | 488458 | 64107 | 0 | 1 | 1 | Startup Source | 0.011277 | 0.25 | EIA-923 | CAMD | 0 | 1 | 0 | 0 | 0 | 0 | 1 | 0 | 0 | 0 | 0 | 1 | 1 | 0-200 | 67 | 60+ | 0 | 0-2 High | 0 | 0 | 0 | 0 | 0 | 0 | 0 | 35 | 37 | 59 | 20 | 0 | 0 | 0 | 0 | 0 | 0 | 0 | 0 | BATW | 0 | 0 | 1 | F2 | 2027 | 1 | 1 | 1 | 0 | 1 | 0 | SCO | 0 | 1 | SCO | 0 | NPCA, NPS | 0 | Mingo Wilderness | 117.8922 | 15.2156 | 3.812 | 1 | 7886571 | 833491 | 0.39 | 827140 | 209.7591 | 5-Year Average | 39.2% | 5-Year Average | 209.7596 | 542559.36 | 5963812.4851 | 625483.351 | 16.65% | 60 | 25.3863 | 0 | 25.3863 | [9 empty] | 1 | 167.3493 | 55.1249 | 102.8751 | 60.21% | 542559.36 | 833285.5904 | 9159475.2094 | 20.976 | 96064.376 | 529418.9751 | 265256718.6716 | 1 | 0 | 2578.4334 | 34.8728 | 8.835 | 14.1738 | 36.9146 | 0 | 82.9414 | 32.7165 | 33.5286 | 2578.4334 |  | 14.1738 | 34.8728 | 34.89% | 53.58% |  |  | 214.13
[15 empty] | 136_B_1 | 136 | B | 1 | 84 | Coal Steam | Florida | 12107 | 652 | 1309 | TRUE | 9889 | 1984 | 2021 | 999 | 46.6398 | 28 | 10.9227 | Florida | 4.82 | Atlantic Offshore |  | G G Allen | 2718_B_2 | 2718 | B | 2 | 1844 | Coal Steam | 0 | S_VACA | North Carolina | 37 | Gaston | 71 | 37071 | 162 | 10779 | 1957 | 2022 | tangential | dry | N | Bituminous | Wet Scrubber | 2009 | 0.95 | LNC3 | SNCR | 0 | 2008 | ESPC | No | 0 | 0 | 0 | 0.12 | 0.30292 | 0.22555 | 0.30292 | 0.22555 | 0.05 | 0.1 | 0.56 | 0.99 | 0 | 0 | 0 | 0 | 0 | 0 | 0 | 0 | 0 | 0 | 0 | needs_retire | 2718_G_2 | 1 | 0 | NC | 35.1897 | -81.0122 | Investor-Owned Utility | RE | 0 | 0 | 698423.8 | 68842.4 | 3.4% | 0%-20% | 364450.6 | 16.8 | 83.8 | 71658.2 | 0.6 | 43.6 | 3 | 0 | 0 | 0.31823 | 205.219 | 0 | 0.31823 | 0.048108 | 0.23997 | 205.1998 | 8.5908e-07 | 0.23926 | 0.0059909 | 0 | 94257 | 48834 | 0 | 2176 | 1 | 0 | 0 | 0 | 0 | 0 | 0 | 0 | 1 | 1 | 0 | 0 | 1 | 0 | 0 | 0 | 0 | 0 | 1 | 1 | 0-200 | 65 | 60+ | 0 | 0-2 High | 0 | 0 | 1 | 0 | 0 | OS NOx | 1 | 88 | 61 | 96 | 89 | 1 | 1 | 0 | 0 | 0 | 0 | 0 | 0 | 0 | Permanent cessation of coal combustion | 2024 | 1 | 0 | 0 | 0 | 0 | 0 | 0 | 0 | 0 | 0 | 0 | 1 | CO | 0 | NPCA, NPS | 0 | Linville Gorge Wilderness | 104.9279 | 0.16011 | 0.79864 | 0 | 1182801 | 113825 | 0.06 | 121355 | 205.1994 | Floor Used | 20% | 5-Year Average | 205.1998 | 283824 | 3059338.896 | 313887.8121 | 19.29% | [12 empty] | 1 | 1 | 161.4011 | 53.1655 | 108.8345 | 29.77% | 283824 | 422471.687 | 4553822.3136 | 20.52 | 46722.1636 | 267165.6485 | 255828541.5593 | 0 | 0 | 2350.6202 | 34.4309 | 7.8983 | 13.3325 | #VALUE! | 0 | 80.0111 | #VALUE! | #VALUE! | 2350.6202 |  | 13.3325 | 34.4309 | 32.82% | 48.85% |  |  | 205.4
[15 empty] | 1571_B_1 | 1571 | B | 1 | 1050 | Coal Steam | Maryland | 24033 | 331 | 667 | TRUE | 11442 | 1964 | 2021 | 999 | #N/A | 999 | #N/A | #N/A | #N/A | #N/A |  | G G Allen | 2718_B_4 | 2718 | B | 4 | 1846 | Coal Steam | 0 | S_VACA | North Carolina | 37 | Gaston | 71 | 37071 | 257 | 10526 | 1960 | 2022 | tangential | dry | N | Bituminous | Wet Scrubber | 2009 | 0.95 | LNC3 | SNCR | 0 | 2006 | ESPC | Yes | ACI | 2016 | 0 | 0.062 | 0.30573 | 0.3019 | 0.30573 | 0.3019 | 0.05 | 0.1 | 0.1 | 0.99 | 0 | 0 | 0 | 0 | 0 | 0 | 0 | 0 | 0 | 0 | 0 | needs_retire | 2718_G_4 | 1 | 0 | NC | 35.1897 | -81.0122 | Investor-Owned Utility | RE | 0 | 0 | 1914003.6 | 221337 | 5.2% | 0%-20% | 1028777 | 40 | 312.4 | 196376.4 | 2 | 171 | 6 | 0 | 0.017428 | 0.33113 | 205.2005 | 1.2449e-06 | 0.35449 | 0.041797 | 0.32644 | 205.1996 | 1.0449e-06 | 0.33243 | 0.0046977 | 0 | 181955 | 90893 | 0 | 4260 | 1 | 0 | 0 | 0 | 0 | 0 | 0 | 0 | 1 | 1 | 0 | 0 | 1 | 0 | 0 | 0 | 0 | 0 | 1 | 1 | 200-400 | 62 | 60+ | 0 | 0-2 High | 0 | 0 | 1 | 0 | 0 | OS NOx | 1 | 88 | 61 | 96 | 89 | 1 | 1 | 0 | 0 | 0 | 0 | 0 | 0 | 0 | Permanent cessation of coal combustion | 2028 | 1 | 0 | 0 | 0 | 0 | 0 | 0 | 0 | 0 | 0 | 0 | 1 | CO | 0 | NPCA, NPS | 0 | Linville Gorge Wilderness | 104.9279 | 0.38121 | 2.9773 | 0 | 1933309 | 219866 | 0.05 | 198355 | 205.1974 | Floor Used | 20% | 5-Year Average | 205.1996 | 450264 | 4739478.864 | 486269.6168 | 30.6% | [12 empty] | 1 | 1 | 250.04 | 82.3632 | 174.6368 | 29.43% | 450264 | 662619.9406 | 6974737.4947 | 20.52 | 71560.6721 | 414708.9447 | 396325482.9708 | 0 | 0 | 2269.4266 | 27.978 | 7.4465 | 13.0196 | #VALUE! | 0 | 78.288 | #VALUE! | #VALUE! | 2269.4266 |  | 13.0196 | 27.978 | 32.05% | 47.16% |  |  | 205.4
[15 empty] | 1571_B_2 | 1571 | B | 2 | 1051 | Coal Steam | Maryland | 24033 | 336 | 667 | TRUE | 11206 | 1965 | 2021 | 999 | #N/A | 999 | #N/A | #N/A | #N/A | #N/A |  | Pirkey | 7902_B_1 | 7902 | B | 1 | 3360 | Coal Steam | 0 | SPP_WEST | Texas | 48 | Harrison | 203 | 48203 | 721 | 10533 | 1985 | 2023 | wall | dry | N | Lignite, Subbituminous | Wet Scrubber | 1985 | 0.85 | LNB + LNBO + OFA | 0 | 0 | 0 | ESPC | Yes | ACI | 2015 | 0 | 1.2 | 0.16155 | 0.16155 | 0.16155 | 0.16155 | 0.1 | 0.1 | 0.1 | 0.9 | 0 | 0 | 0 | 0 | 0 | 0 | 0 | 0 | 0 | 0 | 0 | needs_retire | 7902_G_1 | 1 | 0 | TX | 32.4607 | -94.4852 | Investor-Owned Utility | RE | GULF SOUTH PIPELINE COMPANY LP | 0 | 37468535.2 | 3611803.6 | 62.8% | 60%-80% | 16151628.2 | 3408.6 | 3231.2 | 4079198.6 | 89.4 | 1419.8 | 95 | 7 | 0.20316 | 0.19661 | 217.7402 | 2.3035e-06 | 0.19588 | 0.18194 | 0.17248 | 217.74 | 2.386e-06 | 0.17581 | 0.0041513 | 0.00030589 | 3071153 | 2636556 | 119375 | 0 | 1 | 1 | Energy Source | 0.0090959 | 0.0090959 | EIA-923 | EIA-923 | 1 | 1 | 0 | 0 | 0 | 1 | 0 | 0 | 0 | 0 | 0 | 1 | 1 | 600-800 | 37 | 20-39 | 0 | 0-2 High | 1 | 0 | 0 | 0 | 0 | Mercury | 1 | 40 | 59 | 78 | 71 | 0 | 0 | 0 | 0 | 0 | 0 | 0 | 0 | BATW | Permanent cessation of coal combustion | 2023 | 1 | F2 | 0 | 1 | 1 | 1 | 0 | 1 | 1 | SCO | CO | 1 | SCO | 0 | NPCA | 0 | Caney Creek Wilderness | 215.0848 | 15.8477 | 15.0229 | 1 | 34716566 | 3295915 | 0.58 | 3779587 | 217.7397 | 5-Year Average | 62.8% | 5-Year Average | 217.74 | 3966422.88 | 41778332.195 | 4548406.1037 | 100% | [12 empty] | 1 | 1 | 738.9855 | 243.4218 | 477.5782 | 94.81% | 3966422.88 | 5988110.3574 | 63072766.3947 | 21.774 | 686673.0685 | 3861733.0352 | 1171327800.0367 | 0 | 0 | 2452.6409 | 20.8966 | 8.053 | 13.7158 | #VALUE! | 2.6472e-15 | 82.7565 | #VALUE! | #VALUE! | 2452.6409 |  | 13.7158 | 20.8966 | 33.76% | 50.97% |  |  | 216.24
[15 empty] | 3797_B_5 | 3797 | B | 5 | 2519 | Coal Steam | Virginia | 51041 | 336 | 1006 | TRUE | 10256 | 1964 | 2021 | 999 | 110.3703 | 82 | 53.319 | Maryland | 4.82 | West Virginia |  | Lansing | 1047_B_4 | 1047 | B | 4 | 739 | Coal Steam | 0 | MIS_IA | Iowa | 19 | Allamakee | 5 | 19005 | 248 | 12042 | 1977 | 2022 | wall | dry | N | Subbituminous | Dry Scrubber | 2015 | 0.961 | LNB + NH3 | SCR | 2010 | 0 | ESPH + B | No | ACI | 2010 | 0 | 0.075 | 0.4151 | 0.0426 | 0.4151 | 0.0426 | 0.1 | 0.1 | 0.1 | 0.99 | 0 | 0 | 0 | 0 | 0 | 0 | 0 | 0 | 0 | 0 | 0 | needs_retire | 1047_G_4 | 1 | 0 | IA | 43.3359 | -91.1675 | Investor-Owned Utility | RE | 0 | 0 | 7871177.6 | 733881 | 26.6% | 20%-40% | 4430368.6 | 209.6 | 169.6 | 824924.4 | 5.2 | 93 | 3 | 0 | 0.052683 | 0.042037 | 209.5379 | 6.8242e-07 | 0.040718 | 0.053258 | 0.043094 | 209.6063 | 6.6064e-07 | 0.041983 | 0.00051672 | 0 | 441909 | 320114 | 0 | 9524 | 1 | 0 | 0 | 0 | 0 | 0 | 0 | 0 | 1 | 0 | 1 | 1 | 1 | 0 | 1 | 0 | 0 | 0 | 1 | 1 | 200-400 | 45 | 40-59 | 0 | 0-2 High | 0 | 0 | 0 | 0 | 0 | 0 | 0 | 0 | 0 | 0 | 0 | 0 | 0 | 0 | 0 | 0 | 0 | 0 | 0 | BATW | 0 | 0 | 1 | F2 | 0 | 1 | 0 | 0 | 0 | 0 | 0 | 0 | 0 | 1 | CO | 0 | 0 | 0 | Boundary Waters Canoe Area Wilderness | 493.25 | 0.42494 | 0.34384 | 0 | 5113534 | 500145 | 0.17 | 535771 | 209.5502 | 5-Year Average | 26.6% | 5-Year Average | 209.6063 | 577879.68 | 6958827.1066 | 729307.172 | 100% | [12 empty] | 1 | 1 | 287.7666 | 94.7903 | 153.2097 | 43.06% | 577879.68 | 935411.838 | 11264229.3535 | 20.9606 | 118052.6995 | 611254.4725 | 456123964.004 | 0 | 0 | 2977.1221 | 28.3774 | 11.1755 | 15.5278 | #VALUE! | 0 | 89.9091 | #VALUE! | #VALUE! | 2977.1221 |  | 15.5278 | 28.3774 | 38.22% | 61.87% |  |  | 214.13
[15 empty] | 3797_B_6 | 3797 | B | 6 | 2520 | Coal Steam | Virginia | 51041 | 670 | 1006 | TRUE | 10217 | 1969 | 2021 | 999 | 110.3703 | 82 | 53.319 | Maryland | 4.82 | West Virginia |  | Seminole (FL) | 136_B_1 | 136 | B | 1 | 84 | Coal Steam | 0 | FRCC | Florida | 12 | Putnam | 107 | 12107 | 652 | 9889 | 1984 | 2023 | wall | dry | N | Bituminous | Wet Scrubber | 1984 | 0.95 | LNBO | SCR | 2009 | 0 | ESPC | No | 0 | 0 | 0 | 0.2 | 0.2034 | 0.06303 | 0.2034 | 0.06303 | 0.05 | 0.1 | 0.56 | 0.99 | 0 | 0 | 0 | 0 | 0 | 0 | Yes | 0 | 0 | 0 | 0 | needs_retire | 136_G_1 | 1 | 0 | FL | 29.7331 | -81.6328 | Cooperative | RE | FLORIDA GAS TRANSMISSION COMPANY | Other - See pipeline notes. | 34989525 | 3660829.6 | 55.6% | 40%-60% | 16408834.8 | 2494.8 | 1072.4 | 3589922.6 | 6 | 497.6 | 317 | 0 | 0.15058 | 0.055901 | 205.1999 | 0 | 0.053431 | 0.1426 | 0.061298 | 205.1998 | 1.7148e-07 | 0.06065 | 0.018187 | 0 | 3399378 | 1398110 | 0 | 15076 | 1 | 0 | 0 | 0 | 0 | 0 | 0 | 0 | 1 | 0 | 0 | 1 | 1 | 0 | 0 | 0 | 0 | 0 | 1 | 1 | 600-800 | 38 | 20-39 | 0 | 0-2 High | 0 | 0 | 0 | 1 | 0 | PM | 1 | 38 | 25 | 31 | 88 | 1 | 1 | 0 | 0 | 0 | 0 | 0 | 0 | FGD wastewater | 0 | 0 | 1 | 0 | 0 | 0 | 0 | 0 | 0 | 0 | 1 | 0 | SCO | 1 | SCO | 0 | NPCA, NPS | 0 | Okefenokee Wilderness | 105.035 | 23.7521 | 10.2099 | 1 | 34566409 | 3622807 | 0.55 | 3546512 | 205.1999 | 5-Year Average | 55.6% | 5-Year Average | 205.1998 | 3175605.12 | 31403559.0317 | 3222002.7648 | 49.81% | [12 empty] | 1 | 1 | 595.9543 | 196.3073 | 455.6927 | 79.55% | 3175605.12 | 4543620.4779 | 44931862.9062 | 20.52 | 461000.5712 | 2761002.1936 | 944616399.6048 | 0 | 0 | 2072.9243 | 21.3117 | 6.3901 | 12.2317 | #VALUE! | 0 | 73.9025 | #VALUE! | #VALUE! | 2072.9243 |  | 12.2317 | 21.3117 | 30.11% | 43.08% |  |  | 205.4
[15 empty] | 4050_B_5 | 4050 | B | 5 | 2600 | Coal Steam | Wisconsin | 55117 | 416 | 416 | TRUE | 10454 | 1985 | 2021 | 999 | #N/A | 999 | #N/A | #N/A | #N/A | #N/A |  | Chesterfield | 3797_B_5 | 3797 | B | 5 | 2519 | Coal Steam | 0 | PJM_Dom | Virginia | 51 | Chesterfield | 41 | 51041 | 336 | 10256 | 1964 | 2023 | tangential | dry | N | Bituminous | Wet Scrubber | 2011 | 0.97 | LNC2 | SCR | 2001 | 0 | ESPC + WS | No | 0 | 0 | 0 | 2.64 | 0.2878 | 0.05549 | 0.2878 | 0.05549 | 0.05 | 0.1 | 0.56 | 0.99 | 0 | 0 | 0 | 0 | 0 | 0 | 0 | 0 | 0 | 0 | 0 | needs_retire | 3797_G_5 | 1 | 0 | VA | 37.3822 | -77.3833 | Investor-Owned Utility | RE | DOMINION TRANSMISSION INCORPORATED | 0 | 7022948 | 707321 | 22.2% | 20%-40% | 4157840 | 230.4 | 191.8 | 720554.2 | 3.8 | 115 | 11 | 0 | 0.069001 | 0.064549 | 205.2009 | 7.4194e-07 | 0.06899 | 0.065613 | 0.054621 | 205.1999 | 5.4108e-07 | 0.055317 | 0.001705 | 0 | 306888 | 121689 | 0 | 8438 | 1 | 1 | 0 | 0 | 0 | 0 | 0 | 0 | 1 | 0 | 0 | 1 | 1 | 0 | 0 | 0 | 0 | 0 | 1 | 1 | 200-400 | 58 | 40-59 | 0 | 0-2 High | 0 | 0 | 0 | 0 | 0 | 0 | 0 | 0 | 0 | 0 | 0 | 0 | 0 | 1 | 0 | 0 | 0 | 0 | 0 | BATW | 0 | 0 | 1 | 0 | 0 | 0 | 1 | 1 | 0 | 0 | 0 | 0 | 0 | 1 | CO | 0 | NPCA, NPS | 0 | Shenandoah NP | 145.8398 | 1.5798 | 1.3151 | 0 | 3108006 | 312013 | 0.1 | 318881 | 205.1997 | 5-Year Average | 22.2% | 5-Year Average | 205.1999 | 653425.92 | 6701536.2355 | 687577.3651 | 33.4% | [12 empty] | 1 | 1 | 318.5153 | 104.9189 | 231.0811 | 32.28% | 653425.92 | 950104.2452 | 9744269.1383 | 20.52 | 99976.1646 | 587601.2005 | 504862133.3149 | 0 | 0 | 2184.7836 | 25.3908 | 6.9849 | 12.6856 | #VALUE! | 0 | 76.4373 | #VALUE! | #VALUE! | 2184.7836 |  | 12.6856 | 25.3908 | 31.23% | 45.4% |  |  | 205.4
[15 empty] | 4143_B_1 | 4143 | B | 1 | 2630 | Coal Steam | Wisconsin | 55123 | 308 | 308 | TRUE | 10579 | 1969 | 2021 | 999 | #N/A | 999 | #N/A | #N/A | #N/A | #N/A |  | Chesterfield | 3797_B_6 | 3797 | B | 6 | 2520 | Coal Steam | 0 | PJM_Dom | Virginia | 51 | Chesterfield | 41 | 51041 | 670 | 10217 | 1969 | 2023 | tangential | dry | N | Bituminous | Wet Scrubber | 2008 | 0.97 | LNC3 | SCR | 2001 | 0 | ESPC + B + WS | No | 0 | 0 | 0 | 2.64 | 0.4131 | 0.06042 | 0.4131 | 0.06042 | 0.05 | 0.1 | 0.56 | 0.99 | 0 | 0 | 0 | 0 | 0 | 0 | 0 | 0 | 0 | 0 | 0 | needs_retire | 3797_G_6 | 1 | 0 | VA | 37.3822 | -77.3833 | Investor-Owned Utility | RE | DOMINION TRANSMISSION INCORPORATED | 0 | 11280594.2 | 1150460 | 17% | 0%-20% | 6629632.8 | 483.4 | 312 | 1157389.4 | 4.4 | 185.2 | 13 | 0 | 0.11109 | 0.054524 | 205.1996 | 1.7039e-07 | 0.058523 | 0.085705 | 0.055316 | 205.2001 | 3.9005e-07 | 0.05587 | 0.0013347 | 0 | 629545 | 247429 | 0 | 21129 | 1 | 1 | 0 | 0 | 0 | 0 | 0 | 0 | 1 | 0 | 1 | 1 | 1 | 0 | 1 | 0 | 0 | 0 | 1 | 1 | 600-800 | 53 | 40-59 | 0 | 0-2 High | 0 | 0 | 0 | 0 | 0 | 0 | 0 | 0 | 0 | 0 | 0 | 0 | 0 | 1 | 0 | 0 | 0 | 0 | 0 | BATW | 0 | 0 | 1 | 0 | 0 | 0 | 1 | 1 | 0 | 0 | 0 | 0 | 0 | 1 | CO | 0 | NPCA, NPS | 0 | Shenandoah NP | 145.8398 | 3.3146 | 2.1393 | 0 | 6604139 | 673800 | 0.1 | 677584 | 205.1998 | Floor Used | 20% | 5-Year Average | 205.2001 | 1173840 | 11993123.28 | 1230494.9111 | 66.6% | [12 empty] | 1 | 1 | 632.7194 | 208.4178 | 461.5822 | 29.03% | 1173840 | 1703862.8184 | 17408366.4154 | 20.52 | 178609.9066 | 1051885.0045 | 1002890932.2453 | 0 | 0 | 2172.7243 | 21.1951 | 6.9199 | 12.6374 | #VALUE! | 0 | 76.169 | #VALUE! | #VALUE! | 2172.7243 |  | 12.6374 | 21.1951 | 31.11% | 45.15% |  |  | 205.4
[15 empty] | 492_B_6 | 492 | B | 6 | 314 | Coal Steam | Colorado | 8041 | 77 | 208 | FALSE | 11438 | 1968 | 2021 | 999 | #N/A | 999 | #N/A | #N/A | #N/A | #N/A |  | Edgewater | 4050_B_5 | 4050 | B | 5 | 2600 | Coal Steam | 0 | MIS_WUMS | Wisconsin | 55 | Sheboygan | 117 | 55117 | 416 | 10454 | 1985 | 2025 | wall | dry | N | Subbituminous | Dry Scrubber | 2016 | 0.9 | LNBO | SCR | 2012 | 0 | ESPC + B | No | ACI | 2003 | 0 | 0.075 | 0.03717 | 0.03717 | 0.03717 | 0.03717 | 0.1 | 0.1 | 0.1 | 0.95 | 0 | 0 | 0 | 0 | 0 | 0 | 0 | 0 | 0 | 0 | 0 | needs_retire | 4050_G_5 | 1 | 0 | WI | 43.7151 | -87.7059 | Investor-Owned Utility | RE | 0 | 0 | 20264279.4 | 1937825 | 42.6% | 40%-60% | 9487608.2 | 474.6 | 398.4 | 2125315.6 | 11.8 | 193.4 | 8 | 0 | 0.050177 | 0.051269 | 209.7596 | 6.633e-07 | 0.05536 | 0.046841 | 0.03932 | 209.7598 | 5.8231e-07 | 0.040769 | 0.00063431 | 0 | 1427122 | 919719 | 0 | 5748 | 1 | 0 | 0 | 0 | 0 | 0 | 0 | 0 | 1 | 0 | 1 | 1 | 1 | 0 | 1 | 0 | 0 | 0 | 1 | 1 | 400-600 | 37 | 20-39 | 0 | 0-2 High | 0 | 0 | 0 | 0 | 0 | 0 | 0 | 0 | 0 | 0 | 0 | 0 | 0 | 0 | 0 | 0 | 0 | 0 | 0 | 0 | 0 | 0 | 0 | 0 | 0 | 0 | 1 | 1 | 0 | 0 | 0 | 0 | 0 | 0 | 0 | 0 | 0 | 0 | Seney Wilderness | 302.6271 | 1.5683 | 1.3165 | 0 | 16035403 | 1536082 | 0.34 | 1681790 | 209.7596 | 5-Year Average | 42.6% | 5-Year Average | 209.7598 | 1552412.16 | 16228916.7206 | 1702087.1651 | 100% | [12 empty] | 1 | 1 | 419.05 | 138.0351 | 277.9649 | 63.75% | 1552412.16 | 2323327.1462 | 24288061.9859 | 20.976 | 254732.9516 | 1447354.2136 | 664214592.5398 | 0 | 0 | 2389.5626 | 23.7723 | 7.7871 | 13.4801 | #VALUE! | 0 | 79.2477 | #VALUE! | #VALUE! | 2389.5626 |  | 13.4801 | 23.7723 | 33.18% | 49.66% |  |  | 214.13
[15 empty] | 492_B_7 | 492 | B | 7 | 315 | Coal Steam | Colorado | 8041 | 131 | 208 | FALSE | 11479 | 1974 | 2021 | 999 | #N/A | 999 | #N/A | #N/A | #N/A | #N/A |  | Martin Drake | 492_B_6 | 492 | B | 6 | 314 | Coal Steam | 0 | WECC_CO | Colorado | 8 | El Paso | 41 | 8041 | 77 | 11438 | 1968 | 2022 | wall | dry | N | Bituminous, Subbituminous | Wet Scrubber | 2017 | 0.92 | LNB + OFA | 0 | 0 | 0 | B | 0 | ACI | 2015 | 0 | 0.13 | 0.21896 | 0.21896 | 0.21896 | 0.21896 | 0.05 | 0.1 | 0.1 | 0.97 | 0 | 0 | 0 | 0 | 0 | 0 | Yes | 0 | 0 | 0 | 0 | needs_retire | 492_G_6 | 1 | 0 | CO | 38.8244 | -104.8333 | Municipally-Owned Utility | RE | 0 | COLORADO SPRINGS UTILITIES | 4391009.4 | 374810.4 | 46.6% | 40%-60% | 1860574.8 | 68 | 470.2 | 443189.8 | 0 | 196.8 | 2 | 1 | 0.031108 | 0.19811 | 179.0903 | 0 | 0.2088 | 0.030972 | 0.21416 | 201.8624 | 0 | 0.21155 | 0.00078451 | 0.00039226 | 253668 | 170234 | 38614 | 0 | 1 | 1 | Cofire Source | 0.67 | 0.61 | CAMD | CAMD | 0 | 0 | 0 | 1 | 0 | 1 | 0 | 0 | 0 | 0 | 0 | 1 | 1 | 0-200 | 54 | 40-59 | 0 | 0-2 High | 0 | 0 | 0 | 0 | 0 | 0 | 0 | 0 | 0 | 0 | 0 | 0 | 0 | 0 | 0 | 0 | 0 | 0 | 0 | BATW | Permanent cessation of coal combustion | 2021 | 1 | 0 | 0 | 0 | 0 | 0 | 0 | 0 | 0 | 0 | 0 | 1 | CO | 0 | NPCA | 0 | Great Sand Dunes Wilderness-nps | 125.3804 | 0.54235 | 3.7502 | 0 | 3307984 | 279876 | 0.35 | 345401 | 208.8287 | 5-Year Average | 46.6% | 5-Year Average | 201.8624 | 314326.32 | 3595264.4482 | 362874.3158 | 37.02% | [12 empty] | 1 | 1 | 81.4055 | 26.815 | 50.185 | 71.5% | 314326.32 | 482277.8451 | 5516293.9921 | 20.1862 | 55676.6112 | 307197.7046 | 129031672.2923 | 0 | 32257918.0731 | 2571.1189 | 53.7011 | 9.1674 | 14.1476 | #VALUE! | 0 | 83.0723 | #VALUE! | #VALUE! | 2571.1189 |  | 14.1476 | 53.7011 | 34.82% | 53.43% |  |  | 205.4
[15 empty] | 6030_B_1 | 6030 | B | 1 | 2692 | Coal Steam | North Dakota | 38055 | 574 | 1147 | TRUE | 9950 | 1979 | 9999 | 999 | #N/A | 999 | #N/A | #N/A | #N/A | #N/A |  | Martin Drake | 492_B_7 | 492 | B | 7 | 315 | Coal Steam | 0 | WECC_CO | Colorado | 8 | El Paso | 41 | 8041 | 131 | 11479 | 1974 | 2022 | wall | dry | N | Bituminous, Subbituminous | Wet Scrubber | 2017 | 0.92 | LNB + LNBO + OFA | 0 | 0 | 0 | B | 0 | ACI | 2015 | 0 | 0.13 | 0.22202 | 0.22202 | 0.22202 | 0.22202 | 0.05 | 0.1 | 0.1 | 0.97 | 0 | 0 | 0 | 0 | 0 | 0 | Yes | 0 | 0 | 0 | 0 | needs_retire | 492_G_7 | 1 | 0 | CO | 38.8244 | -104.8333 | Municipally-Owned Utility | RE | 0 | COLORADO SPRINGS UTILITIES | 5009487.6 | 470282 | 35.6% | 20%-40% | 2231427.4 | 100 | 540.2 | 491832 | 0 | 230.8 | 3 | 1 | 0.0060071 | 0.12315 | 118.5604 | 0 | 0.11677 | 0.039924 | 0.21567 | 196.3602 | 0 | 0.20686 | 0.00068709 | 0.00022903 | 486296 | 317530 | 102310 | 0 | 1 | 1 | Energy Source | 1 | 0.61 | CAMD | CAMD | 0 | 0 | 0 | 1 | 0 | 1 | 0 | 0 | 0 | 0 | 0 | 1 | 1 | 0-200 | 48 | 40-59 | 0 | 0-2 High | 0 | 0 | 0 | 0 | 0 | 0 | 0 | 0 | 0 | 0 | 0 | 0 | 0 | 0 | 0 | 0 | 0 | 0 | 0 | BATW | Permanent cessation of coal combustion | 2020 | 1 | 0 | 0 | 0 | 0 | 0 | 0 | 0 | 0 | 0 | 0 | 1 | CO | 0 | NPCA | 0 | Great Sand Dunes Wilderness-nps | 125.3804 | 0.79757 | 4.3085 | 0 | 5813904 | 544857 | 0.41 | 604829 | 208.0629 | 5-Year Average | 35.6% | 5-Year Average | 196.3602 | 408531.36 | 4689531.4814 | 460418.6759 | 62.98% | [12 empty] | 1 | 1 | 138.9915 | 45.7838 | 85.2162 | 54.73% | 408531.36 | 628021.5778 | 7209059.6911 | 19.636 | 70778.6211 | 389640.0548 | 220308300.3997 | 0 | 55077075.0999 | 2585.2868 | 38.5618 | 9.2509 | 14.1984 | #VALUE! | 0 | 81.0694 | #VALUE! | #VALUE! | 2585.2868 |  | 14.1984 | 38.5618 | 34.95% | 53.73% |  |  | 205.4
[15 empty] | 6030_B_2 | 6030 | B | 2 | 2693 | Coal Steam | North Dakota | 38055 | 573 | 1147 | TRUE | 9950 | 1981 | 9999 | 999 | #N/A | 999 | #N/A | #N/A | #N/A | #N/A |  | R M Schahfer | 6085_B_17 | 6085 | B | 17 | 2764 | Coal Steam | 0 | MIS_INKY | Indiana | 18 | Jasper | 73 | 18073 | 361 | 11629 | 1983 | 2025 | tangential | dry | N | Bituminous | Wet Scrubber | 1983 | 0.97 | LNC3 | 0 | 0 | 0 | ESPC | No | 0 | 0 | 0 | 0.62 | 0.17045 | 0.17045 | 0.17045 | 0.17045 | 0.05 | 0.1 | 0.56 | 0.99 | 0 | 0 | 0 | 0 | 0 | 0 | 0 | 0 | 0 | 0 | 0 | needs_retire | 6085_G_17 | 1 | 0 | IN | 41.2164 | -87.0261 | Investor-Owned Utility | RE | NORTHERN INDIANA PUBLIC SERVICE CO | 0 | 17143138.4 | 1509888.4 | 39.6% | 20%-40% | 7325917 | 543.2 | 1487.8 | 1758884 | 14 | 632.8 | 42 | 0 | 0.066803 | 0.16973 | 205.1998 | 9.6991e-07 | 0.16766 | 0.063372 | 0.17357 | 205.1998 | 8.1665e-07 | 0.17276 | 0.0050914 | 0 | 1258301 | 693049 | 28740 | 0 | 1 | 1 | Cofire Source | 0.004166 | 0.0025072 | EIA-923 | EIA-923 | 0 | 1 | 0 | 0 | 0 | 1 | 0 | 0 | 0 | 0 | 0 | 1 | 1 | 200-400 | 39 | 20-39 | 0 | 0-2 High | 0 | 0 | 0 | 0 | 0 | 0 | 0 | 0 | 0 | 0 | 0 | 0 | 0 | 0 | 0 | 0 | 0 | 0 | 0 | 0 | 0 | 0 | 0 | F2 | 2025 | 1 | 1 | 1 | 0 | 1 | 0 | SCO | 0 | 1 | SCO | 0 | 0 | 0 | Mammoth Cave NP | 443.2051 | 1.2256 | 3.3569 | 0 | 16980665 | 1479825 | 0.39 | 1742215 | 205.1999 | 5-Year Average | 39.6% | 5-Year Average | 205.1998 | 1252294.56 | 14562933.4382 | 1494155.2719 | 50% | [12 empty] | 1 | 1 | 388.0275 | 127.8163 | 233.1837 | 61.31% | 1252294.56 | 1938721.5615 | 22545393.039 | 20.52 | 231315.4696 | 1262839.8023 | 615042434.8416 | 0 | 0 | 2637.5872 | 24.808 | 9.5614 | 14.3839 | #VALUE! | 0 | 85.7158 | #VALUE! | #VALUE! | 2637.5872 |  | 14.3839 | 24.808 | 35.41% | 54.81% |  |  | 205.4
[15 empty] | 6085_B_14 | 6085 | B | 14 | 2762 | Coal Steam | Indiana | 18073 | 431 | 1625 | TRUE | 11529 | 1976 | 2021 | 999 | #N/A | 999 | #N/A | #N/A | #N/A | #N/A |  | R M Schahfer | 6085_B_18 | 6085 | B | 18 | 2765 | Coal Steam | 0 | MIS_INKY | Indiana | 18 | Jasper | 73 | 18073 | 361 | 11469 | 1986 | 2025 | tangential | dry | N | Bituminous | Wet Scrubber | 1986 | 0.97 | LNC3 | 0 | 0 | 0 | ESPC | No | 0 | 0 | 0 | 0.62 | 0.17412 | 0.17412 | 0.17412 | 0.17412 | 0.05 | 0.1 | 0.56 | 0.99 | 0 | 0 | 0 | 0 | 0 | 0 | 0 | 0 | 0 | 0 | 0 | needs_retire | 6085_G_18 | 1 | 0 | IN | 41.2164 | -87.0261 | Investor-Owned Utility | RE | NORTHERN INDIANA PUBLIC SERVICE CO | 0 | 17840744.6 | 1612297.4 | 41% | 40%-60% | 8225537.6 | 451.4 | 1561.4 | 1830459 | 14.4 | 715 | 74 | 0 | 0.048653 | 0.17214 | 205.2 | 9.5935e-07 | 0.17294 | 0.050603 | 0.17504 | 205.1998 | 8.0714e-07 | 0.17385 | 0.0054621 | 0 | 1456635 | 762537 | 51456 | 0 | 1 | 1 | Cofire Source | 0.0048171 | 0.0025072 | EIA-923 | EIA-923 | 0 | 1 | 0 | 0 | 0 | 1 | 0 | 0 | 0 | 0 | 0 | 1 | 1 | 200-400 | 36 | 20-39 | 0 | 0-2 High | 0 | 0 | 0 | 0 | 0 | 0 | 0 | 0 | 0 | 0 | 0 | 0 | 0 | 0 | 0 | 0 | 0 | 0 | 0 | 0 | 0 | 0 | 0 | F2 | 2025 | 1 | 1 | 1 | 0 | 1 | 0 | SCO | 0 | 1 | SCO | 0 | 0 | 0 | Mammoth Cave NP | 443.2051 | 1.0185 | 3.523 | 0 | 18606754 | 1675274 | 0.43 | 1909052 | 205.1999 | 5-Year Average | 41% | 5-Year Average | 205.1998 | 1296567.6 | 14870333.8044 | 1525695.0848 | 50% | [12 empty] | 1 | 1 | 382.6888 | 126.0577 | 234.9423 | 63% | 1296567.6 | 1992237.4959 | 22848971.8405 | 20.52 | 234430.2723 | 1291264.8125 | 606580246.3839 | 0 | 0 | 2581.8262 | 24.808 | 9.2305 | 14.186 | #VALUE! | 0 | 84.6524 | #VALUE! | #VALUE! | 2581.8262 |  | 14.186 | 24.808 | 34.92% | 53.65% |  |  | 205.4
[15 empty] | 6085_B_15 | 6085 | B | 15 | 2763 | Coal Steam | Indiana | 18073 | 472 | 1625 | TRUE | 11293 | 1979 | 2021 | 999 | #N/A | 999 | #N/A | #N/A | #N/A | #N/A |  | Scherer | 6257_B_4 | 6257 | B | 4 | 2878 | Coal Steam | 0 | S_SOU | Georgia | 13 | Monroe | 207 | 13207 | 860 | 10615 | 1989 | 2022 | tangential | dry | N | Subbituminous | Wet Scrubber | 2012 | 0.98 | OFA | SCR | 2012 | 0 | ESPC + B + WS | No | ACI | 2010 | 0 | 1.2 | 0.20221 | 0.06573 | 0.20221 | 0.06573 | 0.1 | 0.1 | 0.1 | 0.99 | 0 | 0 | 0 | 0 | 0 | 0 | 0 | 0 | 0 | 0 | 0 | needs_retire | 6257_G_4 | 1 | 0 | GA | 33.0606 | -83.8075 | Investor-Owned Utility | RE | 0 | 0 | 42428959.4 | 4029840 | 45.2% | 40%-60% | 20146996.8 | 314.6 | 2811.2 | 4449947.4 | 31 | 652.2 | 22 | 1 | 0.015933 | 0.13274 | 209.76 | 6.5377e-07 | 0.064585 | 0.014829 | 0.13251 | 209.7599 | 7.3063e-07 | 0.064744 | 0.0008282 | 3.7645e-05 | 3928758 | 2559859 | 0 | 2122 | 1 | 0 | 0 | 0 | 0 | 0 | 0 | 0 | 1 | 0 | 1 | 1 | 1 | 0 | 1 | 0 | 0 | 0 | 1 | 1 | 800-1000 | 33 | 20-39 | 0 | 0-2 High | 0 | 0 | 0 | 0 | 0 | 0 | 0 | 54 | 83 | 80 | 82 | 1 | 0 | 0 | 0 | 0 | 0 | 0 | 0 | FGD wastewater | Permanent cessation of coal combustion | 2022 | 1 | 0 | 0 | 0 | 0 | 0 | 0 | 0 | 0 | 0 | 0 | 1 | CO | 0 | NPCA, NPS | 0 | Cohutta Wilderness | 210.2793 | 1.4961 | 13.3689 | 1 | 44521252 | 4340754 | 0.47 | 4669385 | 209.7598 | 5-Year Average | 45.2% | 5-Year Average | 209.7599 | 3405187.2 | 36146062.128 | 3790997.4098 | 25% | [12 empty] | 1 | 1 | 879.6471 | 289.7558 | 570.2442 | 68.17% | 3405187.2 | 5135450.3519 | 54512805.4859 | 20.976 | 571730.0647 | 3219267.3451 | 1394283333.2651 | 0 | 0 | 2445.0634 | 20.2626 | 8.0906 | 13.6877 | #VALUE! | 0 | 80.3591 | #VALUE! | #VALUE! | 2445.0634 |  | 13.6877 | 20.2626 | 33.69% | 50.81% |  |  | 214.13
[15 empty] | 6085_B_17 | 6085 | B | 17 | 2764 | Coal Steam | Indiana | 18073 | 361 | 1625 | TRUE | 11629 | 1983 | 2021 | 999 | #N/A | 999 | #N/A | #N/A | #N/A | #N/A |  | E D Edwards | 856_B_2 | 856 | B | 2 | 569 | Coal Steam | 0 | MIS_IL | Illinois | 17 | Peoria | 143 | 17143 | 245 | 10606 | 1968 | 2022 | wall | dry | N | Subbituminous | 0 | 0 | 0 | LNB + OFA | 0 | 0 | 0 | ESPC | Yes | ACI | 2009 | 0 | 0.457 | 0.20771 | 0.20771 | 0.20771 | 0.20771 | 0.1 | 0.1 | 0.1 | 0 | 0 | 0 | 0 | 0 | 0 | 0 | 0 | 0 | 0 | 0 | 0 | needs_retire | 856_G_2 | 1 | 0 | IL | 40.5958 | -89.6631 | Independent Power Producer | NR | 0 | 0 | 14858181.4 | 1468602.4 | 51% | 40%-60% | 6496103.4 | 3099.4 | 1513.2 | 1558324.2 | 12.2 | 664.8 | 0 | 8 | 0.43402 | 0.20133 | 209.7598 | 9.0625e-07 | 0.20168 | 0.4172 | 0.20369 | 209.7597 | 8.211e-07 | 0.20468 | 0 | 0.001211 | 1403684 | 862290 | 0 | 4489 | 1 | 0 | 0 | 0 | 0 | 0 | 0 | 0 | 1 | 0 | 0 | 0 | 0 | 1 | 0 | 0 | 0 | 0 | 1 | 1 | 200-400 | 54 | 40-59 | 0 | 0-2 High | 0 | 0 | 0 | 0 | 0 | 0 | 0 | 0 | 0 | 0 | 0 | 0 | 0 | 0 | 0 | 0 | 0 | 0 | 0 | 0 | Permanent cessation of coal combustion | 2022 | 1 | F2 | 2026 | 1 | 1 | 1 | 0 | 1 | 0 | SCO | 0 | 1 | SCO | 0 | NPCA | 0 | Mingo Wilderness | 397.5759 | 7.7957 | 3.8061 | 0 | 14910611 | 1503463 | 0.51 | 1563823 | 209.7597 | 5-Year Average | 51% | 5-Year Average | 209.7597 | 1094562 | 11608924.572 | 1217542.5518 | 43.75% | [12 empty] | 1 | 1 | 250.3847 | 82.4767 | 162.5233 | 76.88% | 1094562 | 1650026.2289 | 17500178.1835 | 20.976 | 183541.6491 | 1034000.9027 | 396871847.9761 | 1 | 0 | 2441.9383 | 28.517 | 8.0734 | 13.6761 | #VALUE! | 0 | 80.297 | #VALUE! | #VALUE! | 2441.9383 |  | 13.6761 | 28.517 | 33.66% | 50.75% |  |  | 214.13
[15 empty] | 6085_B_18 | 6085 | B | 18 | 2765 | Coal Steam | Indiana | 18073 | 361 | 1625 | TRUE | 11469 | 1986 | 2021 | 999 | #N/A | 999 | #N/A | #N/A | #N/A | #N/A |  | E D Edwards | 856_B_3 | 856 | B | 3 | 570 | Coal Steam | 0 | MIS_IL | Illinois | 17 | Peoria | 143 | 17143 | 315 | 10627 | 1960 | 2022 | wall | dry | N | Subbituminous | 0 | 0 | 0 | LNB + LNBO + OFA | SCR | 2003 | 0 | ESPC | Yes | ACI | 2009 | 0 | 0.429 | 0.2016 | 0.08987 | 0.2016 | 0.08987 | 0.1 | 0.1 | 0.1 | 0 | 0 | 0 | 0 | 0 | 0 | 0 | 0 | 0 | 0 | 0 | 0 | needs_retire | 856_G_3 | 1 | 0 | IL | 40.5958 | -89.6631 | Independent Power Producer | NR | 0 | 0 | 16614196 | 1836109.6 | 41.4% | 40%-60% | 7285042.4 | 3434.8 | 846.6 | 1742497.2 | 9.4 | 365.8 | 0 | 7 | 0.42339 | 0.1371 | 209.7604 | 5.903e-07 | 0.12212 | 0.41348 | 0.10191 | 209.76 | 5.6578e-07 | 0.10042 | 0 | 0.00079104 | 1808816 | 1080560 | 0 | 5657 | 1 | 0 | 0 | 0 | 0 | 0 | 0 | 0 | 1 | 0 | 0 | 1 | 0 | 0 | 0 | 0 | 0 | 0 | 1 | 1 | 200-400 | 62 | 60+ | 0 | 0-2 High | 0 | 0 | 0 | 0 | 0 | 0 | 0 | 0 | 0 | 0 | 0 | 0 | 0 | 0 | 0 | 0 | 0 | 0 | 0 | 0 | Permanent cessation of coal combustion | 2022 | 1 | F2 | 2026 | 1 | 1 | 1 | 0 | 1 | 0 | CO | 0 | 1 | CO | 0 | NPCA | 0 | Mingo Wilderness | 397.5759 | 8.6394 | 2.1294 | 0 | 17509143 | 1937312 | 0.44 | 1836360 | 209.7601 | 5-Year Average | 41.4% | 5-Year Average | 209.76 | 1142391.6 | 12140195.5332 | 1273263.9439 | 56.25% | [12 empty] | 1 | 1 | 322.5606 | 106.2514 | 208.7486 | 62.47% | 1142391.6 | 1723860.3653 | 18319464.1021 | 20.976 | 192134.5752 | 1081129.3687 | 511274132.647 | 1 | 0 | 2449.2344 | 25.952 | 8.1136 | 13.7032 | #VALUE! | 4.5978e-15 | 80.4418 | #VALUE! | #VALUE! | 2449.2344 |  | 13.7032 | 25.952 | 33.73% | 50.9% |  |  | 214.13
[15 empty] | 6213_B_1SG1 | 6213 | B | 1SG1 | 2853 | Coal Steam | Indiana | 18153 | 496 | 988 | TRUE | 10352 | 1983 | 9999 | 999 | #N/A | 999 | #N/A | #N/A | #N/A | #N/A |  | AES Petersburg | 994_B_2 | 994 | B | 2 | 693 | Coal Steam | 0 | MIS_INKY | Indiana | 18 | Pike | 125 | 18125 | 422 | 10642 | 1969 | 2023 | tangential | wet | N | Bituminous | Wet Scrubber | 1996 | 0.95 | LNC3 | SCR | 2004 | 0 | B | 0 | ACI | 2016 | 0 | 0.15 | 0.25014 | 0.08602 | 0.25014 | 0.08602 | 0.05 | 0.1 | 0.1 | 0.99 | Yes | 2016 | 0 | 0 | 0 | 0 | 0 | 0 | 0 | 0 | 0 | needs_retire | 994_G_ST2 | 1 | 0 | IN | 38.5281 | -87.2525 | Investor-Owned Utility | RE | 0 | 0 | 24369423.4 | 2444511.8 | 66.8% | 60%-80% | 10395805.6 | 947.4 | 1044.2 | 2500301.6 | 6.2 | 446.2 | 23 | 0 | 0.065512 | 0.081831 | 205.1999 | 2.3204e-07 | 0.088577 | 0.077753 | 0.085698 | 205.1999 | 2.5442e-07 | 0.085842 | 0.0017288 | 0 | 2541777 | 1212455 | 0 | 5817 | 1 | 0 | 0 | 0 | 0 | 0 | 0 | 0 | 0 | 0 | 1 | 1 | 1 | 0 | 1 | 0 | 0 | 0 | 1 | 1 | 400-600 | 53 | 40-59 | 0 | 0-2 High | 0 | 0 | 0 | 0 | 0 | 0 | 0 | 59 | 17 | 60 | 6 | 0 | 0 | 0 | 0 | 0 | 0 | 0 | 0 | BATW | 0 | 0 | 1 | 0 | 0 | 0 | 1 | 1 | 0 | 1 | 0 | CO | 0 | 1 | CO | 0 | NPCA, NPS | 0 | Mammoth Cave NP | 165.335 | 5.7302 | 6.3157 | 0 | 29197088 | 2831911 | 0.8 | 2995622 | 205.2001 | 5-Year Average | 66.8% | 5-Year Average | 205.1999 | 2469408.96 | 26279450.1523 | 2696270.2475 | 28.51% | [12 empty] | 1 | 1 | 415.0961 | 136.7327 | 285.2673 | 98.82% | 2469408.96 | 3653031.4704 | 38875560.908 | 20.52 | 398863.057 | 2297407.1906 | 657947459.0933 | 0 | 0 | 2306.424 | 23.6756 | 7.6513 | 13.1631 | #VALUE! | 0 | 79.0795 | #VALUE! | #VALUE! | 2306.424 |  | 13.1631 | 23.6756 | 32.4% | 47.93% |  |  | 205.4
[15 empty] | 6213_B_2SG1 | 6213 | B | 2SG1 | 2854 | Coal Steam | Indiana | 18153 | 492 | 988 | TRUE | 10408 | 1982 | 9999 | 999 | #N/A | 999 | #N/A | #N/A | #N/A | #N/A |  | San Juan | 2451_G_1 | 2451 | G | 1 | 1596 | Coal Steam | 0 | WECC_NM | New Mexico | 35 | San Juan | 45 | 35045 | 340 | 11292 | 1976 | 2022 | wall | dry | N | Bituminous | Wet Scrubber | 1998 | 0.9 | LNBO | SNCR | 0 | 2015 | B | 0 | ACI | 2009 | 0 | 0.15 | 0.2242 | 0.2242 | 0.2242 | 0.2242 | 0.05 | 0.1 | 0.1 | 0.95 | 0 | 0 | 0 | 0 | 0 | 0 | Yes | 0 | 0 | 0 | 0 | needs_retire | 0 | 0 | 0 | NM | 36.8006 | -108.4386 | Investor-Owned Utility | RE | 0 | 0 | 22994436 | 2148105.6 | 55.6% | 40%-60% | 9410880.8 | 382.8 | 2575.6 | 2410895.8 | 1.4 | 1054.8 | 35 | 0 | 0.019751 | 0.22448 | 209.7935 | 4.1493e-08 | 0.22762 | 0.033295 | 0.22402 | 209.6938 | 6.0884e-08 | 0.22417 | 0.0027245 | 0 | 0 | 0 | 0 | 0 | 0 | 0 | 0 | 0 | 0 | 0 | 0 | 0 | 0 | 1 | 1 | 0 | 1 | 0 | 0 | 0 | 0 | 0 | 1 | 1 | 200-400 | 46 | 40-59 | 0 | 0-2 High | 0 | 0 | 0 | 0 | 0 | 0 | 0 | 0 | 0 | 0 | 0 | 0 | 0 | 0 | 0 | 0 | 0 | 0 | 0 | 0 | 0 | 0 | 0 | 0 | 0 | 0 | 0 | 0 | 0 | 0 | 0 | 0 | 0 | 0 | 0 | 0 | NPCA | 0 | Mesa Verde NP | 39.4939 | 9.6926 | 65.2151 | 1 | 23326363 | 2233746 | 0.57 | 2445203 | 209.6515 | 5-Year Average | 55.6% | 5-Year Average | 209.6938 | 1655990.4 | 18699443.5968 | 1960579.0736 | 40.14% | [12 empty] | 1 | 1 | 354.8647 | 116.8924 | 223.1076 | 84.73% | 1655990.4 | 2523610.9213 | 28496614.523 | 20.9694 | 298778.2273 | 1661800.8462 | 562477681.8195 | 0 | 0 | 2521.1052 | 25.2918 | 8.8743 | 13.9671 | #VALUE! | -3.1407e-15 | 85.2982 | #VALUE! | #VALUE! | 2521.1052 |  | 13.9671 | 25.2918 | 34.38% | 52.39% |  |  | 205.4
[15 empty] | 6257_B_4 | 6257 | B | 4 | 2878 | Coal Steam | Georgia | 13207 | 860 | 3440 | TRUE | 10615 | 1989 | 2021 | 274 | 24.325 | 27 | 8.8777 | Georgia | 4.82 | Kentucky | -28.91 | San Juan | 2451_G_4 | 2451 | G | 4 | 1599 | Coal Steam | 0 | WECC_NM | New Mexico | 35 | San Juan | 45 | 35045 | 507 | 10884 | 1982 | 2022 | wall | dry | N | Bituminous | Wet Scrubber | 1998 | 0.9 | LNBO | SNCR | 0 | 2016 | ESPH + B | Yes | ACI | 2008 | 0 | 0.15 | 0.22666 | 0.22666 | 0.22666 | 0.22666 | 0.05 | 0.1 | 0.1 | 0.95 | 0 | 0 | 0 | 0 | 0 | 0 | Yes | 0 | 0 | 0 | 0 | needs_retire | 0 | 0 | 0 | NM | 36.8006 | -108.4386 | Investor-Owned Utility | RE | 0 | 0 | 37302181.2 | 3340748.6 | 55% | 40%-60% | 16481103.6 | 975.2 | 4199.6 | 3910816.2 | 1.4 | 1855 | 85 | 0 | 0.039102 | 0.21982 | 209.7051 | 5.602e-08 | 0.21808 | 0.052286 | 0.22517 | 209.683 | 3.7531e-08 | 0.22511 | 0.0040417 | 0 | 0 | 0 | 0 | 0 | 0 | 0 | 0 | 0 | 0 | 0 | 0 | 0 | 1 | 1 | 1 | 0 | 1 | 0 | 0 | 0 | 0 | 0 | 1 | 1 | 400-600 | 40 | 40-59 | 0 | 0-2 High | 0 | 0 | 0 | 0 | 0 | 0 | 0 | 0 | 0 | 0 | 0 | 0 | 0 | 0 | 0 | 0 | 0 | 0 | 0 | 0 | 0 | 0 | 0 | 0 | 0 | 0 | 0 | 0 | 0 | 0 | 0 | 0 | 0 | 0 | 0 | 0 | NPCA | 0 | Mesa Verde NP | 39.4939 | 24.6924 | 106.3354 | 1 | 34085789 | 3020114 | 0.5 | 3572881 | 209.6405 | 5-Year Average | 55% | 5-Year Average | 209.683 | 2442726 | 26586629.784 | 2787381.8398 | 59.86% | [12 empty] | 1 | 1 | 510.0461 | 168.0092 | 338.9908 | 82.26% | 2442726 | 3653379.5274 | 39763382.7765 | 20.9683 | 416885.2237 | 2370496.6162 | 808447832.4281 | 0 | 0 | 2384.8665 | 22.5521 | 8.0914 | 13.4624 | #VALUE! | 0 | 82.4866 | #VALUE! | #VALUE! | 2384.8665 |  | 13.4624 | 22.5521 | 33.14% | 49.56% |  |  | 205.4
[15 empty] | 8224_B_1 | 8224 | B | 1 | 3473 | Coal Steam | Nevada | 32013 | 254 | 522 | FALSE | 11355 | 1981 | 2021 | 999 | #N/A | 999 | #N/A | #N/A | #N/A | #N/A |  | Crist | 641_B_4 | 641 | B | 4 | 459 | Coal Steam | 0 | S_SOU | Florida | 12 | Escambia | 33 | 12033 | 75 | 11399 | 1959 | 2024 | tangential | dry | N | Bituminous | Wet Scrubber | 2009 | 0.95 | LNB | SNCR | 0 | 2006 | ESPC + ESPH | No | 0 | 0 | 0 | 2.4 | 0.4055 | 0.11894 | 0.1469 | 0.1 | 0.05 | 0.1 | 0.56 | 0.99 | 0 | 0 | 0 | 0 | C2G | 2020 | 0 | 0 | 0 | 0 | 0 | needs_retire | 0 | 0 | 0 | FL | 30.5661 | -87.2244 | Investor-Owned Utility | RE | GULF SOUTH PIPELINE COMPANY LP | 0 | 580055 | 55418.6 | 6.2% | 0%-20% | 428558.5 | 10.6 | 47.4 | 53890.2 | 0.5 | 35 | 3 | 0 | 0 | 0.052576 | 118.4017 | 0 | 0.068503 | 0.036548 | 0.16343 | 185.8107 | 8.6199e-07 | 0.16334 | 0.0043014 | 0 | 0 | 0 | 359677 | 220 | 1 | 1 | 0 | 0.55 | 1 | CAMD | CAMD | 0 | 1 | 1 | 0 | 0 | 1 | 0 | 0 | 0 | 0 | 1 | 1 | 1 | 0-200 | 63 | 60+ | 0 | 0-2 High | 0 | 0 | 0 | 1 | 0 | PM | 1 | 90 | 66 | 66 | 86 | 1 | 1 | 0 | 0 | 0 | 0 | 0 | 0 | 0 | 0 | 0 | 0 | 0 | 0 | 0 | 0 | 0 | 0 | 0 | 0 | 0 | 0 | 0 | 0 | 0 | 0 | 0 | Breton Wilderness | 167.3159 | 0.063353 | 0.2833 | 0 | 302505 | 31356 | 0.03 | 28674 | 189.577 | Floor Used | 20% | Floor Used | 190 | 131400 | 1497828.6 | 142293.717 | 8.117% | 125 | 52.9421 | 0 | 42.3537 | [9 empty] | 1 | 79.0207 | 26.0294 | 48.9706 | 30.63% | 131400 | 201243.2953 | 2293972.3229 | 19 | 21792.7371 | 120500.9799 | 125251670.1386 | 0 | 0 | 2557.6924 | 54.6805 | 9.0884 | 14.0994 | 52.3727 | 0 | 77.9496 | 106.2767 | 115.8892 | 2557.6924 |  | 14.0994 | 54.6805 | 34.71% | 53.15% |  |  | 205.4
[15 empty] | 856_B_2 | 856 | B | 2 | 569 | Coal Steam | Illinois | 17143 | 245 | 560 | FALSE | 10606 | 1968 | 2021 | 999 | #N/A | 999 | #N/A | #N/A | #N/A | #N/A |  | Crist | 641_B_5 | 641 | B | 5 | 460 | Coal Steam | 0 | S_SOU | Florida | 12 | Escambia | 33 | 12033 | 75 | 11274 | 1961 | 2026 | tangential | dry | N | Bituminous | Wet Scrubber | 2009 | 0.95 | LNB | SNCR | 0 | 2006 | ESPC + ESPH | No | 0 | 0 | 0 | 2.4 | 0.3757 | 0.1159 | 0.1469 | 0.1 | 0.05 | 0.1 | 0.56 | 0.99 | 0 | 0 | 0 | 0 | C2G | 2020 | 0 | 0 | 0 | 0 | 0 | needs_retire | 0 | 0 | 0 | FL | 30.5661 | -87.2244 | Investor-Owned Utility | RE | GULF SOUTH PIPELINE COMPANY LP | 0 | 538807 | 52035.6 | 5.6% | 0%-20% | 444143 | 11.2 | 45 | 51882.4 | 0.66667 | 35.25 | 3 | 0 | 0 | 0.056752 | 118.697 | 0 | 0.060366 | 0.041573 | 0.16704 | 192.5825 | 1.2373e-06 | 0.15873 | 0.0042248 | 0 | 0 | 0 | 381425 | 99 | 1 | 1 | 0 | 0.27 | 1 | CAMD | CAMD | 0 | 1 | 1 | 0 | 0 | 1 | 0 | 0 | 0 | 0 | 1 | 1 | 1 | 0-200 | 61 | 60+ | 0 | 0-2 High | 0 | 0 | 0 | 1 | 0 | PM | 1 | 90 | 66 | 66 | 86 | 1 | 1 | 0 | 0 | 0 | 0 | 0 | 0 | 0 | 0 | 0 | 0 | 0 | 0 | 0 | 0 | 0 | 0 | 0 | 0 | 0 | 0 | 0 | 0 | 0 | 0 | 0 | Breton Wilderness | 167.3159 | 0.066939 | 0.26895 | 0 | 331082 | 34246 | 0.03 | 31587 | 190.8107 | Floor Used | 20% | 5-Year Average | 192.5825 | 131400 | 1481403.6 | 142646.2057 | 8.117% | 125 | 53.3856 | 0 | 42.7085 | [9 empty] | 1 | 78.1542 | 25.744 | 49.256 | 30.45% | 131400 | 200077.1034 | 2255669.2639 | 19.2583 | 21720.1215 | 120926.0842 | 123878176.0805 | 0 | 0 | 2514.986 | 54.6805 | 8.8386 | 13.9448 | 52.7789 | 0 | 78.2246 | 104.8119 | 113.8901 | 2514.986 |  | 13.9448 | 54.6805 | 34.33% | 52.27% |  |  | 205.4
[15 empty] | 856_B_3 | 856 | B | 3 | 570 | Coal Steam | Illinois | 17143 | 315 | 560 | TRUE | 10627 | 1960 | 2021 | 999 | #N/A | 999 | #N/A | #N/A | #N/A | #N/A
[15 empty] | 994_B_1 | 994 | B | 1 | 692 | Coal Steam | Indiana | 18125 | 222 | 1702 | FALSE | 10879 | 1967 | 2021 | 8 | 11.9092 | 0 | 11.9092 | Indiana | 4.82 | Indiana | -28.91
[15 empty] | 994_B_2 | 994 | B | 2 | 693 | Coal Steam | Indiana | 18125 | 422 | 1702 | TRUE | 10642 | 1969 | 2021 | 8 | 11.9092 | 0 | 11.9092 | Indiana | 4.82 | Indiana | -28.91
[15 empty] | 2451_B_1 | 2451 | G | 1 | 1596 | Coal Steam | New Mexico | 35045 | 340 | 847 | TRUE | 11292 | 1976 | 2021 | 999 | #N/A | 999 | #N/A | #N/A | #N/A | #N/A
[15 empty] | 2451_B_4 | 2451 | G | 4 | 1599 | Coal Steam | New Mexico | 35045 | 507 | 847 | TRUE | 10884 | 1982 | 2021 | 999 | #N/A | 999 | #N/A | #N/A | #N/A | #N/A

## Unit Level Costs
Update shaded cells below to get the universe of units that retires after the given year and is larger than the size cutoff.
| Assumed CF | 40%
| Amortization Period assumed | 12
| Summary Table | Coal Capacity (GW) | Average Unit Size (MW) | Capacity Weighted Average $/Ton | Capacity Weighted Average $/MWh
| Coal Capacity online in 2030 (GW) | 116.7871 | 382.9085 | 29.1169 | 27.4232
Online in 2030 and not C2G | Plant Name | UniqueID Final | ORIS Plant Code | Boiler/ Generator/ Committed Unit | Unit ID | CAMD Database UnitID | PlantType | Combustion Turbine/IC Engine | Region Name | State Name | State Code | County | County Code | FIPS5 | Capacity (MW) | Heat Rate (Btu/kWh) | On Line Year | Retirement Year | C2G | Capital Costs ($/KW) | CCR | VOM Incremental ($/MWh) | Incremental FOM ($/KW-yr) | Capacity Penalty (%) | Heat Rate Penalty (%) | Transport ($/Tonne) | Storage ($/Tonne) | Trans+Storage adjusted for amortization period ($/Tonne) | 45(q) $/Tonne adjusted for amortization period | Fuel CO2 Content (lb/MMBtu) | Parent Emission Rate (Tonne/MWh) | Parent Fuel Consumption (MMBtu) | Capacity Derated (MW) | Heat Rate Derated (Btu/KWh) | Generation to the grid (MWh) | Fuel Consumption (MMBtu) | CO2 Emissions (Tonnes) | CO2 Stored(Tonnes) | CO2 Emission Rate (Tonne/MWh) | Change in Emission Rate (Tonne/MWh) | Total Capital Costs ($) | Total FOM Costs ($) | Total VOM Costs ($) | Total Fuel Costs ($) | Total Trans+Storage Costs ($) | Total 45(q) Costs ($) | Total Costs ($) | Total Costs ($/MWh) | Total Costs ($/Tonne) | Total Costs ($/Ton) | Total Costs ($/Ton) * Capacity (MW) | $/MWh * Cap
TRUE | John B Rich Memorial Power Station | 10113_B_CFB1 | 10113 | B | CFB1 | 3527 | Coal Steam | 0 | PJM_WMAC | Pennsylvania | 42 | Schuylkill | 107 | 42107 | 40 | 13587 | 1988 | 9999 | 0 | 3893.371 | 12.5% | 17.7781 | 92.5388 | 42.38% | 73.56% | 60.3004 | 9.64 | 79.201 | 84.9902 | 228.6 | 1.4089 | 1904353.92 | 23.0474 | 23580.9626 | 80758.1077 | 1904353.92 | 19746.6799 | 177720.1195 | 0.24452 | 1.1644 | 11215974.0211 | 2132778.2622 | 1435725.278 | 3.6759e-10 | 14075609.3175 | -15104471.5108 | 13755615.368 | 170.3311 | 146.2885 | 132.712 | 5308.4813 | 3925.6893
TRUE | John B Rich Memorial Power Station | 10113_B_CFB2 | 10113 | B | CFB2 | 3528 | Coal Steam | 0 | PJM_WMAC | Pennsylvania | 42 | Schuylkill | 107 | 42107 | 40 | 13587 | 1988 | 9999 | 0 | 3728.2951 | 12.5% | 17.3358 | 91.9955 | 41.33% | 70.44% | 60.3004 | 9.64 | 79.201 | 84.9902 | 228.6 | 1.4089 | 1904353.92 | 23.4691 | 23157.2264 | 82235.8382 | 1904353.92 | 19746.6799 | 177720.1195 | 0.24012 | 1.1687 | 10936956.1941 | 2159053.5781 | 1425626.6787 | -7.3517e-10 | 14075609.3175 | -15104471.5108 | 13492774.2577 | 164.0741 | 140.385 | 127.3564 | 5094.2559 | 3850.6776
TRUE | F B Culley | 1012_B_3 | 1012 | B | 3 | 728 | Coal Steam | 0 | MIS_INKY | Indiana | 18 | Warrick | 173 | 18173 | 270 | 10808 | 1973 | 9999 | 0 | 2588.5228 | 12.5% | 13.7767 | 27.398 | 32.84% | 48.9% | 36.1976 | 4.82 | 46.4487 | 84.9902 | 205.4 | 1.007 | 10225232.64 | 181.3254 | 16093.4952 | 635364.322 | 10225232.64 | 95267.2949 | 857405.6545 | 0.14994 | 0.85703 | 58667810.7029 | 4967945.8642 | 8753206.0353 | -2.9407e-09 | 39825351.3697 | -72871092.5682 | 39343221.4038 | 61.9223 | 72.2524 | 65.547 | 17697.6783 | 16719.0215
TRUE | Colver Power Project | 10143_B_ABB01 | 10143 | B | ABB01 | 3529 | Coal Steam | 0 | PJM_PENE | Pennsylvania | 42 | Cambria | 21 | 42021 | 110 | 11032 | 1995 | 9999 | 0 | 2669.2247 | 12.5% | 14.0622 | 42.9836 | 33.52% | 50.43% | 32.6975 | 9.64 | 47.9433 | 84.9902 | 228.6 | 1.1439 | 4252174.08 | 73.1246 | 16595.2393 | 256228.5484 | 4252174.08 | 44091.7624 | 396825.8619 | 0.17208 | 0.97185 | 24397072.6911 | 3143154.6259 | 3603136.8769 | 0 | 19025150.4062 | -33726316.0884 | 16442198.5117 | 64.17 | 66.0285 | 59.9007 | 6589.0755 | 7058.7054
TRUE | Grant Town Power Plant | 10151_B_BLR1A | 10151 | B | BLR1A | 10068 | Coal Steam | 0 | PJM_AP | West Virginia | 54 | Marion | 49 | 54049 | 40 | 13650 | 1993 | 9999 | 0 | 3751.6172 | 12.5% | 17.3993 | 92.0734 | 41.48% | 70.88% | 60.0764 | 9.64 | 78.9473 | 84.9902 | 228.6 | 1.4154 | 1913184 | 23.4086 | 23324.7449 | 82023.7908 | 1913184 | 19838.2411 | 178544.1695 | 0.24186 | 1.1735 | 10976993.9427 | 2155311.3539 | 1427156.1039 | 0 | 14095585.8243 | -15174507.7001 | 13480539.5246 | 164.3491 | 140.0456 | 127.0486 | 5081.9421 | 6573.9656
TRUE | Grant Town Power Plant | 10151_B_BLR1B | 10151 | B | BLR1B | 10069 | Coal Steam | 0 | PJM_AP | West Virginia | 54 | Marion | 49 | 54049 | 40 | 13650 | 1993 | 9999 | 0 | 3757.7456 | 12.5% | 17.4159 | 92.0938 | 41.52% | 70.99% | 60.0764 | 9.64 | 78.9473 | 84.9902 | 228.6 | 1.4154 | 1913184 | 23.3928 | 23340.549 | 81968.2519 | 1913184 | 19838.2411 | 178544.1695 | 0.24202 | 1.1734 | 10987480.5259 | 2154329.6409 | 1427552.2391 | 0 | 14095585.8243 | -15174507.7001 | 13490440.5301 | 164.5813 | 140.263 | 127.2458 | 5089.8313 | 6583.2515
TRUE | Crawfordsville Power Plant | 1024_B_5 | 1024 | B | 5 | 0 | Coal Steam | 0 | MIS_INKY | Indiana | 18 | Montgomery | 107 | 18107 | 10.6 | 14500 | 1956 | 9999 | 0 | 4176.3411 | 12.5% | 18.5003 | 289.5162 | 44.1% | 78.9% | 65.7555 | 4.82 | 79.9202 | 84.9902 | 205.4 | 1.3509 | 538564.8 | 5.9251 | 25940.6927 | 20761.3885 | 538564.8 | 5017.7452 | 45159.7065 | 0.24169 | 1.1093 | 3092982.2653 | 1715399.3005 | 384092.8027 | 0 | 3609174.0691 | -3838133.251 | 4963515.1866 | 239.0743 | 215.5257 | 195.5236 | 2072.5501 | 2534.188
TRUE | Crawfordsville Power Plant | 1024_B_6 | 1024 | B | 6 | 0 | Coal Steam | 0 | MIS_INKY | Indiana | 18 | Montgomery | 107 | 18107 | 12.6 | 14500 | 1965 | 9999 | 0 | 4450.7136 | 12.5% | 19.1606 | 247.9798 | 45.68% | 84.08% | 65.7555 | 4.82 | 79.9202 | 84.9902 | 205.4 | 1.3509 | 640180.8 | 6.8447 | 26692.3103 | 23983.7164 | 640180.8 | 5964.4895 | 53680.4058 | 0.24869 | 1.1023 | 3807774.3118 | 1697339.3372 | 459542.1414 | 0 | 4290150.3086 | -4562309.3361 | 5692496.7628 | 237.3484 | 215.3291 | 195.3453 | 2461.3504 | 2990.5899
TRUE | Foster Wheeler Mt Carmel Cogen | 10343_B_SG-101 | 10343 | B | SG-101 | 3542 | Coal Steam | 0 | PJM_WMAC | Pennsylvania | 42 | Northumberland | 97 | 42097 | 43 | 14500 | 1990 | 9999 | 0 | 4307.194 | 12.5% | 18.8199 | 88.8861 | 44.87% | 81.37% | 54.0478 | 9.64 | 72.1205 | 84.9902 | 228.6 | 1.5035 | 2184744 | 23.708 | 26299.1517 | 83072.7935 | 2184744 | 22654.1086 | 203886.9775 | 0.2727 | 1.2308 | 12763750.6897 | 2107310.8175 | 1563424.3844 | -7.3517e-10 | 14704435.2202 | -17328398.4451 | 13810522.6667 | 166.246 | 135.0676 | 122.5325 | 5268.8969 | 7148.5796
TRUE | Whitewater Valley | 1040_B_1 | 1040 | B | 1 | 729 | Coal Steam | 0 | PJM_West | Indiana | 18 | Wayne | 177 | 18177 | 35 | 13048 | 1955 | 9999 | 0 | 3598.6507 | 12.5% | 16.977 | 101.6545 | 40.47% | 67.99% | 65.7555 | 4.82 | 79.9202 | 84.9902 | 205.4 | 1.2157 | 1600206.72 | 20.8349 | 21918.988 | 73005.5018 | 1600206.72 | 14908.9386 | 134180.4474 | 0.20422 | 1.0115 | 9371742.5597 | 2117962.0335 | 1239413.1669 | 3.6759e-10 | 10723732.0356 | -11404025.329 | 12048824.4667 | 165.04 | 163.1716 | 148.0283 | 5180.9906 | 5776.3983
TRUE | Whitewater Valley | 1040_B_2 | 1040 | B | 2 | 730 | Coal Steam | 0 | PJM_West | Indiana | 18 | Wayne | 177 | 18177 | 65 | 12947 | 1973 | 9999 | 0 | 3542.5362 | 12.5% | 16.8184 | 64.1678 | 40.09% | 66.93% | 65.7555 | 4.82 | 79.9202 | 84.9902 | 205.4 | 1.2063 | 2948808.72 | 38.9391 | 21612.0645 | 136442.7131 | 2948808.72 | 27473.7055 | 247263.3494 | 0.20136 | 1.0049 | 17242082.3396 | 2498638.8545 | 2294747.5445 | 0 | 19761343.4205 | -21014965.6997 | 20781846.4593 | 152.3119 | 151.5692 | 137.5027 | 8937.6758 | 9900.2724
TRUE | Ebensburg Power | 10603_B_031 | 10603 | B | 31 | 3557 | Coal Steam | 0 | PJM_PENE | Pennsylvania | 42 | Cambria | 21 | 42021 | 50 | 14500 | 1991 | 9999 | 0 | 4169.2484 | 12.5% | 18.4828 | 79.2646 | 44.06% | 78.77% | 48.0413 | 9.64 | 65.3188 | 84.9902 | 228.6 | 1.5035 | 2540400 | 27.9693 | 25921.2629 | 98004.4841 | 2540400 | 26341.9868 | 237077.8808 | 0.26878 | 1.2348 | 14575678.77 | 2216975.9917 | 1811394.0649 | 0 | 15485637.9868 | -20149300.5176 | 13940386.2959 | 142.2423 | 115.1989 | 104.5077 | 5225.3865 | 7112.1166
TRUE | River Valley | 10671_B_1A | 10671 | B | 1A | 90961 | Coal Steam | 0 | SPP_WEST | Oklahoma | 40 | Le Flore | 79 | 40079 | 80 | 11851 | 1991 | 9999 | 0 | 2978.906 | 12.5% | 15.1062 | 53.9068 | 36.01% | 56.28% | 39.1895 | 4.82 | 49.8367 | 84.9902 | 205.4 | 1.1041 | 3322072.32 | 51.1906 | 18520.6056 | 179371.6901 | 3322072.32 | 30951.3587 | 278562.2286 | 0.17255 | 0.93159 | 19060564.8666 | 2759519.188 | 2709616.8822 | 0 | 13882630.1061 | -23675064.233 | 14737266.8099 | 82.1605 | 88.1939 | 80.009 | 6400.7174 | 6572.8396
TRUE | River Valley | 10671_B_1B | 10671 | B | 1B | 90962 | Coal Steam | 0 | SPP_WEST | Oklahoma | 40 | Le Flore | 79 | 40079 | 80 | 11851 | 1991 | 9999 | 0 | 2978.906 | 12.5% | 15.1062 | 53.9068 | 36.01% | 56.28% | 39.1895 | 4.82 | 49.8367 | 84.9902 | 205.4 | 1.1041 | 3322072.32 | 51.1906 | 18520.6056 | 179371.6901 | 3322072.32 | 30951.3587 | 278562.2286 | 0.17255 | 0.93159 | 19060564.8666 | 2759519.188 | 2709616.8822 | 0 | 13882630.1061 | -23675064.233 | 14737266.8099 | 82.1605 | 88.1939 | 80.009 | 6400.7174 | 6572.8396
TRUE | River Valley | 10671_B_2A | 10671 | B | 2A | 90963 | Coal Steam | 0 | SPP_WEST | Oklahoma | 40 | Le Flore | 79 | 40079 | 80 | 11896 | 1991 | 9999 | 0 | 3104.5214 | 12.5% | 15.5077 | 54.4 | 36.97% | 58.65% | 39.1895 | 4.82 | 49.8367 | 84.9902 | 205.4 | 1.1083 | 3334686.72 | 50.4248 | 18873.245 | 176688.5726 | 3334686.72 | 31068.8856 | 279619.9705 | 0.17584 | 0.9325 | 19567177.9557 | 2743112.3858 | 2740027.2334 | 0 | 13935344.5061 | -23764961.9539 | 15220700.1271 | 86.1442 | 92.3802 | 83.8068 | 6704.5418 | 6891.538
TRUE | River Valley | 10671_B_2B | 10671 | B | 2B | 90964 | Coal Steam | 0 | SPP_WEST | Oklahoma | 40 | Le Flore | 79 | 40079 | 80 | 11896 | 1991 | 9999 | 0 | 2996.6211 | 12.5% | 15.1635 | 53.9773 | 36.15% | 56.61% | 39.1895 | 4.82 | 49.8367 | 84.9902 | 205.4 | 1.1083 | 3334686.72 | 51.0812 | 18630.7448 | 178988.3744 | 3334686.72 | 31068.8856 | 279619.9705 | 0.17358 | 0.93476 | 19132940.6509 | 2757221.527 | 2714093.2846 | 0 | 13935344.5061 | -23764961.9539 | 14774638.0147 | 82.5452 | 88.3067 | 80.1113 | 6408.9072 | 6603.6191
TRUE | AES Warrior Run Cogeneration Facility | 10678_B_BLR1 | 10678 | B | BLR1 | 3575 | Coal Steam | 0 | PJM_AP | Maryland | 24 | Allegany | 1 | 24001 | 180 | 8909 | 2000 | 9999 | 0 | 2027.981 | 12.5% | 11.6197 | 29.9852 | 27.7% | 38.31% | 26.8304 | 4.82 | 35.8412 | 84.9902 | 205.4 | 0.83004 | 5619084.48 | 130.1391 | 12322.3529 | 456007.4315 | 5619084.48 | 52352.352 | 471171.168 | 0.11481 | 0.71524 | 32988370.466 | 3902253.1644 | 5298689.7054 | 0 | 16887329.5412 | -40044939.7786 | 19031703.0984 | 41.7355 | 58.3522 | 52.9367 | 9528.6103 | 7512.392
TRUE | Argus Cogen Plant | 10684_B_BLR22 | 10684 | B | BLR22 | 0 | Coal Steam | 0 | WECC_SCE | California | 6 | San Bernardino | 71 | 6071 | 2.3 | 8300 | 1967 | 9999 | 0 | 1841.1331 | 12.5% | 10.8254 | 1242.8499 | 25.81% | 34.78% | 65.7555 | 4.82 | 79.9202 | 84.9902 | 205.4 | 0.7733 | 66891.36 | 1.7064 | 11187.0323 | 5979.366 | 66891.36 | 623.219 | 5608.9707 | 0.10423 | 0.66907 | 392704.0645 | 2120848.7833 | 64729.2991 | 0 | 448270.2211 | -476707.6367 | 2549844.7313 | 426.4407 | 637.3604 | 578.2096 | 1329.882 | 980.8135
TRUE | Argus Cogen Plant | 10684_B_BLR25 | 10684 | B | BLR25 | 0 | Coal Steam | 0 | WECC_SCE | California | 6 | San Bernardino | 71 | 6071 | 27 | 8300 | 1978 | 9999 | 0 | 1841.1322 | 12.5% | 10.8254 | 118.0381 | 25.81% | 34.78% | 65.7555 | 4.82 | 79.9202 | 84.9902 | 205.4 | 0.7733 | 785246.4 | 20.0321 | 11187.0308 | 70192.5662 | 785246.4 | 7316.0487 | 65844.4387 | 0.10423 | 0.66907 | 4610002.4956 | 2364554.0649 | 759865.498 | 3.6759e-10 | 5262302.5952 | -5596133.1265 | 7400591.5272 | 105.4327 | 157.5803 | 142.9559 | 3859.8084 | 2846.6828
TRUE | Argus Cogen Plant | 10684_B_BLR26 | 10684 | B | BLR26 | 0 | Coal Steam | 0 | WECC_SCE | California | 6 | San Bernardino | 71 | 6071 | 27 | 8300 | 1978 | 9999 | 0 | 1785.2621 | 12.5% | 10.5798 | 117.7363 | 25.22% | 33.73% | 65.7555 | 4.82 | 79.9202 | 84.9902 | 205.4 | 0.7733 | 785246.4 | 20.1902 | 11099.4225 | 70746.5999 | 785246.4 | 7316.0487 | 65844.4387 | 0.10341 | 0.66989 | 4505392.5688 | 2377124.8098 | 748484.232 | 0 | 5262302.5952 | -5596133.1265 | 7297171.0792 | 103.1452 | 153.9735 | 139.6838 | 3771.4634 | 2784.92
FALSE | Prairie Creek | 1073_B_3 | 1073 | B | 3 | 746 | Coal Steam | 0 | MIS_IA | Iowa | 19 | Linn | 113 | 19113 | 26.8 | 12146 | 1958 | 9999 | C2G | 3096.4366 | 12.5% | 15.4822 | 124.5403 | 36.91% | 58.5% | 65.7555 | 4.82 | 79.9202 | 84.9902 | 214.13 | 1.1797 | 1140596.8512 | 16.9086 | 19251.323 | 59247.7124 | 1140596.8512 | 11078.4725 | 99706.2521 | 0.18699 | 0.99274 | 6544234.4943 | 2105801.9363 | 917284.0764 | 7.3517e-10 | 7968546.4669 | -8474055.9948 | 9061810.9791 | 152.9479 | 154.0664 | 139.7681 | 3745.7856 | 4099.0027
TRUE | Colstrip Energy LP | 10784_B_BLR1 | 10784 | B | BLR1 | 0 | Coal Steam | 0 | WECC_MT | Montana | 30 | Rosebud | 87 | 30087 | 38 | 13936 | 1990 | 9999 | 0 | 3887.9606 | 12.5% | 17.7639 | 96.2423 | 42.35% | 73.45% | 61.5743 | 4.82 | 75.1854 | 84.9902 | 228.6 | 1.4451 | 1855606.272 | 21.9079 | 24172.4258 | 76765.4139 | 1855606.272 | 19241.2045 | 173170.8402 | 0.25065 | 1.1944 | 10646638.6964 | 2108469.7006 | 1363649.3962 | 0 | 13019926.3974 | -14717827.2779 | 12420856.9126 | 161.8028 | 135.4671 | 122.895 | 4670.0088 | 6148.5054
TRUE | Holcomb | 108_B_SGU1 | 108 | B | SGU1 | 60 | Coal Steam | 0 | SPP_N | Kansas | 20 | Finney | 55 | 20055 | 359 | 10904 | 1983 | 9999 | 0 | 2622.9081 | 12.5% | 13.899 | 24.9517 | 33.13% | 49.55% | 14.8691 | 4.82 | 22.2961 | 84.9902 | 214.13 | 1.0591 | 13716534.144 | 240.0484 | 16307.2775 | 841129.6195 | 13716534.144 | 133226.9553 | 1199042.5976 | 0.15839 | 0.9007 | 78699336.9238 | 5989608.7825 | 11690895.0124 | 2.9407e-09 | 26734001.5353 | -101906890.4745 | 21206951.7795 | 25.2125 | 27.992 | 25.3942 | 9116.5232 | 9051.2752
TRUE | Walter Scott Jr Energy Center | 1082_B_3 | 1082 | B | 3 | 756 | Coal Steam | 0 | MIS_MIDA | Iowa | 19 | Pottawattamie | 155 | 19155 | 708 | 9926 | 1978 | 9999 | 0 | 2286.0507 | 12.5% | 12.6524 | 19.5372 | 30.16% | 43.19% | 10.5196 | 4.82 | 17.3706 | 84.9902 | 214.13 | 0.9641 | 24624738.432 | 494.451 | 14212.9507 | 1732556.3796 | 24624738.432 | 239176.9591 | 2152592.632 | 0.13805 | 0.82605 | 141285733.4204 | 9660188.3994 | 21921013.9284 | 0 | 37391878.8787 | -182949314.7474 | 27309499.8795 | 15.7625 | 19.0818 | 17.3109 | 12256.1158 | 11159.8827
TRUE | Walter Scott Jr Energy Center | 1082_B_4 | 1082 | B | 4 | 89556 | Coal Steam | 0 | MIS_MIDA | Iowa | 19 | Pottawattamie | 155 | 19155 | 814 | 9977 | 2007 | 9999 | 0 | 2380.4328 | 12.5% | 13.0127 | 19.4597 | 31.02% | 44.97% | 10.5196 | 4.82 | 17.3706 | 84.9902 | 214.13 | 0.96905 | 28456958.112 | 561.4869 | 14463.878 | 1967450.0924 | 28456958.112 | 276398.8225 | 2487589.4024 | 0.14049 | 0.82857 | 167064712.761 | 10926365.0096 | 25601903.5613 | -5.8814e-09 | 43210982.0747 | -211420762.9357 | 35383200.4708 | 17.9843 | 21.7053 | 19.6909 | 16028.3963 | 14639.2151
TRUE | Silver Bay Power | 10849_B_BLR1 | 10849 | B | BLR1 | 89908 | Coal Steam | 0 | MIS_MNWI | Minnesota | 27 | Lake | 75 | 27075 | 36 | 10398 | 1955 | 9999 | 0 | 2528.8568 | 12.5% | 13.5618 | 95.2147 | 32.33% | 47.78% | 151.2377 | 4.82 | 176.7209 | 84.9902 | 214.13 | 1.0099 | 1311645.312 | 24.3611 | 15365.7807 | 85361.4497 | 1311645.312 | 12739.8444 | 114658.6 | 0.14925 | 0.8607 | 7700361.1681 | 2319538.6564 | 1157653.4914 | 0 | 20262566.5106 | -9744859.2879 | 21695260.5385 | 254.1576 | 295.2922 | 267.8873 | 9643.9434 | 9149.6733
TRUE | Silver Bay Power | 10849_B_BLR2 | 10849 | B | BLR2 | 89909 | Coal Steam | 0 | MIS_MNWI | Minnesota | 27 | Lake | 75 | 27075 | 69 | 10398 | 1963 | 9999 | 0 | 2528.0438 | 12.5% | 13.5588 | 57.6414 | 32.32% | 47.76% | 151.2377 | 4.82 | 176.7209 | 84.9902 | 214.13 | 1.0099 | 2513986.848 | 46.697 | 15364.1834 | 163626.4536 | 2513986.848 | 24418.0352 | 219762.3167 | 0.14923 | 0.86071 | 14755814.1469 | 2691684.845 | 2218583.6734 | 0 | 38836585.812 | -18677646.9685 | 39825021.5088 | 243.3899 | 282.7766 | 256.5333 | 17700.7972 | 16793.9011
TRUE | Archer Daniels Midland Cedar Rapids | 10864_B_1 | 10864 | B | 1 | 0 | Coal Steam | 0 | MIS_IA | Iowa | 19 | Linn | 113 | 19113 | 40 | 8300 | 1988 | 9999 | 0 | 1787.5921 | 12.5% | 10.5901 | 83.7087 | 25.25% | 33.77% | 65.7555 | 4.82 | 79.9202 | 84.9902 | 205.4 | 0.7733 | 1163328 | 29.9016 | 11103.0759 | 104775.2899 | 1163328 | 10838.5907 | 97547.3166 | 0.10345 | 0.66986 | 6681167.4462 | 2503024.8159 | 1109582.1091 | 0 | 7796003.8448 | -8290567.5949 | 9799210.621 | 93.526 | 139.6212 | 126.6635 | 5066.5398 | 3741.0388
TRUE | Archer Daniels Midland Cedar Rapids | 10864_B_2 | 10864 | B | 2 | 0 | Coal Steam | 0 | MIS_IA | Iowa | 19 | Linn | 113 | 19113 | 40 | 8300 | 1988 | 9999 | 0 | 1787.5872 | 12.5% | 10.5901 | 83.7086 | 25.25% | 33.77% | 65.7555 | 4.82 | 79.9202 | 84.9902 | 205.4 | 0.7733 | 1163328 | 29.9016 | 11103.0683 | 104775.3621 | 1163328 | 10838.5907 | 97547.3166 | 0.10345 | 0.66986 | 6681153.809 | 2503025.7473 | 1109580.6091 | 0 | 7796003.8448 | -8290567.5949 | 9799196.4153 | 93.5258 | 139.6209 | 126.6632 | 5066.5284 | 3741.0308
TRUE | Archer Daniels Midland Cedar Rapids | 10864_B_3 | 10864 | B | 3 | 0 | Coal Steam | 0 | MIS_IA | Iowa | 19 | Linn | 113 | 19113 | 40 | 8300 | 1989 | 9999 | 0 | 1787.5906 | 12.5% | 10.5901 | 83.7087 | 25.25% | 33.77% | 65.7555 | 4.82 | 79.9202 | 84.9902 | 205.4 | 0.7733 | 1163328 | 29.9016 | 11103.0736 | 104775.3121 | 1163328 | 10838.5907 | 97547.3166 | 0.10345 | 0.66986 | 6681163.2588 | 2503025.1019 | 1109581.6485 | -3.6759e-10 | 7796003.8448 | -8290567.5949 | 9799206.259 | 93.5259 | 139.6211 | 126.6634 | 5066.5363 | 3741.0363
TRUE | Archer Daniels Midland Cedar Rapids | 10864_B_4 | 10864 | B | 4 | 0 | Coal Steam | 0 | MIS_IA | Iowa | 19 | Linn | 113 | 19113 | 40 | 8300 | 1994 | 9999 | 0 | 1787.5903 | 12.5% | 10.5901 | 83.7086 | 25.25% | 33.77% | 65.7555 | 4.82 | 79.9202 | 84.9902 | 205.4 | 0.7733 | 1163328 | 29.9016 | 11103.0731 | 104775.3166 | 1163328 | 10838.5907 | 97547.3166 | 0.10345 | 0.66986 | 6681162.4148 | 2503025.1595 | 1109581.5557 | 3.6759e-10 | 7796003.8448 | -8290567.5949 | 9799205.3799 | 93.5259 | 139.6211 | 126.6634 | 5066.5356 | 3741.0358
TRUE | Archer Daniels Midland Cedar Rapids | 10864_B_5 | 10864 | B | 5 | 0 | Coal Steam | 0 | MIS_IA | Iowa | 19 | Linn | 113 | 19113 | 100 | 8300 | 2001 | 9999 | 0 | 1787.5922 | 12.5% | 10.5901 | 41.2891 | 25.25% | 33.77% | 65.7555 | 4.82 | 79.9202 | 84.9902 | 205.4 | 0.7733 | 2908320 | 74.7541 | 11103.0761 | 261938.2202 | 2908320 | 27096.4768 | 243868.2914 | 0.10345 | 0.66986 | 16702919.4867 | 3086530.7103 | 2773955.3685 | 1.4703e-09 | 19490009.612 | -20726418.9872 | 21326996.1902 | 81.4199 | 121.5486 | 110.2681 | 11026.8144 | 8141.9948
TRUE | George Neal North | 1091_B_3 | 1091 | B | 3 | 762 | Coal Steam | 0 | MIS_MIDA | Iowa | 19 | Woodbury | 193 | 19193 | 515 | 10462 | 1975 | 9999 | 0 | 2470.5602 | 12.5% | 13.3486 | 21.8894 | 31.82% | 46.67% | 19.7781 | 4.82 | 27.8551 | 84.9902 | 214.13 | 1.0162 | 18879306.72 | 351.1166 | 15345.1324 | 1230312.3997 | 18879306.72 | 183372.3101 | 1650350.7907 | 0.14905 | 0.86712 | 108426616.0208 | 7685722.021 | 16422992.1401 | 0 | 45970675.7628 | -140263671.7083 | 38242334.2363 | 31.0834 | 35.8469 | 32.5201 | 16747.8663 | 16007.9685
TRUE | Muscatine Plant #1 | 1167_B_9 | 1167 | B | 9 | 788 | Coal Steam | 0 | MIS_IA | Iowa | 19 | Muscatine | 139 | 19139 | 163 | 8800 | 1983 | 9999 | 0 | 1932.0639 | 12.5% | 11.2171 | 31.1292 | 26.74% | 36.5% | 65.7555 | 4.82 | 79.9202 | 84.9902 | 214.13 | 0.85473 | 5026137.6 | 119.4127 | 12012.1255 | 418422.0028 | 5026137.6 | 48818.2366 | 439364.1295 | 0.11667 | 0.73806 | 28837729.1417 | 3717222.6449 | 4693493.0298 | 0 | 35114081.6953 | -37341652.6752 | 35020873.8365 | 83.6975 | 113.4019 | 102.8776 | 16769.0419 | 13642.6918
TRUE | La Cygne | 1241_B_2 | 1241 | B | 2 | 820 | Coal Steam | 0 | SPP_N | Kansas | 20 | Linn | 107 | 20107 | 662 | 10424 | 1977 | 2039 | 0 | 2538.2165 | 12.5% | 13.5957 | 20.9735 | 32.41% | 47.95% | 9.7964 | 4.82 | 16.5517 | 84.9902 | 205.4 | 0.97119 | 24180010.752 | 447.439 | 15422.635 | 1567826.1693 | 24180010.752 | 225282.3282 | 2027540.9542 | 0.14369 | 0.8275 | 141955311.4437 | 9384383.0486 | 21315708.6687 | 0 | 33559302.072 | -172321145.5275 | 33893559.7054 | 21.6182 | 26.1247 | 23.7001 | 15689.4939 | 14311.24
TRUE | Cross | 130_B_1 | 130 | B | 1 | 82 | Coal Steam | 0 | S_VACA | South Carolina | 45 | Berkeley | 15 | 45015 | 580 | 10570 | 2008 | 9999 | 0 | 2591.1685 | 12.5% | 13.7861 | 21.8114 | 32.86% | 48.95% | 11.2952 | 4.82 | 18.249 | 84.9902 | 205.4 | 0.98479 | 21481622.4 | 389.3832 | 15744.388 | 1364398.6947 | 21481622.4 | 200141.76 | 1801275.84 | 0.14669 | 0.83811 | 126113625.6604 | 8492999.4706 | 18809771.6151 | 0 | 32871443.7338 | -153090824.389 | 33197016.0911 | 24.3309 | 29.0308 | 26.3366 | 15275.2048 | 14111.9084
TRUE | Cross | 130_B_2 | 130 | B | 2 | 83 | Coal Steam | 0 | S_VACA | South Carolina | 45 | Berkeley | 15 | 45015 | 570 | 10475 | 1984 | 9999 | 0 | 2556.633 | 12.5% | 13.6622 | 21.7448 | 32.57% | 48.3% | 11.2952 | 4.82 | 18.249 | 84.9902 | 205.4 | 0.97594 | 20921508 | 384.3533 | 15534.537 | 1346773.8343 | 20921508 | 194923.2397 | 1754309.1576 | 0.14473 | 0.83121 | 122825384.394 | 8357667.3345 | 18399929.3622 | 0 | 32014349.7657 | -149099115.8647 | 32498214.9917 | 24.1304 | 29.0305 | 26.3363 | 15011.6737 | 13754.338
TRUE | Cross | 130_B_3 | 130 | B | 3 | 89490 | Coal Steam | 0 | S_VACA | South Carolina | 45 | Berkeley | 15 | 45015 | 600 | 9772 | 2007 | 9999 | 0 | 2310.1656 | 12.5% | 12.7453 | 20.3703 | 30.38% | 43.64% | 11.2952 | 4.82 | 18.249 | 84.9902 | 205.4 | 0.91045 | 20544652.8 | 417.6973 | 14036.9596 | 1463611.3093 | 20544652.8 | 191412.124 | 1722709.1158 | 0.13078 | 0.77967 | 120612948.2196 | 8508625.5978 | 18654200.8655 | 0 | 31437681.2874 | -146413421.4526 | 32800034.5177 | 22.4103 | 28.7436 | 26.076 | 15645.5884 | 13446.2071
TRUE | Cross | 130_B_4 | 130 | B | 4 | 89491 | Coal Steam | 0 | S_VACA | South Carolina | 45 | Berkeley | 15 | 45015 | 600 | 9801 | 2008 | 9999 | 0 | 2320.0257 | 12.5% | 12.7831 | 20.4168 | 30.47% | 43.83% | 11.2952 | 4.82 | 18.249 | 84.9902 | 205.4 | 0.91315 | 20605622.4 | 417.1563 | 14096.8741 | 1461715.7119 | 20605622.4 | 191980.1706 | 1727821.5354 | 0.13134 | 0.78181 | 120970865.6314 | 8516987.5842 | 18685325.2741 | 5.8814e-09 | 31530977.7218 | -146847927.1037 | 32856229.1079 | 22.4779 | 28.7511 | 26.0828 | 15649.689 | 13486.7111
TRUE | Ghent | 1356_B_1 | 1356 | B | 1 | 884 | Coal Steam | 0 | S_C_KY | Kentucky | 21 | Carroll | 41 | 21041 | 474 | 10759 | 1973 | 9999 | 0 | 2574.8063 | 12.5% | 13.7276 | 22.8298 | 32.73% | 48.64% | 12.6238 | 4.82 | 19.7535 | 84.9902 | 205.4 | 1.0024 | 17869580.064 | 318.8818 | 15992.6518 | 1117361.9146 | 17869580.064 | 166488.7846 | 1498399.0613 | 0.149 | 0.8534 | 102627440.7497 | 7280022.2862 | 15338653.2871 | 5.8814e-09 | 29598582.6042 | -127349261.2682 | 27495437.659 | 24.6075 | 28.8346 | 26.1585 | 12399.1459 | 11663.9356
TRUE | Ghent | 1356_B_2 | 1356 | B | 2 | 885 | Coal Steam | 0 | S_C_KY | Kentucky | 21 | Carroll | 41 | 21041 | 495 | 10767 | 1977 | 9999 | 0 | 2577.6314 | 12.5% | 13.7377 | 22.5892 | 32.75% | 48.7% | 12.6238 | 4.82 | 19.7535 | 84.9902 | 205.4 | 1.0031 | 18675146.16 | 332.89 | 16010.2901 | 1166446.4551 | 18675146.16 | 173994.1496 | 1565947.3461 | 0.14917 | 0.85398 | 107253308.5424 | 7519710.3987 | 16024279.6732 | 0 | 30932895.6966 | -133090204.6402 | 28639989.6708 | 24.5532 | 28.7514 | 26.0831 | 12911.1322 | 12153.8325
TRUE | Ghent | 1356_B_3 | 1356 | B | 3 | 886 | Coal Steam | 0 | S_C_KY | Kentucky | 21 | Carroll | 41 | 21041 | 485 | 11003 | 1981 | 9999 | 0 | 2658.6837 | 12.5% | 14.0252 | 23.0602 | 33.43% | 50.23% | 12.6238 | 4.82 | 19.7535 | 84.9902 | 205.4 | 1.0251 | 18698938.32 | 322.8403 | 16529.7031 | 1131232.5564 | 18698938.32 | 174215.8183 | 1567942.365 | 0.15401 | 0.87113 | 107286143.2425 | 7444764.7975 | 15865800.8834 | 0 | 30972304.2451 | -133259761.7304 | 28309251.438 | 25.0251 | 28.7272 | 26.0611 | 12639.6426 | 12137.1922
TRUE | Ghent | 1356_B_4 | 1356 | B | 4 | 887 | Coal Steam | 0 | S_C_KY | Kentucky | 21 | Carroll | 41 | 21041 | 465 | 10946 | 1984 | 9999 | 0 | 2638.0462 | 12.5% | 13.9526 | 23.2217 | 33.26% | 49.84% | 12.6238 | 4.82 | 19.7535 | 84.9902 | 205.4 | 1.0198 | 17834974.56 | 310.3327 | 16401.395 | 1087405.9528 | 17834974.56 | 166166.3692 | 1495497.3225 | 0.15281 | 0.86702 | 102329105.6757 | 7206466.6697 | 15172115.532 | 0 | 29541263.1896 | -127102641.8538 | 27146309.2131 | 24.9643 | 28.7933 | 26.1211 | 12146.3295 | 11608.3913
TRUE | Seminole (FL) | 136_B_2 | 136 | B | 2 | 85 | Coal Steam | 0 | FRCC | Florida | 12 | Putnam | 107 | 12107 | 657 | 9871 | 1984 | 9999 | 0 | 2343.9312 | 12.5% | 12.8744 | 20.12 | 30.69% | 44.28% | 10.9227 | 4.82 | 17.8271 | 84.9902 | 205.4 | 0.91967 | 22724305.488 | 455.3563 | 14242.1364 | 1595568.5899 | 22724305.488 | 211719.6928 | 1905477.2351 | 0.13269 | 0.78698 | 133409083.145 | 9161773.6755 | 20542046.9503 | 5.8814e-09 | 33969164.653 | -161946923.5631 | 35135144.8607 | 22.0205 | 27.9811 | 25.3842 | 16677.4515 | 14467.4383
TRUE | Mill Creek (KY) | 1364_B_3 | 1364 | B | 3 | 907 | Coal Steam | 0 | S_C_KY | Kentucky | 21 | Jefferson | 111 | 21111 | 391 | 10521 | 1978 | 9999 | 0 | 2573.319 | 12.5% | 13.7222 | 24.0898 | 32.71% | 48.62% | 16.8044 | 4.82 | 24.4877 | 84.9902 | 205.4 | 0.98023 | 14414443.344 | 263.0936 | 15635.9217 | 921879.9879 | 14414443.344 | 134297.6804 | 1208679.1239 | 0.14568 | 0.83455 | 84623907.4651 | 6337863.5199 | 12650244.343 | -2.9407e-09 | 29597750.3951 | -102725900.9376 | 30483864.7855 | 33.0671 | 39.6226 | 35.9454 | 14054.6361 | 12929.2221
TRUE | Mill Creek (KY) | 1364_B_4 | 1364 | B | 4 | 908 | Coal Steam | 0 | S_C_KY | Kentucky | 21 | Jefferson | 111 | 21111 | 477 | 10452 | 1982 | 9999 | 0 | 2548.32 | 12.5% | 13.6322 | 22.6752 | 32.5% | 48.14% | 16.8044 | 4.82 | 24.4877 | 84.9902 | 205.4 | 0.9738 | 17469556.416 | 321.984 | 15484.0125 | 1128231.87 | 17469556.416 | 162761.8111 | 1464856.3 | 0.14426 | 0.82954 | 102559853.3538 | 7301058.8698 | 15380327.5594 | 0 | 35870935.6979 | -124498454.7087 | 36613720.7722 | 32.4523 | 39.1209 | 35.4903 | 16928.8656 | 15479.7478
TRUE | Shawnee | 1379_B_1 | 1379 | B | 1 | 916 | Coal Steam | 0 | S_C_TVA | Kentucky | 21 | McCracken | 145 | 21145 | 134 | 11164 | 1953 | 2034 | 0 | 2816.5505 | 12.5% | 14.5688 | 39.0013 | 34.73% | 53.21% | 28.1681 | 4.82 | 37.356 | 84.9902 | 205.4 | 1.0401 | 5241899.904 | 87.4608 | 17104.5373 | 306462.5369 | 5241899.904 | 48838.1675 | 439543.5073 | 0.15936 | 0.88078 | 30790731.6653 | 3411084.9409 | 4464787.6909 | 0 | 16419585.3688 | -37356898.0371 | 17729291.6288 | 57.8514 | 65.6823 | 59.5866 | 7984.6079 | 7752.0897
TRUE | Shawnee | 1379_B_2 | 1379 | B | 2 | 918 | Coal Steam | 0 | S_C_TVA | Kentucky | 21 | McCracken | 145 | 21145 | 134 | 11162 | 1953 | 2034 | 0 | 2815.7804 | 12.5% | 14.5662 | 38.9981 | 34.72% | 53.2% | 28.1681 | 4.82 | 37.356 | 84.9902 | 205.4 | 1.04 | 5240960.832 | 87.4691 | 17099.8491 | 306491.6427 | 5240960.832 | 48829.4183 | 439464.7643 | 0.15932 | 0.88063 | 30785236.0351 | 3411129.4993 | 4464414.7628 | 1.4703e-09 | 16416643.8451 | -37350205.6512 | 17727218.4912 | 57.8392 | 65.6791 | 59.5837 | 7984.2092 | 7750.4471
TRUE | Shawnee | 1379_B_3 | 1379 | B | 3 | 919 | Coal Steam | 0 | S_C_TVA | Kentucky | 21 | McCracken | 145 | 21145 | 134 | 11191 | 1953 | 2033 | 0 | 2814.55 | 12.5% | 14.562 | 38.993 | 34.71% | 53.17% | 28.1681 | 4.82 | 37.356 | 84.9902 | 205.4 | 1.0427 | 5254577.376 | 87.4823 | 17141.6749 | 306538.1534 | 5254577.376 | 48956.282 | 440606.538 | 0.15971 | 0.88295 | 30776454.1135 | 3411200.5928 | 4463818.516 | 1.4703e-09 | 16459295.9389 | -37447245.2466 | 17663523.9146 | 57.6226 | 65.2618 | 59.2051 | 7933.4842 | 7721.4278
TRUE | Shawnee | 1379_B_4 | 1379 | B | 4 | 920 | Coal Steam | 0 | S_C_TVA | Kentucky | 21 | McCracken | 145 | 21145 | 134 | 11152 | 1954 | 2034 | 0 | 2792.3551 | 12.5% | 14.4869 | 38.9007 | 34.54% | 52.75% | 28.1681 | 4.82 | 37.356 | 84.9902 | 205.4 | 1.039 | 5236265.472 | 87.7225 | 17035.175 | 307379.6114 | 5236265.472 | 48785.6721 | 439071.0492 | 0.15871 | 0.8803 | 30617574.1489 | 3412463.3922 | 4452964.6391 | 0 | 16401936.2265 | -37316743.7217 | 17568194.6849 | 57.1547 | 64.9261 | 58.9006 | 7892.6777 | 7658.7321
TRUE | Shawnee | 1379_B_5 | 1379 | B | 5 | 921 | Coal Steam | 0 | S_C_TVA | Kentucky | 21 | McCracken | 145 | 21145 | 134 | 11200 | 1954 | 2034 | 0 | 2730.8441 | 12.5% | 14.2763 | 38.6421 | 34.03% | 51.59% | 28.1681 | 4.82 | 37.356 | 84.9902 | 205.4 | 1.0435 | 5258803.2 | 88.395 | 16978.3425 | 309735.9583 | 5258803.2 | 48995.6535 | 440960.8816 | 0.15819 | 0.88531 | 30172660.2732 | 3415763.62 | 4421897.1896 | 0 | 16472532.7956 | -37477360.9831 | 17005492.8953 | 54.9032 | 62.0161 | 56.2606 | 7538.9237 | 7357.0278
TRUE | Shawnee | 1379_B_6 | 1379 | B | 6 | 922 | Coal Steam | 0 | S_C_TVA | Kentucky | 21 | McCracken | 145 | 21145 | 134 | 11190 | 1954 | 2034 | 0 | 2727.1496 | 12.5% | 14.2636 | 38.6264 | 34% | 51.52% | 28.1681 | 4.82 | 37.356 | 84.9902 | 205.4 | 1.0426 | 5254107.84 | 88.4357 | 16955.3729 | 309878.6369 | 5254107.84 | 48951.9074 | 440567.1665 | 0.15797 | 0.88459 | 30145720.398 | 3415952.2836 | 4419984.1773 | -1.4703e-09 | 16457825.1771 | -37443899.0536 | 16995582.9824 | 54.8459 | 62.0017 | 56.2475 | 7537.1714 | 7349.355
TRUE | Shawnee | 1379_B_7 | 1379 | B | 7 | 923 | Coal Steam | 0 | S_C_TVA | Kentucky | 21 | McCracken | 145 | 21145 | 134 | 11178 | 1954 | 2034 | 0 | 2722.7207 | 12.5% | 14.2483 | 38.6076 | 33.97% | 51.44% | 28.1681 | 4.82 | 37.356 | 84.9902 | 205.4 | 1.0414 | 5248473.408 | 88.4845 | 16927.8372 | 310049.8513 | 5248473.408 | 48899.412 | 440094.7084 | 0.15771 | 0.88373 | 30113392.5477 | 3416176.9967 | 4417683.7613 | -1.4703e-09 | 16440176.0348 | -37403744.7383 | 16983684.6022 | 54.7773 | 61.9844 | 56.2319 | 7535.0737 | 7340.1543
TRUE | Shawnee | 1379_B_8 | 1379 | B | 8 | 924 | Coal Steam | 0 | S_C_TVA | Kentucky | 21 | McCracken | 145 | 21145 | 134 | 11225 | 1955 | 2034 | 0 | 2740.0953 | 12.5% | 14.3082 | 38.6812 | 34.11% | 51.77% | 28.1681 | 4.82 | 37.356 | 84.9902 | 205.4 | 1.0458 | 5270541.6 | 88.2932 | 17035.8594 | 309379.2618 | 5270541.6 | 49105.0188 | 441945.1693 | 0.15872 | 0.8871 | 30240009.9613 | 3415286.382 | 4426663.8066 | -1.4703e-09 | 16509301.842 | -37561015.8067 | 17030246.1853 | 55.0465 | 62.0523 | 56.2934 | 7543.3217 | 7376.2313
TRUE | Shawnee | 1379_B_9 | 1379 | B | 9 | 925 | Coal Steam | 0 | S_C_TVA | Kentucky | 21 | McCracken | 145 | 21145 | 134 | 11187 | 1955 | 2034 | 0 | 2810.3691 | 12.5% | 14.5479 | 38.9757 | 34.68% | 53.09% | 28.1681 | 4.82 | 37.356 | 84.9902 | 205.4 | 1.0423 | 5252699.232 | 87.5275 | 17126.7115 | 306696.3102 | 5252699.232 | 48938.7836 | 440449.052 | 0.15957 | 0.88271 | 30746591.7383 | 3411441.3278 | 4461788.124 | 0 | 16453412.8915 | -37433860.4748 | 17639373.6067 | 57.5141 | 65.1562 | 59.1093 | 7920.6443 | 7706.8944
TRUE | Cooper | 1384_B_1 | 1384 | B | 1 | 932 | Coal Steam | 0 | PJM_West | Kentucky | 21 | Pulaski | 199 | 21199 | 116 | 10639 | 1969 | 9999 | 0 | 2616.4513 | 12.5% | 13.8761 | 41.4252 | 33.08% | 49.43% | 32.3029 | 4.82 | 42.0382 | 84.9902 | 205.4 | 0.99122 | 4324370.496 | 77.6277 | 15897.9835 | 272007.4838 | 4324370.496 | 40289.6534 | 362606.881 | 0.14812 | 0.8431 | 25387420.077 | 3215745.4978 | 3774414.9371 | 1.4703e-09 | 15243337.6113 | -30818037.4773 | 16802880.6459 | 61.7736 | 73.2693 | 66.4695 | 7710.4579 | 7165.7372
TRUE | Cooper | 1384_B_2 | 1384 | B | 2 | 933 | Coal Steam | 0 | PJM_West | Kentucky | 21 | Pulaski | 199 | 21199 | 225 | 10681 | 1969 | 9999 | 0 | 2631.9144 | 12.5% | 13.9309 | 29.6822 | 33.21% | 49.72% | 32.3029 | 4.82 | 42.0382 | 84.9902 | 205.4 | 0.99514 | 8420900.4 | 150.2772 | 15991.9478 | 526571.2782 | 8420900.4 | 78456.5428 | 706108.885 | 0.149 | 0.84614 | 49437215.3428 | 4460561.6717 | 7335620.5467 | 0 | 29683540.739 | -60012347.3138 | 30904590.9863 | 58.6902 | 69.3622 | 62.925 | 14158.1244 | 13205.3024
TRUE | R S Nelson | 1393_B_1A | 1393 | B | 1A | 90014 | Coal Steam | 0 | MIS_WOTA | Louisiana | 22 | Calcasieu | 19 | 22019 | 104 | 12292 | 1992 | 9999 | 0 | 3274.4633 | 12.5% | 16.0321 | 46.8867 | 38.22% | 61.86% | 31.4952 | 4.82 | 41.1236 | 84.9902 | 250.59 | 1.3972 | 4479401.472 | 64.252 | 19896.1562 | 225139.038 | 4479401.472 | 50915.9582 | 458243.624 | 0.22615 | 1.171 | 26297593.0001 | 3012565.0671 | 3609455.3662 | 0 | 18844605.8074 | -38946225.0063 | 12817994.2346 | 56.9337 | 48.6181 | 44.106 | 4587.0251 | 5921.1029
TRUE | R S Nelson | 1393_B_2A | 1393 | B | 2A | 90015 | Coal Steam | 0 | MIS_WOTA | Louisiana | 22 | Calcasieu | 19 | 22019 | 100 | 12292 | 1992 | 9999 | 0 | 3274.4493 | 12.5% | 16.0321 | 47.9743 | 38.22% | 61.86% | 31.4952 | 4.82 | 41.1236 | 84.9902 | 250.59 | 1.3972 | 4307116.8 | 61.7809 | 19896.1237 | 216480.1985 | 4307116.8 | 48957.6521 | 440618.8692 | 0.22615 | 1.171 | 25286080.2268 | 2963896.5276 | 3470626.6585 | 0 | 18119813.2763 | -37448293.2752 | 12392123.414 | 57.2437 | 48.8828 | 44.3462 | 4434.615 | 5724.3681
TRUE | R S Nelson | 1393_B_6 | 1393 | B | 6 | 950 | Coal Steam | 0 | MIS_WOTA | Louisiana | 22 | Calcasieu | 19 | 22019 | 550 | 11854 | 1982 | 9999 | 0 | 3089.6756 | 12.5% | 15.4608 | 24.1347 | 36.86% | 58.37% | 31.4952 | 4.82 | 41.1236 | 84.9902 | 214.13 | 1.1514 | 22845028.8 | 347.2846 | 18773.3637 | 1216885.2207 | 22845028.8 | 221890.8653 | 1997017.7879 | 0.18234 | 0.96902 | 134118153.544 | 8381602.4116 | 18814067.6827 | 0 | 82124466.1923 | -169726975.0046 | 73711314.8259 | 60.5738 | 62.5103 | 56.709 | 31189.9285 | 33315.5687
TRUE | Apache Station | 160_B_3 | 160 | B | 3 | 94 | Coal Steam | 0 | WECC_AZ | Arizona | 4 | Cochise | 3 | 4003 | 175 | 11040 | 1979 | 9999 | 0 | 2766.5441 | 12.5% | 14.3989 | 33.8482 | 34.33% | 52.27% | 34.9237 | 4.82 | 45.0061 | 84.9902 | 205.4 | 1.0286 | 6769728 | 114.9298 | 16810.2552 | 402714.1719 | 6769728 | 63072.7629 | 567654.8662 | 0.15662 | 0.87196 | 39742901.9313 | 3890169.4971 | 5798646.699 | 1.4703e-09 | 25547914.7667 | -48245110.2208 | 26734522.6734 | 66.3859 | 76.1336 | 69.068 | 12086.8982 | 11617.5238
TRUE | GREC | 165_B_2 | 165 | B | 2 | 96 | Coal Steam | 0 | SPP_WEST | Oklahoma | 40 | Mayes | 97 | 40097 | 492 | 12314 | 1982 | 9999 | 0 | 3283.9555 | 12.5% | 16.0608 | 25.4778 | 38.29% | 62.04% | 11.3755 | 4.82 | 18.3399 | 84.9902 | 214.13 | 1.196 | 21228941.952 | 303.625 | 19953.8489 | 1063902.1079 | 21228941.952 | 206194.0189 | 1855746.1699 | 0.19381 | 1.0022 | 124630405.0675 | 7735710.5803 | 17087116.5768 | 0 | 34034165.751 | -157720269.5434 | 25767128.4321 | 24.2195 | 24.1655 | 21.9228 | 10786.0026 | 11915.9715
TRUE | Monroe (MI) | 1733_B_1 | 1733 | B | 1 | 1182 | Coal Steam | 0 | MIS_LMI | Michigan | 26 | Monroe | 115 | 26115 | 758 | 10181 | 1972 | 2040 | 0 | 2406.8984 | 12.5% | 13.1122 | 19.8385 | 31.26% | 45.47% | 9.8588 | 4.82 | 16.6224 | 84.9902 | 205.4 | 0.94855 | 27041061.792 | 521.0617 | 14810.5262 | 1825800.2103 | 27041061.792 | 251938.4057 | 2267445.6513 | 0.13799 | 0.81056 | 156760295.4154 | 10337101.0864 | 23940230.6177 | -5.8814e-09 | 37690318.7794 | -192710697.7772 | 36017248.1216 | 19.7268 | 24.3372 | 22.0785 | 16735.5277 | 14952.9362
TRUE | Monroe (MI) | 1733_B_2 | 1733 | B | 2 | 1183 | Coal Steam | 0 | MIS_LMI | Michigan | 26 | Monroe | 115 | 26115 | 773 | 10223 | 1973 | 2040 | 0 | 2466.4497 | 12.5% | 13.3335 | 20.038 | 31.79% | 46.6% | 9.8588 | 4.82 | 16.6224 | 84.9902 | 205.4 | 0.95246 | 27689936.016 | 527.2949 | 14986.6405 | 1847641.3094 | 27689936.016 | 257983.8909 | 2321855.0177 | 0.13963 | 0.81284 | 162560487.6477 | 10565933.3167 | 24635499.5057 | 1.1763e-08 | 38594731.3552 | -197334961.6259 | 39021690.1995 | 21.1197 | 25.9828 | 23.5714 | 18220.701 | 16325.5532
TRUE | Monroe (MI) | 1733_B_3 | 1733 | B | 3 | 1184 | Coal Steam | 0 | MIS_LMI | Michigan | 26 | Monroe | 115 | 26115 | 773 | 10180 | 1973 | 2040 | 0 | 2451.2789 | 12.5% | 13.2774 | 19.9691 | 31.65% | 46.31% | 9.8588 | 4.82 | 16.6224 | 84.9902 | 205.4 | 0.94846 | 27573466.56 | 528.3278 | 14894.4264 | 1851260.7266 | 27573466.56 | 256898.7586 | 2312088.8271 | 0.13877 | 0.80969 | 161877087.0436 | 10550251.0445 | 24579988.9911 | 5.8814e-09 | 38432394.1305 | -196504930.9745 | 38934790.2352 | 21.0315 | 25.9748 | 23.5642 | 18215.1047 | 16257.3496
TRUE | Monroe (MI) | 1733_B_4 | 1733 | B | 4 | 1185 | Coal Steam | 0 | MIS_LMI | Michigan | 26 | Monroe | 115 | 26115 | 762 | 10154 | 1974 | 2040 | 0 | 2438.7776 | 12.5% | 13.2311 | 19.965 | 31.54% | 46.07% | 9.8588 | 4.82 | 16.6224 | 84.9902 | 205.4 | 0.94604 | 27111667.392 | 521.6517 | 14832.4039 | 1827867.3838 | 27111667.392 | 252596.2298 | 2273366.0683 | 0.13819 | 0.80784 | 159016414.2466 | 10414777.2323 | 24184653.9425 | 0 | 37788730.1358 | -193213875.2984 | 38190700.2589 | 20.8936 | 25.8634 | 23.4631 | 17878.8804 | 15920.9108
FALSE | Clay Boswell | 1893_B_3 | 1893 | B | 3 | 1233 | Coal Steam | 0 | MIS_MNWI | Minnesota | 27 | Itasca | 61 | 27061 | 364 | 10599 | 1973 | 2030 | 0 | 2518.3543 | 12.5% | 13.5236 | 24.3823 | 32.24% | 47.58% | 19.2072 | 4.82 | 27.2086 | 84.9902 | 214.13 | 1.0295 | 13518558.144 | 246.6494 | 15641.7806 | 864259.5447 | 13518558.144 | 131304.0395 | 1181736.3557 | 0.15193 | 0.87754 | 77640098.3587 | 6013874.0742 | 11687916.1436 | 0 | 32153366.209 | -100436029.2251 | 27059225.5604 | 31.3091 | 35.6783 | 32.3671 | 11781.6317 | 11396.528
FALSE | Clay Boswell | 1893_B_4 | 1893 | B | 4 | 1234 | Coal Steam | 0 | MIS_MNWI | Minnesota | 27 | Itasca | 61 | 27061 | 584 | 10639 | 1980 | 9999 | C2G | 2532.3726 | 12.5% | 13.5745 | 21.5181 | 32.36% | 47.84% | 19.2072 | 4.82 | 27.2086 | 84.9902 | 214.13 | 1.0334 | 21770968.704 | 395.0144 | 15728.988 | 1384130.2859 | 21770968.704 | 211458.6559 | 1903127.9034 | 0.15277 | 0.88058 | 125034435.7582 | 8499956.1207 | 18788926.7052 | 1.1763e-08 | 51781404.6445 | -161747253.3478 | 42357469.8808 | 30.6022 | 34.7524 | 31.5272 | 18411.8659 | 17871.7009
TRUE | Hibbing | 1979_B_1 | 1979 | B | 1 | 0 | Coal Steam | 0 | MIS_MNWI | Minnesota | 27 | St Louis | 137 | 27137 | 7.6 | 8665 | 1952 | 9999 | 0 | 1891.8306 | 12.5% | 11.045 | 385.6694 | 26.33% | 35.74% | 99.9484 | 4.82 | 118.6405 | 84.9902 | 214.13 | 0.84162 | 230752.416 | 5.5989 | 11761.9855 | 19618.4917 | 230752.416 | 2241.2689 | 20171.4204 | 0.11424 | 0.72738 | 1323954.1375 | 2159318.342 | 216687.1581 | 4.5948e-11 | 2393147.0272 | -1714373.3932 | 4378733.2716 | 223.1942 | 306.8477 | 278.3704 | 2115.615 | 1696.2758
TRUE | Hibbing | 1979_B_2 | 1979 | B | 2 | 0 | Coal Steam | 0 | MIS_MNWI | Minnesota | 27 | St Louis | 137 | 27137 | 7.6 | 8665 | 1952 | 9999 | 0 | 1894.3366 | 12.5% | 11.0558 | 385.6826 | 26.36% | 35.79% | 99.9484 | 4.82 | 118.6405 | 84.9902 | 214.13 | 0.84162 | 230752.416 | 5.5969 | 11766.0879 | 19611.6516 | 230752.416 | 2241.2689 | 20171.4204 | 0.11428 | 0.72734 | 1325245.6652 | 2158639.5564 | 216822.9144 | 4.5948e-11 | 2393147.0272 | -1714373.3932 | 4379481.77 | 223.3102 | 307.024 | 278.5303 | 2116.8306 | 1697.1575
TRUE | Hibbing | 1979_B_3 | 1979 | B | 3 | 0 | Coal Steam | 0 | MIS_MNWI | Minnesota | 27 | St Louis | 137 | 27137 | 7.6 | 8665 | 1974 | 9999 | 0 | 1894.3375 | 12.5% | 11.0558 | 385.6826 | 26.36% | 35.79% | 99.9484 | 4.82 | 118.6405 | 84.9902 | 214.13 | 0.84162 | 230752.416 | 5.5969 | 11766.0893 | 19611.6492 | 230752.416 | 2241.2689 | 20171.4204 | 0.11428 | 0.72734 | 1325246.1175 | 2158639.3186 | 216822.9619 | 4.5948e-11 | 2393147.0272 | -1714373.3932 | 4379482.0321 | 223.3102 | 307.0241 | 278.5304 | 2116.831 | 1697.1578
TRUE | Hibbing | 1979_B_4 | 1979 | B | 4 | 0 | Coal Steam | 0 | MIS_MNWI | Minnesota | 27 | St Louis | 137 | 27137 | 7.6 | 8665 | 2006 | 9999 | 0 | 1891.8306 | 12.5% | 11.045 | 385.6694 | 26.33% | 35.74% | 99.9484 | 4.82 | 118.6405 | 84.9902 | 214.13 | 0.84162 | 230752.416 | 5.5989 | 11761.9855 | 19618.4917 | 230752.416 | 2241.2689 | 20171.4204 | 0.11424 | 0.72738 | 1323954.1375 | 2159318.342 | 216687.1581 | 4.5948e-11 | 2393147.0272 | -1714373.3932 | 4378733.2716 | 223.1942 | 306.8477 | 278.3704 | 2115.615 | 1696.2758
TRUE | Hawthorn | 2079_B_5A | 2079 | B | 5A | 1315 | Coal Steam | 0 | SPP_N | Missouri | 29 | Jackson | 95 | 29095 | 564 | 10285 | 2000 | 9999 | 0 | 2409.7759 | 12.5% | 13.123 | 21.1351 | 31.28% | 45.53% | 12.7271 | 4.82 | 19.8705 | 84.9902 | 214.13 | 0.99897 | 20325792.96 | 387.5581 | 14967.4087 | 1358003.473 | 20325792.96 | 197421.8473 | 1776796.6261 | 0.14538 | 0.85359 | 116735410.4866 | 8191066.0301 | 17821021.7709 | 5.8814e-09 | 35305806.231 | -151010330.6883 | 27042973.8304 | 19.9138 | 23.3294 | 21.1643 | 11936.6455 | 11231.3684
TRUE | Labadie | 2103_B_1 | 2103 | B | 1 | 1328 | Coal Steam | 0 | MIS_MO | Missouri | 29 | Franklin | 71 | 29071 | 593 | 10396 | 1970 | 2036 | 0 | 2444.2822 | 12.5% | 13.2515 | 21.0478 | 31.59% | 46.18% | 11.2577 | 4.82 | 18.2065 | 84.9902 | 214.13 | 1.0098 | 21601557.312 | 405.6684 | 15196.7156 | 1421462.2377 | 21601557.312 | 209813.1846 | 1888318.6612 | 0.1476 | 0.86215 | 123940072.5525 | 8538417.8918 | 18836516.4319 | 5.8814e-09 | 34379609.0511 | -160488612.6454 | 25206003.2819 | 17.7324 | 20.5678 | 18.659 | 11064.772 | 10515.3409
TRUE | Labadie | 2103_B_2 | 2103 | B | 2 | 1329 | Coal Steam | 0 | MIS_MO | Missouri | 29 | Franklin | 71 | 29071 | 593 | 10397 | 1971 | 2036 | 0 | 2444.6259 | 12.5% | 13.2528 | 21.0493 | 31.59% | 46.18% | 11.2577 | 4.82 | 18.2065 | 84.9902 | 214.13 | 1.0098 | 21603635.184 | 405.6504 | 15198.8525 | 1421399.0971 | 21603635.184 | 209833.3667 | 1888500.3002 | 0.14762 | 0.86222 | 123951994.4525 | 8538673.8184 | 18837491.5436 | 0 | 34382916.0547 | -160504050.1802 | 25207025.689 | 17.734 | 20.5677 | 18.6589 | 11064.7322 | 10516.2345
TRUE | Labadie | 2103_B_3 | 2103 | B | 3 | 1330 | Coal Steam | 0 | MIS_MO | Missouri | 29 | Franklin | 71 | 29071 | 593 | 10427 | 1972 | 2042 | 0 | 2454.9514 | 12.5% | 13.291 | 21.0963 | 31.68% | 46.38% | 11.2577 | 4.82 | 18.2065 | 84.9902 | 214.13 | 1.0128 | 21665971.344 | 405.1098 | 15263.0482 | 1419504.8789 | 21665971.344 | 210438.8299 | 1893949.4691 | 0.14825 | 0.86451 | 124309651.453 | 8546325.3753 | 18866670.045 | 1.1763e-08 | 34482126.1616 | -160967176.2267 | 25237596.8082 | 17.7792 | 20.5655 | 18.6569 | 11063.5462 | 10543.0387
TRUE | Labadie | 2103_B_4 | 2103 | B | 4 | 1331 | Coal Steam | 0 | MIS_MO | Missouri | 29 | Franklin | 71 | 29071 | 593 | 10397 | 1973 | 2042 | 0 | 2444.6259 | 12.5% | 13.2528 | 21.0493 | 31.59% | 46.18% | 11.2577 | 4.82 | 18.2065 | 84.9902 | 214.13 | 1.0098 | 21603635.184 | 405.6504 | 15198.8525 | 1421399.0971 | 21603635.184 | 209833.3667 | 1888500.3002 | 0.14762 | 0.86222 | 123951994.4525 | 8538673.8184 | 18837491.5436 | 0 | 34382916.0547 | -160504050.1802 | 25207025.689 | 17.734 | 20.5677 | 18.6589 | 11064.7322 | 10516.2345
FALSE | Sioux | 2107_B_1 | 2107 | B | 1 | 1336 | Coal Steam | 0 | MIS_MO | Missouri | 29 | St Charles | 183 | 29183 | 487 | 11127 | 1967 | 2029 | 0 | 2966.144 | 12.5% | 15.0647 | 24.3132 | 35.91% | 56.04% | 12.1664 | 4.82 | 19.2356 | 84.9902 | 205.4 | 1.0367 | 18987646.896 | 312.104 | 17362.3189 | 1093612.3791 | 18987646.896 | 176905.6823 | 1592151.1409 | 0.16176 | 0.87493 | 115712616.8469 | 7588238.4642 | 16474922.5244 | 0 | 30625929.7517 | -135317270.8461 | 35084436.7411 | 32.0812 | 36.6673 | 33.2644 | 16199.7567 | 15623.5619
FALSE | Sioux | 2107_B_2 | 2107 | B | 2 | 1337 | Coal Steam | 0 | MIS_MO | Missouri | 29 | St Charles | 183 | 29183 | 487 | 11339 | 1968 | 2029 | 0 | 3055.2932 | 12.5% | 15.3518 | 24.6658 | 36.6% | 57.72% | 12.1664 | 4.82 | 19.2356 | 84.9902 | 205.4 | 1.0564 | 19349413.872 | 308.7712 | 17884.0956 | 1081934.1531 | 19349413.872 | 180276.2229 | 1622486.0058 | 0.16662 | 0.88982 | 117917642.2155 | 7616096.9159 | 16609588.1995 | 1.1763e-08 | 31209438.0744 | -137895437.5954 | 35457327.8099 | 32.7722 | 36.8302 | 33.4122 | 16271.7202 | 15960.0458
TRUE | New Madrid | 2167_B_1 | 2167 | B | 1 | 1357 | Coal Steam | 0 | S_D_AECI | Missouri | 29 | New Madrid | 143 | 29143 | 579 | 9859 | 1972 | 9999 | 0 | 2470.3826 | 12.5% | 13.348 | 21.2816 | 31.82% | 46.67% | 11.7897 | 4.82 | 18.8089 | 84.9902 | 214.13 | 0.95759 | 20002096.944 | 394.7595 | 14460.3518 | 1383237.2276 | 20002096.944 | 194277.829 | 1748500.4612 | 0.14045 | 0.81714 | 121895018.1498 | 8401113.3358 | 18463425.1742 | 0 | 32887403.7726 | -148605433.4961 | 33041526.9363 | 23.8871 | 29.2325 | 26.5196 | 15354.844 | 13830.6313
TRUE | New Madrid | 2167_B_2 | 2167 | B | 2 | 1358 | Coal Steam | 0 | S_D_AECI | Missouri | 29 | New Madrid | 143 | 29143 | 575 | 9814 | 1977 | 9999 | 0 | 2453.8834 | 12.5% | 13.2871 | 21.2408 | 31.68% | 46.36% | 11.7897 | 4.82 | 18.8089 | 84.9902 | 214.13 | 0.95322 | 19773247.2 | 392.8672 | 14363.7584 | 1376606.781 | 19773247.2 | 192055.0405 | 1728495.3645 | 0.13951 | 0.81371 | 120500514.1874 | 8344795.2349 | 18291072.4175 | 0 | 32511129.5272 | -146905195.9906 | 32742315.3763 | 23.7848 | 29.2301 | 26.5174 | 15247.5102 | 13676.2593
TRUE | Thomas Hill | 2168_B_MB1 | 2168 | B | MB1 | 1359 | Coal Steam | 0 | S_D_AECI | Missouri | 29 | Randolph | 175 | 29175 | 165 | 9907 | 1966 | 9999 | 0 | 2282.969 | 12.5% | 12.6405 | 32.6675 | 30.13% | 43.13% | 26.4747 | 4.82 | 35.4383 | 84.9902 | 214.13 | 0.96225 | 5727831.12 | 115.2791 | 14179.9768 | 403937.9758 | 5727831.12 | 55633.6967 | 500703.2704 | 0.13773 | 0.82453 | 32895748.2881 | 3765874.998 | 5105975.4203 | 0 | 17744076.4288 | -42554879.569 | 16956795.5661 | 41.9787 | 50.9125 | 46.1875 | 7620.9457 | 6926.4873
TRUE | Thomas Hill | 2168_B_MB2 | 2168 | B | MB2 | 1360 | Coal Steam | 0 | S_D_AECI | Missouri | 29 | Randolph | 175 | 29175 | 270 | 9930 | 1969 | 9999 | 0 | 2290.5679 | 12.5% | 12.6699 | 26.0383 | 30.2% | 43.27% | 26.4747 | 4.82 | 35.4383 | 84.9902 | 214.13 | 0.96449 | 9394574.4 | 188.4495 | 14227.1525 | 660327.103 | 9394574.4 | 91248.3088 | 821234.7794 | 0.13819 | 0.8263 | 53954460.8033 | 4906902.4021 | 8366251.6767 | 0 | 29103170.5854 | -69796922.0493 | 26533863.4181 | 40.1829 | 48.6298 | 44.1167 | 11911.5051 | 10849.3852
TRUE | Thomas Hill | 2168_B_MB3 | 2168 | B | MB3 | 1361 | Coal Steam | 0 | S_D_AECI | Missouri | 29 | Randolph | 175 | 29175 | 699 | 9903 | 1982 | 9999 | 0 | 2281.6513 | 12.5% | 12.6354 | 19.5677 | 30.12% | 43.11% | 26.4747 | 4.82 | 35.4383 | 84.9902 | 214.13 | 0.96187 | 24255378.288 | 488.4492 | 14171.7862 | 1711525.8375 | 24255378.288 | 235589.4109 | 2120304.6981 | 0.13765 | 0.82422 | 139302144.3723 | 9557839.5817 | 21625805.6217 | 0 | 75140009.741 | -180205156.2489 | 65420643.0676 | 38.2236 | 46.3756 | 42.0717 | 29408.1102 | 26718.2817
TRUE | Lon Wright | 2240_B_6 | 2240 | B | 6 | 0 | Coal Steam | 0 | SPP_NEBR | Nebraska | 31 | Dodge | 53 | 31053 | 15.5 | 12282 | 1958 | 9999 | 0 | 3156.6478 | 12.5% | 15.6708 | 201.7004 | 37.36% | 59.64% | 67.0706 | 4.82 | 81.4095 | 84.9902 | 214.13 | 1.1929 | 667059.984 | 9.7095 | 19606.5944 | 34022.2259 | 667059.984 | 6479.069 | 58311.6207 | 0.19044 | 1.0025 | 3831015.6474 | 1958417.6006 | 533154.6007 | 0 | 4747118.085 | -4955917.2905 | 6113788.6432 | 179.6998 | 179.2519 | 162.6163 | 2520.5526 | 2785.3476
TRUE | Lon Wright | 2240_B_7 | 2240 | B | 7 | 0 | Coal Steam | 0 | SPP_NEBR | Nebraska | 31 | Dodge | 53 | 31053 | 21 | 12341 | 1963 | 9999 | 0 | 3180.9245 | 12.5% | 15.7461 | 154.0084 | 37.54% | 60.1% | 67.0706 | 4.82 | 81.4095 | 84.9902 | 214.13 | 1.1987 | 908100.144 | 13.1172 | 19757.3817 | 45962.5753 | 908100.144 | 8820.2614 | 79382.353 | 0.1919 | 1.0068 | 5215341.9641 | 2020155.3096 | 723729.1396 | 1.8379e-10 | 6462475.2195 | -6746723.4028 | 7674978.23 | 166.9832 | 165.8612 | 150.4683 | 3159.8342 | 3506.6473
TRUE | Lon Wright | 2240_B_8 | 2240 | B | 8 | 1371 | Coal Steam | 0 | SPP_NEBR | Nebraska | 31 | Dodge | 53 | 31053 | 82 | 12240 | 1976 | 9999 | 0 | 3139.4636 | 12.5% | 15.6172 | 53.6724 | 37.23% | 59.31% | 67.0706 | 4.82 | 81.4095 | 84.9902 | 214.13 | 1.1889 | 3516894.72 | 51.4713 | 19499.8095 | 180355.3371 | 3516894.72 | 34159.1521 | 307432.3686 | 0.1894 | 0.99946 | 20198053.6588 | 2762589.0857 | 2816649.9524 | 1.4703e-09 | 25027905.9284 | -26128743.6957 | 24676454.9297 | 136.8213 | 136.8957 | 124.191 | 10183.6607 | 11219.3481
TRUE | Sheldon | 2277_B_1 | 2277 | B | 1 | 1379 | Coal Steam | 0 | SPP_NEBR | Nebraska | 31 | Lancaster | 109 | 31109 | 104 | 11681 | 1968 | 9999 | 0 | 2917.0632 | 12.5% | 14.904 | 45.5008 | 35.53% | 55.11% | 32.6722 | 4.82 | 42.4564 | 84.9902 | 214.13 | 1.1346 | 4256743.296 | 67.049 | 18118.4551 | 234939.6381 | 4256743.296 | 41345.2074 | 372106.8664 | 0.17598 | 0.95858 | 24447091.7465 | 3050784.7481 | 3501534.1627 | 0 | 15798324.739 | -31625443.3 | 15172292.0963 | 64.5795 | 67.3701 | 61.1178 | 6356.2471 | 6716.2714
TRUE | Sheldon | 2277_B_2 | 2277 | B | 2 | 1380 | Coal Steam | 0 | SPP_NEBR | Nebraska | 31 | Lancaster | 109 | 31109 | 115 | 11706 | 1961 | 9999 | 0 | 2926.7587 | 12.5% | 14.9359 | 42.939 | 35.61% | 55.29% | 32.6722 | 4.82 | 42.4564 | 84.9902 | 214.13 | 1.137 | 4717049.76 | 74.0533 | 18178.6748 | 259482.5971 | 4717049.76 | 45816.1056 | 412344.9508 | 0.17657 | 0.96042 | 27090699.6716 | 3179776.1161 | 3875598.9234 | 0 | 17506689.6772 | -35045286.8202 | 16607477.5682 | 64.0023 | 66.6398 | 60.4552 | 6952.3476 | 7360.2621
FALSE | North Omaha | 2291_B_4 | 2291 | B | 4 | 1384 | Coal Steam | 0 | SPP_NEBR | Nebraska | 31 | Douglas | 55 | 31055 | 120 | 10592 | 1963 | 9999 | C2G | 2620.3362 | 12.5% | 13.8899 | 40.6295 | 33.11% | 49.5% | 33.8391 | 4.82 | 43.7779 | 84.9902 | 214.13 | 1.0288 | 4453724.16 | 80.2651 | 15835.5251 | 281248.9098 | 4453724.16 | 43258.4575 | 389326.1176 | 0.15381 | 0.87498 | 26288931.723 | 3261132.7935 | 3906526.2722 | 1.4703e-09 | 17043869.2009 | -33088911.1938 | 17411548.7958 | 61.908 | 70.7537 | 64.1873 | 7702.4756 | 7428.9563
FALSE | North Omaha | 2291_B_5 | 2291 | B | 5 | 1385 | Coal Steam | 0 | SPP_NEBR | Nebraska | 31 | Douglas | 55 | 31055 | 216 | 10811 | 1968 | 9999 | C2G | 2589.5928 | 12.5% | 13.7805 | 30.0211 | 32.85% | 48.92% | 33.8391 | 4.82 | 43.7779 | 84.9902 | 214.13 | 1.0501 | 8182456.704 | 145.0407 | 16100.1477 | 508222.4608 | 8182456.704 | 79475.1635 | 715276.4713 | 0.15638 | 0.89368 | 46947276.2035 | 4354285.897 | 7003557.7349 | 1.4703e-09 | 31313282.2768 | -60791502.4592 | 28826899.6529 | 56.721 | 63.4691 | 57.5787 | 12437.0098 | 12251.7417
TRUE | Merrimack | 2364_B_1 | 2364 | B | 1 | 1417 | Coal Steam | 0 | NENGREST | New Hampshire | 33 | Merrimack | 13 | 33013 | 108 | 11390 | 1960 | 9999 | 0 | 2801.6921 | 12.5% | 14.5185 | 44.0202 | 34.61% | 52.93% | 60.548 | 4.82 | 74.0232 | 84.9902 | 205.4 | 1.0612 | 4310340.48 | 70.6202 | 17418.8223 | 247453.0373 | 4310340.48 | 40158.9374 | 361430.4369 | 0.16229 | 0.8989 | 24730805.4739 | 3108715.4653 | 3592654.9155 | 0 | 26754225.8629 | -30718051.2344 | 27468350.4833 | 111.0043 | 123.4885 | 112.028 | 12099.0287 | 11988.4641
TRUE | Merrimack | 2364_B_2 | 2364 | B | 2 | 1418 | Coal Steam | 0 | NENGREST | New Hampshire | 33 | Merrimack | 13 | 33013 | 330 | 10988 | 1968 | 9999 | 0 | 2653.2424 | 12.5% | 14.0061 | 25.7755 | 33.39% | 50.13% | 60.548 | 4.82 | 74.0232 | 84.9902 | 205.4 | 1.0237 | 12705644.16 | 219.815 | 16495.8731 | 770231.6851 | 12705644.16 | 118376.9986 | 1065392.9871 | 0.15369 | 0.87005 | 72899302.4101 | 5665831.3198 | 10787952.4152 | 0 | 78863763.8181 | -90547981.0895 | 77668868.8738 | 100.8383 | 115.8996 | 105.1434 | 34697.3282 | 33276.6455
TRUE | Schiller | 2367_B_4 | 2367 | B | 4 | 1421 | Coal Steam | 0 | NENGREST | New Hampshire | 33 | Rockingham | 15 | 33015 | 48 | 14500 | 1952 | 9999 | 0 | 4169.2484 | 12.5% | 18.4828 | 81.6212 | 44.06% | 78.77% | 109.0889 | 4.82 | 128.9913 | 84.9902 | 205.4 | 1.3509 | 2438784 | 26.8505 | 25921.2629 | 94084.3048 | 2438784 | 22721.8649 | 204496.7841 | 0.24151 | 1.1094 | 13992651.6192 | 2191574.0171 | 1738938.3023 | 0 | 26378303.3482 | -17380226.0423 | 26921241.2446 | 286.1396 | 257.9129 | 233.977 | 11230.8978 | 13734.6987
TRUE | Schiller | 2367_B_6 | 2367 | B | 6 | 1423 | Coal Steam | 0 | NENGREST | New Hampshire | 33 | Rockingham | 15 | 33015 | 48 | 14500 | 1957 | 9999 | 0 | 4169.2484 | 12.5% | 18.4828 | 81.6212 | 44.06% | 78.77% | 109.0889 | 4.82 | 128.9913 | 84.9902 | 205.4 | 1.3509 | 2438784 | 26.8505 | 25921.2629 | 94084.3048 | 2438784 | 22721.8649 | 204496.7841 | 0.24151 | 1.1094 | 13992651.6192 | 2191574.0171 | 1738938.3023 | 0 | 26378303.3482 | -17380226.0423 | 26921241.2446 | 286.1396 | 257.9129 | 233.977 | 11230.8978 | 13734.6987
TRUE | Four Corners | 2442_B_4 | 2442 | B | 4 | 1584 | Coal Steam | 0 | WECC_NM | New Mexico | 35 | San Juan | 45 | 35045 | 770 | 9771 | 1969 | 2031 | 0 | 2235.2776 | 12.5% | 12.4548 | 18.9729 | 29.69% | 42.23% | 10.0063 | 4.82 | 16.7894 | 84.9902 | 214.13 | 0.94904 | 26362939.68 | 541.3771 | 13897.2813 | 1896985.3975 | 26362939.68 | 256059.8872 | 2304538.985 | 0.13498 | 0.81406 | 151258754.6094 | 10271477.2804 | 23626641.5377 | 0 | 38691786.5362 | -195863268.2536 | 27985391.7101 | 14.7526 | 18.1222 | 16.4403 | 12659.0372 | 11359.4715
TRUE | Four Corners | 2442_B_5 | 2442 | B | 5 | 1585 | Coal Steam | 0 | WECC_NM | New Mexico | 35 | San Juan | 45 | 35045 | 770 | 9766 | 1963 | 2031 | 0 | 2233.6511 | 12.5% | 12.4485 | 18.965 | 29.68% | 42.2% | 10.0063 | 4.82 | 16.7894 | 84.9902 | 214.13 | 0.94856 | 26349449.28 | 541.4941 | 13887.1688 | 1897395.3323 | 26349449.28 | 255928.8567 | 2303359.7101 | 0.13488 | 0.81367 | 151181352.7291 | 10269457.3608 | 23619654.4097 | 5.8814e-09 | 38671987.239 | -195763041.4251 | 27979410.3134 | 14.7462 | 18.123 | 16.4411 | 12659.622 | 11354.5899
FALSE | E C Gaston | 26_B_5 | 26 | B | 5 | 34 | Coal Steam | 0 | S_SOU | Alabama | 1 | Shelby | 117 | 1117 | 832 | 10254 | 1974 | 9999 | C2G | 2395.784 | 12.5% | 13.0705 | 19.4555 | 31.16% | 45.26% | 9.3008 | 4.82 | 15.9905 | 84.9902 | 205.4 | 0.95535 | 29893773.312 | 572.7573 | 14895.1897 | 2006941.4263 | 29893773.312 | 278516.7848 | 2506651.0634 | 0.13878 | 0.81658 | 171517098.4964 | 11143280.1518 | 26231734.1228 | -5.8814e-09 | 40082683.9655 | -213040817.6447 | 35933979.0918 | 17.9048 | 21.9267 | 19.8918 | 16549.973 | 14896.8327
TRUE | G G Allen | 2718_B_5 | 2718 | B | 5 | 1847 | Coal Steam | 0 | S_VACA | North Carolina | 37 | Gaston | 71 | 37071 | 259 | 10349 | 1961 | 9999 | 0 | 2431.615 | 12.5% | 13.2044 | 27.1398 | 31.48% | 45.94% | 25.1947 | 4.82 | 33.9888 | 84.9902 | 205.4 | 0.9642 | 9392090.064 | 177.4712 | 15103.245 | 621859.0835 | 9392090.064 | 87505.0031 | 787545.0282 | 0.14072 | 0.82349 | 53940114.5239 | 4816540.8465 | 8211307.0434 | 2.9407e-09 | 26767724.9835 | -66933622.7897 | 26802064.6076 | 43.0999 | 52.3382 | 47.4809 | 12297.5444 | 11162.8742
TRUE | James E. Rogers Energy Complex | 2721_B_5 | 2721 | B | 5 | 1857 | Coal Steam | 0 | S_VACA | North Carolina | 37 | Cleveland | 45 | 37045 | 544 | 9385 | 1972 | 9999 | 0 | 2114.6269 | 12.5% | 11.9745 | 19.9086 | 28.55% | 39.95% | 14.1291 | 4.82 | 21.458 | 84.9902 | 205.4 | 0.87439 | 17889461.76 | 388.7089 | 13134.3534 | 1362035.9655 | 17889461.76 | 166674.02 | 1500066.1802 | 0.12237 | 0.75202 | 102741853.0788 | 7738634.8019 | 16309673.9734 | 0 | 32188490.0801 | -127490950.065 | 31487701.8692 | 23.1181 | 30.7414 | 27.8884 | 15171.3111 | 12576.2537
TRUE | James E. Rogers Energy Complex | 2721_B_6 | 2721 | B | 6 | 90414 | Coal Steam | 0 | S_VACA | North Carolina | 37 | Cleveland | 45 | 37045 | 844 | 9090 | 2012 | 2048 | 0 | 2142.807 | 12.5% | 12.0881 | 18.2003 | 28.82% | 40.48% | 14.1291 | 4.82 | 21.458 | 84.9902 | 205.4 | 0.8469 | 26882547.84 | 600.7849 | 12769.8938 | 2105150.4644 | 26882547.84 | 250461.5498 | 2254153.948 | 0.11898 | 0.72793 | 160913046.6739 | 10934468.7505 | 25447209.3448 | 0 | 48369740.5816 | -191581033.0276 | 54083432.3231 | 25.691 | 35.2933 | 32.0179 | 27023.0703 | 21683.2087
TRUE | Marshall (NC) | 2727_B_3 | 2727 | B | 3 | 1863 | Coal Steam | 0 | S_VACA | North Carolina | 37 | Catawba | 35 | 37035 | 658 | 9344 | 1969 | 2034 | 0 | 2101.7191 | 12.5% | 11.9222 | 18.9436 | 28.42% | 39.71% | 17.3748 | 4.82 | 25.1336 | 84.9902 | 205.4 | 0.87057 | 21543825.408 | 470.987 | 13054.1875 | 1650338.282 | 21543825.408 | 200721.2981 | 1806491.6833 | 0.12162 | 0.74895 | 123729346.5434 | 8922208.7972 | 19675601.0857 | 0 | 45403597.6714 | -153534120.0394 | 44196634.0582 | 26.7803 | 35.7574 | 32.4389 | 21344.8087 | 17621.4692
TRUE | Marshall (NC) | 2727_B_4 | 2727 | B | 4 | 1864 | Coal Steam | 0 | S_VACA | North Carolina | 37 | Catawba | 35 | 37035 | 660 | 9300 | 1965 | 2034 | 0 | 2153.1838 | 12.5% | 12.1297 | 19.1855 | 28.92% | 40.68% | 17.3748 | 4.82 | 25.1336 | 84.9902 | 205.4 | 0.86647 | 21507552 | 469.1534 | 13083.14 | 1643913.6224 | 21507552 | 200383.343 | 1803450.0874 | 0.12189 | 0.74458 | 126265635.4551 | 9000965.9227 | 19940150.7266 | -5.8814e-09 | 45327151.4882 | -153275614.1486 | 47258289.4439 | 28.7474 | 38.6091 | 35.026 | 23117.139 | 18973.3029
TRUE | Leland Olds | 2817_B_1 | 2817 | B | 1 | 1876 | Coal Steam | 0 | SPP_WAUE | North Dakota | 38 | Mercer | 57 | 38057 | 222 | 11851 | 1966 | 9999 | 0 | 3088.428 | 12.5% | 15.4569 | 31.7267 | 36.85% | 58.35% | 19.1923 | 4.82 | 27.1917 | 84.9902 | 216.24 | 1.1624 | 9218750.688 | 140.1976 | 18765.8193 | 491252.2365 | 9218750.688 | 90422.8726 | 813805.8532 | 0.18407 | 0.97835 | 54121159.3194 | 4448001.727 | 7593235.4461 | 2.9407e-09 | 22128794.1456 | -69165535.9982 | 19125654.6399 | 38.9325 | 39.794 | 36.1009 | 8014.4023 | 8643.0046
TRUE | Leland Olds | 2817_B_2 | 2817 | B | 2 | 1877 | Coal Steam | 0 | SPP_WAUE | North Dakota | 38 | Mercer | 57 | 38057 | 445 | 11751 | 1975 | 9999 | 0 | 3047.3731 | 12.5% | 15.3265 | 25.1829 | 36.54% | 57.57% | 19.1923 | 4.82 | 27.1917 | 84.9902 | 216.24 | 1.1526 | 18323099.28 | 282.4099 | 18516.3273 | 989564.4535 | 18323099.28 | 179723.6228 | 1617512.6052 | 0.18162 | 0.97099 | 107570895.8513 | 7111893.8709 | 15166559.3942 | 0 | 43982976.197 | -137472747.2019 | 36359578.1115 | 36.743 | 37.8409 | 34.329 | 15276.4093 | 16350.6401
TRUE | Milton R Young | 2823_B_B1 | 2823 | B | B1 | 1878 | Coal Steam | 0 | MIS_MAPP | North Dakota | 38 | Oliver | 65 | 38065 | 237 | 11631 | 1970 | 9999 | 0 | 2998.6199 | 12.5% | 15.17 | 30.568 | 36.16% | 56.65% | 18.6146 | 4.82 | 26.5375 | 84.9902 | 216.24 | 1.1408 | 9658940.688 | 151.2914 | 18220.1111 | 530125.2345 | 9658940.688 | 94740.5123 | 852664.6108 | 0.17871 | 0.96212 | 56705471.9172 | 4624670.7147 | 8041985.9496 | 8.8221e-09 | 22627603.8563 | -72468150.2375 | 19531582.2003 | 36.8433 | 38.2938 | 34.7399 | 8233.3583 | 8731.8707
TRUE | Milton R Young | 2823_B_B2 | 2823 | B | B2 | 1879 | Coal Steam | 0 | MIS_MAPP | North Dakota | 38 | Oliver | 65 | 38065 | 447 | 11391 | 1977 | 9999 | 0 | 2889.4656 | 12.5% | 14.8128 | 24.5233 | 35.31% | 54.59% | 18.6146 | 4.82 | 26.5375 | 84.9902 | 216.24 | 1.1173 | 17841586.608 | 289.1536 | 17609.2437 | 1013194.3734 | 17841586.608 | 175000.6662 | 1575005.9962 | 0.17272 | 0.94457 | 104432426.4374 | 7091012.2242 | 15008207.4558 | 0 | 41796752.5606 | -133860101.2832 | 34468297.3948 | 34.0194 | 36.0156 | 32.6732 | 14604.9088 | 15206.6862
FALSE | Cardinal | 2828_B_1 | 2828 | B | 1 | 1883 | Coal Steam | 0 | PJM_West | Ohio | 39 | Jefferson | 81 | 39081 | 585 | 9899 | 1966 | 2030 | 0 | 2349.0383 | 12.5% | 12.8939 | 20.6736 | 30.74% | 44.38% | 11.6882 | 9.64 | 24.1522 | 84.9902 | 205.4 | 0.92228 | 20291366.16 | 405.1833 | 14292.0867 | 1419762.3162 | 20291366.16 | 189052.282 | 1701470.5381 | 0.13316 | 0.78912 | 118968178.6244 | 8376616.0603 | 18306225.2009 | 0 | 41094215.1935 | -144608350.1315 | 42136884.9475 | 29.6788 | 37.61 | 34.1196 | 19959.952 | 17362.1158
TRUE | Cardinal | 2828_B_2 | 2828 | B | 2 | 1884 | Coal Steam | 0 | PJM_West | Ohio | 39 | Jefferson | 81 | 39081 | 585 | 9906 | 1967 | 9999 | 0 | 2345.4063 | 12.5% | 12.8801 | 20.6567 | 30.7% | 44.31% | 11.6882 | 9.64 | 24.1522 | 84.9902 | 205.4 | 0.92293 | 20305715.04 | 405.376 | 14295.396 | 1420437.3933 | 20305715.04 | 189185.9688 | 1702673.7196 | 0.13319 | 0.78974 | 118840713.8751 | 8373719.489 | 18295306.594 | 0 | 41123274.6446 | -144710608.7891 | 41922405.8136 | 29.5137 | 37.3714 | 33.9031 | 19833.3002 | 17265.5321
TRUE | Cardinal | 2828_B_3 | 2828 | B | 3 | 1885 | Coal Steam | 0 | PJM_West | Ohio | 39 | Jefferson | 81 | 39081 | 620 | 10103 | 1977 | 9999 | 0 | 2421.8618 | 12.5% | 13.1681 | 20.7377 | 31.39% | 45.75% | 11.6882 | 9.64 | 24.1522 | 84.9902 | 205.4 | 0.94128 | 21948565.44 | 425.3716 | 14725.6187 | 1490502.0934 | 21948565.44 | 204492.2136 | 1840429.9225 | 0.1372 | 0.80409 | 128767724.1825 | 8821207.444 | 19627099.7766 | 0 | 44450386.6456 | -156418538.3579 | 45247879.6908 | 30.3575 | 37.7539 | 34.2501 | 21235.087 | 18821.6344
TRUE | Kyger Creek | 2876_B_1 | 2876 | B | 1 | 1971 | Coal Steam | 0 | PJM_West | Ohio | 39 | Gallia | 53 | 39053 | 194 | 10558 | 1955 | 9999 | 0 | 2503.9541 | 12.5% | 13.4711 | 31.1258 | 32.11% | 47.31% | 22.679 | 4.82 | 31.1401 | 84.9902 | 205.4 | 0.98368 | 7177075.008 | 131.6988 | 15552.5502 | 461472.5511 | 7177075.008 | 66867.9673 | 601811.7055 | 0.1449 | 0.83878 | 41218986.7519 | 4099230.0429 | 6216553.3473 | 1.4703e-09 | 18740489.4907 | -51148107.4016 | 19127152.2312 | 41.4481 | 49.415 | 44.829 | 8696.826 | 8040.9279
TRUE | Kyger Creek | 2876_B_2 | 2876 | B | 2 | 1972 | Coal Steam | 0 | PJM_West | Ohio | 39 | Gallia | 53 | 39053 | 192 | 10547 | 1955 | 9999 | 0 | 2500.1111 | 12.5% | 13.4571 | 31.2604 | 32.08% | 47.23% | 22.679 | 4.82 | 31.1401 | 84.9902 | 205.4 | 0.98265 | 7095684.096 | 130.4053 | 15528.689 | 456940.3187 | 7095684.096 | 66109.6577 | 594986.9192 | 0.14468 | 0.83797 | 40751524.4541 | 4076522.4069 | 6149082.5099 | 2.9407e-09 | 18527964.816 | -50568067.329 | 18937026.8578 | 41.4431 | 49.4564 | 44.8665 | 8614.3772 | 7957.0767
TRUE | Kyger Creek | 2876_B_3 | 2876 | B | 3 | 1973 | Coal Steam | 0 | PJM_West | Ohio | 39 | Gallia | 53 | 39053 | 192 | 10579 | 1955 | 9999 | 0 | 2511.3029 | 12.5% | 13.4979 | 31.3106 | 32.18% | 47.44% | 22.679 | 4.82 | 31.1401 | 84.9902 | 205.4 | 0.98563 | 7117212.672 | 130.2183 | 15598.1719 | 456285.0511 | 7117212.672 | 66310.2369 | 596792.1322 | 0.14533 | 0.84031 | 40875248.869 | 4077212.2544 | 6158906.7842 | 1.4703e-09 | 18584179.3675 | -50721492.7727 | 18974054.5023 | 41.5838 | 49.4864 | 44.8938 | 8619.6077 | 7984.0846
TRUE | Kyger Creek | 2876_B_4 | 2876 | B | 4 | 1974 | Coal Steam | 0 | PJM_West | Ohio | 39 | Gallia | 53 | 39053 | 192 | 10472 | 1955 | 9999 | 0 | 2474.028 | 12.5% | 13.3614 | 31.1429 | 31.85% | 46.74% | 22.679 | 4.82 | 31.1401 | 84.9902 | 205.4 | 0.97566 | 7045226.496 | 130.8433 | 15366.6608 | 458474.7829 | 7045226.496 | 65639.5501 | 590755.9512 | 0.14317 | 0.83249 | 40461794.4487 | 4074833.5167 | 6125867.1423 | 2.9407e-09 | 18396211.9611 | -50208476.4454 | 18850230.6235 | 41.1151 | 49.3878 | 44.8043 | 8602.4313 | 7894.0967
TRUE | Kyger Creek | 2876_B_5 | 2876 | B | 5 | 1975 | Coal Steam | 0 | PJM_West | Ohio | 39 | Gallia | 53 | 39053 | 192 | 10506 | 1955 | 9999 | 0 | 2485.8307 | 12.5% | 13.4048 | 31.1961 | 31.96% | 46.96% | 22.679 | 4.82 | 31.1401 | 84.9902 | 205.4 | 0.97883 | 7068100.608 | 130.6447 | 15439.9789 | 457779.1612 | 7068100.608 | 65852.6656 | 592673.99 | 0.14385 | 0.83498 | 40593138.3185 | 4075611.9 | 6136427.7932 | 1.4703e-09 | 18455939.922 | -50371490.9793 | 18889626.9543 | 41.2636 | 49.4187 | 44.8324 | 8607.8186 | 7922.6157
TRUE | FirstEnergy Bay Shore | 2878_B_1 | 2878 | B | 1 | 1984 | Coal Steam | 0 | PJM_ATSI | Ohio | 39 | Lucas | 95 | 39095 | 136 | 12574 | 2000 | 9999 | 0 | 3278.1838 | 12.5% | 16.0434 | 40.5024 | 38.25% | 61.93% | 25.6593 | 4.82 | 34.515 | 84.9902 | 214.13 | 1.2213 | 5992064.256 | 83.9854 | 20361.447 | 294284.7946 | 5992064.256 | 58200.1596 | 523801.4366 | 0.19777 | 1.0235 | 34413289.4417 | 3401610.3725 | 4721318.6345 | 0 | 18078994.9602 | -44517997.7276 | 16097215.6813 | 54.6994 | 53.442 | 48.4823 | 6593.5924 | 7439.1249
TRUE | Dover | 2914_B_4 | 2914 | B | 4 | 0 | Coal Steam | 0 | PJM_West | Ohio | 39 | Tuscarawas | 157 | 39157 | 23.2 | 14500 | 1962 | 9999 | 0 | 4176.5316 | 12.5% | 18.5008 | 144.6226 | 44.1% | 78.9% | 65.7555 | 4.82 | 79.9202 | 84.9902 | 205.4 | 1.3509 | 1178745.6 | 12.9678 | 25941.2145 | 45439.1061 | 1178745.6 | 10982.2347 | 98840.1123 | 0.24169 | 1.1093 | 6769718.6677 | 1875433.727 | 840660.4667 | -3.6759e-10 | 7899324.3777 | -8400442.5871 | 8984694.652 | 197.7304 | 178.2549 | 161.7118 | 3751.7132 | 4587.3463
TRUE | Orrville | 2935_B_10 | 2935 | B | 10 | 0 | Coal Steam | 0 | PJM_West | Ohio | 39 | Wayne | 169 | 39169 | 11.5 | 14500 | 1951 | 9999 | 0 | 4319.1475 | 12.5% | 18.8487 | 269.065 | 44.93% | 81.6% | 65.7555 | 4.82 | 79.9202 | 84.9902 | 205.4 | 1.3509 | 584292 | 6.3326 | 26331.8973 | 22189.5138 | 584292 | 5443.7801 | 48994.0212 | 0.24533 | 1.1056 | 3418777.9309 | 1703887.4297 | 418243.3533 | 1.8379e-10 | 3915613.3769 | -4164012.4893 | 5292509.6014 | 238.514 | 215.7293 | 195.7084 | 2250.6464 | 2742.9109
TRUE | Orrville | 2935_B_11 | 2935 | B | 11 | 0 | Coal Steam | 0 | PJM_West | Ohio | 39 | Wayne | 169 | 39169 | 11.5 | 14500 | 1956 | 9999 | 0 | 4340.6692 | 12.5% | 18.9003 | 269.1284 | 45.06% | 82.01% | 65.7555 | 4.82 | 79.9202 | 84.9902 | 205.4 | 1.3509 | 584292 | 6.3185 | 26390.8541 | 22139.9428 | 584292 | 5443.7801 | 48994.0212 | 0.24588 | 1.1051 | 3428137.6943 | 1700481.5101 | 418451.4919 | 1.8379e-10 | 3915613.3769 | -4164012.4893 | 5298671.5838 | 239.3263 | 216.5717 | 196.4726 | 2259.4343 | 2752.253
FALSE | Orrville | 2935_B_12 | 2935 | B | 12 | 0 | Coal Steam | 0 | PJM_West | Ohio | 39 | Wayne | 169 | 39169 | 23 | 14500 | 1963 | 9999 | C2G | 4265.7075 | 12.5% | 18.7196 | 145.9512 | 44.63% | 80.59% | 65.7555 | 4.82 | 79.9202 | 84.9902 | 205.4 | 1.3509 | 1168584 | 12.7361 | 26185.5033 | 44627.1353 | 1168584 | 10887.5603 | 97988.0424 | 0.24397 | 1.107 | 6790709.4011 | 1858842.8202 | 835400.1106 | 3.6759e-10 | 7831226.7537 | -8328024.9786 | 8988154.1069 | 201.4056 | 181.9414 | 165.0561 | 3796.2907 | 4632.3284
TRUE | Orrville | 2935_B_13 | 2935 | B | 13 | 0 | Coal Steam | 0 | PJM_West | Ohio | 39 | Wayne | 169 | 39169 | 20 | 14500 | 1969 | 9999 | 0 | 4345.5418 | 12.5% | 18.9119 | 164.6308 | 45.08% | 82.1% | 65.7555 | 4.82 | 79.9202 | 84.9902 | 205.4 | 1.3509 | 1016160 | 10.9831 | 26404.202 | 38484.7836 | 1016160 | 9467.4437 | 85206.9934 | 0.246 | 1.1049 | 5965653.827 | 1808157.0839 | 727822.222 | -1.8379e-10 | 6809762.3945 | -7241760.8509 | 8069634.6764 | 209.6838 | 189.7688 | 172.1572 | 3443.1431 | 4193.6755
TRUE | Painesville | 2936_B_3 | 2936 | B | 3 | 0 | Coal Steam | 0 | PJM_ATSI | Ohio | 39 | Lake | 85 | 39085 | 9.8 | 14500 | 1954 | 9999 | 0 | 4327.2595 | 12.5% | 18.8682 | 311.7468 | 44.98% | 81.75% | 65.7555 | 4.82 | 79.9202 | 84.9902 | 205.4 | 1.3509 | 497918.4 | 5.3919 | 26354.1194 | 18893.3803 | 497918.4 | 4639.0474 | 41751.4268 | 0.24554 | 1.1054 | 2916403.938 | 1680922.2074 | 356483.535 | -1.8379e-10 | 3336783.5733 | -3548462.817 | 4742130.4368 | 250.9943 | 227.0599 | 205.9874 | 2018.6768 | 2459.744
TRUE | Painesville | 2936_B_4 | 2936 | B | 4 | 0 | Coal Steam | 0 | PJM_ATSI | Ohio | 39 | Lake | 85 | 39085 | 18.6 | 14500 | 1959 | 9999 | 0 | 4169.2484 | 12.5% | 18.4828 | 174.7465 | 44.06% | 78.77% | 65.7555 | 4.82 | 79.9202 | 84.9902 | 205.4 | 1.3509 | 945028.8 | 10.4046 | 25921.2629 | 36457.6681 | 945028.8 | 8804.7226 | 79242.5038 | 0.24151 | 1.1094 | 5422152.5025 | 1818164.9905 | 673838.5921 | 1.8379e-10 | 6333079.0269 | -6734837.5914 | 7512397.5207 | 206.0581 | 185.7312 | 168.4942 | 3133.9925 | 3832.6805
TRUE | Painesville | 2936_B_5 | 2936 | B | 5 | 0 | Coal Steam | 0 | PJM_ATSI | Ohio | 39 | Lake | 85 | 39085 | 18.6 | 14500 | 1975 | 9999 | 0 | 4169.2484 | 12.5% | 18.4828 | 174.7465 | 44.06% | 78.77% | 65.7555 | 4.82 | 79.9202 | 84.9902 | 205.4 | 1.3509 | 945028.8 | 10.4046 | 25921.2629 | 36457.6681 | 945028.8 | 8804.7226 | 79242.5038 | 0.24151 | 1.1094 | 5422152.5025 | 1818164.9905 | 673838.5921 | 1.8379e-10 | 6333079.0269 | -6734837.5914 | 7512397.5207 | 206.0581 | 185.7312 | 168.4942 | 3133.9925 | 3832.6805
FALSE | Muskogee | 2952_B_4 | 2952 | B | 4 | 2005 | Coal Steam | 0 | SPP_WEST | Oklahoma | 40 | Muskogee | 101 | 40101 | 493 | 11271 | 1977 | 9999 | C2G | 2757.1733 | 12.5% | 14.3668 | 23.3852 | 34.25% | 52.09% | 11.983 | 4.82 | 19.0278 | 84.9902 | 214.13 | 1.0947 | 19470336.912 | 324.1507 | 17142.0376 | 1135823.9517 | 19470336.912 | 189112.9113 | 1702016.2019 | 0.1665 | 0.92824 | 111712083.2837 | 7580342.0952 | 16318207.9626 | 5.8814e-09 | 32385653.8397 | -144654726.2131 | 23341560.968 | 20.5503 | 22.139 | 20.0844 | 9901.6129 | 10131.3144
FALSE | Muskogee | 2952_B_5 | 2952 | B | 5 | 2006 | Coal Steam | 0 | SPP_WEST | Oklahoma | 40 | Muskogee | 101 | 40101 | 498 | 11261 | 1978 | 9999 | C2G | 2753.4545 | 12.5% | 14.3541 | 23.312 | 34.22% | 52.02% | 11.983 | 4.82 | 19.0278 | 84.9902 | 214.13 | 1.0938 | 19650354.912 | 327.5895 | 17118.917 | 1147873.7177 | 19650354.912 | 190861.4033 | 1717752.6298 | 0.16627 | 0.92749 | 112744946.0379 | 7636764.2255 | 16476693.454 | 5.8814e-09 | 32685083.7191 | -145992168.6324 | 23551318.8041 | 20.5173 | 22.1213 | 20.0683 | 9994.0179 | 10217.6368
TRUE | Muskogee | 2952_B_6 | 2952 | B | 6 | 2007 | Coal Steam | 0 | SPP_WEST | Oklahoma | 40 | Muskogee | 101 | 40101 | 503 | 11137 | 1984 | 2049 | 0 | 2707.6254 | 12.5% | 14.196 | 23.0614 | 33.84% | 51.15% | 11.983 | 4.82 | 19.0278 | 84.9902 | 214.13 | 1.0817 | 19629096.144 | 332.7739 | 16833.986 | 1166039.7111 | 19629096.144 | 190654.9196 | 1715894.2763 | 0.16351 | 0.91822 | 112622972.7371 | 7674223.304 | 16553146.2443 | 5.8814e-09 | 32649723.3088 | -145834226.7704 | 23665838.8237 | 20.2959 | 22.1036 | 20.0523 | 10086.2967 | 10208.8435
FALSE | Limestone | 298_B_LIM1 | 298 | B | LIM1 | 176 | Coal Steam | 0 | ERC_REST | Texas | 48 | Limestone | 293 | 48293 | 831 | 10605 | 1985 | 2029 | 0 | 2516.7868 | 12.5% | 13.5179 | 20.0092 | 32.23% | 47.55% | 9.1283 | 4.82 | 15.7952 | 84.9902 | 216.24 | 1.0402 | 30879893.52 | 563.2055 | 15647.4948 | 1973472.0436 | 30879893.52 | 302887.9695 | 2725991.7252 | 0.15348 | 0.88672 | 177175015.116 | 11269300.0155 | 26677224.4356 | 0 | 43057450.7118 | -231682628.0656 | 26496362.2133 | 13.4263 | 15.1415 | 13.7363 | 11414.8391 | 11157.2277
FALSE | Limestone | 298_B_LIM2 | 298 | B | LIM2 | 177 | Coal Steam | 0 | ERC_REST | Texas | 48 | Limestone | 293 | 48293 | 858 | 10567 | 1986 | 2029 | 0 | 2503.5033 | 12.5% | 13.4695 | 19.8426 | 32.11% | 47.3% | 9.1283 | 4.82 | 15.7952 | 84.9902 | 216.24 | 1.0365 | 31768966.944 | 582.4953 | 15564.9076 | 2041063.6361 | 31768966.944 | 311608.5191 | 2804476.6719 | 0.15267 | 0.8838 | 182276120.7022 | 11558234.5597 | 27492057.5209 | 5.8814e-09 | 44297132.29 | -238353080.7108 | 27270464.3619 | 13.3609 | 15.1175 | 13.7145 | 11767.0582 | 11463.6594
FALSE | Barry | 3_B_4 | 3 | B | 4 | 4 | Coal Steam | 0 | S_SOU | Alabama | 1 | Mobile | 97 | 1097 | 362 | 10088 | 1969 | 9999 | C2G | 2339.854 | 12.5% | 12.8589 | 23.6086 | 30.65% | 44.21% | 15.5347 | 4.82 | 23.0498 | 84.9902 | 205.4 | 0.93989 | 12796103.424 | 251.0305 | 14547.4591 | 879610.8858 | 12796103.424 | 119219.7969 | 1072978.1724 | 0.13554 | 0.80435 | 73418317.2006 | 5926487.0599 | 11310834.8207 | 2.9407e-09 | 24731979.1614 | -91192647.6348 | 24194970.6078 | 27.5064 | 34.1971 | 31.0234 | 11230.4745 | 9957.334
TRUE | Homer City Generating Station | 3122_B_1 | 3122 | B | 1 | 2072 | Coal Steam | 0 | PJM_PENE | Pennsylvania | 42 | Indiana | 63 | 42063 | 620 | 10439 | 1969 | 9999 | 0 | 2459.0892 | 12.5% | 13.3063 | 20.9074 | 31.72% | 46.46% | 10.9358 | 9.64 | 23.3002 | 84.9902 | 205.4 | 0.97259 | 22678518.72 | 423.3289 | 15288.7744 | 1483344.4499 | 22678518.72 | 211293.1028 | 1901637.9255 | 0.14244 | 0.83015 | 130119195.3406 | 8850718.5326 | 19737852.524 | 5.8814e-09 | 44308475.908 | -161620619.8078 | 41395622.4974 | 27.907 | 33.6169 | 30.4971 | 18908.1908 | 17302.3103
TRUE | Homer City Generating Station | 3122_B_2 | 3122 | B | 2 | 2073 | Coal Steam | 0 | PJM_PENE | Pennsylvania | 42 | Indiana | 63 | 42063 | 616 | 10362 | 1969 | 9999 | 0 | 2432.6143 | 12.5% | 13.2082 | 20.8165 | 31.49% | 45.96% | 10.9358 | 9.64 | 23.3002 | 84.9902 | 205.4 | 0.96542 | 22366003.968 | 422.0391 | 15124.1734 | 1478824.8825 | 22366003.968 | 208381.4395 | 1875432.9554 | 0.14091 | 0.82451 | 128326125.4949 | 8785365.306 | 19532567.2591 | 0 | 43697895.8022 | -159393453.7155 | 40948500.1466 | 27.6899 | 33.5836 | 30.4669 | 18767.5996 | 17056.973
TRUE | Homer City Generating Station | 3122_B_3 | 3122 | B | 3 | 2074 | Coal Steam | 0 | PJM_PENE | Pennsylvania | 42 | Indiana | 63 | 42063 | 657 | 10385 | 1977 | 9999 | 0 | 2440.5035 | 12.5% | 13.2375 | 20.566 | 31.56% | 46.11% | 10.9358 | 9.64 | 23.3002 | 84.9902 | 205.4 | 0.96756 | 23907599.28 | 449.6701 | 15173.2221 | 1575644.1945 | 23907599.28 | 222744.3025 | 2004698.7222 | 0.14137 | 0.82619 | 137171109.7734 | 9247915.1323 | 20857566.92 | 0 | 46709809.3925 | -170379779.2729 | 43606621.9453 | 27.6754 | 33.4976 | 30.3888 | 19965.4596 | 18182.7539
TRUE | Seward (PA) | 3130_B_1 | 3130 | B | 1 | 88264 | Coal Steam | 0 | PJM_PENE | Pennsylvania | 42 | Indiana | 63 | 42063 | 260 | 10969 | 2004 | 9999 | 0 | 2646.3607 | 12.5% | 13.9819 | 28.0529 | 33.33% | 50% | 18.2061 | 9.64 | 31.5332 | 84.9902 | 228.6 | 1.1374 | 9993197.76 | 173.3377 | 16453.0882 | 607375.2007 | 9993197.76 | 103621.7458 | 932595.7122 | 0.17061 | 0.96679 | 57336498.3606 | 4862625.123 | 8492256.1106 | -2.9407e-09 | 29407688.9273 | -79261511.8871 | 20837556.6344 | 34.3076 | 35.4859 | 32.1926 | 8370.0678 | 8919.9637
TRUE | Seward (PA) | 3130_B_2 | 3130 | B | 2 | 88265 | Coal Steam | 0 | PJM_PENE | Pennsylvania | 42 | Indiana | 63 | 42063 | 260 | 10969 | 2004 | 9999 | 0 | 2646.3607 | 12.5% | 13.9819 | 28.0529 | 33.33% | 50% | 18.2061 | 9.64 | 31.5332 | 84.9902 | 228.6 | 1.1374 | 9993197.76 | 173.3377 | 16453.0882 | 607375.2007 | 9993197.76 | 103621.7458 | 932595.7122 | 0.17061 | 0.96679 | 57336498.3606 | 4862625.123 | 8492256.1106 | -2.9407e-09 | 29407688.9273 | -79261511.8871 | 20837556.6344 | 34.3076 | 35.4859 | 32.1926 | 8370.0678 | 8919.9637
FALSE | Brunner Island | 3140_B_1 | 3140 | B | 1 | 2100 | Coal Steam | 0 | PJM_WMAC | Pennsylvania | 42 | York | 133 | 42133 | 306 | 11245 | 1961 | 9999 | C2G | 2747.5116 | 12.5% | 14.3337 | 26.85 | 34.17% | 51.91% | 16.1327 | 9.64 | 29.1852 | 84.9902 | 205.4 | 1.0477 | 12057158.88 | 201.4387 | 17081.9684 | 705841.3045 | 12057158.88 | 112335.1372 | 1011016.2345 | 0.15915 | 0.88853 | 69178583.9688 | 5408632.2597 | 10117320.7763 | 2.9407e-09 | 29506722.393 | -85926489.0871 | 28284770.3108 | 40.0724 | 45.0995 | 40.914 | 12519.6951 | 12262.161
FALSE | Cumberland (TN) | 3399_B_1 | 3399 | B | 1 | 2252 | Coal Steam | 0 | S_C_TVA | Tennessee | 47 | Stewart | 161 | 47161 | 1239 | 10158 | 1973 | 2029 | 0 | 2366.6744 | 12.5% | 12.9608 | 18.2041 | 30.9% | 44.71% | 7.4615 | 9.64 | 19.3659 | 84.9902 | 205.4 | 0.94641 | 44100510.048 | 856.1816 | 14699.8739 | 3000060.4354 | 44100510.048 | 410879.2871 | 3697913.5841 | 0.13696 | 0.80945 | 253275732.8643 | 15586057.7182 | 38883064.6252 | -2.3526e-08 | 71613382.648 | -314286477.6927 | 65071760.1629 | 21.6901 | 26.7961 | 24.3093 | 30119.168 | 26874.0956
TRUE | Gallatin (TN) | 3403_B_1 | 3403 | B | 1 | 2254 | Coal Steam | 0 | S_C_TVA | Tennessee | 47 | Sumner | 165 | 47165 | 225 | 10662 | 1956 | 2032 | 0 | 2623.0665 | 12.5% | 13.8996 | 29.6438 | 33.14% | 49.56% | 20.399 | 9.64 | 34.0164 | 84.9902 | 205.4 | 0.99337 | 8405920.8 | 150.4452 | 15945.6779 | 527159.8276 | 8405920.8 | 78316.9796 | 704852.8164 | 0.14856 | 0.8448 | 49326088.3325 | 4459759.8648 | 7327311.8388 | 0 | 23976530.626 | -59905593.7702 | 25184096.8919 | 47.7732 | 56.5495 | 51.3014 | 11542.8176 | 10748.9636
TRUE | Gallatin (TN) | 3403_B_2 | 3403 | B | 2 | 2255 | Coal Steam | 0 | S_C_TVA | Tennessee | 47 | Sumner | 165 | 47165 | 225 | 10633 | 1957 | 2032 | 0 | 2612.8858 | 12.5% | 13.8635 | 29.5994 | 33.05% | 49.36% | 20.399 | 9.64 | 34.0164 | 84.9902 | 205.4 | 0.99066 | 8383057.2 | 150.6389 | 15881.8552 | 527838.6623 | 8383057.2 | 78103.9621 | 702935.6591 | 0.14797 | 0.84269 | 49197914.091 | 4458819.01 | 7317682.7735 | 0 | 23911315.9019 | -59742654.1511 | 25143077.6254 | 47.634 | 56.5258 | 51.2799 | 11537.9765 | 10717.6546
TRUE | Gallatin (TN) | 3403_B_3 | 3403 | B | 3 | 2256 | Coal Steam | 0 | S_C_TVA | Tennessee | 47 | Sumner | 165 | 47165 | 263 | 10669 | 1959 | 2032 | 0 | 2622.9224 | 12.5% | 13.8991 | 27.8271 | 33.13% | 49.55% | 20.399 | 9.64 | 34.0164 | 84.9902 | 205.4 | 0.99402 | 9832038.288 | 175.8569 | 15955.8564 | 616202.4808 | 9832038.288 | 91603.9492 | 824435.5429 | 0.14866 | 0.84536 | 57654598.9144 | 4893589.344 | 8564654.7037 | 0 | 28044300.2899 | -70068955.6359 | 29088187.616 | 47.2056 | 55.8408 | 50.6585 | 13323.1765 | 12415.0642
TRUE | Gallatin (TN) | 3403_B_4 | 3403 | B | 4 | 2257 | Coal Steam | 0 | S_C_TVA | Tennessee | 47 | Sumner | 165 | 47165 | 263 | 10657 | 1959 | 2032 | 0 | 2623.0584 | 12.5% | 13.8996 | 27.8277 | 33.14% | 49.56% | 20.399 | 9.64 | 34.0164 | 84.9902 | 205.4 | 0.9929 | 9820979.664 | 175.8539 | 15938.1837 | 616191.8961 | 9820979.664 | 91500.9173 | 823508.2558 | 0.14849 | 0.84441 | 57656597.4546 | 4893609.3678 | 8564804.467 | 0 | 28012757.3521 | -69990145.3006 | 29137623.3409 | 47.2866 | 55.9998 | 50.8027 | 13361.1169 | 12436.3773
TRUE | W A Parish | 3470_B_WAP5 | 3470 | B | WAP5 | 2378 | Coal Steam | 0 | ERC_REST | Texas | 48 | Fort Bend | 157 | 48157 | 659 | 10451 | 1977 | 9999 | 0 | 2466.9676 | 12.5% | 13.3354 | 20.6732 | 31.79% | 46.61% | 10.5402 | 4.82 | 17.394 | 84.9902 | 214.13 | 1.0151 | 24132780.336 | 449.5008 | 15321.9048 | 1575050.9247 | 24132780.336 | 234398.6326 | 2109587.693 | 0.14882 | 0.86627 | 138606344.2724 | 9292626.2308 | 21003927.179 | 5.8814e-09 | 36694179.8038 | -179294315.6579 | 26302761.8281 | 16.6996 | 19.2776 | 17.4885 | 11524.9157 | 11005.0537
TRUE | W A Parish | 3470_B_WAP6 | 3470 | B | WAP6 | 2379 | Coal Steam | 0 | ERC_REST | Texas | 48 | Fort Bend | 157 | 48157 | 653 | 10463 | 1978 | 9999 | 0 | 2467.3783 | 12.5% | 13.3369 | 20.7145 | 31.79% | 46.61% | 10.5402 | 4.82 | 17.394 | 84.9902 | 214.13 | 1.0163 | 23940515.856 | 445.3847 | 15340.3095 | 1560627.9536 | 23940515.856 | 232531.1921 | 2092780.7286 | 0.149 | 0.86726 | 137359970.3615 | 9225922.34 | 20813954.3685 | 0 | 36401839.3731 | -177865888.1047 | 25935798.3382 | 16.6188 | 19.1625 | 17.3841 | 11351.7961 | 10852.0908
TRUE | W A Parish | 3470_B_WAP7 | 3470 | B | WAP7 | 2380 | Coal Steam | 0 | ERC_REST | Texas | 48 | Fort Bend | 157 | 48157 | 577 | 10444 | 1980 | 9999 | 0 | 2460.8147 | 12.5% | 13.3127 | 21.2552 | 31.74% | 46.49% | 10.5402 | 4.82 | 17.394 | 84.9902 | 214.13 | 1.0144 | 21115762.752 | 393.8813 | 15299.5018 | 1380160.1499 | 21115762.752 | 205094.7237 | 1845852.5131 | 0.1486 | 0.86581 | 121152800.684 | 8372017.0806 | 18373645.7142 | 0 | 32106768.6495 | -156879405.5017 | 23125826.6267 | 16.7559 | 19.3529 | 17.5568 | 10130.2699 | 9668.1548
TRUE | W A Parish | 3470_B_WAP8 | 3470 | B | WAP8 | 2381 | Coal Steam | 0 | ERC_REST | Texas | 48 | Fort Bend | 157 | 48157 | 610 | 10480 | 1982 | 9999 | 0 | 2473.2604 | 12.5% | 13.3586 | 21.0464 | 31.85% | 46.73% | 10.5402 | 4.82 | 17.394 | 84.9902 | 214.13 | 1.0179 | 22400371.2 | 415.741 | 15376.8803 | 1456756.5603 | 22400371.2 | 217571.9625 | 1958147.6624 | 0.14935 | 0.86856 | 128523309.2981 | 8749853.4849 | 19460198.0722 | 5.8814e-09 | 34060031.088 | -166423394.6055 | 24369997.3377 | 16.7289 | 19.2607 | 17.4731 | 10658.6204 | 10204.6552
TRUE | John E Amos | 3935_B_1 | 3935 | B | 1 | 2538 | Coal Steam | 0 | PJM_West | West Virginia | 54 | Putnam | 79 | 54079 | 800 | 9891 | 1971 | 2040 | 0 | 2350.7683 | 12.5% | 12.9004 | 19.3825 | 30.75% | 44.41% | 9.7159 | 9.64 | 21.9188 | 84.9902 | 205.4 | 0.92153 | 27726451.2 | 553.9714 | 14283.7691 | 1941115.8922 | 27726451.2 | 258324.0985 | 2324916.8869 | 0.13308 | 0.78845 | 162774493.94 | 10737378.7956 | 25041252.1519 | 5.8814e-09 | 50959390.205 | -197595190.5564 | 51917324.5361 | 26.7461 | 33.9223 | 30.7741 | 24619.282 | 21396.8985
TRUE | John E Amos | 3935_B_2 | 3935 | B | 2 | 2539 | Coal Steam | 0 | PJM_West | West Virginia | 54 | Putnam | 79 | 54079 | 800 | 9911 | 1972 | 2040 | 0 | 2357.6626 | 12.5% | 12.9266 | 19.4147 | 30.82% | 44.54% | 9.7159 | 9.64 | 21.9188 | 84.9902 | 205.4 | 0.9234 | 27782515.2 | 553.4722 | 14325.5606 | 1939366.7037 | 27782515.2 | 258846.4403 | 2329617.9624 | 0.13347 | 0.78993 | 163104767.1244 | 10745500.0409 | 25069450.3385 | 1.1763e-08 | 51062432.1425 | -197994735.9826 | 51987413.6637 | 26.8064 | 33.9353 | 30.7859 | 24628.7101 | 21445.1093
TRUE | John E Amos | 3935_B_3 | 3935 | B | 3 | 2540 | Coal Steam | 0 | PJM_West | West Virginia | 54 | Putnam | 79 | 54079 | 1300 | 10019 | 1973 | 2040 | 0 | 2394.9818 | 12.5% | 13.0675 | 18.2282 | 31.15% | 45.25% | 9.7159 | 9.64 | 21.9188 | 84.9902 | 205.4 | 0.93346 | 45638548.8 | 895.0266 | 14552.305 | 3136173.18 | 45638548.8 | 425209.014 | 3826881.1264 | 0.13558 | 0.79788 | 267933685.8356 | 16314688.7179 | 40981911.581 | 0 | 83880645.2334 | -325247457.0872 | 83863474.2807 | 26.7407 | 33.5148 | 30.4045 | 39525.8077 | 34762.9134
TRUE | FirstEnergy Fort Martin Power Station | 3943_B_1 | 3943 | B | 1 | 2551 | Coal Steam | 0 | PJM_AP | West Virginia | 54 | Monongalia | 61 | 54061 | 552 | 10223 | 1967 | 2035 | 0 | 2466.4683 | 12.5% | 13.3336 | 21.5028 | 31.79% | 46.6% | 11.8717 | 9.64 | 24.36 | 84.9902 | 205.4 | 0.95246 | 19773408.384 | 376.5409 | 14986.6765 | 1319399.1616 | 19773408.384 | 184226.5301 | 1658038.7707 | 0.13963 | 0.81284 | 116085190.1009 | 8096674.9971 | 17592280.9556 | 0 | 40389871.1039 | -140917074.7963 | 41246942.3613 | 31.2619 | 38.4603 | 34.891 | 19259.8096 | 17256.5762
TRUE | FirstEnergy Fort Martin Power Station | 3943_B_2 | 3943 | B | 2 | 2552 | Coal Steam | 0 | PJM_AP | West Virginia | 54 | Monongalia | 61 | 54061 | 546 | 10240 | 1968 | 2035 | 0 | 2472.4865 | 12.5% | 13.3557 | 21.5863 | 31.84% | 46.71% | 11.8717 | 9.64 | 24.36 | 84.9902 | 205.4 | 0.95405 | 19591004.16 | 372.1594 | 15023.2408 | 1304046.4751 | 19591004.16 | 182527.0913 | 1642743.8216 | 0.13997 | 0.81408 | 115014360.499 | 8033551.1569 | 17416492.8233 | 0 | 40017285.7128 | -139617153.7519 | 40864536.4401 | 31.3367 | 38.4935 | 34.921 | 19066.8862 | 17109.8479
TRUE | FirstEnergy Harrison Power Station | 3944_B_1 | 3944 | B | 1 | 2553 | Coal Steam | 0 | PJM_AP | West Virginia | 54 | Harrison | 33 | 54033 | 652 | 10184 | 1972 | 2040 | 0 | 2452.6983 | 12.5% | 13.2827 | 20.6545 | 31.66% | 46.34% | 10.7708 | 9.64 | 23.1133 | 84.9902 | 205.4 | 0.94883 | 23266447.872 | 445.5454 | 14903.0098 | 1561191.2058 | 23266447.872 | 216770.7699 | 1950936.929 | 0.13885 | 0.80998 | 136592011.7402 | 9202533.2155 | 20736812.9951 | 0 | 45092674.6988 | -165810552.8066 | 45813479.843 | 29.3452 | 36.2295 | 32.8672 | 21429.3864 | 19133.0753
TRUE | FirstEnergy Harrison Power Station | 3944_B_2 | 3944 | B | 2 | 2554 | Coal Steam | 0 | PJM_AP | West Virginia | 54 | Harrison | 33 | 54033 | 651 | 10116 | 1973 | 2040 | 0 | 2427.7748 | 12.5% | 13.1902 | 20.5475 | 31.44% | 45.87% | 10.7708 | 9.64 | 23.1133 | 84.9902 | 205.4 | 0.9425 | 23075648.064 | 446.2981 | 14755.8675 | 1563828.6305 | 23075648.064 | 214993.1104 | 1934937.9938 | 0.13748 | 0.80502 | 135432418.0514 | 9170321.5681 | 20627139.8561 | 5.8814e-09 | 44722885.8199 | -164450799.8347 | 45501965.4608 | 29.0965 | 36.144 | 32.7896 | 21346.0257 | 18941.8322
TRUE | FirstEnergy Harrison Power Station | 3944_B_3 | 3944 | B | 3 | 2555 | Coal Steam | 0 | PJM_AP | West Virginia | 54 | Harrison | 33 | 54033 | 651 | 10120 | 1974 | 2040 | 0 | 2429.1993 | 12.5% | 13.1955 | 20.554 | 31.46% | 45.89% | 10.7708 | 9.64 | 23.1133 | 84.9902 | 205.4 | 0.94287 | 23084772.48 | 446.2158 | 14764.4256 | 1563540.1632 | 23084772.48 | 215078.1215 | 1935703.0938 | 0.13756 | 0.80531 | 135486885.0277 | 9171537.7873 | 20631629.0334 | 0 | 44740569.8396 | -164515825.8528 | 45514795.8352 | 29.1101 | 36.1477 | 32.793 | 21348.2156 | 18950.669
TRUE | Mitchell (WV) | 3948_B_1 | 3948 | B | 1 | 2563 | Coal Steam | 0 | PJM_West | West Virginia | 54 | Marshall | 51 | 54051 | 770 | 10248 | 1971 | 2040 | 0 | 2397.1449 | 12.5% | 13.0756 | 19.7355 | 31.17% | 45.29% | 9.7316 | 4.82 | 16.4783 | 84.9902 | 205.4 | 0.95479 | 27649923.84 | 529.982 | 14889.1089 | 1857057.0009 | 27649923.84 | 257611.1021 | 2318499.9188 | 0.13872 | 0.81607 | 158797838.6583 | 10459442.0637 | 24282159.3888 | 0 | 38204992.9664 | -197049811.0495 | 34694622.0277 | 18.6826 | 22.8932 | 20.7686 | 15991.8336 | 14385.5891
TRUE | Mitchell (WV) | 3948_B_2 | 3948 | B | 2 | 2564 | Coal Steam | 0 | PJM_West | West Virginia | 54 | Marshall | 51 | 54051 | 790 | 9996 | 1971 | 2040 | 0 | 2386.9967 | 12.5% | 13.0375 | 19.5956 | 31.08% | 45.1% | 9.7316 | 4.82 | 16.4783 | 84.9902 | 205.4 | 0.93132 | 27670527.36 | 544.4663 | 14503.8184 | 1907809.8329 | 27670527.36 | 257803.0627 | 2320227.5641 | 0.13513 | 0.79619 | 162447099.7451 | 10669154.3385 | 24872999.6011 | 0 | 38233461.6646 | -197196643.9937 | 39026071.3556 | 20.456 | 25.6925 | 23.308 | 18413.3546 | 16160.2041
TRUE | Mt Storm | 3954_B_1 | 3954 | B | 1 | 2565 | Coal Steam | 0 | PJM_AP | West Virginia | 54 | Grant | 23 | 54023 | 554 | 10094 | 1965 | 9999 | 0 | 2421.1101 | 12.5% | 13.1653 | 21.2776 | 31.38% | 45.74% | 11.937 | 9.64 | 24.4339 | 84.9902 | 205.4 | 0.94045 | 19594634.304 | 380.1271 | 14711.0671 | 1331965.5283 | 19594634.304 | 182560.9129 | 1643048.2162 | 0.13706 | 0.80338 | 115035686.5545 | 8088193.981 | 17535736.8113 | 5.8814e-09 | 40146149.8822 | -139643024.3183 | 41162742.9108 | 30.9038 | 38.4669 | 34.897 | 19332.9279 | 17120.683
TRUE | Mt Storm | 3954_B_2 | 3954 | B | 2 | 2566 | Coal Steam | 0 | PJM_AP | West Virginia | 54 | Grant | 23 | 54023 | 555 | 10069 | 1966 | 9999 | 0 | 2412.3825 | 12.5% | 13.1327 | 21.2284 | 31.31% | 45.58% | 11.937 | 9.64 | 24.4339 | 84.9902 | 205.4 | 0.93812 | 19581385.68 | 381.2446 | 14658.0297 | 1335881.161 | 19581385.68 | 182437.477 | 1641937.2933 | 0.13657 | 0.80155 | 114957964.096 | 8093196.6265 | 17543737.2903 | 5.8814e-09 | 40119005.653 | -139548606.7397 | 41165296.9261 | 30.8151 | 38.4444 | 34.8765 | 19356.4673 | 17102.3744
TRUE | Mt Storm | 3954_B_3 | 3954 | B | 3 | 2567 | Coal Steam | 0 | PJM_AP | West Virginia | 54 | Grant | 23 | 54023 | 520 | 10433 | 1973 | 9999 | 0 | 2460.525 | 12.5% | 13.3116 | 21.7911 | 31.73% | 46.49% | 11.937 | 9.64 | 24.4339 | 84.9902 | 205.4 | 0.97203 | 19009760.64 | 354.9843 | 15282.8169 | 1243864.9764 | 19009760.64 | 177111.7135 | 1594005.4214 | 0.14239 | 0.82964 | 109175725.4388 | 7735499.9932 | 16557859.4398 | 0 | 38947840.9262 | -135474866.5452 | 36942059.2528 | 29.6994 | 35.7979 | 32.4756 | 16887.3139 | 15443.6946
TRUE | Weston | 4078_B_3 | 4078 | B | 3 | 2615 | Coal Steam | 0 | MIS_WUMS | Wisconsin | 55 | Marathon | 73 | 55073 | 327 | 9994 | 1981 | 9999 | 0 | 2386.3144 | 12.5% | 13.0349 | 24.661 | 31.07% | 45.08% | 26.677 | 4.82 | 35.6674 | 84.9902 | 214.13 | 0.9707 | 11451205.152 | 225.3877 | 14499.6283 | 789758.5313 | 11451205.152 | 111224.1023 | 1001016.9207 | 0.14083 | 0.82987 | 67227514.7572 | 5558281.5027 | 10294418.967 | -2.9407e-09 | 35703693.0711 | -85076645.2352 | 33707263.0627 | 42.6805 | 51.4302 | 46.6572 | 15256.8988 | 13956.5128
TRUE | Weston | 4078_B_4 | 4078 | B | 4 | 89565 | Coal Steam | 0 | MIS_WUMS | Wisconsin | 55 | Marathon | 73 | 55073 | 550 | 9679 | 2008 | 9999 | 0 | 2278.7179 | 12.5% | 12.624 | 20.6498 | 30.09% | 43.05% | 26.677 | 4.82 | 35.6674 | 84.9902 | 214.13 | 0.94011 | 18653368.8 | 384.4794 | 13845.8648 | 1347215.8728 | 18653368.8 | 181177.8037 | 1630600.2336 | 0.13448 | 0.80563 | 109509758.8906 | 7939424.0449 | 17007306.3084 | 5.8814e-09 | 58159306.8622 | -138585067.578 | 54030728.5281 | 40.1055 | 49.7818 | 45.1617 | 24838.9434 | 22058.0096
TRUE | Manitowoc | 4125_B_9 | 4125 | B | 9 | 2622 | Coal Steam | 0 | MIS_WUMS | Wisconsin | 55 | Manitowoc | 71 | 55071 | 58 | 12066 | 2005 | 9999 | 0 | 3176.948 | 12.5% | 15.7338 | 68.0862 | 37.51% | 60.02% | 49.375 | 4.82 | 61.3708 | 84.9902 | 205.4 | 1.1242 | 2452197.312 | 36.2454 | 19308.0544 | 127003.8533 | 2452197.312 | 22846.8352 | 205621.5164 | 0.17989 | 0.94428 | 14393024.8622 | 2467812.7355 | 1998247.0896 | 7.3517e-10 | 12619155.6039 | -17475817.2855 | 14002423.0057 | 110.252 | 116.7572 | 105.9214 | 6143.4419 | 6394.6133
TRUE | John P Madgett | 4271_B_B1 | 4271 | B | B1 | 2653 | Coal Steam | 0 | MIS_MNWI | Wisconsin | 55 | Buffalo | 11 | 55011 | 390 | 11241 | 1979 | 9999 | 0 | 2844.0506 | 12.5% | 14.6613 | 25.2619 | 34.95% | 53.73% | 19.9504 | 4.82 | 28.0501 | 84.9902 | 214.13 | 1.0918 | 15361500.96 | 253.6897 | 17280.9121 | 888928.8302 | 15361500.96 | 149204.3092 | 1342838.7828 | 0.16785 | 0.92398 | 90183975.3824 | 6408695.5285 | 13032867.1823 | 0 | 37666825.4927 | -114128159.4476 | 33164204.1384 | 37.3081 | 40.3777 | 36.6304 | 14285.8584 | 14550.1408
TRUE | Comanche (CO) | 470_B_3 | 470 | B | 3 | 89734 | Coal Steam | 0 | WECC_CO | Colorado | 8 | Pueblo | 101 | 8101 | 750 | 10459 | 2010 | 2040 | 0 | 2545.5739 | 12.5% | 13.6223 | 20.505 | 32.47% | 48.09% | 15.6184 | 4.82 | 23.1446 | 84.9902 | 214.13 | 1.0159 | 27486252 | 506.4415 | 15488.9565 | 1774570.9342 | 27486252 | 266970.4772 | 2402734.295 | 0.15044 | 0.86543 | 161140291.3349 | 10384586.5921 | 24173773.8185 | -5.8814e-09 | 55610244.2912 | -204208908.9498 | 47099987.0867 | 26.5416 | 30.6688 | 27.8226 | 20866.9212 | 19906.2149
TRUE | University of Notre Dame | 50366_B_BLR2 | 50366 | B | BLR2 | 0 | Coal Steam | 0 | PJM_West | Indiana | 18 | St Joseph | 141 | 18141 | 2.6 | 8300 | 1952 | 9999 | 0 | 1837.9354 | 12.5% | 10.8115 | 1100.9614 | 25.77% | 34.72% | 65.7555 | 4.82 | 79.9202 | 84.9902 | 205.4 | 0.7733 | 75616.32 | 1.9299 | 11182.0181 | 6762.3142 | 75616.32 | 704.5084 | 6340.5756 | 0.10418 | 0.66912 | 443354.0394 | 2124728.0301 | 73110.6894 | 0 | 506740.2499 | -538886.8937 | 2609046.1151 | 385.8215 | 576.6105 | 523.0976 | 1360.0539 | 1003.1359
TRUE | University of Notre Dame | 50366_B_BLR3 | 50366 | B | BLR3 | 0 | Coal Steam | 0 | PJM_West | Indiana | 18 | St Joseph | 141 | 18141 | 2.6 | 8300 | 2007 | 9999 | 0 | 1836.4056 | 12.5% | 10.8048 | 1100.9532 | 25.76% | 34.69% | 65.7555 | 4.82 | 79.9202 | 84.9902 | 205.4 | 0.7733 | 75616.32 | 1.9303 | 11179.6191 | 6763.7653 | 75616.32 | 704.5084 | 6340.5756 | 0.10416 | 0.66914 | 443080.0578 | 2125168.1112 | 73081.1873 | 0 | 506740.2499 | -538886.8937 | 2609182.7125 | 385.7589 | 576.4978 | 522.9953 | 1359.7879 | 1002.9732
TRUE | Phillips 66 Carbon Plant | 50388_B_K1 | 50388 | B | K1 | 0 | Coal Steam | 0 | WEC_CALN | California | 6 | Contra Costa | 13 | 6013 | 8.5 | 8300 | 1983 | 9999 | 0 | 1837.7771 | 12.5% | 10.8108 | 345.9827 | 25.77% | 34.72% | 65.7555 | 4.82 | 79.9202 | 84.9902 | 250.59 | 0.94344 | 247207.2 | 6.3094 | 11181.7698 | 22108.0566 | 247207.2 | 2809.9271 | 25289.3437 | 0.1271 | 0.81634 | 1449333.9887 | 2182935.1138 | 239005.7388 | 4.5948e-11 | 2021130.1277 | -2149346.8033 | 3743058.1657 | 169.3074 | 207.3993 | 188.1514 | 1599.2873 | 1439.1131
TRUE | Phillips 66 Carbon Plant | 50388_B_K2 | 50388 | B | K2 | 0 | Coal Steam | 0 | WEC_CALN | California | 6 | Contra Costa | 13 | 6013 | 8.5 | 8300 | 1983 | 9999 | 0 | 1841.1326 | 12.5% | 10.8254 | 346.0007 | 25.81% | 34.78% | 65.7555 | 4.82 | 79.9202 | 84.9902 | 250.59 | 0.94344 | 247207.2 | 6.3064 | 11187.0315 | 22097.6584 | 247207.2 | 2809.9271 | 25289.3437 | 0.12716 | 0.81628 | 1451297.3319 | 2182021.8548 | 239216.9429 | 1.3784e-10 | 2021130.1277 | -2149346.8033 | 3744319.4541 | 169.4442 | 207.5821 | 188.3172 | 1600.6963 | 1440.2755
TRUE | Pixelle Specialty Solutions LLC - Spring Grove Facility | 50397_B_5PB036 | 50397 | B | 5PB036 | 3656 | Coal Steam | 0 | PJM_WMAC | Pennsylvania | 42 | York | 133 | 42133 | 53 | 8300 | 1989 | 9999 | 0 | 1841.1298 | 12.5% | 10.8254 | 66.6564 | 25.81% | 34.78% | 65.7555 | 9.64 | 85.3784 | 84.9902 | 205.4 | 0.7733 | 1541409.6 | 39.3223 | 11187.0271 | 137785.453 | 1541409.6 | 14361.1327 | 129250.1944 | 0.10423 | 0.66907 | 9049255.5833 | 2621086.0245 | 1491586.9076 | 0 | 11035179 | -10985002.0632 | 13212105.4522 | 95.889 | 143.3161 | 130.0156 | 6890.8244 | 5082.1155
TRUE | Westwood Generation LLC | 50611_B_031 | 50611 | B | 31 | 3677 | Coal Steam | 0 | PJM_WMAC | Pennsylvania | 42 | Schuylkill | 107 | 42107 | 30 | 14500 | 1987 | 9999 | 0 | 4176.5268 | 12.5% | 18.5008 | 116.993 | 44.1% | 78.9% | 65.7555 | 9.64 | 85.3784 | 84.9902 | 228.6 | 1.5035 | 1524240 | 16.7687 | 25941.2014 | 58757.4946 | 1524240 | 15805.1921 | 142246.7285 | 0.26899 | 1.2345 | 8753940.9328 | 1961819.0307 | 1087060.8011 | 7.3517e-10 | 12144802.7041 | -12089580.3106 | 11858043.1582 | 201.8133 | 163.4714 | 148.3003 | 4449.009 | 6054.3986
TRUE | Panther Creek Energy Facility | 50776_B_BLR1 | 50776 | B | BLR1 | 3693 | Coal Steam | 0 | PJM_WMAC | Pennsylvania | 42 | Carbon | 25 | 42025 | 42 | 14141 | 1992 | 9999 | 0 | 3995.0736 | 12.5% | 18.0427 | 89.4972 | 43.01% | 75.48% | 56.1687 | 9.64 | 74.5223 | 84.9902 | 228.6 | 1.4663 | 2081102.688 | 23.9348 | 24814.1659 | 83867.5255 | 2081102.688 | 21579.4282 | 194214.854 | 0.2573 | 1.209 | 11952085.1931 | 2142098.191 | 1513200.334 | -1.1028e-09 | 14473335.383 | -16506362.5683 | 13574356.5327 | 161.8547 | 133.8739 | 121.4496 | 5100.884 | 6797.8991
TRUE | Panther Creek Energy Facility | 50776_B_BLR2 | 50776 | B | BLR2 | 3694 | Coal Steam | 0 | PJM_WMAC | Pennsylvania | 42 | Carbon | 25 | 42025 | 42 | 14141 | 1992 | 9999 | 0 | 3995.0733 | 12.5% | 18.0427 | 89.4972 | 43.01% | 75.48% | 56.1687 | 9.64 | 74.5223 | 84.9902 | 228.6 | 1.4663 | 2081102.688 | 23.9348 | 24814.1652 | 83867.5278 | 2081102.688 | 21579.4282 | 194214.854 | 0.2573 | 1.209 | 11952084.7684 | 2142098.2296 | 1513200.3208 | 0 | 14473335.383 | -16506362.5683 | 13574356.1334 | 161.8547 | 133.8739 | 121.4496 | 5100.8837 | 6797.8987
TRUE | TES Filer City Station | 50835_B_1 | 50835 | B | 1 | 90183 | Coal Steam | 0 | MIS_LMI | Michigan | 26 | Manistee | 101 | 26101 | 30 | 10883 | 1990 | 9999 | 0 | 2619.1743 | 12.5% | 13.8858 | 111.3237 | 33.1% | 49.48% | 65.7555 | 4.82 | 79.9202 | 84.9902 | 205.4 | 1.014 | 1144020.96 | 20.0692 | 16268.1944 | 70322.553 | 1144020.96 | 10658.7093 | 95928.3837 | 0.15157 | 0.86239 | 6570283.3168 | 2234179.2622 | 976485.2342 | 0 | 7666618.3593 | -8152974.1387 | 9294592.0339 | 132.1709 | 153.2616 | 139.038 | 4171.1393 | 3965.1257
TRUE | TES Filer City Station | 50835_B_2 | 50835 | B | 2 | 90184 | Coal Steam | 0 | MIS_LMI | Michigan | 26 | Manistee | 101 | 26101 | 30 | 10883 | 1990 | 9999 | 0 | 2707.1492 | 12.5% | 14.1944 | 111.7027 | 33.84% | 51.14% | 65.7555 | 4.82 | 79.9202 | 84.9902 | 205.4 | 1.014 | 1144020.96 | 19.8485 | 16449.0765 | 69549.2516 | 1144020.96 | 10658.7093 | 95928.3837 | 0.15325 | 0.8607 | 6716294.2916 | 2217135.3131 | 987209.0617 | 0 | 7666618.3593 | -8152974.1387 | 9434282.8869 | 135.6489 | 157.6026 | 142.9762 | 4289.2854 | 4069.4685
TRUE | Northampton Generating Company LP | 50888_B_BLR1 | 50888 | B | BLR1 | 3702 | Coal Steam | 0 | PJM_WMAC | Pennsylvania | 42 | Northampton | 95 | 42095 | 112 | 10316 | 1995 | 9999 | 0 | 2499.501 | 12.5% | 13.4548 | 41.7784 | 32.08% | 47.22% | 33.881 | 9.64 | 49.2835 | 84.9902 | 228.6 | 1.0697 | 4048493.568 | 76.0757 | 15187.3912 | 266569.3882 | 4048493.568 | 41979.7528 | 377817.775 | 0.15748 | 0.91221 | 23767782.2155 | 3178320.2289 | 3586651.0141 | 7.3517e-10 | 18620178.439 | -32110814.6533 | 17042117.2443 | 63.9313 | 70.0841 | 63.5799 | 7120.9444 | 7160.3013
TRUE | Covington Facility | 50900_B_9PB | 50900 | B | 9PB | 10097 | Coal Steam | 0 | PJM_Dom | Virginia | 51 | Covington City | 580 | 51580 | 14.7 | 10986 | 1962 | 9999 | 0 | 2746.0539 | 12.5% | 14.3287 | 209.9809 | 34.16% | 51.88% | 65.7555 | 4.82 | 79.9202 | 84.9902 | 205.4 | 1.0236 | 565875.6768 | 9.6787 | 16685.5032 | 33914.211 | 565875.6768 | 5272.1974 | 47449.7767 | 0.15546 | 0.8681 | 3322124.0242 | 2032345.01 | 485946.4724 | 0 | 3792197.0003 | -4032766.8111 | 5599845.6959 | 165.118 | 190.2071 | 172.5547 | 2536.5544 | 2427.2342
TRUE | Yellowstone Energy LP | 50931_B_BLR1 | 50931 | B | BLR1 | 0 | Coal Steam | 0 | WECC_MT | Montana | 30 | Yellowstone | 111 | 30111 | 26 | 10449 | 1995 | 9999 | 0 | 2686.8658 | 12.5% | 14.1238 | 126.1185 | 33.67% | 50.76% | 65.7555 | 4.82 | 79.9202 | 84.9902 | 250.59 | 1.1877 | 951945.696 | 17.2458 | 15753.0676 | 60429.2268 | 951945.696 | 10820.4696 | 97384.2261 | 0.17906 | 1.0086 | 5791860.2618 | 2175012.111 | 853493.0203 | 0 | 7782969.6148 | -8276706.4979 | 8326628.51 | 137.7914 | 136.6104 | 123.9322 | 3222.236 | 3582.5767
TRUE | Yellowstone Energy LP | 50931_B_BLR2 | 50931 | B | BLR2 | 0 | Coal Steam | 0 | WECC_MT | Montana | 30 | Yellowstone | 111 | 30111 | 26 | 10449 | 1995 | 9999 | 0 | 2685.8998 | 12.5% | 14.1205 | 126.1143 | 33.66% | 50.74% | 65.7555 | 4.82 | 79.9202 | 84.9902 | 250.59 | 1.1877 | 951945.696 | 17.2479 | 15751.1608 | 60436.5425 | 951945.696 | 10820.4696 | 97384.2261 | 0.17904 | 1.0087 | 5790478.9509 | 2175204.0514 | 853392.7702 | 0 | 7782969.6148 | -8276706.4979 | 8325338.8894 | 137.7534 | 136.5698 | 123.8953 | 3221.2778 | 3581.5883
TRUE | Sunnyside Cogen Associates | 50951_B_1 | 50951 | B | 1 | 90986 | Coal Steam | 0 | WECC_UT | Utah | 49 | Carbon | 7 | 49007 | 51 | 12284 | 1993 | 9999 | 0 | 3468.0391 | 12.5% | 16.6047 | 75.8485 | 39.58% | 65.52% | 53.8446 | 4.82 | 66.4322 | 84.9902 | 228.6 | 1.2738 | 2195199.936 | 30.812 | 20332.4481 | 107965.3532 | 2195199.936 | 22762.5286 | 204862.7573 | 0.21083 | 1.0629 | 13356524.425 | 2337045.4196 | 1792734.208 | 7.3517e-10 | 13609479.9219 | -17411330.1868 | 13684453.7876 | 126.7486 | 119.2452 | 108.1785 | 5517.1036 | 6464.1769
TRUE | Scrubgrass Generating Plant | 50974_B_UNIT 1 | 50974 | B | UNIT 1 | 3706 | Coal Steam | 0 | PJM_PENE | Pennsylvania | 42 | Venango | 121 | 42121 | 43 | 13904 | 1993 | 9999 | 0 | 3879.0421 | 12.5% | 17.7403 | 87.5599 | 42.29% | 73.28% | 55.8738 | 9.64 | 74.1883 | 84.9902 | 205.4 | 1.2954 | 2094943.488 | 24.8147 | 24093.4937 | 86950.59 | 2094943.488 | 19518.3431 | 175665.0881 | 0.22448 | 1.0709 | 12031564.1818 | 2172768.9812 | 1542532.6982 | 3.6759e-10 | 13032287.3344 | -14929813.943 | 13849339.2525 | 159.2783 | 148.7271 | 134.9243 | 5801.7466 | 6848.9655
TRUE | Scrubgrass Generating Plant | 50974_B_UNIT 2 | 50974 | B | UNIT 2 | 3707 | Coal Steam | 0 | PJM_PENE | Pennsylvania | 42 | Venango | 121 | 42121 | 43 | 13904 | 1993 | 9999 | 0 | 3879.0355 | 12.5% | 17.7403 | 87.5599 | 42.29% | 73.28% | 55.8738 | 9.64 | 74.1883 | 84.9902 | 205.4 | 1.2954 | 2094943.488 | 24.8147 | 24093.4763 | 86950.6527 | 2094943.488 | 19518.3431 | 175665.0881 | 0.22448 | 1.0709 | 12031552.3342 | 2172770.0166 | 1542532.2924 | 0 | 13032287.3344 | -14929813.943 | 13849328.0345 | 159.278 | 148.7268 | 134.9241 | 5801.7368 | 6848.955
TRUE | Ingredion Incorporated | 54556_B_BLR10 | 54556 | B | BLR10 | 89733 | Coal Steam | 0 | PJM_COMD | Illinois | 17 | Cook | 31 | 17031 | 10.6 | 10986 | 2006 | 9999 | 0 | 2746.0603 | 12.5% | 14.3287 | 284.3916 | 34.16% | 51.88% | 65.7555 | 4.82 | 79.9202 | 84.9902 | 205.4 | 1.0236 | 408046.4064 | 6.9792 | 16685.5166 | 24455.1258 | 408046.4064 | 3801.7206 | 34215.4852 | 0.15546 | 0.8681 | 2395548.9077 | 1984826.5586 | 350410.6414 | -1.8379e-10 | 2734509.4016 | -2907981.51 | 4557313.9993 | 186.3541 | 214.67 | 194.7474 | 2064.3222 | 1975.3539
TRUE | Ingredion Incorporated | 54556_B_BLR6 | 54556 | B | BLR6 | 10116 | Coal Steam | 0 | PJM_COMD | Illinois | 17 | Cook | 31 | 17031 | 10.6 | 10986 | 2003 | 9999 | 0 | 2743.1498 | 12.5% | 14.3187 | 284.3793 | 34.13% | 51.82% | 65.7555 | 4.82 | 79.9202 | 84.9902 | 205.4 | 1.0236 | 408046.4064 | 6.9817 | 16679.4757 | 24463.9828 | 408046.4064 | 3801.7206 | 34215.4852 | 0.1554 | 0.86815 | 2393876.5714 | 1985459.6186 | 350292.8402 | 9.1897e-11 | 2734509.4016 | -2907981.51 | 4556156.9217 | 186.2394 | 214.5239 | 194.6148 | 2062.9171 | 1974.1374
TRUE | Ingredion Incorporated | 54556_B_BLR7 | 54556 | B | BLR7 | 88140 | Coal Steam | 0 | PJM_COMD | Illinois | 17 | Cook | 31 | 17031 | 10.6 | 10986 | 2004 | 9999 | 0 | 2745.7258 | 12.5% | 14.3276 | 284.3902 | 34.16% | 51.87% | 65.7555 | 4.82 | 79.9202 | 84.9902 | 205.4 | 1.0236 | 408046.4064 | 6.9795 | 16684.8223 | 24456.1434 | 408046.4064 | 3801.7206 | 34215.4852 | 0.15545 | 0.8681 | 2395356.7706 | 1984899.295 | 350397.1161 | 0 | 2734509.4016 | -2907981.51 | 4557181.0732 | 186.341 | 214.6532 | 194.7321 | 2064.1607 | 1975.2141
TRUE | Ingredion Incorporated | 54556_B_BLR8 | 54556 | B | BLR8 | 88141 | Coal Steam | 0 | PJM_COMD | Illinois | 17 | Cook | 31 | 17031 | 10.6 | 10986 | 2018 | 9999 | 0 | 2746.0566 | 12.5% | 14.3287 | 284.3916 | 34.16% | 51.88% | 65.7555 | 4.82 | 79.9202 | 84.9902 | 205.4 | 1.0236 | 408046.4064 | 6.9792 | 16685.5089 | 24455.137 | 408046.4064 | 3801.7206 | 34215.4852 | 0.15546 | 0.8681 | 2395546.7845 | 1984827.3624 | 350410.492 | 0 | 2734509.4016 | -2907981.51 | 4557312.5304 | 186.354 | 214.6698 | 194.7472 | 2064.3204 | 1975.3524
TRUE | St Nicholas Cogen Project | 54634_B_1 | 54634 | B | 1 | 3787 | Coal Steam | 0 | PJM_WMAC | Pennsylvania | 42 | Schuylkill | 107 | 42107 | 86 | 14500 | 1990 | 9999 | 0 | 4345.5291 | 12.5% | 18.9119 | 56.1158 | 45.08% | 82.1% | 32.0623 | 9.64 | 47.224 | 84.9902 | 228.6 | 1.5035 | 4369488 | 47.2274 | 26404.1671 | 165484.7881 | 4369488 | 45308.2172 | 407773.955 | 0.27379 | 1.2297 | 25652270.1857 | 2650200.9021 | 3129634.6531 | 0 | 19256731.7077 | -34656796.8903 | 16032040.5583 | 96.8792 | 78.7798 | 71.4686 | 6146.2966 | 8331.6147
TRUE | Red Hills Generating Facility | 55076_B_AA001 | 55076 | B | AA001 | 3856 | Coal Steam | 0 | S_C_TVA | Mississippi | 28 | Choctaw | 19 | 28019 | 220 | 11206 | 2002 | 9999 | 0 | 2830.4593 | 12.5% | 14.6157 | 30.8091 | 34.84% | 53.47% | 20.0332 | 4.82 | 28.1439 | 84.9902 | 216.24 | 1.0991 | 8638481.28 | 143.3465 | 17198.3323 | 502285.9862 | 8638481.28 | 84731.2525 | 762581.2722 | 0.16869 | 0.93046 | 50714604.6156 | 4416369.7805 | 7341243.5777 | 0 | 21462006.223 | -64811947.7533 | 19122276.4435 | 38.0705 | 40.9158 | 37.1186 | 8166.0948 | 8375.509
TRUE | Red Hills Generating Facility | 55076_B_AA002 | 55076 | B | AA002 | 3857 | Coal Steam | 0 | S_C_TVA | Mississippi | 28 | Choctaw | 19 | 28019 | 220 | 11206 | 2002 | 9999 | 0 | 2998.4535 | 12.5% | 15.1694 | 31.4893 | 36.16% | 56.65% | 20.0332 | 4.82 | 28.1439 | 84.9902 | 216.24 | 1.0991 | 8638481.28 | 140.4421 | 17553.9909 | 492109.2502 | 8638481.28 | 84731.2525 | 762581.2722 | 0.17218 | 0.92697 | 52636125.9978 | 4422430.7685 | 7465019.9879 | 0 | 21462006.223 | -64811947.7533 | 21173635.224 | 43.0263 | 46.4161 | 42.1084 | 9263.8415 | 9465.7838
TRUE | Wygen 1 | 55479_B_3 | 55479 | B | 3 | 4852 | Coal Steam | 0 | WECC_WY | Wyoming | 56 | Campbell | 5 | 56005 | 85 | 11824 | 2003 | 9999 | 0 | 3263.953 | 12.5% | 16.0003 | 52.9258 | 38.14% | 61.66% | 37.5275 | 4.82 | 47.9547 | 84.9902 | 214.13 | 1.1485 | 3521660.16 | 52.5782 | 19115.1607 | 184233.8767 | 3521660.16 | 34205.4382 | 307848.9436 | 0.18566 | 0.96279 | 21450551.1175 | 2782742.0419 | 2947794.6694 | 0 | 14762793.4417 | -26164148.4974 | 15779732.7731 | 85.6505 | 88.9611 | 80.7049 | 6859.9202 | 7280.2967
TRUE | Hardin Generator Project | 55749_B_PC1 | 55749 | B | PC1 | 9114 | Coal Steam | 0 | WECC_MT | Montana | 30 | Big Horn | 3 | 30003 | 107 | 12466 | 2006 | 9999 | 0 | 3563.3965 | 12.5% | 16.8776 | 47.1629 | 40.23% | 67.32% | 30.5522 | 4.82 | 40.0557 | 84.9902 | 214.13 | 1.2108 | 4673852.448 | 63.9488 | 20858.2733 | 224076.6708 | 4673852.448 | 45396.5356 | 408568.8207 | 0.20259 | 1.0082 | 28483008.2721 | 3016013.8784 | 3781872.9158 | 0 | 16365504.2651 | -34724352.7054 | 16922046.6259 | 75.519 | 74.9038 | 67.9523 | 7270.8958 | 8080.5333
TRUE | Prairie State Generating Station | 55856_B_PC1 | 55856 | B | PC1 | 90192 | Coal Steam | 0 | MIS_IL | Illinois | 17 | St Clair | 163 | 17163 | 815 | 9391 | 2012 | 2045 | 0 | 2172.2839 | 12.5% | 12.206 | 18.4644 | 29.1% | 41.04% | 9.9065 | 4.82 | 16.6764 | 84.9902 | 205.4 | 0.87495 | 26818442.16 | 577.8512 | 13245.045 | 2024790.5592 | 26818442.16 | 249864.2847 | 2248778.562 | 0.1234 | 0.75155 | 156899575.0834 | 10669655.6026 | 24714536.793 | -5.8814e-09 | 37501556.3221 | -191124177.8043 | 38661145.9969 | 19.0939 | 25.4062 | 23.0483 | 18784.3809 | 15561.5275
TRUE | Prairie State Generating Station | 55856_B_PC2 | 55856 | B | PC2 | 90193 | Coal Steam | 0 | MIS_IL | Illinois | 17 | St Clair | 163 | 17163 | 815 | 9346 | 2012 | 2045 | 0 | 2161.544 | 12.5% | 12.1631 | 18.4117 | 29% | 40.84% | 9.9065 | 4.82 | 16.6764 | 84.9902 | 205.4 | 0.87076 | 26689932.96 | 578.6837 | 13162.6138 | 2027707.6739 | 26689932.96 | 248666.9795 | 2238002.8155 | 0.12263 | 0.74812 | 156348779.7944 | 10654566.6116 | 24663257.7415 | 0 | 37321855.5411 | -190208344.7725 | 38780114.9162 | 19.1251 | 25.5642 | 23.1917 | 18901.2055 | 15586.9577
FALSE | Elm Road Generating Station | 56068_B_18 | 56068 | B | 18 | 89796 | Coal Steam | 0 | MIS_WUMS | Wisconsin | 55 | Milwaukee | 79 | 55079 | 633 | 9552 | 2010 | 9999 | C2G | 2230.6374 | 12.5% | 12.4366 | 19.7454 | 29.65% | 42.14% | 11.3891 | 4.82 | 18.3553 | 84.9902 | 205.4 | 0.88995 | 21186641.664 | 445.3287 | 13577.4241 | 1560431.6068 | 21186641.664 | 197393.459 | 1776541.1313 | 0.1265 | 0.76345 | 124164881.6369 | 8793193.6291 | 19406535.7482 | 0 | 32608910.4051 | -150988616.1287 | 33984905.2906 | 21.7792 | 28.5273 | 25.8798 | 16381.9268 | 13786.2146
FALSE | Elm Road Generating Station | 56068_B_19 | 56068 | B | 19 | 89798 | Coal Steam | 0 | MIS_WUMS | Wisconsin | 55 | Milwaukee | 79 | 55079 | 633 | 9475 | 2011 | 9999 | C2G | 2195.8342 | 12.5% | 12.2995 | 19.5769 | 29.32% | 41.48% | 11.3891 | 4.82 | 18.3553 | 84.9902 | 205.4 | 0.88277 | 21015853.2 | 447.3982 | 13405.6749 | 1567683.3427 | 21015853.2 | 195802.2429 | 1762220.1862 | 0.1249 | 0.75788 | 122795644.429 | 8758681.3917 | 19281721.4988 | 0 | 32346045.4447 | -149771475.9024 | 33410616.8619 | 21.3121 | 28.1208 | 25.5111 | 16148.4988 | 13490.5563
FALSE | TS Power Plant | 56224_B_BLR100 | 56224 | B | BLR100 | 89529 | Coal Steam | 0 | WECC_NNV | Nevada | 32 | Eureka | 11 | 32011 | 218 | 10573 | 2008 | 9999 | C2G | 2583.1365 | 12.5% | 13.7574 | 29.8727 | 32.8% | 48.8% | 20.9493 | 4.82 | 29.1814 | 84.9902 | 214.13 | 1.0269 | 8076418.656 | 146.5036 | 15732.8128 | 513348.6786 | 8076418.656 | 78445.2294 | 706007.0644 | 0.15281 | 0.87413 | 47302585.0899 | 4376453.102 | 7062346.7958 | 0 | 20602253.8965 | -60003693.5543 | 19339945.3299 | 37.6741 | 43.0989 | 39.0991 | 8523.5955 | 8212.952
TRUE | Wygen 2 | 56319_B_1 | 56319 | B | 1 | 89633 | Coal Steam | 0 | WECC_WY | Wyoming | 56 | Campbell | 5 | 56005 | 90 | 11967 | 2008 | 2048 | 0 | 3026.5648 | 12.5% | 15.2599 | 50.168 | 36.38% | 57.18% | 35.6632 | 4.82 | 45.8435 | 84.9902 | 214.13 | 1.1623 | 3773913.12 | 57.2595 | 18809.6389 | 200637.1916 | 3773913.12 | 36655.5392 | 329899.8525 | 0.1827 | 0.97964 | 21661398.1374 | 2872591.0554 | 3061706.9832 | 0 | 15123751.613 | -28038260.0257 | 14681187.7634 | 73.1728 | 74.6933 | 67.7613 | 6098.5168 | 6585.5532
FALSE | Stanton Energy Center | 564_B_2 | 564 | B | 2 | 369 | Coal Steam | 0 | FRCC | Florida | 12 | Orange | 95 | 12095 | 466 | 10373 | 1996 | 9999 | C2G | 2519.8883 | 12.5% | 13.5292 | 22.6886 | 32.25% | 47.61% | 12.9428 | 4.82 | 20.1147 | 84.9902 | 205.4 | 0.96644 | 16937698.272 | 315.7035 | 15311.2609 | 1106224.9162 | 16937698.272 | 157806.5511 | 1420258.9597 | 0.14265 | 0.82379 | 99437409.3799 | 7162866.3316 | 14966337.3399 | 0 | 28568132.441 | -120708117.0793 | 29426628.4131 | 26.6009 | 32.291 | 29.2942 | 13651.1181 | 12396.0405
TRUE | Plum Point Energy Station | 56456_B_BLR1 | 56456 | B | BLR1 | 90208 | Coal Steam | 0 | MIS_AR | Arkansas | 5 | Mississippi | 93 | 5093 | 680 | 9682 | 2010 | 9999 | 0 | 2279.7224 | 12.5% | 12.6279 | 19.6716 | 30.1% | 43.07% | 10.8253 | 4.82 | 17.7168 | 84.9902 | 214.13 | 0.9404 | 23069495.04 | 475.2933 | 13851.9936 | 1665427.7836 | 23069495.04 | 224071.0774 | 2016639.6968 | 0.13454 | 0.80586 | 135435598.9967 | 9349778.6703 | 21030903.7104 | 0 | 35728446.2403 | -171394645.2991 | 30150082.3185 | 18.1035 | 22.4649 | 20.38 | 13858.4109 | 12310.3843
TRUE | John W Turk Jr Power Plant | 56564_B_1 | 56564 | B | 1 | 90325 | Coal Steam | 0 | SPP_WEST | Arkansas | 5 | Hempstead | 57 | 5057 | 609 | 9102 | 2012 | 9999 | 0 | 2089.2519 | 12.5% | 11.8715 | 19.2272 | 28.3% | 39.47% | 12.0006 | 4.82 | 19.0478 | 84.9902 | 214.13 | 0.88407 | 19423085.472 | 436.6496 | 12694.6589 | 1530020.2773 | 19423085.472 | 188653.9641 | 1697885.6767 | 0.1233 | 0.76076 | 114028405.4014 | 8395529.5316 | 18163567.5889 | 0 | 32340925.4466 | -144303671.984 | 28624755.9845 | 18.7087 | 24.592 | 22.3098 | 13586.6405 | 11393.6244
TRUE | Wygen III | 56596_B_1 | 56596 | B | 1 | 90109 | Coal Steam | 0 | WECC_WY | Wyoming | 56 | Campbell | 5 | 56005 | 100 | 11509 | 2010 | 9999 | 0 | 2948.1494 | 12.5% | 15.006 | 46.7138 | 35.77% | 55.7% | 33.977 | 4.82 | 43.9341 | 84.9902 | 214.13 | 1.1179 | 4032753.6 | 64.227 | 17919.2569 | 225051.3854 | 4032753.6 | 39169.6239 | 352526.615 | 0.17405 | 0.94381 | 23667710.7482 | 3000288.8267 | 3377117.3582 | -7.3517e-10 | 15487927.7399 | -29961313.4857 | 15571731.1872 | 69.1919 | 73.3115 | 66.5077 | 6650.7736 | 6919.1892
TRUE | Dry Fork Station | 56609_B_1 | 56609 | B | 1 | 90531 | Coal Steam | 0 | WECC_WY | Wyoming | 56 | Campbell | 5 | 56005 | 380 | 10552 | 2011 | 9999 | 0 | 2501.8606 | 12.5% | 13.4635 | 23.9813 | 32.1% | 47.27% | 14.6467 | 4.82 | 22.0442 | 84.9902 | 214.13 | 1.0249 | 14050199.04 | 258.036 | 15539.5382 | 904158.0791 | 14050199.04 | 136467.8001 | 1228210.2007 | 0.15093 | 0.87397 | 80692382.2907 | 6188030.6305 | 12173109.185 | 0 | 27074939.8577 | -104385851.388 | 21742610.5758 | 24.0474 | 27.5151 | 24.9616 | 9485.3897 | 9137.995
TRUE | Sandy Creek Energy Station | 56611_B_S01 | 56611 | B | S01 | 90551 | Coal Steam | 0 | ERC_REST | Texas | 48 | McLennan | 309 | 48309 | 933 | 9330 | 2013 | 9999 | 0 | 2097.3243 | 12.5% | 11.9043 | 17.6549 | 28.38% | 39.62% | 9.1933 | 4.82 | 15.8688 | 84.9902 | 214.13 | 0.90621 | 30501934.56 | 668.2251 | 13026.882 | 2341460.8712 | 30501934.56 | 296261.4192 | 2666352.7727 | 0.12653 | 0.77968 | 175177195.145 | 11797470.4449 | 27873470.0359 | 1.1763e-08 | 42311771.6871 | -226613900.555 | 30546006.758 | 13.0457 | 16.7321 | 15.1792 | 14162.2263 | 12171.6424
TRUE | Longview Power Plant | 56671_B_UHA01 | 56671 | B | UHA01 | 90398 | Coal Steam | 0 | PJM_AP | West Virginia | 54 | Monongalia | 61 | 54061 | 700 | 8904 | 2011 | 9999 | 0 | 1965.9894 | 12.5% | 11.3607 | 17.9961 | 27.08% | 37.14% | 11.1842 | 9.64 | 23.5814 | 84.9902 | 205.4 | 0.82958 | 21839731.2 | 510.4185 | 12211.1559 | 1788506.456 | 21839731.2 | 203478.2177 | 1831303.9597 | 0.11377 | 0.71581 | 125428649.5584 | 9185543.5763 | 20318770.6338 | 5.8814e-09 | 43184759.4594 | -155642920.7992 | 42474802.4287 | 23.7488 | 33.1777 | 30.0986 | 21069.0111 | 16624.1288
TRUE | Spiritwood Station | 56786_B_1 | 56786 | B | 1 | 90511 | Coal Steam | 0 | MIS_MAPP | North Dakota | 38 | Stutsman | 93 | 38093 | 92 | 8300 | 2014 | 9999 | 0 | 1787.5989 | 12.5% | 10.5901 | 43.7483 | 25.25% | 33.77% | 46.1597 | 4.82 | 57.7298 | 84.9902 | 216.24 | 0.81411 | 2675654.4 | 68.7737 | 11103.0867 | 240982.9334 | 2675654.4 | 26244.3757 | 236199.3816 | 0.10891 | 0.70521 | 15366729.1932 | 3008729.5794 | 2552043.6977 | 7.3517e-10 | 13635731.3491 | -20074636.6818 | 14488597.1376 | 60.1229 | 85.2557 | 77.3435 | 7115.6011 | 5531.3085
TRUE | Virginia City Hybrid Energy Center | 56808_B_1 | 56808 | B | 1 | 90448 | Coal Steam | 0 | PJM_West | Virginia | 51 | Wise | 195 | 51195 | 305 | 9943 | 2012 | 9999 | 0 | 2367.9265 | 12.5% | 12.9655 | 25.1995 | 30.91% | 44.74% | 17.495 | 4.82 | 25.2697 | 84.9902 | 205.4 | 0.92638 | 10626282.96 | 210.7286 | 14391.0946 | 738392.9606 | 10626282.96 | 99003.8338 | 891034.5042 | 0.13408 | 0.7923 | 62370731.795 | 5310262.3432 | 9573632.61 | 2.9407e-09 | 22516157.8138 | -75729215.8034 | 24041568.7587 | 32.5593 | 41.0948 | 37.281 | 11370.6945 | 9930.591
TRUE | Virginia City Hybrid Energy Center | 56808_B_2 | 56808 | B | 2 | 90449 | Coal Steam | 0 | PJM_West | Virginia | 51 | Wise | 195 | 51195 | 305 | 9943 | 2012 | 9999 | 0 | 2368.6819 | 12.5% | 12.9684 | 25.203 | 30.92% | 44.75% | 17.495 | 4.82 | 25.2697 | 84.9902 | 205.4 | 0.92638 | 10626282.96 | 210.7078 | 14392.5136 | 738320.1621 | 10626282.96 | 99003.8338 | 891034.5042 | 0.13409 | 0.79228 | 62384477.2474 | 5310478.4188 | 9574798.3998 | 2.9407e-09 | 22516157.8138 | -75729215.8034 | 24056696.0765 | 32.583 | 41.1254 | 37.3087 | 11379.1608 | 9937.8192
TRUE | Archer Daniels Midland Columbus | 57046_B_CFB1 | 57046 | B | CFB1 | 88220 | Coal Steam | 0 | SPP_NEBR | Nebraska | 31 | Platte | 141 | 31141 | 30 | 10986 | 2009 | 9999 | 0 | 2656.4042 | 12.5% | 14.0172 | 111.4851 | 33.42% | 50.19% | 65.7555 | 4.82 | 79.9202 | 84.9902 | 214.13 | 1.0671 | 1154848.32 | 19.9752 | 16499.4331 | 69993.2121 | 1154848.32 | 11216.8952 | 100952.0565 | 0.16026 | 0.9068 | 6632467.8374 | 2226940.881 | 981110.7446 | 0 | 8068111.4369 | -8579937.1784 | 9328693.7216 | 133.28 | 146.9785 | 133.338 | 4000.1397 | 3998.3993
TRUE | Archer Daniels Midland Columbus | 57046_B_CFB2 | 57046 | B | CFB2 | 88221 | Coal Steam | 0 | SPP_NEBR | Nebraska | 31 | Platte | 141 | 31141 | 30 | 10986 | 2009 | 9999 | 0 | 2656.3972 | 12.5% | 14.0172 | 111.4851 | 33.42% | 50.19% | 65.7555 | 4.82 | 79.9202 | 84.9902 | 214.13 | 1.0671 | 1154848.32 | 19.9752 | 16499.4186 | 69993.2736 | 1154848.32 | 11216.8952 | 100952.0565 | 0.16026 | 0.9068 | 6632456.225 | 2226942.2356 | 981109.8889 | 0 | 8068111.4369 | -8579937.1784 | 9328682.608 | 133.2797 | 146.9781 | 133.3377 | 4000.1308 | 3998.391
TRUE | Roquette America | 57953_B_COGEN | 57953 | B | COGEN | 0 | Coal Steam | 0 | MIS_MO | Iowa | 19 | Lee | 111 | 19111 | 32 | 8300 | 2007 | 9999 | 0 | 1787.5903 | 12.5% | 10.5901 | 101.3834 | 25.25% | 33.77% | 65.7555 | 4.82 | 79.9202 | 84.9902 | 205.4 | 0.7733 | 930662.4 | 23.9213 | 11103.0732 | 83820.2527 | 930662.4 | 8670.8726 | 78037.8532 | 0.10345 | 0.66986 | 5344930.0406 | 2425224.4016 | 887665.2565 | 0 | 6236803.0758 | -6632454.0759 | 8262168.6985 | 98.5701 | 147.1513 | 133.4948 | 4271.8333 | 3154.2424
TRUE | Platte | 59_B_1 | 59 | B | 1 | 56 | Coal Steam | 0 | SPP_NEBR | Nebraska | 31 | Hall | 79 | 31079 | 100 | 11578 | 1982 | 9999 | 0 | 2873.0366 | 12.5% | 14.7582 | 46.4094 | 35.18% | 54.28% | 33.8298 | 4.82 | 43.7673 | 84.9902 | 214.13 | 1.1246 | 4056931.2 | 64.8178 | 17862.389 | 227121.4231 | 4056931.2 | 39404.4579 | 354640.1207 | 0.1735 | 0.95106 | 23276856.3862 | 3008153.4695 | 3351896.7862 | 0 | 15521638.7934 | -30140940.7887 | 15017604.6466 | 66.1215 | 69.5239 | 63.0717 | 6307.1656 | 6612.148
TRUE | Whelan Energy Center | 60_B_1 | 60 | B | 1 | 57 | Coal Steam | 0 | SPP_NEBR | Nebraska | 31 | Adams | 1 | 31001 | 77 | 12708 | 1981 | 9999 | 0 | 3329.8415 | 12.5% | 16.1986 | 56.626 | 38.62% | 62.91% | 38.2789 | 4.82 | 48.8055 | 84.9902 | 214.13 | 1.2343 | 3428720.064 | 47.2657 | 20702.4599 | 165618.9691 | 3428720.064 | 33302.7228 | 299724.5054 | 0.20108 | 1.0332 | 19672461.9136 | 2676467.8413 | 2682787.5013 | 0 | 14628210.0948 | -25473650.7314 | 14186276.6196 | 85.6561 | 82.9012 | 75.2075 | 5790.9739 | 6595.5205
TRUE | Whelan Energy Center | 60_B_2 | 60 | B | 2 | 90669 | Coal Steam | 0 | SPP_NEBR | Nebraska | 31 | Adams | 1 | 31001 | 232 | 12132 | 2011 | 9999 | 0 | 3090.7835 | 12.5% | 15.4643 | 31.1867 | 36.87% | 58.39% | 38.2789 | 4.82 | 48.8055 | 84.9902 | 214.13 | 1.1784 | 9862442.496 | 146.4716 | 19216.1759 | 513236.4805 | 9862442.496 | 95792.6523 | 862133.8703 | 0.18664 | 0.99172 | 56586283.1482 | 4567971.1462 | 7936863.4941 | 2.9407e-09 | 42076891.1391 | -73272944.6593 | 37895064.2683 | 73.8355 | 74.4518 | 67.5423 | 15669.8048 | 17129.8324
TRUE | James H Miller Jr | 6002_B_1 | 6002 | B | 1 | 2669 | Coal Steam | 0 | S_SOU | Alabama | 1 | Jefferson | 73 | 1073 | 688 | 10102 | 1978 | 9999 | 0 | 2560.7328 | 12.5% | 13.677 | 20.912 | 32.6% | 48.38% | 10.4837 | 4.82 | 17.33 | 84.9902 | 214.13 | 0.98119 | 24353416.704 | 463.679 | 14989.1985 | 1624731.0832 | 24353416.704 | 236541.6456 | 2128874.8104 | 0.14559 | 0.83561 | 148412615.1905 | 9696437.8066 | 22221433.8256 | 0 | 36893452.8586 | -180933531.9462 | 36290407.735 | 22.3363 | 26.7306 | 24.2498 | 16683.8896 | 15367.3434
TRUE | James H Miller Jr | 6002_B_2 | 6002 | B | 2 | 2670 | Coal Steam | 0 | S_SOU | Alabama | 1 | Jefferson | 73 | 1073 | 695 | 10098 | 1985 | 9999 | 0 | 2559.2291 | 12.5% | 13.6716 | 20.8639 | 32.59% | 48.35% | 10.4837 | 4.82 | 17.33 | 84.9902 | 214.13 | 0.98081 | 24591457.44 | 468.4863 | 14980.3947 | 1641576.0649 | 24591457.44 | 238853.7051 | 2149683.3455 | 0.1455 | 0.8353 | 149863285.0251 | 9774458.2051 | 22442935.6438 | 0 | 37254065.2843 | -182702053.8598 | 36632690.2985 | 22.3156 | 26.7155 | 24.2362 | 16844.1317 | 15509.3147
TRUE | James H Miller Jr | 6002_B_3 | 6002 | B | 3 | 2671 | Coal Steam | 0 | S_SOU | Alabama | 1 | Jefferson | 73 | 1073 | 687 | 10001 | 1989 | 9999 | 0 | 2310.8651 | 12.5% | 12.748 | 19.7767 | 30.39% | 43.66% | 10.4837 | 4.82 | 17.33 | 84.9902 | 214.13 | 0.97138 | 24074887.248 | 478.2194 | 14367.2276 | 1675680.79 | 24074887.248 | 233836.3243 | 2104526.9191 | 0.13955 | 0.83184 | 138130933.2987 | 9457619.4836 | 21361596.596 | 0 | 36471503.303 | -178864199.3825 | 26557453.2988 | 15.8488 | 19.0527 | 17.2845 | 11874.4536 | 10888.0943
TRUE | James H Miller Jr | 6002_B_4 | 6002 | B | 4 | 2672 | Coal Steam | 0 | S_SOU | Alabama | 1 | Jefferson | 73 | 1073 | 699 | 10011 | 1991 | 9999 | 0 | 2391.3322 | 12.5% | 13.0538 | 20.0817 | 31.12% | 45.18% | 10.4837 | 4.82 | 17.33 | 84.9902 | 214.13 | 0.97236 | 24519902.256 | 481.4775 | 14533.7828 | 1687097.0565 | 24519902.256 | 238158.6986 | 2143428.2877 | 0.14116 | 0.83119 | 143914667.0144 | 9668879.088 | 22022983.7537 | -5.8814e-09 | 37145664.9789 | -182170435.1417 | 30581759.6934 | 18.1269 | 21.8083 | 19.7844 | 13829.261 | 12670.67
FALSE | White Bluff | 6009_B_1 | 6009 | B | 1 | 2675 | Coal Steam | 0 | MIS_AR | Arkansas | 5 | Jefferson | 69 | 5069 | 818 | 10338 | 1980 | 2029 | 0 | 2506.1024 | 12.5% | 13.479 | 20.0155 | 32.13% | 47.35% | 9.3483 | 4.82 | 16.0443 | 84.9902 | 214.13 | 1.0041 | 29631519.936 | 555.1543 | 15232.6732 | 1945260.6605 | 29631519.936 | 287807.1924 | 2590264.7317 | 0.14795 | 0.85616 | 173900844.8709 | 11111665.4831 | 26220103.4969 | 5.8814e-09 | 41559052.1158 | -220147161.4484 | 32644504.5183 | 16.7816 | 19.6009 | 17.7818 | 14545.5087 | 13727.3144
FALSE | White Bluff | 6009_B_2 | 6009 | B | 2 | 2676 | Coal Steam | 0 | MIS_AR | Arkansas | 5 | Jefferson | 69 | 5069 | 819 | 10206 | 1981 | 2029 | 0 | 2460.4609 | 12.5% | 13.3114 | 19.8054 | 31.73% | 46.48% | 9.3483 | 4.82 | 16.0443 | 84.9902 | 214.13 | 0.9913 | 29288933.856 | 559.1049 | 14950.1716 | 1959103.525 | 29288933.856 | 284479.6973 | 2560317.2757 | 0.14521 | 0.84609 | 171948711.1682 | 11073277.177 | 26078380.5517 | -5.8814e-09 | 41078565.3644 | -217601920.6634 | 32577013.5979 | 16.6285 | 19.6535 | 17.8295 | 14602.3618 | 13618.7668
TRUE | East Bend | 6018_B_2 | 6018 | B | 2 | 2682 | Coal Steam | 0 | PJM_West | Kentucky | 21 | Boone | 15 | 21015 | 600 | 10919 | 1981 | 2041 | 0 | 2628.308 | 12.5% | 13.9182 | 21.8111 | 33.18% | 49.66% | 10.857 | 4.82 | 17.7527 | 84.9902 | 205.4 | 1.0173 | 22956105.6 | 400.9216 | 16340.8496 | 1404829.3757 | 22956105.6 | 213879.3473 | 1924914.1256 | 0.15225 | 0.86506 | 131711864.6815 | 8744537.8719 | 19552641.4827 | 0 | 34172501.9634 | -163598869.0996 | 30582676.8999 | 21.7697 | 25.1654 | 22.8299 | 13697.9252 | 13061.8041
FALSE | Craig (CO) | 6021_B_C3 | 6021 | B | C3 | 2686 | Coal Steam | 0 | WECC_CO | Colorado | 8 | Moffat | 81 | 8081 | 448 | 10014 | 1984 | 2030 | 0 | 2393.2404 | 12.5% | 13.0609 | 22.3572 | 31.14% | 45.21% | 13.9074 | 4.82 | 21.207 | 84.9902 | 214.13 | 0.97265 | 15719897.088 | 308.5098 | 14541.7482 | 1081018.3784 | 15719897.088 | 152685.3653 | 1374168.2877 | 0.14124 | 0.8314 | 92287838.4819 | 6897413.0225 | 14119123.8264 | 2.9407e-09 | 29142032.9954 | -116790860.8691 | 25655547.4572 | 23.7328 | 28.5454 | 25.8962 | 11601.491 | 10632.2755
FALSE | Belle River | 6034_B_1 | 6034 | B | 1 | 2695 | Coal Steam | 0 | MIS_LMI | Michigan | 26 | St Clair | 147 | 26147 | 635 | 10336 | 1984 | 2029 | 0 | 2423.7156 | 12.5% | 13.175 | 20.6384 | 31.41% | 45.79% | 10.8452 | 4.82 | 17.7394 | 84.9902 | 214.13 | 1.0039 | 22998013.44 | 435.5582 | 15068.8475 | 1526195.9159 | 22998013.44 | 223376.7857 | 2010391.0714 | 0.14636 | 0.85756 | 131952313.1202 | 8989223.028 | 20107671.3761 | 0 | 35663192.7501 | -170863573.2728 | 25848827.0016 | 16.9368 | 19.7499 | 17.917 | 11377.3095 | 10754.848
FALSE | Belle River | 6034_B_2 | 6034 | B | 2 | 2696 | Coal Steam | 0 | MIS_LMI | Michigan | 26 | St Clair | 147 | 26147 | 635 | 10284 | 1985 | 2029 | 0 | 2409.3965 | 12.5% | 13.1215 | 20.5727 | 31.28% | 45.52% | 10.8452 | 4.82 | 17.7394 | 84.9902 | 214.13 | 0.99887 | 22882311.36 | 436.3679 | 14965.2162 | 1529033.1298 | 22882311.36 | 222252.9861 | 2000276.8749 | 0.14536 | 0.85352 | 131416604.3036 | 8977260.9815 | 20063265.517 | 0 | 35483772.6627 | -170003965.5125 | 25936937.9523 | 16.963 | 19.8742 | 18.0298 | 11448.8995 | 10771.4838
TRUE | H L Spurlock | 6041_B_1 | 6041 | B | 1 | 2704 | Coal Steam | 0 | PJM_West | Kentucky | 21 | Mason | 161 | 21161 | 300 | 10121 | 1977 | 9999 | 0 | 2354.223 | 12.5% | 12.9136 | 25.2903 | 30.78% | 44.48% | 17.4813 | 4.82 | 25.2541 | 84.9902 | 205.4 | 0.94296 | 10639195.2 | 207.6454 | 14622.522 | 727589.62 | 10639195.2 | 99124.1356 | 892117.2207 | 0.13624 | 0.80673 | 61102525.0968 | 5251409.1821 | 9395774.9813 | 0 | 22529651.4825 | -75821236.1094 | 22458124.6333 | 30.8665 | 38.2614 | 34.7105 | 10413.1641 | 9259.9416
TRUE | H L Spurlock | 6041_B_2 | 6041 | B | 2 | 2705 | Coal Steam | 0 | PJM_West | Kentucky | 21 | Mason | 161 | 21161 | 510 | 10048 | 1981 | 9999 | 0 | 2329.7648 | 12.5% | 12.8204 | 21.2943 | 30.56% | 44.01% | 17.4813 | 4.82 | 25.2541 | 84.9902 | 205.4 | 0.93616 | 17956177.92 | 354.1298 | 14470.6244 | 1240870.9848 | 17956177.92 | 167295.6067 | 1505660.4601 | 0.13482 | 0.80134 | 103124955.274 | 7540949.3522 | 15908470.831 | 0 | 38024157.1745 | -127966409.1222 | 36632123.5094 | 29.5213 | 36.84 | 33.421 | 17044.7016 | 15055.8626
TRUE | H L Spurlock | 6041_B_3 | 6041 | B | 3 | 89571 | Coal Steam | 0 | PJM_West | Kentucky | 21 | Mason | 161 | 21161 | 268 | 10121 | 2005 | 9999 | 0 | 2567.8453 | 12.5% | 13.7026 | 27.3851 | 32.67% | 48.51% | 17.4813 | 4.82 | 25.2541 | 84.9902 | 205.4 | 0.94296 | 9504347.712 | 180.4557 | 15030.9902 | 632316.8046 | 9504347.712 | 88550.8945 | 796958.0505 | 0.14004 | 0.80292 | 57920011.8006 | 4941795.3812 | 8664365.8272 | 0 | 20126488.6577 | -67733637.591 | 23919024.0757 | 37.8276 | 47.1125 | 42.7402 | 11454.3799 | 10137.7955
TRUE | H L Spurlock | 6041_B_4 | 6041 | B | 4 | 90241 | Coal Steam | 0 | PJM_West | Kentucky | 21 | Mason | 161 | 21161 | 268 | 10121 | 2009 | 9999 | 0 | 2567.8505 | 12.5% | 13.7026 | 27.3851 | 32.67% | 48.51% | 17.4813 | 4.82 | 25.2541 | 84.9902 | 205.4 | 0.94296 | 9504347.712 | 180.4556 | 15031.0002 | 632316.3846 | 9504347.712 | 88550.8945 | 796958.0505 | 0.14004 | 0.80292 | 57920091.1039 | 4941796.2578 | 8664371.9352 | 2.9407e-09 | 20126488.6577 | -67733637.591 | 23919110.3635 | 37.8278 | 47.1128 | 42.7404 | 11454.4302 | 10137.8388
TRUE | Nearman Creek | 6064_B_N1 | 6064 | B | N1 | 2731 | Coal Steam | 0 | SPP_N | Kansas | 20 | Wyandotte | 209 | 20209 | 240 | 11426 | 1981 | 9999 | 0 | 2819.4684 | 12.5% | 14.5786 | 29.6924 | 34.75% | 53.27% | 18.678 | 4.82 | 26.6093 | 84.9902 | 214.13 | 1.1098 | 9608808.96 | 156.5898 | 17512.2503 | 548690.7063 | 9608808.96 | 93329.1419 | 839962.2772 | 0.17009 | 0.9397 | 55184854.8647 | 4649523.044 | 7999161.7098 | 0 | 22350845.6219 | -71388576.1518 | 18795809.0887 | 34.2557 | 36.454 | 33.0708 | 7936.998 | 8221.3789
TRUE | Iatan | 6065_B_1 | 6065 | B | 1 | 2733 | Coal Steam | 0 | SPP_N | Missouri | 29 | Platte | 165 | 29165 | 700 | 9632 | 1980 | 2039 | 0 | 2262.9162 | 12.5% | 12.5627 | 19.4727 | 29.95% | 42.75% | 10.6735 | 4.82 | 17.545 | 84.9902 | 214.13 | 0.93554 | 23625369.6 | 490.3608 | 13749.8763 | 1718224.1566 | 23625369.6 | 229470.2165 | 2065231.9483 | 0.13355 | 0.80199 | 138699008.692 | 9548630.307 | 21585561.3293 | -5.8814e-09 | 36234454.4553 | -175524511.2921 | 30543143.4914 | 17.776 | 22.1648 | 20.1077 | 14075.4243 | 12443.1963
TRUE | Iatan | 6065_B_2 | 6065 | B | 2 | 2732 | Coal Steam | 0 | SPP_N | Missouri | 29 | Platte | 165 | 29165 | 882 | 9502 | 2010 | 9999 | 0 | 2219.5676 | 12.5% | 12.3932 | 18.4307 | 29.54% | 41.93% | 10.6735 | 4.82 | 17.545 | 84.9902 | 214.13 | 0.92292 | 29366197.056 | 621.4196 | 13486.481 | 2177454.3733 | 29366197.056 | 285230.145 | 2567071.3046 | 0.13099 | 0.79192 | 172402084.8675 | 11453219.7117 | 26985545.4742 | 0 | 45039216.2225 | -218175947.0448 | 37704119.2312 | 17.3157 | 21.8653 | 19.8361 | 17495.4297 | 15272.4363
TRUE | Jeffrey Energy Center | 6068_B_1 | 6068 | B | 1 | 2734 | Coal Steam | 0 | SPP_N | Kansas | 20 | Pottawatomie | 149 | 20149 | 728 | 10990 | 1978 | 2039 | 0 | 2657.8541 | 12.5% | 14.0223 | 21.1103 | 33.43% | 50.21% | 9.6536 | 4.82 | 16.3901 | 84.9902 | 214.13 | 1.0674 | 28034522.88 | 484.6439 | 16508.4509 | 1698192.2212 | 28034522.88 | 272295.7627 | 2450661.8642 | 0.16034 | 0.9071 | 161006367.2477 | 10230995.8708 | 23812595.1526 | 0 | 40166495.9618 | -208282283.4577 | 26934170.7753 | 15.8605 | 17.4848 | 15.8621 | 11547.6348 | 11546.441
TRUE | Jeffrey Energy Center | 6068_B_2 | 6068 | B | 2 | 2735 | Coal Steam | 0 | SPP_N | Kansas | 20 | Pottawatomie | 149 | 20149 | 733 | 11132 | 1980 | 2039 | 0 | 2705.7884 | 12.5% | 14.1897 | 21.2894 | 33.83% | 51.12% | 9.6536 | 4.82 | 16.3901 | 84.9902 | 214.13 | 1.0812 | 28591785.024 | 485.0483 | 16822.5649 | 1699609.1397 | 28591785.024 | 277708.3792 | 2499375.4125 | 0.1634 | 0.91784 | 164046872.1351 | 10326394.4099 | 24116886.8986 | 0 | 40964913.9607 | -212422458.4959 | 27032608.9083 | 15.9052 | 17.3289 | 15.7207 | 11523.2593 | 11658.5054
FALSE | Jeffrey Energy Center | 6068_B_3 | 6068 | B | 3 | 2736 | Coal Steam | 0 | SPP_N | Kansas | 20 | Pottawatomie | 149 | 20149 | 728 | 11180 | 1983 | 2030 | 0 | 2723.4585 | 12.5% | 14.2509 | 21.3911 | 33.97% | 51.45% | 9.6536 | 4.82 | 16.3901 | 84.9902 | 214.13 | 1.0859 | 28519196.16 | 480.6778 | 16932.4244 | 1684294.9084 | 28519196.16 | 277003.3327 | 2493029.9947 | 0.16446 | 0.92144 | 163630389.7056 | 10282214.6529 | 24002635.5237 | 0 | 40860912.1795 | -211883160.0598 | 26892992.002 | 15.9669 | 17.3283 | 15.7201 | 11444.2423 | 11623.9134
TRUE | Trimble County | 6071_B_1 | 6071 | B | 1 | 2737 | Coal Steam | 0 | S_C_KY | Kentucky | 21 | Trimble | 223 | 21223 | 511 | 10039 | 1990 | 9999 | 0 | 2401.9303 | 12.5% | 13.0936 | 21.619 | 31.21% | 45.38% | 12.5785 | 4.82 | 19.7022 | 84.9902 | 205.4 | 0.93532 | 17975271.216 | 351.4966 | 14594.5332 | 1231644.134 | 17975271.216 | 167473.4967 | 1507261.4701 | 0.13598 | 0.79935 | 105528732.0797 | 7599012.7618 | 16126617.0118 | 1.1763e-08 | 29696295.5551 | -128102479.3115 | 30848178.0969 | 25.0463 | 31.3335 | 28.4256 | 14525.4766 | 12798.6799
TRUE | Trimble County | 6071_B_2 | 6071 | B | 2 | 90433 | Coal Steam | 0 | S_C_KY | Kentucky | 21 | Trimble | 223 | 21223 | 732 | 9716 | 2011 | 9999 | 0 | 2291.1964 | 12.5% | 12.6723 | 19.4307 | 30.21% | 43.29% | 12.5785 | 4.82 | 19.7022 | 84.9902 | 205.4 | 0.90523 | 24920840.448 | 510.8652 | 13921.699 | 1790071.7814 | 24920840.448 | 232184.5518 | 2089660.9658 | 0.12971 | 0.77552 | 146304551.6175 | 9926446.3867 | 22684301.5646 | -5.8814e-09 | 41170819.318 | -177600738.7901 | 42485380.0967 | 23.7339 | 30.6038 | 27.7636 | 20322.938 | 17373.2129
TRUE | Colstrip | 6076_B_3 | 6076 | B | 3 | 2752 | Coal Steam | 0 | WECC_MT | Montana | 30 | Rosebud | 87 | 30087 | 740 | 10791 | 1984 | 9999 | 0 | 2586.2175 | 12.5% | 13.7684 | 20.7355 | 32.82% | 48.86% | 9.6645 | 4.82 | 16.4023 | 84.9902 | 214.13 | 1.0481 | 27980631.36 | 497.1114 | 16063.4819 | 1741878.3506 | 27980631.36 | 271772.3212 | 2445950.8908 | 0.15602 | 0.89209 | 160697063.6952 | 10307829.4622 | 23982930.6863 | 0 | 40119232.5562 | -207881896.8026 | 27225159.5973 | 15.6298 | 17.5203 | 15.8943 | 11761.8088 | 11566.0305
TRUE | Colstrip | 6076_B_4 | 6076 | B | 4 | 2753 | Coal Steam | 0 | WECC_MT | Montana | 30 | Rosebud | 87 | 30087 | 740 | 10803 | 1986 | 9999 | 0 | 2590.4982 | 12.5% | 13.7837 | 20.7542 | 32.86% | 48.94% | 9.6645 | 4.82 | 16.4023 | 84.9902 | 214.13 | 1.0493 | 28011746.88 | 496.8415 | 16090.0818 | 1740932.5394 | 28011746.88 | 272074.5423 | 2448670.8806 | 0.15628 | 0.893 | 160875647.126 | 10311571.3469 | 23996546.2269 | 0 | 40163846.6597 | -208113069.3317 | 27234542.0278 | 15.6437 | 17.5181 | 15.8923 | 11760.2951 | 11576.3022
TRUE | Gerald Gentleman | 6077_B_1 | 6077 | B | 1 | 2754 | Coal Steam | 0 | SPP_NEBR | Nebraska | 31 | Lincoln | 111 | 31111 | 665 | 10041 | 1979 | 9999 | 0 | 2327.4292 | 12.5% | 12.8115 | 19.9909 | 30.54% | 43.97% | 10.7351 | 9.64 | 23.0729 | 84.9902 | 214.13 | 0.97527 | 23397136.56 | 461.8991 | 14456.1128 | 1618494.3295 | 23397136.56 | 227253.4179 | 2045280.7613 | 0.14041 | 0.83486 | 134373222.187 | 9233772.4043 | 20735307.3725 | 0 | 47190559.8628 | -173828855.5845 | 37704006.2421 | 23.2957 | 27.9038 | 25.3141 | 16833.9068 | 15491.6602
TRUE | Gerald Gentleman | 6077_B_2 | 6077 | B | 2 | 2755 | Coal Steam | 0 | SPP_NEBR | Nebraska | 31 | Lincoln | 111 | 31111 | 700 | 10068 | 1982 | 9999 | 0 | 2336.4506 | 12.5% | 12.8459 | 19.8206 | 30.62% | 44.14% | 10.7351 | 9.64 | 23.0729 | 84.9902 | 214.13 | 0.97789 | 24694790.4 | 485.6346 | 14512.1445 | 1701663.7644 | 24694790.4 | 239857.365 | 2158716.2848 | 0.14095 | 0.83694 | 141825860.7547 | 9625560.5255 | 21859455.9247 | 0 | 49807846.4295 | -183469765.3332 | 39648958.3012 | 23.3001 | 27.8397 | 25.256 | 17679.2267 | 16310.0792
FALSE | Sherburne County | 6090_B_3 | 6090 | B | 3 | 2769 | Coal Steam | 0 | MIS_MNWI | Minnesota | 27 | Sherburne | 141 | 27141 | 876 | 10018 | 1987 | 2030 | 0 | 2529.2687 | 12.5% | 13.5633 | 19.8901 | 32.33% | 47.78% | 18.4188 | 4.82 | 26.3158 | 84.9902 | 214.13 | 0.97304 | 30750291.072 | 592.7566 | 14805.0102 | 2077019.2489 | 30750291.072 | 298673.6745 | 2688063.0702 | 0.1438 | 0.82924 | 187396103.9666 | 11790004.8524 | 28171189.3071 | 1.1763e-08 | 70738507.5401 | -228459063.4512 | 69636742.215 | 33.5272 | 40.4315 | 36.6792 | 32130.9705 | 29369.8704
TRUE | Sooner | 6095_B_1 | 6095 | B | 1 | 2773 | Coal Steam | 0 | SPP_WEST | Oklahoma | 40 | Noble | 103 | 40103 | 520 | 10621 | 1979 | 2044 | 0 | 2609.8413 | 12.5% | 13.8527 | 22.4558 | 33.02% | 49.31% | 12.0271 | 4.82 | 19.0778 | 84.9902 | 214.13 | 1.0316 | 19352311.68 | 348.2773 | 15857.8225 | 1220363.7438 | 19352311.68 | 187966.5472 | 1691698.925 | 0.15403 | 0.87758 | 113613112.9316 | 7820829.0272 | 16905289.8603 | 1.1763e-08 | 32273886.1537 | -143777858.612 | 26835259.3609 | 21.9896 | 25.0571 | 22.7316 | 11820.4415 | 11434.5702
TRUE | Sooner | 6095_B_2 | 6095 | B | 2 | 2774 | Coal Steam | 0 | SPP_WEST | Oklahoma | 40 | Noble | 103 | 40103 | 520 | 10479 | 1980 | 2045 | 0 | 2556.2394 | 12.5% | 13.6608 | 22.2201 | 32.57% | 48.29% | 12.0271 | 4.82 | 19.0778 | 84.9902 | 214.13 | 1.0178 | 19093576.32 | 350.6556 | 15539.6899 | 1228697.3871 | 19093576.32 | 185453.4835 | 1669081.3516 | 0.15094 | 0.86688 | 112039595.2724 | 7791591.1715 | 16784999.4634 | 0 | 31842392.713 | -141855586.1402 | 26602992.48 | 21.6514 | 24.9763 | 22.6584 | 11782.3426 | 11258.7169
TRUE | Nebraska City | 6096_B_1 | 6096 | B | 1 | 2775 | Coal Steam | 0 | SPP_NEBR | Nebraska | 31 | Otoe | 131 | 31131 | 654 | 9818 | 1979 | 9999 | 0 | 2322.4695 | 12.5% | 12.7925 | 20.0391 | 30.5% | 43.88% | 10.9876 | 4.82 | 17.9006 | 84.9902 | 214.13 | 0.95361 | 22499085.888 | 454.5545 | 14125.8582 | 1592758.8627 | 22499085.888 | 218530.7657 | 1966776.8915 | 0.1372 | 0.81641 | 131954777.7585 | 9108864.4074 | 20375375.019 | 5.8814e-09 | 35206538.1737 | -167156794.6607 | 29488760.6978 | 18.5143 | 22.6777 | 20.5731 | 13454.8109 | 12108.3297
TRUE | Nebraska City | 6096_B_2 | 6096 | B | 2 | 90278 | Coal Steam | 0 | SPP_NEBR | Nebraska | 31 | Otoe | 131 | 31131 | 691 | 10016 | 2009 | 9999 | 0 | 2443.3789 | 12.5% | 13.2482 | 20.3673 | 31.58% | 46.16% | 10.9876 | 4.82 | 17.9006 | 84.9902 | 214.13 | 0.97284 | 24251380.224 | 472.765 | 14639.528 | 1656568.4558 | 24251380.224 | 235550.5782 | 2119955.204 | 0.14219 | 0.83065 | 144386062.8994 | 9628952.5222 | 21946477.4698 | 5.8814e-09 | 37948525.9033 | -180175452.6616 | 33734566.133 | 20.3641 | 24.5159 | 22.2407 | 15368.3123 | 14071.61
TRUE | Big Stone | 6098_B_1 | 6098 | B | 1 | 2776 | Coal Steam | 0 | MIS_MAPP | South Dakota | 46 | Grant | 51 | 46051 | 474 | 10230 | 1975 | 9999 | 0 | 2520.4386 | 12.5% | 13.5312 | 22.5886 | 32.26% | 47.62% | 13.0192 | 4.82 | 20.2012 | 84.9902 | 214.13 | 0.99363 | 16990966.08 | 321.1006 | 15101.2465 | 1125136.6599 | 16990966.08 | 165031.0971 | 1485279.8739 | 0.14668 | 0.84695 | 101159451.4621 | 7253222.0448 | 15224449.8764 | 1.1763e-08 | 30004467.5317 | -126234258.6832 | 27407332.2318 | 24.3591 | 28.761 | 26.0918 | 12367.5032 | 11546.2201
TRUE | Wyodak | 6101_B_BW91 | 6101 | B | BW91 | 2777 | Coal Steam | 0 | WECC_WY | Wyoming | 56 | Campbell | 5 | 56005 | 332 | 12221 | 1978 | 2039 | 0 | 3318.5282 | 12.5% | 16.1647 | 28.3756 | 38.54% | 62.7% | 14.5389 | 4.82 | 21.9221 | 84.9902 | 214.13 | 1.187 | 14217031.488 | 204.0626 | 19882.9728 | 715035.505 | 14217031.488 | 138088.2225 | 1242794.0022 | 0.19312 | 0.99389 | 84644390.6684 | 5790396.8523 | 11558351.9821 | 2.9407e-09 | 27244695.9865 | -105625331.8448 | 23612503.6445 | 33.0228 | 33.2259 | 30.1423 | 10007.2474 | 10963.5831
TRUE | Gibson | 6113_B_1 | 6113 | B | 1 | 2782 | Coal Steam | 0 | MIS_INKY | Indiana | 18 | Gibson | 51 | 18051 | 630 | 10394 | 1975 | 2038 | 0 | 2580.5498 | 12.5% | 13.7481 | 21.3778 | 32.77% | 48.75% | 10.8601 | 4.82 | 17.7563 | 84.9902 | 205.4 | 0.9684 | 22944962.88 | 423.5211 | 15461.3782 | 1484017.958 | 22944962.88 | 213775.5319 | 1923979.7868 | 0.14405 | 0.82434 | 136608107.8112 | 9053946.5971 | 20402495.5624 | 0 | 34162737.3765 | -163519459.4461 | 36707827.9012 | 24.7354 | 30.0062 | 27.2214 | 17149.4931 | 15583.3233
TRUE | Gibson | 6113_B_2 | 6113 | B | 2 | 2783 | Coal Steam | 0 | MIS_INKY | Indiana | 18 | Gibson | 51 | 18051 | 630 | 10508 | 1975 | 2038 | 0 | 2482.9681 | 12.5% | 13.3943 | 20.9431 | 31.93% | 46.91% | 10.8601 | 4.82 | 17.7563 | 84.9902 | 205.4 | 0.97902 | 23196620.16 | 428.8359 | 15437.2354 | 1502640.8237 | 23196620.16 | 216120.1933 | 1945081.7394 | 0.14383 | 0.83519 | 133091829.6343 | 8981140.6297 | 20126777.1894 | 0 | 34537429.7048 | -165312918.9782 | 31424258.18 | 20.9127 | 25.0394 | 22.7156 | 14310.8264 | 13174.9932
TRUE | Gibson | 6113_B_3 | 6113 | B | 3 | 2784 | Coal Steam | 0 | MIS_INKY | Indiana | 18 | Gibson | 51 | 18051 | 630 | 10586 | 1978 | 2034 | 0 | 2627.6969 | 12.5% | 13.916 | 21.584 | 33.17% | 49.64% | 10.8601 | 4.82 | 17.7563 | 84.9902 | 205.4 | 0.98629 | 23368806.72 | 421.0002 | 15841.2758 | 1475184.642 | 23368806.72 | 217724.4353 | 1959519.9176 | 0.14759 | 0.83869 | 138275971.2312 | 9086864.6786 | 20528667.4618 | -5.8814e-09 | 34793798.14 | -166540022.8686 | 36145278.643 | 24.5022 | 29.2147 | 26.5034 | 16697.1538 | 15436.3901
TRUE | Gibson | 6113_B_4 | 6113 | B | 4 | 2785 | Coal Steam | 0 | MIS_INKY | Indiana | 18 | Gibson | 51 | 18051 | 622 | 10404 | 1979 | 2034 | 0 | 2450.5207 | 12.5% | 13.2746 | 20.8538 | 31.65% | 46.3% | 10.8601 | 4.82 | 17.7563 | 84.9902 | 205.4 | 0.96933 | 22675393.152 | 425.1644 | 15220.6719 | 1489776.0931 | 22675393.152 | 211263.9823 | 1901375.8406 | 0.14181 | 0.82752 | 130228020.2016 | 8866305.8989 | 19776219.0362 | 1.1763e-08 | 33761375.2182 | -161598345.1503 | 31033575.2047 | 20.831 | 25.1729 | 22.8367 | 14204.4122 | 12956.9026
TRUE | Flint Creek | 6138_B_1 | 6138 | B | 1 | 2800 | Coal Steam | 0 | SPP_WEST | Arkansas | 5 | Benton | 7 | 5007 | 528 | 10629 | 1978 | 2038 | 0 | 2528.8381 | 12.5% | 13.5617 | 22.0159 | 32.33% | 47.78% | 11.9112 | 4.82 | 18.9466 | 84.9902 | 214.13 | 1.0324 | 19664840.448 | 357.2976 | 15707.1063 | 1251970.924 | 19664840.448 | 191002.0995 | 1719018.8953 | 0.15256 | 0.87982 | 112938064.9434 | 7866241.1604 | 16978873.4729 | 5.8814e-09 | 32569522.7643 | -146099788.8166 | 24252913.5245 | 19.3718 | 22.0179 | 19.9745 | 10546.5371 | 10228.3033
FALSE | Welsh | 6139_B_1 | 6139 | B | 1 | 2801 | Coal Steam | 0 | SPP_WEST | Texas | 48 | Titus | 449 | 48449 | 528 | 10922 | 1977 | 2038 | C2G | 2633.2241 | 12.5% | 13.9355 | 22.4752 | 33.22% | 49.75% | 11.7175 | 4.82 | 18.7272 | 84.9902 | 214.13 | 1.0608 | 20206923.264 | 352.5922 | 16355.4835 | 1235483.0898 | 20206923.264 | 196267.2811 | 1766405.5297 | 0.15886 | 0.90198 | 116051216.9446 | 7924568.7168 | 17217131.2913 | 1.1763e-08 | 33079893.7024 | -150127189.148 | 24145621.5071 | 19.5435 | 21.6673 | 19.6564 | 10378.5859 | 10318.9499
FALSE | Welsh | 6139_B_3 | 6139 | B | 3 | 2803 | Coal Steam | 0 | SPP_WEST | Texas | 48 | Titus | 449 | 48449 | 528 | 10833 | 1982 | 2038 | C2G | 2601.2277 | 12.5% | 13.822 | 22.3357 | 32.95% | 49.14% | 11.7175 | 4.82 | 18.7272 | 84.9902 | 214.13 | 1.0522 | 20042263.296 | 354.0213 | 16156.7231 | 1240490.6091 | 20042263.296 | 194667.9597 | 1752011.6373 | 0.15693 | 0.89527 | 115105721.7064 | 7907311.0216 | 17146073.4503 | 1.7644e-08 | 32810335.8797 | -148903849.1156 | 24065592.9424 | 19.4001 | 21.6696 | 19.6585 | 10379.6918 | 10243.232
TRUE | Martin Lake | 6146_B_1 | 6146 | B | 1 | 2804 | Coal Steam | 0 | ERC_REST | Texas | 48 | Rusk | 401 | 48401 | 800 | 11495 | 1977 | 9999 | 0 | 2845.6473 | 12.5% | 14.6667 | 21.5523 | 34.96% | 53.76% | 8.9077 | 4.82 | 15.5453 | 84.9902 | 216.24 | 1.1275 | 32222784 | 520.2871 | 17674.8565 | 1823086.0268 | 32222784 | 316059.8209 | 2844538.3883 | 0.17337 | 0.95413 | 185060314.3521 | 11213372.7658 | 26738600.9753 | 0 | 44219249.2744 | -241757934.6857 | 25473602.6818 | 13.9728 | 14.6445 | 13.2854 | 10628.3361 | 11178.234
TRUE | Martin Lake | 6146_B_2 | 6146 | B | 2 | 2805 | Coal Steam | 0 | ERC_REST | Texas | 48 | Rusk | 401 | 48401 | 805 | 11314 | 1978 | 9999 | 0 | 2773.2033 | 12.5% | 14.4217 | 21.2293 | 34.38% | 52.39% | 8.9077 | 4.82 | 15.5453 | 84.9902 | 216.24 | 1.1097 | 31913626.08 | 528.2408 | 17241.7003 | 1850955.8573 | 31913626.08 | 313027.4201 | 2817246.7809 | 0.16912 | 0.94063 | 183106110.1124 | 11214201.8242 | 26693850.6999 | 1.1763e-08 | 43794992.6015 | -239438415.0492 | 25370740.1888 | 13.7068 | 14.572 | 13.2197 | 10641.8225 | 11033.9994
TRUE | Martin Lake | 6146_B_3 | 6146 | B | 3 | 2806 | Coal Steam | 0 | ERC_REST | Texas | 48 | Rusk | 401 | 48401 | 805 | 11423 | 1979 | 9999 | 0 | 2814.125 | 12.5% | 14.5606 | 21.4 | 34.71% | 53.17% | 8.9077 | 4.82 | 15.5453 | 84.9902 | 216.24 | 1.1204 | 32221084.56 | 525.5745 | 17496.1207 | 1841613.0703 | 32221084.56 | 316043.1518 | 2844388.3665 | 0.17161 | 0.94882 | 184870169.3312 | 11247302.978 | 26814984.8864 | 5.8814e-09 | 44216917.1369 | -241745184.2944 | 25404190.0381 | 13.7945 | 14.5386 | 13.1893 | 10617.4006 | 11104.5981
TRUE | Hunter | 6165_B_1 | 6165 | B | 1 | 2816 | Coal Steam | 0 | WECC_UT | Utah | 49 | Emery | 15 | 49015 | 471 | 10279 | 1978 | 2042 | 0 | 2404.2783 | 12.5% | 13.1024 | 22.0998 | 31.23% | 45.42% | 13.0317 | 4.82 | 20.2154 | 84.9902 | 205.4 | 0.95768 | 16964297.136 | 323.8834 | 14948.0008 | 1134887.3583 | 16964297.136 | 158054.3696 | 1422489.3262 | 0.13927 | 0.81841 | 97333548.1082 | 7157766.8359 | 14869714.0021 | 5.8814e-09 | 28756239.8995 | -120897676.4124 | 27219592.4332 | 23.9844 | 29.306 | 26.5862 | 12522.0984 | 11296.6524
TRUE | Hunter | 6165_B_2 | 6165 | B | 2 | 2817 | Coal Steam | 0 | WECC_UT | Utah | 49 | Emery | 15 | 49015 | 430 | 10244 | 1980 | 2042 | 0 | 2395.7698 | 12.5% | 13.0704 | 22.6331 | 31.16% | 45.26% | 13.0317 | 4.82 | 20.2154 | 84.9902 | 205.4 | 0.95442 | 15434839.68 | 296.0169 | 14880.6361 | 1037243.2713 | 15434839.68 | 143804.5936 | 1294241.3423 | 0.13864 | 0.81578 | 88644293.797 | 6699782.4685 | 13557236.2562 | 5.8814e-09 | 26163651.1722 | -109997852.4398 | 25067111.2541 | 24.1671 | 29.6245 | 26.8751 | 11556.3072 | 10391.832
TRUE | Hunter | 6165_B_3 | 6165 | B | 3 | 2818 | Coal Steam | 0 | WECC_UT | Utah | 49 | Emery | 15 | 49015 | 460 | 10156 | 1978 | 2042 | 0 | 2366.001 | 12.5% | 12.9582 | 22.0663 | 30.89% | 44.7% | 13.0317 | 4.82 | 20.2154 | 84.9902 | 205.4 | 0.94622 | 16369847.04 | 317.9001 | 14695.6876 | 1113921.8168 | 16369847.04 | 152515.9477 | 1372643.5289 | 0.13692 | 0.8093 | 94014469.771 | 7014882.7245 | 14434434.9801 | 5.8814e-09 | 27748585.4454 | -116661271.2862 | 26551101.6348 | 23.8357 | 29.4521 | 26.7187 | 12290.6213 | 10964.4201
FALSE | Rockport | 6166_B_MB1 | 6166 | B | MB1 | 2819 | Coal Steam | 0 | PJM_West | Indiana | 18 | Spencer | 147 | 18147 | 1300 | 10007 | 1984 | 2029 | 0 | 2525.164 | 12.5% | 13.5484 | 18.8189 | 32.3% | 47.71% | 7.3258 | 4.82 | 13.754 | 84.9902 | 205.4 | 0.93234 | 45583886.4 | 880.1235 | 14780.9938 | 3083952.7536 | 45583886.4 | 424699.7309 | 3822297.5777 | 0.13771 | 0.79463 | 277793690.6831 | 16562962.0467 | 41782550.8803 | -1.1763e-08 | 52571853.2836 | -324857900.2966 | 63853156.5971 | 20.705 | 26.0562 | 23.638 | 30729.4304 | 26916.4641
FALSE | Rockport | 6166_B_MB2 | 6166 | B | MB2 | 2820 | Coal Steam | 0 | PJM_West | Indiana | 18 | Spencer | 147 | 18147 | 1300 | 10032 | 1989 | 2029 | 0 | 2534.494 | 12.5% | 13.5822 | 18.8605 | 32.38% | 47.88% | 7.3258 | 4.82 | 13.754 | 84.9902 | 214.13 | 0.9744 | 45697766.4 | 879.0745 | 14835.6035 | 3080276.8744 | 45697766.4 | 443856.6052 | 3994709.4472 | 0.1441 | 0.8303 | 278487752.1617 | 16579775.056 | 41837017.0505 | 0 | 54943204.8911 | -339511222.4827 | 52336526.6767 | 16.9909 | 20.4635 | 18.5644 | 24133.7118 | 22088.1068
TRUE | Coronado | 6177_B_U1B | 6177 | B | U1B | 2823 | Coal Steam | 0 | WECC_AZ | Arizona | 4 | Apache | 1 | 4001 | 380 | 10617 | 1979 | 2032 | 0 | 2520.991 | 12.5% | 13.5332 | 24.0669 | 32.26% | 47.63% | 14.5905 | 4.82 | 21.9806 | 84.9902 | 214.13 | 1.0312 | 14136747.84 | 257.4043 | 15673.6334 | 901944.5229 | 14136747.84 | 137308.4376 | 1235775.9383 | 0.15224 | 0.87898 | 81110335.1319 | 6194932.0154 | 12206204.2857 | 0 | 27163063.8894 | -105028865.067 | 21645670.2553 | 23.9989 | 27.3031 | 24.7692 | 9412.3083 | 9119.5794
TRUE | Coronado | 6177_B_U2B | 6177 | B | U2B | 2824 | Coal Steam | 0 | WECC_AZ | Arizona | 4 | Apache | 1 | 4001 | 382 | 10691 | 1980 | 2032 | 0 | 2547.0174 | 12.5% | 13.6275 | 24.1438 | 32.49% | 48.12% | 14.5905 | 4.82 | 21.9806 | 84.9902 | 214.13 | 1.0384 | 14310202.848 | 257.9 | 15835.4458 | 903681.7195 | 14310202.848 | 138993.1841 | 1250938.6566 | 0.15381 | 0.8846 | 82105542.3739 | 6226699.2696 | 12314954.6752 | -2.9407e-09 | 27496349.1342 | -106317547.785 | 21825997.6679 | 24.1523 | 27.3032 | 24.7693 | 9461.8791 | 9226.181
TRUE | Fayette Power Project | 6179_B_1 | 6179 | B | 1 | 2827 | Coal Steam | 0 | ERC_REST | Texas | 48 | Fayette | 149 | 48149 | 590 | 10589 | 1979 | 9999 | 0 | 2514.8014 | 12.5% | 13.5107 | 21.3904 | 32.21% | 47.51% | 11.1684 | 4.82 | 18.1054 | 84.9902 | 214.13 | 1.0285 | 21891275.04 | 399.9708 | 15619.9151 | 1401497.6929 | 21891275.04 | 212627.1761 | 1913644.5849 | 0.15171 | 0.87678 | 125724855.7169 | 8555539.6223 | 18935192.7657 | 0 | 34647321.374 | -162641068.3944 | 25221841.0845 | 17.9963 | 20.5255 | 18.6206 | 10986.1377 | 10617.8457
TRUE | Fayette Power Project | 6179_B_2 | 6179 | B | 2 | 2828 | Coal Steam | 0 | ERC_REST | Texas | 48 | Fayette | 149 | 48149 | 590 | 10606 | 1980 | 9999 | 0 | 2520.7615 | 12.5% | 13.5324 | 21.4171 | 32.26% | 47.62% | 11.1684 | 4.82 | 18.1054 | 84.9902 | 214.13 | 1.0301 | 21926420.16 | 399.6657 | 15656.9345 | 1400428.6873 | 21926420.16 | 212968.5362 | 1916716.8257 | 0.15207 | 0.87807 | 125926700.1114 | 8559663.2845 | 18951125.9999 | -5.8814e-09 | 34702945.556 | -162902178.8074 | 25238256.1444 | 18.0218 | 20.5243 | 18.6195 | 10985.4962 | 10632.8664
TRUE | Fayette Power Project | 6179_B_3 | 6179 | B | 3 | 2829 | Coal Steam | 0 | ERC_REST | Texas | 48 | Fayette | 149 | 48149 | 435 | 10608 | 1988 | 9999 | 0 | 2521.46 | 12.5% | 13.5349 | 23.1281 | 32.27% | 47.64% | 11.1684 | 4.82 | 18.1054 | 84.9902 | 214.13 | 1.0303 | 16169137.92 | 294.6425 | 15661.2868 | 1032427.1665 | 16169137.92 | 157048.7845 | 1413439.0604 | 0.15212 | 0.87823 | 92861687.5745 | 6814516.131 | 13973813.6674 | 5.8814e-09 | 25590894.8579 | -120128492.3569 | 19112419.874 | 18.5121 | 21.079 | 19.1228 | 8318.3975 | 8052.774
TRUE | Oak Grove (TX) | 6180_B_1 | 6180 | B | 1 | 2830 | Coal Steam | 0 | ERC_REST | Texas | 48 | Robertson | 395 | 48395 | 855 | 10406 | 2010 | 9999 | 0 | 2451.2135 | 12.5% | 13.2772 | 19.618 | 31.65% | 46.31% | 9.0784 | 4.82 | 15.7386 | 84.9902 | 214.13 | 1.0107 | 31175543.52 | 584.3779 | 15224.9599 | 2047660.1335 | 31175543.52 | 302804.0975 | 2725236.8777 | 0.14788 | 0.86284 | 179045778.1171 | 11464309.6041 | 27187173.2273 | 5.8814e-09 | 42891414.065 | -231618473.4149 | 28970201.5986 | 14.148 | 16.3969 | 14.8752 | 12718.2669 | 12096.5008
TRUE | Oak Grove (TX) | 6180_B_2 | 6180 | B | 2 | 2831 | Coal Steam | 0 | ERC_REST | Texas | 48 | Robertson | 395 | 48395 | 855 | 10472 | 2011 | 9999 | 0 | 2474.0242 | 12.5% | 13.3614 | 19.7214 | 31.85% | 46.74% | 9.0784 | 4.82 | 15.7386 | 84.9902 | 214.13 | 1.0171 | 31373274.24 | 582.6617 | 15366.6532 | 2041646.5276 | 31373274.24 | 304724.6309 | 2742521.6782 | 0.14925 | 0.86788 | 180181237.7042 | 11490909.2997 | 27279236.7413 | 0 | 43163452.632 | -233087512.3583 | 29027324.0189 | 14.2176 | 16.382 | 14.8617 | 12706.7421 | 12156.0523
TRUE | San Miguel | 6183_B_SM-1 | 6183 | B | SM-1 | 2835 | Coal Steam | 0 | ERC_REST | Texas | 48 | Atascosa | 13 | 48013 | 391 | 12358 | 1982 | 9999 | 0 | 3187.9547 | 12.5% | 15.7678 | 26.6026 | 37.59% | 60.23% | 13.0473 | 4.82 | 20.2331 | 84.9902 | 205.4 | 1.1514 | 16931250.912 | 244.0268 | 19801.0115 | 855070 | 16931250.912 | 157746.4818 | 1419718.336 | 0.18448 | 0.9669 | 97238641.7725 | 6491754.4262 | 13482548.9408 | 0 | 28725303.0763 | -120662169.3552 | 25276078.8605 | 29.5602 | 30.5723 | 27.735 | 10844.3846 | 11558.0559
FALSE | Harrington | 6193_B_061B | 6193 | B | 061B | 2838 | Coal Steam | 0 | SPP_SPS | Texas | 48 | Potter | 375 | 48375 | 339 | 10689 | 1976 | 2037 | C2G | 2549.9886 | 12.5% | 13.6383 | 25.0961 | 32.51% | 48.18% | 15.6114 | 4.82 | 23.1367 | 84.9902 | 205.4 | 0.99588 | 12696992.784 | 228.7827 | 15838.4835 | 801654.5788 | 12696992.784 | 118296.3947 | 1064667.5524 | 0.14757 | 0.84832 | 72920658.5778 | 5741544.0352 | 10933176.7937 | 0 | 24632854.3254 | -90486326.2359 | 23741907.4962 | 29.6161 | 34.9117 | 31.6717 | 10736.6897 | 10039.8686
FALSE | Harrington | 6193_B_062B | 6193 | B | 062B | 2839 | Coal Steam | 0 | SPP_SPS | Texas | 48 | Potter | 375 | 48375 | 339 | 10600 | 1978 | 2039 | C2G | 2515.0364 | 12.5% | 13.5115 | 24.9404 | 32.21% | 47.52% | 15.6114 | 4.82 | 23.1367 | 84.9902 | 205.4 | 0.98759 | 12591273.6 | 229.8068 | 15636.612 | 805243.0804 | 12591273.6 | 117311.4215 | 1055802.7931 | 0.14568 | 0.84191 | 72243095.2997 | 5731470.2815 | 10880074.2197 | 0 | 24427753.3773 | -89732908.4199 | 23549484.7583 | 29.2452 | 34.7369 | 31.5131 | 10682.949 | 9914.1185
FALSE | Harrington | 6193_B_063B | 6193 | B | 063B | 2840 | Coal Steam | 0 | SPP_SPS | Texas | 48 | Potter | 375 | 48375 | 340 | 10633 | 1980 | 2041 | C2G | 2526.6037 | 12.5% | 13.5536 | 24.9675 | 32.31% | 47.73% | 15.6114 | 4.82 | 23.1367 | 84.9902 | 205.4 | 0.99066 | 12667730.88 | 230.1438 | 15708.5288 | 806423.7616 | 12667730.88 | 118023.765 | 1062213.8848 | 0.14635 | 0.84431 | 72681772.9697 | 5746119.7338 | 10929948.6343 | 2.9407e-09 | 24576084.6453 | -90277788.495 | 23656137.4881 | 29.3346 | 34.7439 | 31.5195 | 10716.6213 | 9973.772
TRUE | Tolk | 6194_B_171B | 6194 | B | 171B | 2841 | Coal Steam | 0 | SPP_SPS | Texas | 48 | Lamb | 279 | 48279 | 532 | 10342 | 1982 | 2032 | 0 | 2429.2412 | 12.5% | 13.1956 | 21.5259 | 31.46% | 45.89% | 12.0548 | 4.82 | 19.1092 | 84.9902 | 205.4 | 0.96355 | 19278811.776 | 364.6475 | 15088.3911 | 1277724.8174 | 19278811.776 | 179618.4314 | 1616565.8827 | 0.14058 | 0.82298 | 110721773.4709 | 7849374.5463 | 16860363.7757 | 0 | 30891254.2647 | -137392285.0458 | 28930481.0118 | 22.6422 | 27.5126 | 24.9593 | 13278.3274 | 12045.6421
TRUE | Tolk | 6194_B_172B | 6194 | B | 172B | 2842 | Coal Steam | 0 | SPP_SPS | Texas | 48 | Lamb | 279 | 48279 | 535 | 10255 | 1985 | 2032 | 0 | 2477.7975 | 12.5% | 13.3753 | 21.7168 | 31.89% | 46.81% | 12.0548 | 4.82 | 19.1092 | 84.9902 | 205.4 | 0.95545 | 19224433.2 | 364.4124 | 15055.537 | 1276901.1944 | 19224433.2 | 179111.7926 | 1612006.1332 | 0.14027 | 0.81518 | 112862110.2103 | 7913878.3405 | 17078899.6435 | -5.8814e-09 | 30804121.1759 | -137004750.9539 | 31654258.4163 | 24.7899 | 30.4105 | 27.5882 | 14759.703 | 13262.5988
TRUE | John Twitty Energy Center | 6195_B_1 | 6195 | B | 1 | 2843 | Coal Steam | 0 | SPP_N | Missouri | 29 | Greene | 77 | 29077 | 184 | 10328 | 1976 | 9999 | 0 | 2503.7844 | 12.5% | 13.4705 | 31.9173 | 32.11% | 47.3% | 23.8645 | 4.82 | 32.4825 | 84.9902 | 205.4 | 0.96225 | 6658833.408 | 124.9129 | 15213.4155 | 437694.8355 | 6658833.408 | 62039.571 | 558356.1389 | 0.14174 | 0.82051 | 39092497.432 | 3986879.6223 | 5895969.4545 | 4.411e-09 | 18136819.7272 | -47454809.3676 | 19657356.8684 | 44.9111 | 54.7359 | 49.656 | 9136.7118 | 8263.6425
TRUE | John Twitty Energy Center | 6195_B_2 | 6195 | B | 2 | 90438 | Coal Steam | 0 | SPP_N | Missouri | 29 | Greene | 77 | 29077 | 275 | 10188 | 1976 | 9999 | 0 | 2454.1115 | 12.5% | 13.2879 | 26.6071 | 31.68% | 46.36% | 23.8645 | 4.82 | 32.4825 | 84.9902 | 205.4 | 0.9492 | 9817156.8 | 187.8875 | 14911.5833 | 658357.7737 | 9817156.8 | 91465.3001 | 823187.7012 | 0.13893 | 0.81027 | 57634340.3848 | 4999141.8224 | 8748202.1611 | 0 | 26739218.7498 | -69962901.2969 | 28158001.8212 | 42.7701 | 52.7847 | 47.8859 | 13168.6287 | 11761.7666
TRUE | Laramie River Station | 6204_B_1 | 6204 | B | 1 | 2844 | Coal Steam | 0 | WECC_WY | Wyoming | 56 | Platte | 31 | 56031 | 570 | 10218 | 1980 | 9999 | 0 | 2464.712 | 12.5% | 13.3271 | 21.333 | 31.77% | 46.56% | 11.6479 | 4.82 | 18.6483 | 84.9902 | 205.4 | 0.952 | 20408207.04 | 388.9074 | 14975.9561 | 1362731.4963 | 20408207.04 | 190140.8748 | 1711267.8733 | 0.13953 | 0.81247 | 119812336.9041 | 8296576.2345 | 18161226.984 | 0 | 31912292.8124 | -145441027.7714 | 32741405.1635 | 24.0263 | 29.5719 | 26.8275 | 15291.6661 | 13694.9949
TRUE | Laramie River Station | 6204_B_2 | 6204 | B | 2 | 2845 | Coal Steam | 0 | WECC_WY | Wyoming | 56 | Platte | 31 | 56031 | 570 | 10164 | 1981 | 9999 | 0 | 2445.6624 | 12.5% | 13.2566 | 21.2465 | 31.6% | 46.2% | 11.6479 | 4.82 | 18.6483 | 84.9902 | 205.4 | 0.94697 | 20300353.92 | 389.8647 | 14860.2317 | 1366085.9647 | 20300353.92 | 189136.0199 | 1702224.1793 | 0.13845 | 0.80852 | 119178962.6358 | 8283257.2427 | 18109688.6542 | 5.8814e-09 | 31743642.9971 | -144672402.2577 | 32643149.2722 | 23.8954 | 29.5546 | 26.8117 | 15282.6951 | 13620.3691
TRUE | Laramie River Station | 6204_B_3 | 6204 | B | 3 | 2846 | Coal Steam | 0 | WECC_WY | Wyoming | 56 | Platte | 31 | 56031 | 570 | 10137 | 1982 | 9999 | 0 | 2356.9977 | 12.5% | 12.9241 | 20.838 | 30.81% | 44.53% | 11.6479 | 4.82 | 18.6483 | 84.9902 | 205.4 | 0.94445 | 20246427.36 | 394.3832 | 14650.9523 | 1381918.8674 | 20246427.36 | 188633.5925 | 1697702.3323 | 0.1365 | 0.80795 | 116189471.5845 | 8218155.4784 | 17860050.2528 | 0 | 31659318.0895 | -144288089.5008 | 29638905.9045 | 21.4476 | 26.5457 | 24.0821 | 13726.8072 | 12225.1579
FALSE | Pawnee | 6248_B_1 | 6248 | B | 1 | 2866 | Coal Steam | 0 | WECC_CO | Colorado | 8 | Morgan | 87 | 8087 | 505 | 10769 | 1981 | 9999 | C2G | 2576.5968 | 12.5% | 13.734 | 22.4715 | 32.74% | 48.68% | 12.14 | 4.82 | 19.2056 | 84.9902 | 205.4 | 1.0033 | 19055960.88 | 339.6597 | 16011.159 | 1190167.4896 | 19055960.88 | 177542.1557 | 1597879.4014 | 0.14917 | 0.85416 | 109390500.11 | 7632659.0768 | 16345737.5677 | 0 | 30688260.7006 | -135804116.948 | 28253040.507 | 23.7387 | 27.7918 | 25.2126 | 12732.3606 | 11988.0484
FALSE | Winyah | 6249_B_1 | 6249 | B | 1 | 2867 | Coal Steam | 0 | S_VACA | South Carolina | 45 | Georgetown | 43 | 45043 | 275 | 10751 | 1975 | 2029 | 0 | 2570.5204 | 12.5% | 13.7122 | 27.1283 | 32.69% | 48.56% | 17.7851 | 4.82 | 25.5982 | 84.9902 | 205.4 | 1.0017 | 10359663.6 | 185.1061 | 15972.0551 | 648611.8128 | 10359663.6 | 96519.7725 | 868677.9521 | 0.14881 | 0.85285 | 59474524.9317 | 5021612.6529 | 8893881.7544 | 0 | 22236622.1137 | -73829127.5856 | 21797513.867 | 33.6064 | 39.4049 | 35.7479 | 9830.6719 | 9241.7625
FALSE | Winyah | 6249_B_2 | 6249 | B | 2 | 2868 | Coal Steam | 0 | S_VACA | South Carolina | 45 | Georgetown | 43 | 45043 | 285 | 10687 | 1977 | 2029 | 0 | 2547.5567 | 12.5% | 13.6295 | 26.6659 | 32.49% | 48.13% | 17.7851 | 4.82 | 25.5982 | 84.9902 | 205.4 | 0.9957 | 10672465.68 | 192.3991 | 15830.6098 | 674166.4298 | 10672465.68 | 99434.1128 | 894907.0152 | 0.14749 | 0.8482 | 61265508.4444 | 5130490.8289 | 9188540.0864 | 0 | 22908039.8274 | -76058341.3483 | 22434237.8388 | 33.277 | 39.2323 | 35.5913 | 10143.5336 | 9483.9457
FALSE | Winyah | 6249_B_3 | 6249 | B | 3 | 2869 | Coal Steam | 0 | S_VACA | South Carolina | 45 | Georgetown | 43 | 45043 | 285 | 10784 | 1980 | 2029 | 0 | 2581.439 | 12.5% | 13.7513 | 26.8156 | 32.78% | 48.77% | 17.7851 | 4.82 | 25.5982 | 84.9902 | 205.4 | 1.0047 | 10769333.76 | 191.5712 | 16043.3262 | 671265.6499 | 10769333.76 | 100336.6214 | 903029.5922 | 0.14947 | 0.85526 | 61813219.4804 | 5137090.5565 | 9230795.6609 | 0 | 23115963.4602 | -76748680.9301 | 22548388.2279 | 33.5909 | 39.2757 | 35.6306 | 10154.734 | 9573.3941
FALSE | Winyah | 6249_B_4 | 6249 | B | 4 | 2870 | Coal Steam | 0 | S_VACA | South Carolina | 45 | Georgetown | 43 | 45043 | 285 | 10803 | 1981 | 2029 | 0 | 2586.74 | 12.5% | 13.7703 | 26.8389 | 32.83% | 48.87% | 17.7851 | 4.82 | 25.5982 | 84.9902 | 205.4 | 1.0065 | 10788307.92 | 191.4424 | 16082.4115 | 670814.069 | 10788307.92 | 100513.4014 | 904620.6124 | 0.14984 | 0.85666 | 61898484.7718 | 5138095.68 | 9237310.2368 | 0 | 23156690.7697 | -76883902.0853 | 22546679.373 | 33.6109 | 39.2346 | 35.5934 | 10144.1228 | 9579.1128
TRUE | Ottumwa | 6254_B_1 | 6254 | B | 1 | 2874 | Coal Steam | 0 | MIS_IA | Iowa | 19 | Wapello | 179 | 19179 | 725 | 10369 | 1981 | 9999 | 0 | 2435.0137 | 12.5% | 13.2171 | 20.1372 | 31.51% | 46% | 10.0111 | 4.82 | 16.7948 | 84.9902 | 205.4 | 0.96607 | 26341407.6 | 496.5638 | 15139.0907 | 1739959.696 | 26341407.6 | 245419.8095 | 2208778.2858 | 0.14105 | 0.82502 | 151135213.1666 | 9999417.1442 | 22997204.8706 | 0 | 37095999.185 | -187724545.6586 | 33503288.7078 | 19.2552 | 23.3391 | 21.1731 | 15350.5093 | 13960.027
TRUE | Scherer | 6257_B_2 | 6257 | B | 2 | 2876 | Coal Steam | 0 | S_SOU | Georgia | 13 | Monroe | 207 | 13207 | 860 | 10756 | 1984 | 9999 | 0 | 2573.75 | 12.5% | 13.7238 | 20.1473 | 32.72% | 48.62% | 8.8777 | 4.82 | 15.5114 | 84.9902 | 205.4 | 1.0021 | 32412560.64 | 578.6396 | 15986.0461 | 2027553.309 | 32412560.64 | 301984.0314 | 2717856.2823 | 0.14894 | 0.85318 | 186150290.6107 | 11658053.6079 | 27825678.1986 | 0 | 42157791.2815 | -230991195.0102 | 36800618.6885 | 18.1503 | 21.2736 | 19.2992 | 16597.3549 | 15609.2232
TRUE | Mountaineer | 6264_B_1 | 6264 | B | 1 | 2879 | Coal Steam | 0 | PJM_West | West Virginia | 54 | Mason | 53 | 54053 | 1299 | 9925 | 1980 | 2040 | 0 | 2362.3953 | 12.5% | 12.9446 | 18.0788 | 30.86% | 44.63% | 7.3624 | 4.82 | 13.7955 | 84.9902 | 214.13 | 0.964 | 45175582.8 | 898.145 | 14354.6706 | 3147099.9222 | 45175582.8 | 438784.7022 | 3949062.3199 | 0.13943 | 0.82458 | 265208943.8545 | 16237400.3293 | 40737817.3341 | 0 | 54479147.6419 | -335631663.2315 | 41031645.9282 | 13.0379 | 15.8116 | 14.3442 | 18633.1482 | 16936.2618
TRUE | Crystal River | 628_B_4 | 628 | B | 4 | 442 | Coal Steam | 0 | FRCC | Florida | 12 | Citrus | 17 | 12017 | 712 | 10431 | 1982 | 2034 | 0 | 2540.7396 | 12.5% | 13.6048 | 20.6848 | 32.43% | 48% | 10.0825 | 4.82 | 16.8757 | 84.9902 | 214.13 | 1.0131 | 26023759.488 | 481.0785 | 15437.9639 | 1685698.9476 | 26023759.488 | 252765.4731 | 2274889.2576 | 0.14995 | 0.8632 | 152779556.3463 | 9951000.4587 | 22933665.6108 | 5.8814e-09 | 38390277.3153 | -193343331.4887 | 30711168.2424 | 18.2187 | 21.1059 | 19.1471 | 13632.7561 | 12971.6826
TRUE | Crystal River | 628_B_5 | 628 | B | 5 | 443 | Coal Steam | 0 | FRCC | Florida | 12 | Citrus | 17 | 12017 | 710 | 10391 | 1984 | 2034 | 0 | 2526.3475 | 12.5% | 13.5527 | 20.6319 | 32.31% | 47.73% | 10.0825 | 4.82 | 16.8757 | 84.9902 | 214.13 | 1.0093 | 25851145.44 | 480.6101 | 15350.5102 | 1684057.7365 | 25851145.44 | 251088.8947 | 2259800.0525 | 0.1491 | 0.86017 | 151766225.5722 | 9915889.7803 | 22823485.6124 | 0 | 38135636.8905 | -192060896.6768 | 30580341.1785 | 18.1587 | 21.1107 | 19.1515 | 13597.5627 | 12892.6947
FALSE | Crist | 641_B_6 | 641 | B | 6 | 461 | Coal Steam | 0 | S_SOU | Florida | 12 | Escambia | 33 | 12033 | 299 | 11083 | 1970 | 9999 | C2G | 2687.8303 | 12.5% | 14.1272 | 26.8127 | 33.68% | 50.78% | 42.3537 | 4.82 | 53.4199 | 84.9902 | 214.13 | 1.0765 | 11611614.768 | 198.3025 | 16710.9151 | 694852.1203 | 11611614.768 | 112782.1405 | 1015039.2648 | 0.16231 | 0.91417 | 66622251.1651 | 5317026.9292 | 9816320.0914 | 2.9407e-09 | 54223257.6343 | -86268407.3085 | 49710448.5117 | 71.541 | 78.2582 | 70.9954 | 21227.6181 | 21390.7732
FALSE | Crist | 641_B_7 | 641 | B | 7 | 462 | Coal Steam | 0 | S_SOU | Florida | 12 | Escambia | 33 | 12033 | 475 | 10816 | 1973 | 9999 | C2G | 2591.3768 | 12.5% | 13.7869 | 22.8901 | 32.87% | 48.96% | 42.3537 | 4.82 | 53.4199 | 84.9902 | 214.13 | 1.0505 | 18002150.4 | 318.883 | 16111.2394 | 1117365.9555 | 18002150.4 | 174852.6021 | 1573673.4186 | 0.15649 | 0.89406 | 103288285.8607 | 7299276.6681 | 15404978.7879 | 5.8814e-09 | 84065417.1374 | -133746845.2205 | 76311113.2337 | 68.2955 | 76.3883 | 69.299 | 32917.0189 | 32440.3823
TRUE | Big Bend | 645_B_BB04 | 645 | B | BB04 | 470 | Coal Steam | 0 | FRCC | Florida | 12 | Hillsborough | 57 | 12057 | 437 | 10792 | 1985 | 9999 | 0 | 2586.5675 | 12.5% | 13.7697 | 23.3867 | 32.83% | 48.87% | 14.2036 | 4.82 | 21.5425 | 84.9902 | 214.13 | 1.0482 | 16525228.416 | 293.5514 | 16065.6841 | 1028604.0911 | 16525228.416 | 160507.4463 | 1444567.0165 | 0.15604 | 0.89217 | 94906758.1144 | 6865208.3066 | 14163551.2516 | 0 | 31119561.8487 | -122774064.1022 | 24281015.419 | 23.6058 | 26.4589 | 24.0033 | 10489.4555 | 10315.7316
TRUE | Antelope Valley | 6469_B_B1 | 6469 | B | B1 | 2885 | Coal Steam | 0 | SPP_WAUE | North Dakota | 38 | Mercer | 57 | 38057 | 450 | 11322 | 1984 | 9999 | 0 | 2778.7616 | 12.5% | 14.4406 | 24.024 | 34.43% | 52.5% | 12.6311 | 4.82 | 19.7618 | 84.9902 | 214.13 | 1.0997 | 17852529.6 | 295.0866 | 17265.781 | 1033983.3239 | 17852529.6 | 173399.3542 | 1560594.188 | 0.1677 | 0.93199 | 102491983.0341 | 7089156.7327 | 14931351.7308 | 0 | 30840148.4867 | -132635238.5771 | 22717401.4071 | 21.9708 | 23.574 | 21.3862 | 9623.7877 | 9886.8429
TRUE | Antelope Valley | 6469_B_B2 | 6469 | B | B2 | 2886 | Coal Steam | 0 | SPP_WAUE | North Dakota | 38 | Mercer | 57 | 38057 | 450 | 11263 | 1986 | 9999 | 0 | 2755.7092 | 12.5% | 14.3618 | 23.9272 | 34.24% | 52.06% | 12.6311 | 4.82 | 19.7618 | 84.9902 | 214.13 | 1.094 | 17759498.4 | 295.9317 | 17126.7551 | 1036944.7247 | 17759498.4 | 172495.754 | 1552461.7859 | 0.16635 | 0.92761 | 101932825.8545 | 7080820.1307 | 14892423.1019 | 0 | 30679437.591 | -131944063.9546 | 22641442.7234 | 21.8348 | 23.5387 | 21.3542 | 9609.3797 | 9825.6435
FALSE | Deerhaven Generating Station | 663_B_B2 | 663 | B | B2 | 487 | Coal Steam | 0 | FRCC | Florida | 12 | Alachua | 1 | 12001 | 232 | 12302 | 1981 | 2031 | C2G | 3164.8637 | 12.5% | 15.6963 | 31.4717 | 37.42% | 59.79% | 18.1973 | 4.82 | 26.065 | 84.9902 | 214.13 | 1.1949 | 10000640.256 | 145.1887 | 19657.6167 | 508741.2387 | 10000640.256 | 97134.9496 | 874214.546 | 0.19093 | 1.0039 | 57435052.6591 | 4569333.5569 | 7985354.3203 | 8.8221e-09 | 22786373.5086 | -74299683.9103 | 18476430.1347 | 36.3179 | 36.1752 | 32.8179 | 7613.758 | 8425.7604
TRUE | Independence Steam Electric Station | 6641_B_1 | 6641 | B | 1 | 2898 | Coal Steam | 0 | MIS_AR | Arkansas | 5 | Independence | 63 | 5063 | 809 | 10428 | 1983 | 2031 | 0 | 2455.296 | 12.5% | 13.2923 | 19.8246 | 31.69% | 46.39% | 9.3613 | 4.82 | 16.059 | 84.9902 | 214.13 | 1.0129 | 29560627.008 | 552.6463 | 15265.191 | 1936472.793 | 29560627.008 | 287118.6184 | 2584067.5656 | 0.14827 | 0.86459 | 169605654.0347 | 10955992.2154 | 25740170.1432 | 0 | 41497555.2811 | -219620462.9564 | 28178908.7179 | 14.5517 | 16.8307 | 15.2687 | 12352.4045 | 11772.2992
TRUE | Independence Steam Electric Station | 6641_B_2 | 6641 | B | 2 | 2899 | Coal Steam | 0 | MIS_AR | Arkansas | 5 | Independence | 63 | 5063 | 842 | 10427 | 1985 | 2031 | 0 | 2458.4574 | 12.5% | 13.304 | 19.702 | 31.72% | 46.45% | 9.3613 | 4.82 | 16.059 | 84.9902 | 214.13 | 1.0128 | 30763487.136 | 574.9548 | 15269.9547 | 2014641.6736 | 30763487.136 | 298801.8462 | 2689216.6154 | 0.14832 | 0.86445 | 176679256.5373 | 11327732.9413 | 26802758.5535 | 0 | 43186144.4522 | -228557103.5125 | 29438788.9718 | 14.6124 | 16.9038 | 15.335 | 12912.0878 | 12303.6571
TRUE | Louisa | 6664_B_101 | 6664 | B | 101 | 2901 | Coal Steam | 0 | MIS_MIDA | Iowa | 19 | Louisa | 115 | 19115 | 746 | 10591 | 1983 | 9999 | 0 | 2515.4922 | 12.5% | 13.5132 | 20.3912 | 32.21% | 47.52% | 9.7245 | 4.82 | 16.4703 | 84.9902 | 214.13 | 1.0287 | 27684704.544 | 505.6811 | 15624.2475 | 1771906.4202 | 27684704.544 | 268898.0216 | 2420082.1943 | 0.15176 | 0.87693 | 158996959.4182 | 10311431.6708 | 23944125.6428 | 0 | 39859375.9374 | -205683310.6794 | 27428581.9899 | 15.4797 | 17.6521 | 16.0139 | 11946.3342 | 11547.8571
TRUE | Northside Generating Station | 667_B_1 | 667 | B | 1 | 497 | Coal Steam | 0 | FRCC | Florida | 12 | Duval | 31 | 12031 | 293 | 10368 | 2002 | 9999 | 0 | 2438.1395 | 12.5% | 13.2287 | 25.9026 | 31.54% | 46.06% | 17.4756 | 4.82 | 25.2477 | 84.9902 | 214.13 | 1.007 | 10644535.296 | 200.5991 | 15143.7534 | 702899.4086 | 10644535.296 | 103389.0204 | 930501.1833 | 0.14709 | 0.85994 | 61133153.0627 | 5196042.6387 | 9298450.058 | -2.9407e-09 | 23493033.0316 | -79083497.4181 | 20037181.373 | 28.5065 | 33.1493 | 30.0729 | 8811.3498 | 8352.3959
TRUE | Northside Generating Station | 667_B_2 | 667 | B | 2 | 499 | Coal Steam | 0 | FRCC | Florida | 12 | Duval | 31 | 12031 | 293 | 10386 | 2002 | 9999 | 0 | 2484.2312 | 12.5% | 13.3989 | 26.1117 | 31.94% | 46.93% | 17.4756 | 4.82 | 25.2477 | 84.9902 | 214.13 | 1.0088 | 10663015.392 | 199.4103 | 15260.4844 | 698733.7418 | 10663015.392 | 103568.5152 | 932116.6367 | 0.14822 | 0.86056 | 61919693.85 | 5206942.2591 | 9362268.7811 | -5.8814e-09 | 23533819.5473 | -79220795.1566 | 20801929.2809 | 29.7709 | 34.595 | 31.3843 | 9195.6123 | 8722.8724
TRUE | Warrick | 6705_B_1 | 6705 | B | 1 | 2902 | Coal Steam | 0 | MIS_INKY | Indiana | 18 | Warrick | 173 | 18173 | 154 | 10809 | 1960 | 9999 | 0 | 2635.7866 | 12.5% | 13.9446 | 35.4937 | 33.24% | 49.8% | 26.143 | 4.82 | 35.0627 | 84.9902 | 214.13 | 1.0499 | 5832709.344 | 102.8062 | 16191.5011 | 360232.774 | 5832709.344 | 56652.3656 | 509871.2903 | 0.15727 | 0.8926 | 33870261.1033 | 3648972.645 | 5023301.6171 | -1.4703e-09 | 17877479.9869 | -43334071.57 | 17085943.7822 | 47.4303 | 53.1373 | 48.2059 | 7423.702 | 7304.2642
TRUE | Warrick | 6705_B_2 | 6705 | B | 2 | 2903 | Coal Steam | 0 | MIS_INKY | Indiana | 18 | Warrick | 173 | 18173 | 146 | 10809 | 1964 | 9999 | 0 | 2635.802 | 12.5% | 13.9447 | 36.5 | 33.24% | 49.8% | 26.143 | 4.82 | 35.0627 | 84.9902 | 214.13 | 1.0499 | 5529711.456 | 97.4654 | 16191.5324 | 341518.7231 | 5529711.456 | 53709.3856 | 483384.47 | 0.15727 | 0.8926 | 32110891.6567 | 3557486.5807 | 4762360.1638 | 0 | 16948779.7278 | -41082950.969 | 16296567.16 | 47.7179 | 53.4596 | 48.4982 | 7080.7405 | 6966.8181
TRUE | Warrick | 6705_B_3 | 6705 | B | 3 | 2904 | Coal Steam | 0 | MIS_INKY | Indiana | 18 | Warrick | 173 | 18173 | 149 | 10809 | 1965 | 9999 | 0 | 2635.7992 | 12.5% | 13.9446 | 36.11 | 33.24% | 49.8% | 26.143 | 4.82 | 35.0627 | 84.9902 | 214.13 | 1.0499 | 5643335.664 | 99.4681 | 16191.5267 | 348536.3532 | 5643335.664 | 54813.0031 | 493317.0277 | 0.15727 | 0.8926 | 32770681.4417 | 3591793.8329 | 4860215.1627 | 1.4703e-09 | 17297042.325 | -41927121.1944 | 16592611.5679 | 47.6065 | 53.3348 | 48.385 | 7209.3667 | 7093.3752
TRUE | Warrick | 6705_B_4 | 6705 | B | 4 | 2905 | Coal Steam | 0 | MIS_INKY | Indiana | 18 | Warrick | 173 | 18173 | 295 | 11131 | 1970 | 9999 | 0 | 2755.1789 | 12.5% | 14.36 | 27.2269 | 34.23% | 52.05% | 26.143 | 4.82 | 35.0627 | 84.9902 | 214.13 | 1.0811 | 11505892.08 | 194.0125 | 16924.9179 | 679819.6684 | 11505892.08 | 111755.2695 | 1005797.4254 | 0.16439 | 0.91675 | 66814172.6314 | 5282364.783 | 9762218.2665 | 0 | 35266004.7432 | -85482941.3683 | 31641819.0558 | 46.5444 | 50.7711 | 46.0592 | 13587.478 | 13730.6069
FALSE | Rawhide | 6761_B_101 | 6761 | B | 101 | 2906 | Coal Steam | 0 | WECC_CO | Colorado | 8 | Larimer | 69 | 8069 | 280 | 10091 | 1984 | 2030 | 0 | 2381.9231 | 12.5% | 13.0184 | 26.0923 | 31.03% | 45% | 18.317 | 4.82 | 26.2005 | 84.9902 | 214.13 | 0.98013 | 9900481.92 | 193.103 | 14631.9874 | 676632.7555 | 9900481.92 | 96162.1244 | 865459.1192 | 0.14212 | 0.83801 | 57491788.4279 | 5038504.5656 | 8808643.112 | 0 | 22675455.392 | -73555558.2828 | 20458833.2148 | 30.2362 | 36.0811 | 32.7326 | 9165.1214 | 8466.1484
TRUE | Sikeston Power Station | 6768_B_1 | 6768 | B | 1 | 2907 | Coal Steam | 0 | SPP_WEST | Missouri | 29 | Scott | 201 | 29201 | 240 | 10648 | 1981 | 9999 | 0 | 2577.4123 | 12.5% | 13.7369 | 28.6583 | 32.75% | 48.69% | 19.5632 | 4.82 | 27.6117 | 84.9902 | 214.13 | 1.0342 | 8954542.08 | 161.4057 | 15832.8989 | 565565.5446 | 8954542.08 | 86974.3307 | 782768.9767 | 0.15378 | 0.88044 | 51998630.64 | 4625620.0328 | 7769119.7934 | 0 | 21613565.7738 | -66527705.1343 | 19479231.1057 | 34.442 | 39.119 | 35.4885 | 8517.2357 | 8266.0896
TRUE | Hugo | 6772_B_1 | 6772 | B | 1 | 2908 | Coal Steam | 0 | SPP_WEST | Oklahoma | 40 | Choctaw | 23 | 40023 | 440 | 11061 | 1982 | 9999 | 0 | 2728.9207 | 12.5% | 14.2697 | 23.9569 | 34.02% | 51.56% | 12.9899 | 4.82 | 20.1681 | 84.9902 | 214.13 | 1.0743 | 17053407.36 | 290.3217 | 16763.61 | 1017287.2898 | 17053407.36 | 165637.5813 | 1490738.232 | 0.16282 | 0.91152 | 99028365.3403 | 6955200.1233 | 14516394.4751 | 5.8814e-09 | 30065347.4624 | -126698165.718 | 23867141.6831 | 23.4616 | 25.739 | 23.3503 | 10274.1139 | 10323.0842
TRUE | D B Wilson | 6823_B_W1 | 6823 | B | W1 | 2910 | Coal Steam | 0 | MIS_INKY | Kentucky | 21 | Ohio | 183 | 21183 | 417 | 10643 | 1984 | 9999 | 0 | 2575.6198 | 12.5% | 13.7305 | 23.6489 | 32.73% | 48.66% | 13.7494 | 4.82 | 21.0282 | 84.9902 | 214.13 | 1.0337 | 15551211.024 | 280.5063 | 15821.86 | 982893.9844 | 15551211.024 | 151046.939 | 1359422.4507 | 0.15368 | 0.88007 | 90305354.3688 | 6633678.4277 | 13495604.1947 | -2.9407e-09 | 28586155.4671 | -115537608.9857 | 23483183.4725 | 23.8919 | 27.1478 | 24.6284 | 10270.0276 | 9962.9133
TRUE | Bowen | 703_B_3BLR | 703 | B | 3BLR | 536 | Coal Steam | 0 | S_SOU | Georgia | 13 | Bartow | 15 | 13015 | 892 | 9780 | 1974 | 2035 | 0 | 2310.4081 | 12.5% | 12.7463 | 18.8285 | 30.39% | 43.65% | 10.2152 | 4.82 | 17.026 | 84.9902 | 214.13 | 0.94992 | 30568055.04 | 620.9568 | 14048.8992 | 2175832.7527 | 30568055.04 | 296903.639 | 2672132.7511 | 0.13646 | 0.81346 | 179324352.2835 | 11691715.1358 | 27733720.5786 | 0 | 45495746.1687 | -227105142.1793 | 37140391.9873 | 17.0695 | 20.9837 | 19.0363 | 16980.3948 | 15226.0001
TRUE | Bowen | 703_B_4BLR | 703 | B | 4BLR | 537 | Coal Steam | 0 | S_SOU | Georgia | 13 | Bartow | 15 | 13015 | 892 | 9726 | 1975 | 2035 | 0 | 2294.5506 | 12.5% | 12.6852 | 18.7536 | 30.24% | 43.35% | 10.2152 | 4.82 | 17.026 | 84.9902 | 214.13 | 0.94467 | 30399274.368 | 622.2546 | 13942.1909 | 2180380.0111 | 30399274.368 | 295264.2938 | 2657378.6439 | 0.13542 | 0.80926 | 178465761.2624 | 11669499.059 | 27658616.6932 | 0 | 45244542.6622 | -225851187.4066 | 37187232.2702 | 17.0554 | 21.0754 | 19.1195 | 17054.585 | 15213.4082
TRUE | Major Oak Power | 7030_B_U1 | 7030 | B | U1 | 2920 | Coal Steam | 0 | ERC_REST | Texas | 48 | Robertson | 395 | 48395 | 152 | 11608 | 1990 | 9999 | 0 | 2988.6545 | 12.5% | 15.1378 | 37.2011 | 36.09% | 56.46% | 25.111 | 4.82 | 33.894 | 84.9902 | 214.13 | 1.1275 | 6182513.664 | 97.1476 | 18162.2267 | 340405.0488 | 6182513.664 | 60049.9706 | 540449.735 | 0.17641 | 0.95106 | 36290818.7691 | 3613993.5301 | 5152967.231 | 0 | 18318020.4811 | -45932940.2165 | 17442859.7947 | 51.2415 | 53.8781 | 48.8779 | 7429.4427 | 7788.7055
TRUE | Major Oak Power | 7030_B_U2 | 7030 | B | U2 | 2921 | Coal Steam | 0 | ERC_REST | Texas | 48 | Robertson | 395 | 48395 | 153 | 11407 | 1991 | 9999 | 0 | 2909.1345 | 12.5% | 14.8778 | 36.7602 | 35.47% | 54.96% | 25.111 | 4.82 | 33.894 | 84.9902 | 214.13 | 1.1079 | 6115429.584 | 98.7347 | 17676.3656 | 345966.4565 | 6115429.584 | 59398.3914 | 534585.5226 | 0.17169 | 0.93626 | 35902349.1241 | 3629505.2846 | 5147230.7458 | -2.9407e-09 | 18119258.6799 | -45434539.533 | 17363804.3014 | 50.1893 | 53.6062 | 48.6312 | 7440.5741 | 7678.9585
TRUE | J K Spruce | 7097_B_BLR1 | 7097 | B | BLR1 | 2939 | Coal Steam | 0 | ERC_REST | Texas | 48 | Bexar | 29 | 48029 | 560 | 9995 | 1992 | 9999 | 0 | 2386.6679 | 12.5% | 13.0362 | 21.0643 | 31.08% | 45.09% | 11.9304 | 4.82 | 18.9683 | 84.9902 | 214.13 | 0.9708 | 19612588.8 | 385.9673 | 14501.7467 | 1352429.4121 | 19612588.8 | 190494.5859 | 1714451.2727 | 0.14085 | 0.82995 | 115141444.9487 | 8130145.0598 | 17630574.5167 | -5.8814e-09 | 32520167.1649 | -145711585.5785 | 27710746.1117 | 20.4896 | 24.6878 | 22.3966 | 12542.1193 | 11474.1795
TRUE | J K Spruce | 7097_B_BLR2 | 7097 | B | BLR2 | 2940 | Coal Steam | 0 | ERC_REST | Texas | 48 | Bexar | 29 | 48029 | 785 | 9923 | 2010 | 9999 | 0 | 2361.7979 | 12.5% | 12.9423 | 19.5015 | 30.85% | 44.62% | 11.9304 | 4.82 | 18.9683 | 84.9902 | 214.13 | 0.96381 | 27294600.72 | 542.8012 | 14350.658 | 1901975.5521 | 27294600.72 | 265108.9927 | 2385980.9339 | 0.13939 | 0.82442 | 160240659.5565 | 10585444.4152 | 24615927.6426 | 0 | 45257920.1636 | -202785037.1616 | 37914914.6163 | 19.9345 | 24.18 | 21.9359 | 17219.6882 | 15648.5755
FALSE | Cope | 7210_B_COP1 | 7210 | B | COP1 | 3006 | Coal Steam | 0 | S_VACA | South Carolina | 45 | Orangeburg | 75 | 45075 | 415 | 9502 | 1996 | 9999 | C2G | 2219.5735 | 12.5% | 12.3932 | 22.0388 | 29.54% | 41.93% | 14.8009 | 4.82 | 22.2188 | 84.9902 | 214.13 | 0.92292 | 13817428.32 | 292.3911 | 13486.4915 | 1024538.392 | 13817428.32 | 134206.9276 | 1207862.3485 | 0.13099 | 0.79192 | 81119045.3411 | 6443957.5554 | 12697294.1489 | 0 | 26837298.354 | -102656483.0199 | 24441112.3795 | 23.8557 | 30.1237 | 27.3281 | 11341.1521 | 9900.1284
TRUE | Clover | 7213_B_1 | 7213 | B | 1 | 3007 | Coal Steam | 0 | PJM_Dom | Virginia | 51 | Halifax | 83 | 51083 | 440 | 10106 | 1995 | 2045 | 0 | 2423.1994 | 12.5% | 13.1731 | 22.6097 | 31.4% | 45.78% | 13.7331 | 4.82 | 21.0097 | 84.9902 | 214.13 | 0.98158 | 15581026.56 | 301.8243 | 14732.5451 | 1057592.3214 | 15581026.56 | 151336.5335 | 1362028.8014 | 0.1431 | 0.83849 | 91418166.9121 | 6824168.7318 | 13931771.1049 | 0 | 28615822.4287 | -115759123.2932 | 25030805.8843 | 23.6677 | 28.2267 | 25.6071 | 11267.1159 | 10413.7997
TRUE | Clover | 7213_B_2 | 7213 | B | 2 | 3008 | Coal Steam | 0 | PJM_Dom | Virginia | 51 | Halifax | 83 | 51083 | 437 | 10086 | 1996 | 9999 | 0 | 2412.7338 | 12.5% | 13.134 | 22.6059 | 31.31% | 45.58% | 13.7331 | 4.82 | 21.0097 | 84.9902 | 214.13 | 0.97964 | 15444167.328 | 300.1735 | 14683.4469 | 1051808.0281 | 15444167.328 | 150007.2371 | 1350065.1342 | 0.14262 | 0.83702 | 90525504.5147 | 6785679.0176 | 13814469.3618 | 0 | 28364469.3188 | -114742328.6263 | 24747793.5866 | 23.5288 | 28.1102 | 25.5014 | 11144.0949 | 10282.0909
TRUE | George Neal South | 7343_B_4 | 7343 | B | 4 | 3101 | Coal Steam | 0 | MIS_MIDA | Iowa | 19 | Woodbury | 193 | 19193 | 645 | 10033 | 1979 | 9999 | 0 | 2321.502 | 12.5% | 12.7888 | 20.0949 | 30.49% | 43.86% | 17.7174 | 4.82 | 25.5215 | 84.9902 | 214.13 | 0.97449 | 22675382.64 | 448.3561 | 14433.3603 | 1571039.7464 | 22675382.64 | 220243.1137 | 1982188.0233 | 0.14019 | 0.8343 | 130101201.9164 | 9009666.3773 | 20091713.4684 | 0 | 50588489.9572 | -168466590.0951 | 41324481.6242 | 26.3039 | 31.528 | 28.602 | 18448.2961 | 16966.0193
FALSE | Neil Simpson II | 7504_B_2 | 7504 | B | 2 | 3120 | Coal Steam | 0 | WECC_WY | Wyoming | 56 | Campbell | 5 | 56005 | 80 | 12337 | 1995 | 9999 | C2G/Retire | 3229.9485 | 12.5% | 15.8968 | 54.878 | 37.9% | 61.02% | 38.0356 | 4.82 | 48.53 | 84.9902 | 214.13 | 1.1983 | 3458307.84 | 49.6828 | 19865.2412 | 174088.3894 | 3458307.84 | 33590.1051 | 302310.9462 | 0.19295 | 1.0053 | 20058131.79 | 2726492.0059 | 2767441.8888 | 7.3517e-10 | 14671150.9008 | -25693472.8976 | 14529743.6878 | 83.4619 | 83.0195 | 75.3148 | 6025.1837 | 6676.9501
FALSE | Bonanza | 7790_B_1-1 | 7790 | B | 44562 | 3228 | Coal Steam | 0 | WECC_UT | Utah | 49 | Uintah | 47 | 49047 | 458 | 9983 | 1986 | 2030 | 0 | 2308.121 | 12.5% | 12.7375 | 21.822 | 30.37% | 43.61% | 13.4987 | 4.82 | 20.7442 | 84.9902 | 214.13 | 0.96964 | 16021037.856 | 318.928 | 14336.1938 | 1117523.8095 | 16021037.856 | 155610.3074 | 1400492.7663 | 0.13925 | 0.83039 | 92011142.9661 | 6959643.8385 | 14234425.4317 | 2.9407e-09 | 29052145.9088 | -119028184.0106 | 23229174.1345 | 20.7863 | 25.0319 | 22.7088 | 10400.6454 | 9520.1209
TRUE | Belews Creek | 8042_B_1 | 8042 | B | 1 | 3433 | Coal Steam | 0 | S_VACA | North Carolina | 37 | Stokes | 169 | 37169 | 1110 | 9185 | 1974 | 2038 | 0 | 2115.9202 | 12.5% | 11.9797 | 17.2642 | 28.56% | 39.97% | 8.3985 | 4.82 | 14.9688 | 84.9902 | 214.13 | 0.89213 | 35724506.4 | 792.9992 | 12856.6966 | 2778669.1574 | 35724506.4 | 346987.5966 | 3122888.3697 | 0.12488 | 0.76725 | 209730303.738 | 13690525.6973 | 33287659.2279 | 0 | 46745772.0309 | -265414959.9849 | 38039300.7091 | 13.6898 | 17.8426 | 16.1867 | 17967.2192 | 15195.6283
TRUE | Belews Creek | 8042_B_2 | 8042 | B | 2 | 3434 | Coal Steam | 0 | S_VACA | North Carolina | 37 | Stokes | 169 | 37169 | 1110 | 9203 | 1975 | 2038 | 0 | 2057.6756 | 12.5% | 11.7423 | 16.9725 | 27.99% | 38.87% | 8.3985 | 4.82 | 14.9688 | 84.9902 | 214.13 | 0.89388 | 35794516.32 | 799.2826 | 12780.6239 | 2800686.1504 | 35794516.32 | 347667.5941 | 3129008.3469 | 0.12414 | 0.76974 | 205573163.0845 | 13565851.7129 | 32886381.6538 | 0 | 46837380.5117 | -265935098.1754 | 32927678.7875 | 11.757 | 15.274 | 13.8565 | 15380.7063 | 13050.2746
FALSE | Jim Bridger | 8066_B_BW71 | 8066 | B | BW71 | 3455 | Coal Steam | 0 | WECC_WY | Wyoming | 56 | Sweetwater | 37 | 56037 | 531 | 10373 | 1974 | 9999 | C2G | 2439.8541 | 12.5% | 13.2351 | 21.5844 | 31.55% | 46.09% | 12.0467 | 4.82 | 19.1 | 84.9902 | 214.13 | 1.0075 | 19300252.752 | 363.4626 | 15154.4166 | 1273572.7953 | 19300252.752 | 187460.9055 | 1687148.1491 | 0.14719 | 0.86032 | 110844129.8258 | 7845125.0456 | 16855830.6818 | 0 | 32224539.9529 | -143391087.1858 | 24378538.3204 | 19.1418 | 22.2496 | 20.1847 | 10718.0769 | 10164.3219
FALSE | Jim Bridger | 8066_B_BW72 | 8066 | B | BW72 | 3456 | Coal Steam | 0 | WECC_WY | Wyoming | 56 | Sweetwater | 37 | 56037 | 527 | 10396 | 1975 | 9999 | C2G | 2528.1442 | 12.5% | 13.5592 | 22.023 | 32.32% | 47.76% | 12.0467 | 4.82 | 19.1 | 84.9902 | 214.13 | 1.0098 | 19197336.768 | 356.6526 | 15361.4254 | 1249710.6409 | 19197336.768 | 186461.2956 | 1678151.6601 | 0.1492 | 0.86055 | 112703232.4048 | 7854560.8453 | 16945072.6007 | 0 | 32052706.9577 | -142626473.6326 | 26929099.176 | 21.5483 | 25.0402 | 22.7163 | 11971.5041 | 11355.937
TRUE | Jim Bridger | 8066_B_BW73 | 8066 | B | BW73 | 3457 | Coal Steam | 0 | WECC_WY | Wyoming | 56 | Sweetwater | 37 | 56037 | 523 | 10441 | 1976 | 2037 | 0 | 2544.3501 | 12.5% | 13.6179 | 22.1362 | 32.46% | 48.07% | 12.0467 | 4.82 | 19.1 | 84.9902 | 214.13 | 1.0141 | 19134093.072 | 353.2137 | 15459.8859 | 1237660.6887 | 19134093.072 | 185847.0176 | 1672623.1582 | 0.15016 | 0.86396 | 112332012.8987 | 7818792.6271 | 16854336.4226 | 5.8814e-09 | 31947112.5371 | -142156605.054 | 26795649.4315 | 21.6502 | 25.0593 | 22.7336 | 11889.685 | 11323.0749
TRUE | Jim Bridger | 8066_B_BW74 | 8066 | B | BW74 | 3458 | Coal Steam | 0 | WECC_WY | Wyoming | 56 | Sweetwater | 37 | 56037 | 530 | 10465 | 1979 | 2037 | 0 | 2471.6009 | 12.5% | 13.3525 | 21.7387 | 31.83% | 46.69% | 12.0467 | 4.82 | 19.1 | 84.9902 | 214.13 | 1.0165 | 19434760.8 | 361.2948 | 15351.5903 | 1265977.0358 | 19434760.8 | 188767.3651 | 1698906.2855 | 0.14911 | 0.86734 | 111616715.7848 | 7854069.8707 | 16903919.1644 | 0 | 32449120.4298 | -144390413.7483 | 24433411.5014 | 19.3 | 22.2519 | 20.1868 | 10698.993 | 10229.0229
TRUE | Huntington | 8069_B_1 | 8069 | B | 1 | 3459 | Coal Steam | 0 | WECC_UT | Utah | 49 | Emery | 15 | 49015 | 459 | 10283 | 1977 | 2036 | 0 | 2409.0423 | 12.5% | 13.1202 | 22.2787 | 31.28% | 45.51% | 13.2368 | 4.82 | 20.4477 | 84.9902 | 214.13 | 0.99877 | 16538519.088 | 315.4363 | 14963.0728 | 1105288.9549 | 16538519.088 | 160636.5369 | 1445728.832 | 0.14533 | 0.85344 | 94982876.3279 | 7027517.1741 | 14501625.016 | 0 | 29561810.8087 | -122872807.053 | 23201022.2736 | 20.9909 | 24.5956 | 22.313 | 10241.6756 | 9634.8282
TRUE | Huntington | 8069_B_2 | 8069 | B | 2 | 3460 | Coal Steam | 0 | WECC_UT | Utah | 49 | Emery | 15 | 49015 | 450 | 10325 | 1977 | 2036 | 0 | 2493.577 | 12.5% | 13.4332 | 22.7864 | 32.02% | 47.11% | 13.2368 | 4.82 | 20.4477 | 84.9902 | 214.13 | 1.0029 | 16280460 | 305.894 | 15189.0855 | 1071852.5512 | 16280460 | 158130.0417 | 1423170.3755 | 0.14753 | 0.85532 | 95341701.2396 | 6970222.3122 | 14398380.2425 | 5.8814e-09 | 29100542.5478 | -120955558.9391 | 24855287.4029 | 23.1891 | 27.1115 | 24.5954 | 11067.9081 | 10435.0914
TRUE | Gavin Power, LLC | 8102_B_1 | 8102 | B | 1 | 3461 | Coal Steam | 0 | PJM_West | Ohio | 39 | Gallia | 53 | 39053 | 1348 | 9926 | 1974 | 9999 | 0 | 2356.9536 | 12.5% | 12.9239 | 17.9743 | 30.81% | 44.53% | 7.2127 | 4.82 | 13.6259 | 84.9902 | 214.13 | 0.9641 | 46884388.992 | 932.6871 | 14345.9123 | 3268135.7628 | 46884388.992 | 455382.1199 | 4098439.0789 | 0.13934 | 0.82476 | 274774346.7354 | 16764435.6704 | 42237148.497 | 0 | 55844887.3803 | -348327226.3834 | 41293591.8997 | 12.6352 | 15.3199 | 13.8981 | 18734.6332 | 17032.2673
TRUE | Gavin Power, LLC | 8102_B_2 | 8102 | B | 2 | 3462 | Coal Steam | 0 | PJM_West | Ohio | 39 | Gallia | 53 | 39053 | 1361 | 9861 | 1975 | 9999 | 0 | 2267.8307 | 12.5% | 12.5818 | 17.534 | 29.99% | 42.84% | 7.2127 | 4.82 | 13.6259 | 84.9902 | 214.13 | 0.95779 | 47026556.784 | 952.7818 | 14085.9341 | 3338547.2757 | 47026556.784 | 456762.9776 | 4110866.7984 | 0.13681 | 0.82097 | 270080495.4114 | 16706106.421 | 42004985.2111 | 0 | 56014226.1411 | -349383460.9582 | 35422352.2265 | 10.6101 | 12.9238 | 11.7244 | 15956.9576 | 14440.3591
FALSE | Ray D Nixon | 8219_B_1 | 8219 | B | 1 | 3466 | Coal Steam | 0 | WECC_CO | Colorado | 8 | El Paso | 41 | 8041 | 208 | 10457 | 1980 | 2029 | 0 | 2468.8449 | 12.5% | 13.3423 | 29.9864 | 31.81% | 46.64% | 21.7788 | 4.82 | 30.1207 | 84.9902 | 214.13 | 1.0157 | 7621396.224 | 141.8415 | 15334.41 | 497012.6811 | 7621396.224 | 74025.6542 | 666230.8882 | 0.14894 | 0.86673 | 43770987.0432 | 4253318.1467 | 6631300.1284 | -2.9407e-09 | 20067309.8567 | -56623107.7114 | 18099807.4637 | 36.4172 | 42.0166 | 38.1172 | 7928.3753 | 7574.7765
TRUE | Coyote | 8222_B_B1 | 8222 | B | B1 | 3469 | Coal Steam | 0 | MIS_MAPP | North Dakota | 38 | Mercer | 57 | 38057 | 429 | 11481 | 1981 | 9999 | 0 | 2938.4765 | 12.5% | 14.9743 | 24.9873 | 35.7% | 55.52% | 12.8952 | 4.82 | 20.0608 | 84.9902 | 214.13 | 1.1151 | 17258422.896 | 275.8576 | 17854.6806 | 966604.9617 | 17258422.896 | 167628.8712 | 1508659.8409 | 0.17342 | 0.94171 | 101320264.9423 | 6892924.4586 | 14474256.1469 | 5.8814e-09 | 30264885.2868 | -128221327.1488 | 24731003.6858 | 25.5854 | 27.169 | 24.6475 | 10573.7942 | 10976.1495
TRUE | Springerville | 8223_B_2 | 8223 | B | 2 | 3471 | Coal Steam | 0 | WECC_AZ | Arizona | 4 | Apache | 1 | 4001 | 406 | 10293 | 1990 | 2032 | 0 | 2412.4641 | 12.5% | 13.133 | 23.0987 | 31.31% | 45.58% | 14.5975 | 4.82 | 21.9885 | 84.9902 | 214.13 | 0.99975 | 14643068.832 | 278.8895 | 14984.2781 | 977228.8471 | 14643068.832 | 142226.2691 | 1280036.4221 | 0.14554 | 0.85421 | 84097328.7303 | 6441993.9027 | 12833959.2315 | -2.9407e-09 | 28146050.1698 | -108790573.1876 | 22728758.8467 | 23.2584 | 27.2281 | 24.7012 | 10028.6676 | 9442.9019
TRUE | Springerville | 8223_B_3 | 8223 | B | 3 | 89514 | Coal Steam | 0 | WECC_AZ | Arizona | 4 | Apache | 1 | 4001 | 417 | 10191 | 2006 | 9999 | 0 | 2377.8197 | 12.5% | 13.0029 | 22.7551 | 31% | 44.92% | 14.5975 | 4.82 | 21.9885 | 84.9902 | 214.13 | 0.98984 | 14890763.088 | 287.7393 | 14769.0873 | 1008238.5443 | 14890763.088 | 144632.092 | 1301688.8279 | 0.14345 | 0.84639 | 85519918.8449 | 6547543.6829 | 13110001.1751 | 0 | 28622153.5766 | -110630815.8577 | 23168801.4217 | 22.9795 | 27.15 | 24.6304 | 10270.8574 | 9582.4448
TRUE | Springerville | 8223_B_4 | 8223 | B | 4 | 90132 | Coal Steam | 0 | WECC_AZ | Arizona | 4 | Apache | 1 | 4001 | 415 | 10260 | 2009 | 9999 | 0 | 2479.5791 | 12.5% | 13.3818 | 23.2533 | 31.9% | 46.85% | 14.5975 | 4.82 | 21.9885 | 84.9902 | 214.13 | 0.99654 | 14919681.6 | 282.6103 | 15066.3312 | 990266.4054 | 14919681.6 | 144912.9738 | 1304216.7645 | 0.14634 | 0.8502 | 87590113.7885 | 6571627.7607 | 13251567.3774 | 0 | 28677739.0484 | -110845665.7319 | 25245382.243 | 25.4935 | 29.9852 | 27.2024 | 11288.9968 | 10579.8132
TRUE | Powerton | 879_B_51 | 879 | B | 51 | 593 | Coal Steam | 0 | PJM_COMD | Illinois | 17 | Tazewell | 179 | 17179 | 384 | 11380 | 1972 | 9999 | 0 | 2797.9321 | 12.5% | 14.5058 | 25.1842 | 34.58% | 52.86% | 13.8821 | 4.82 | 21.1784 | 84.9902 | 214.13 | 1.1053 | 15312199.68 | 251.2106 | 17395.4453 | 880241.8915 | 15312199.68 | 148725.4521 | 1338529.0691 | 0.16896 | 0.93637 | 87854551.9597 | 6326532.5563 | 12768600.126 | 5.8814e-09 | 28347860.253 | -113761875.9471 | 21535668.9479 | 24.4656 | 26.1283 | 23.7034 | 9102.1185 | 9394.8004
TRUE | Powerton | 879_B_52 | 879 | B | 52 | 594 | Coal Steam | 0 | PJM_COMD | Illinois | 17 | Tazewell | 179 | 17179 | 384 | 11380 | 1972 | 9999 | 0 | 2898.4724 | 12.5% | 14.8426 | 25.5979 | 35.38% | 54.76% | 13.8821 | 4.82 | 21.1784 | 84.9902 | 214.13 | 1.1053 | 15312199.68 | 248.1273 | 17611.603 | 869438.1576 | 15312199.68 | 148725.4521 | 1338529.0691 | 0.17106 | 0.93427 | 89894460.0081 | 6351547.8715 | 12904720.6978 | 0 | 28347860.253 | -113761875.9471 | 23736712.8833 | 27.3012 | 29.2221 | 26.5101 | 10179.8856 | 10483.6643
TRUE | Powerton | 879_B_61 | 879 | B | 61 | 595 | Coal Steam | 0 | PJM_COMD | Illinois | 17 | Tazewell | 179 | 17179 | 384 | 11525 | 1975 | 9999 | 0 | 2967.6063 | 12.5% | 15.0694 | 25.8766 | 35.92% | 56.07% | 13.8821 | 4.82 | 21.1784 | 84.9902 | 214.13 | 1.1194 | 15507302.4 | 246.0508 | 17986.533 | 862161.8411 | 15507302.4 | 150620.4601 | 1355584.1407 | 0.1747 | 0.94471 | 91268338.4195 | 6366957.821 | 12992296.5937 | 2.9407e-09 | 28709058.8239 | -115211390.1837 | 24125261.4744 | 27.9823 | 29.62 | 26.8711 | 10318.5147 | 10745.1988
TRUE | Powerton | 879_B_62 | 879 | B | 62 | 596 | Coal Steam | 0 | PJM_COMD | Illinois | 17 | Tazewell | 179 | 17179 | 384 | 11525 | 1975 | 9999 | 0 | 2980.9765 | 12.5% | 15.1129 | 25.93 | 36.03% | 56.32% | 13.8821 | 4.82 | 21.1784 | 84.9902 | 214.13 | 1.1194 | 15507302.4 | 245.6532 | 18015.6447 | 860768.6649 | 15507302.4 | 150620.4601 | 1355584.1407 | 0.17498 | 0.94442 | 91531391.1223 | 6369776.3111 | 13008687.9664 | 2.9407e-09 | 28709058.8239 | -115211390.1837 | 24407524.04 | 28.3555 | 30.0241 | 27.2377 | 10459.2668 | 10888.5112
TRUE | Dallman | 963_B_41 | 963 | B | 41 | 89910 | Coal Steam | 0 | MIS_IL | Illinois | 17 | Sangamon | 167 | 17167 | 208 | 11450 | 2009 | 9999 | 0 | 2828.5511 | 12.5% | 14.6092 | 31.5428 | 34.83% | 53.44% | 21.9287 | 4.82 | 30.2904 | 84.9902 | 214.13 | 1.1121 | 8345126.4 | 135.5594 | 17568.6817 | 475000.1467 | 8345126.4 | 81055.1536 | 729496.3823 | 0.17064 | 0.94148 | 47927285.8573 | 4275919.3701 | 6939392.5176 | -1.4703e-09 | 22096750.4809 | -62000055.7803 | 19239292.4455 | 40.5038 | 43.0213 | 39.0287 | 8117.9626 | 8424.7823
TRUE | Marion | 976_B_123 | 976 | B | 123 | 9173 | Coal Steam | 0 | MIS_IL | Illinois | 17 | Williamson | 199 | 17199 | 120 | 11487 | 1978 | 9999 | 0 | 2842.6066 | 12.5% | 14.6565 | 41.5712 | 34.94% | 53.7% | 29.8454 | 4.82 | 39.2553 | 84.9902 | 214.13 | 1.1157 | 4830053.76 | 78.0722 | 17655.9569 | 273565.1077 | 4830053.76 | 46913.6992 | 422223.2924 | 0.17149 | 0.94423 | 27739749.5516 | 3245555.9356 | 4009499.8614 | 0 | 16574517.6093 | -35884849.2148 | 15684473.7431 | 57.3336 | 60.7201 | 55.0849 | 6610.1904 | 6880.0326
TRUE | Clifty Creek | 983_B_1 | 983 | B | 1 | 658 | Coal Steam | 0 | MIS_INKY | Indiana | 18 | Jefferson | 77 | 18077 | 196 | 10819 | 1955 | 9999 | 0 | 2596.2199 | 12.5% | 13.8042 | 31.3862 | 32.91% | 49.05% | 22.1541 | 4.82 | 30.5457 | 84.9902 | 214.13 | 1.0508 | 7430316.096 | 131.5004 | 16125.6074 | 460777.4402 | 7430316.096 | 72169.7172 | 649527.4549 | 0.15663 | 0.89421 | 42673450.3831 | 4127294.301 | 6360644.2328 | 2.9407e-09 | 19840251.4185 | -55203479.2927 | 17798161.0427 | 38.6264 | 43.1961 | 39.1872 | 7680.6996 | 7570.769
TRUE | Clifty Creek | 983_B_2 | 983 | B | 2 | 659 | Coal Steam | 0 | MIS_INKY | Indiana | 18 | Jefferson | 77 | 18077 | 196 | 10723 | 1955 | 9999 | 0 | 2562.0226 | 12.5% | 13.6816 | 31.2357 | 32.62% | 48.4% | 22.1541 | 4.82 | 30.5457 | 84.9902 | 214.13 | 1.0415 | 7364384.832 | 132.0729 | 15913.2421 | 462783.4337 | 7364384.832 | 71529.3352 | 643764.0169 | 0.15456 | 0.88695 | 42294688.5156 | 4125383.6414 | 6331633.5688 | 0 | 19664203.3424 | -54713643.4473 | 17702265.6209 | 38.2517 | 43.1274 | 39.1249 | 7668.4769 | 7497.3385
TRUE | Clifty Creek | 983_B_3 | 983 | B | 3 | 660 | Coal Steam | 0 | MIS_INKY | Indiana | 18 | Jefferson | 77 | 18077 | 196 | 10846 | 1955 | 9999 | 0 | 2692.8017 | 12.5% | 14.1445 | 31.8043 | 33.72% | 50.87% | 22.1541 | 4.82 | 30.5457 | 84.9902 | 214.13 | 1.0535 | 7448859.264 | 129.91 | 16363.7539 | 455204.7967 | 7448859.264 | 72349.8246 | 651148.4218 | 0.15894 | 0.89452 | 43725649.5914 | 4131697.7588 | 6438656.2273 | 0 | 19889764.94 | -55341245.6243 | 18844522.8933 | 41.3979 | 46.2795 | 41.9845 | 8228.9598 | 8113.9885
TRUE | Clifty Creek | 983_B_4 | 983 | B | 4 | 661 | Coal Steam | 0 | MIS_INKY | Indiana | 18 | Jefferson | 77 | 18077 | 196 | 10734 | 1955 | 9999 | 0 | 2651.0749 | 12.5% | 13.9985 | 31.6249 | 33.37% | 50.09% | 22.1541 | 4.82 | 30.5457 | 84.9902 | 214.13 | 1.0426 | 7371939.456 | 130.5924 | 16110.1571 | 457595.7532 | 7371939.456 | 71602.7123 | 644424.4108 | 0.15648 | 0.8861 | 43274200.9125 | 4129971.3412 | 6405649.6291 | 0 | 19684375.5178 | -54769770.4712 | 18724426.9293 | 40.9191 | 46.1787 | 41.8931 | 8211.0401 | 8020.1524
TRUE | Clifty Creek | 983_B_5 | 983 | B | 5 | 662 | Coal Steam | 0 | MIS_INKY | Indiana | 18 | Jefferson | 77 | 18077 | 196 | 10727 | 1955 | 9999 | 0 | 2648.9238 | 12.5% | 13.9909 | 31.6156 | 33.35% | 50.04% | 22.1541 | 4.82 | 30.5457 | 84.9902 | 214.13 | 1.0419 | 7367131.968 | 130.6278 | 16095.2916 | 457719.6966 | 7367131.968 | 71556.0178 | 644004.1602 | 0.15633 | 0.88557 | 43250798.5251 | 4129875.1717 | 6403919.5806 | 0 | 19671538.6789 | -54734053.2741 | 18722078.6822 | 40.9029 | 46.1883 | 41.9018 | 8212.7505 | 8016.9751
TRUE | Clifty Creek | 983_B_6 | 983 | B | 6 | 663 | Coal Steam | 0 | MIS_INKY | Indiana | 18 | Jefferson | 77 | 18077 | 196 | 10694 | 1956 | 9999 | 0 | 2636.7151 | 12.5% | 13.9479 | 31.5627 | 33.25% | 49.81% | 22.1541 | 4.82 | 30.5457 | 84.9902 | 214.13 | 1.0387 | 7344468.096 | 130.8289 | 16021.1108 | 458424.3981 | 7344468.096 | 71335.8865 | 642022.9783 | 0.15561 | 0.88308 | 43117740.2541 | 4129315.8799 | 6394047.4277 | 0 | 19611022.1527 | -54565672.2023 | 18686453.5122 | 40.7623 | 46.1591 | 41.8753 | 8207.551 | 7989.4196
TRUE | AES Petersburg | 994_B_3 | 994 | B | 3 | 694 | Coal Steam | 0 | MIS_INKY | Indiana | 18 | Pike | 125 | 18125 | 528 | 10632 | 1977 | 9999 | 0 | 2613.8757 | 12.5% | 13.867 | 22.391 | 33.06% | 49.38% | 11.9092 | 4.82 | 18.9443 | 84.9902 | 205.4 | 0.99057 | 19670390.784 | 353.455 | 15882.35 | 1238506.3126 | 19670390.784 | 183266.7272 | 1649400.5445 | 0.14797 | 0.8426 | 115480386.8335 | 7914197.2991 | 17174367.085 | 1.1763e-08 | 31246702.8567 | -140182910.0755 | 31632743.9987 | 25.541 | 30.3123 | 27.4991 | 14519.5398 | 13485.6711
TRUE | AES Petersburg | 994_B_4 | 994 | B | 4 | 695 | Coal Steam | 0 | MIS_INKY | Indiana | 18 | Pike | 125 | 18125 | 530 | 10617 | 1986 | 9999 | 0 | 2608.3743 | 12.5% | 13.8474 | 22.3467 | 33.01% | 49.28% | 11.9092 | 4.82 | 18.9443 | 84.9902 | 205.4 | 0.98917 | 19717043.04 | 355.0409 | 15848.9079 | 1244063.1986 | 19717043.04 | 183701.3808 | 1653312.4269 | 0.14766 | 0.84151 | 115754379.0737 | 7934003.3163 | 17227101.4989 | 0 | 31320810.6463 | -140515381.8133 | 31720912.7217 | 25.4978 | 30.3001 | 27.488 | 14568.6556 | 13513.8502
TRUE | Seadrift Coke LP | 10167_G_GEN1 | 10167 | G | GEN1 | 0 | Coal Steam | 0 | ERC_REST | Texas | 48 | Calhoun | 57 | 48057 | 7.6 | 10986 | 1983 | 9999 | 0 | 2652.5174 | 12.5% | 14.0036 | 389.3038 | 33.38% | 50.11% | 65.7555 | 4.82 | 79.9202 | 84.9902 | 228.6 | 1.1392 | 292561.5744 | 5.0629 | 16491.366 | 17740.2876 | 292561.5744 | 3033.6377 | 27302.739 | 0.171 | 0.96816 | 1678587.4386 | 1970993.4214 | 248427.2552 | 9.1897e-11 | 2182041.1411 | -2320465.7072 | 3759583.549 | 211.9235 | 218.8929 | 198.5783 | 1509.1953 | 1610.6185
TRUE | Paulsboro Refinery | 50628_G_GEN4 | 50628 | G | GEN4 | 0 | Coal Steam | 0 | PJM_EMAC | New Jersey | 34 | Gloucester | 15 | 34015 | 11.6 | 10438 | 2006 | 9999 | 0 | 2458.7442 | 12.5% | 13.305 | 260.135 | 31.72% | 46.45% | 65.7555 | 4.82 | 79.9202 | 84.9902 | 228.6 | 1.0823 | 424267.1232 | 7.9207 | 15286.6295 | 27754.1313 | 424267.1232 | 4399.3225 | 39593.9027 | 0.15851 | 0.92383 | 2434254.96 | 2060450.9331 | 369269.9112 | -9.1897e-11 | 3164353.7588 | -3365094.3808 | 4663235.1822 | 168.0195 | 181.8728 | 164.994 | 1913.93 | 1949.0262
TRUE | Scherer | 6257_G_1 | 6257 | G | 1 | 2875 | Coal Steam | 0 | S_SOU | Georgia | 13 | Monroe | 207 | 13207 | 860 | 10832 | 1982 | 9999 | 0 | 2597.0911 | 12.5% | 13.8073 | 20.2499 | 32.92% | 49.07% | 8.8777 | 4.82 | 15.5114 | 84.9902 | 214.13 | 1.0521 | 32641582.08 | 576.9279 | 16146.7664 | 2021555.3491 | 32641582.08 | 317043.544 | 2853391.8959 | 0.15683 | 0.89527 | 187282795.9944 | 11682740.3592 | 27912149.2754 | -5.8814e-09 | 44260140.1613 | -242510396.2138 | 28627429.5765 | 14.1611 | 15.8177 | 14.3498 | 12340.7861 | 12178.5384
TRUE | Morgantown Energy Facility | 10743_B_CFB1 | 10743 | B | CFB1 | 10078 | Coal Steam | 0 | PJM_AP | West Virginia | 54 | Monongalia | 61 | 54061 | 25 | 10092 | 1991 | 9999 | 0 | 2341.1922 | 12.5% | 12.864 | 128.9216 | 30.67% | 44.23% | 65.7555 | 9.64 | 85.3784 | 84.9902 | 214.13 | 0.98022 | 884059.2 | 17.3333 | 14555.7787 | 60735.9605 | 884059.2 | 8586.7548 | 77280.7933 | 0.14138 | 0.83884 | 5072336.212 | 2234638.751 | 781307.7583 | 0 | 6598112.9911 | -6568111.3845 | 8118284.3278 | 133.6652 | 159.3444 | 144.5563 | 3613.9071 | 3341.63
TRUE | Morgantown Energy Facility | 10743_B_CFB2 | 10743 | B | CFB2 | 10079 | Coal Steam | 0 | PJM_AP | West Virginia | 54 | Monongalia | 61 | 54061 | 25 | 10092 | 1991 | 9999 | 0 | 2341.1922 | 12.5% | 12.864 | 128.9216 | 30.67% | 44.23% | 65.7555 | 9.64 | 85.3784 | 84.9902 | 214.13 | 0.98022 | 884059.2 | 17.3333 | 14555.7787 | 60735.9605 | 884059.2 | 8586.7548 | 77280.7933 | 0.14138 | 0.83884 | 5072336.212 | 2234638.751 | 781307.7583 | 0 | 6598112.9911 | -6568111.3845 | 8118284.3278 | 133.6652 | 159.3444 | 144.5563 | 3613.9071 | 3341.63
FALSE | R D Green | 6639_B_G1 | 6639 | B | G1 | 2896 | Coal Steam | 0 | MIS_INKY | Kentucky | 21 | Webster | 233 | 21233 | 231 | 11190 | 1979 | 9999 | C2G | 2731.1889 | 12.5% | 14.2775 | 29.7816 | 34.04% | 51.6% | 19.4164 | 4.82 | 27.4455 | 84.9902 | 214.13 | 1.0869 | 9057454.56 | 152.3758 | 16963.9123 | 533924.862 | 9057454.56 | 87973.9066 | 791765.1594 | 0.16477 | 0.9221 | 52018396.3022 | 4537990.8334 | 7623130.114 | 0 | 21730407.9825 | -67292292.6545 | 18617632.5775 | 34.8694 | 37.8151 | 34.3056 | 7924.6016 | 8054.8284
FALSE | R D Green | 6639_B_G2 | 6639 | B | G2 | 2897 | Coal Steam | 0 | MIS_INKY | Kentucky | 21 | Webster | 233 | 21233 | 223 | 11119 | 1981 | 9999 | C2G | 2705.0626 | 12.5% | 14.1871 | 30.1097 | 33.82% | 51.11% | 19.4164 | 4.82 | 27.4455 | 84.9902 | 214.13 | 1.08 | 8688297.648 | 147.5792 | 16801.3947 | 517117.6443 | 8688297.648 | 84388.3324 | 759494.9913 | 0.16319 | 0.91678 | 49898987.9567 | 4443569.2898 | 7336424.2886 | -2.9407e-09 | 20844736.3786 | -64549644.0668 | 17974073.847 | 34.7582 | 37.9132 | 34.3946 | 7669.9925 | 7751.0766
TRUE | Coal Creek | 6030_B_1 | 6030 | B | 1 | 2692 | Coal Steam | 0 | MIS_MNWI | North Dakota | 38 | McLean | 55 | 38055 | 574 | 9950 | 1979 | 9999 | 0 | 2293.9737 | 12.5% | 12.683 | 20.5072 | 30.24% | 43.34% | 13.6579 | 9.64 | 26.3827 | 84.9902 | 214.13 | 0.96643 | 20012395.2 | 400.4499 | 14262.2096 | 1403176.3452 | 20012395.2 | 194377.8547 | 1749400.6921 | 0.13853 | 0.8279 | 114822171.2543 | 8212125.3129 | 17796488.8415 | 5.8814e-09 | 46153978.4232 | -148681944.314 | 38302819.5179 | 27.2972 | 32.9715 | 29.9115 | 17169.2244 | 15668.6068
TRUE | Coal Creek | 6030_B_2 | 6030 | B | 2 | 2693 | Coal Steam | 0 | MIS_MNWI | North Dakota | 38 | McLean | 55 | 38055 | 573 | 9950 | 1981 | 9999 | 0 | 2297.1805 | 12.5% | 12.6954 | 20.531 | 30.26% | 43.4% | 13.6579 | 9.64 | 26.3827 | 84.9902 | 214.13 | 0.96643 | 19977530.4 | 399.5833 | 14268.2377 | 1400140.0017 | 19977530.4 | 194039.2173 | 1746352.9557 | 0.13859 | 0.82785 | 114733870.6487 | 8203859.7839 | 17775290.0439 | 5.8814e-09 | 46073570.7953 | -148422916.5365 | 38363674.7353 | 27.3999 | 33.0978 | 30.0262 | 17204.9878 | 15700.134
FALSE | Big Bend | 645_B_BB01 | 645 | B | BB01 | 467 | Coal Steam | 0 | FRCC | Florida | 12 | Hillsborough | 57 | 12057 | 385 | 10642 | 1970 | 9999 | C2G | 2529.7644 | 12.5% | 13.5651 | 24.0094 | 32.34% | 47.79% | 14.2036 | 4.82 | 21.5425 | 84.9902 | 214.13 | 1.0336 | 14356483.68 | 260.4987 | 15728.1795 | 912787.3769 | 14356483.68 | 139442.7039 | 1254984.3352 | 0.15277 | 0.88088 | 82371081.0845 | 6254425.8922 | 12382030.5519 | 0 | 27035479.9681 | -106661390.8891 | 21381626.6076 | 23.4245 | 26.5923 | 24.1243 | 9287.8716 | 9018.4488
FALSE | Prairie Creek | 1073_B_1 | 1073 | B | 1 | 0 | Coal Steam | 0 | MIS_IA | Iowa | 19 | Linn | 113 | 19113 | 1.7 | 10908 | 1950 | 9999 | C2G | 2624.3474 | 12.5% | 13.9041 | 1680.5912 | 33.15% | 49.58% | 65.7555 | 4.82 | 79.9202 | 84.9902 | 205.4 | 1.0163 | 64976.7744 | 1.1365 | 16316.2256 | 3982.341 | 64976.7744 | 605.381 | 5448.429 | 0.15202 | 0.86427 | 372807.6646 | 1910013.457 | 55371.0254 | 0 | 435439.6894 | -463063.1604 | 2310568.6761 | 580.2036 | 671.3228 | 609.02 | 1035.3341 | 986.3462
FALSE | Prairie Creek | 1073_B_2 | 1073 | B | 2 | 0 | Coal Steam | 0 | MIS_IA | Iowa | 19 | Linn | 113 | 19113 | 1.9 | 10908 | 1950 | 9999 | C2G | 2624.3474 | 12.5% | 13.9041 | 1505.4848 | 33.15% | 49.58% | 65.7555 | 4.82 | 79.9202 | 84.9902 | 205.4 | 1.0163 | 72621.1008 | 1.2702 | 16316.2256 | 4450.8517 | 72621.1008 | 676.6023 | 6089.4206 | 0.15202 | 0.86427 | 416667.3899 | 1912297.2576 | 61885.2637 | 2.2974e-11 | 486667.8882 | -517541.1793 | 2359976.6202 | 530.2303 | 613.5014 | 556.5648 | 1057.4731 | 1007.4376
TRUE | Indian River Generating Station | 594_B_4 | 594 | B | 4 | 389 | Coal Steam | 0 | PJM_EMAC | Delaware | 10 | Sussex | 5 | 10005 | 410 | 12507 | 1980 | 9999 | 0 | 3368.1904 | 12.5% | 16.3126 | 26.9367 | 38.89% | 63.63% | 12.5815 | 4.82 | 19.7056 | 84.9902 | 214.13 | 1.2148 | 17968056.48 | 250.5601 | 20465.6268 | 877962.6767 | 17968056.48 | 174521.4521 | 1570693.0693 | 0.19878 | 1.016 | 105486712.6684 | 6749262.9599 | 14321818.4755 | 0 | 30951511.0327 | -133493544.6903 | 24015760.4463 | 27.354 | 26.923 | 24.4243 | 10013.9815 | 6853.8129
FALSE | Cayuga | 1001_B_1 | 1001 | B | 1 | 706 | Coal Steam | 0 | MIS_INKY | Indiana | 18 | Vermillion | 165 | 18165 | 500 | 10203 | 1970 | 2028 | 0 | 3132.2869 | 12.5% | 15.5948 | 24.8134 | 37.18% | 59.18% | 12.6212 | 4.82 | 19.7505 | 84.9902 | 208 | 0.96263 | 17875656 | 314.1166 | 16240.7867 | 1100664.4125 | 17875656 | 168653.5629 | 1517882.0662 | 0.15323 | 0.80941 | 122981991.7613 | 7794304.6354 | 17164638.1375 | 0 | 29978940.1242 | -129005126.0798 | 48914748.5786 | 44.4411 | 54.9059 | 49.8103 | 24905.1339 | 13959.6885
FALSE | Cayuga | 1001_B_2 | 1001 | B | 2 | 707 | Coal Steam | 0 | MIS_INKY | Indiana | 18 | Vermillion | 165 | 18165 | 495 | 10254 | 1972 | 2028 | 0 | 3153.2484 | 12.5% | 15.6602 | 24.9509 | 37.33% | 59.57% | 12.6212 | 4.82 | 19.7505 | 84.9902 | 208 | 0.96745 | 17785357.92 | 310.2036 | 16362.5742 | 1086953.5371 | 17785357.92 | 167801.617 | 1510214.5526 | 0.15438 | 0.81307 | 122262771.5307 | 7739856.1948 | 17021907.5301 | 0 | 29827502.8436 | -128353462.432 | 48498575.6672 | 44.6188 | 54.8771 | 49.7842 | 24643.1572 | 13840.9177
FALSE | F B Culley | 1012_B_2 | 1012 | B | 2 | 727 | Coal Steam | 0 | MIS_INKY | Indiana | 18 | Warrick | 173 | 18173 | 90 | 11727 | 1955 | 2024 | 0 | 2934.9221 | 12.5% | 14.9627 | 49.8028 | 35.67% | 55.45% | 36.1976 | 4.82 | 46.4487 | 84.9902 | 228.6 | 1.216 | 3698226.72 | 57.8972 | 18229.3727 | 202871.8582 | 3698226.72 | 38347.756 | 345129.8038 | 0.18902 | 1.027 | 21239459.3352 | 2883444.248 | 3035505.0822 | 0 | 16030819.9875 | -29332656.8901 | 13856571.7629 | 68.3021 | 66.508 | 60.3357 | 5430.2132 | 3954.5011
FALSE | Cholla | 113_B_1 | 113 | B | 1 | 62 | Coal Steam | 0 | WECC_AZ | Arizona | 4 | Navajo | 17 | 4017 | 116 | 10762 | 1980 | 2025 | 0 | 2575.8818 | 12.5% | 13.7314 | 41.2474 | 32.73% | 48.66% | 32.0366 | 4.82 | 41.7367 | 84.9902 | 214.13 | 1.0453 | 4374365.568 | 78.0279 | 15999.2978 | 273409.8478 | 4374365.568 | 42487.6576 | 382388.9182 | 0.1554 | 0.8899 | 25122632.5752 | 3218452.0688 | 3754304.7243 | 1.4703e-09 | 15959650.887 | -32499317.1128 | 15555723.1425 | 56.8953 | 63.9344 | 58.0009 | 6728.1072 | 4439.4187
FALSE | Cholla | 113_B_3 | 113 | B | 3 | 64 | Coal Steam | 0 | WECC_AZ | Arizona | 4 | Navajo | 17 | 4017 | 271 | 11027 | 1980 | 2025 | 0 | 2671.3213 | 12.5% | 14.0695 | 27.7191 | 33.54% | 50.47% | 32.0366 | 4.82 | 41.7367 | 84.9902 | 214.13 | 1.071 | 10471062.768 | 180.105 | 16592.0857 | 631087.7949 | 10471062.768 | 101704.1037 | 915336.9334 | 0.16116 | 0.90988 | 60136891.6715 | 4992343.6721 | 8879114.9052 | 5.8814e-09 | 38203141.3688 | -77794684.5353 | 34416807.0823 | 54.5357 | 59.9371 | 54.3746 | 14735.5162 | 9822.1481
FALSE | La Cygne | 1241_B_1 | 1241 | B | 1 | 819 | Coal Steam | 0 | SPP_N | Kansas | 20 | Linn | 107 | 20107 | 736 | 10600 | 1973 | 2025 | 0 | 2602.1408 | 12.5% | 13.8253 | 20.826 | 32.96% | 49.16% | 9.7964 | 4.82 | 16.5517 | 84.9902 | 214.13 | 1.0296 | 27336806.4 | 493.4272 | 15811.0473 | 1728968.7339 | 27336806.4 | 265518.9311 | 2389670.3797 | 0.15357 | 0.87599 | 160488161.8233 | 10276132.2375 | 23903447.2489 | 5.8814e-09 | 39553169.0531 | -203098603.9536 | 31122306.4092 | 18.0005 | 20.5487 | 18.6416 | 13720.2361 | 8881.9368
FALSE | Lawrence Energy Center | 1250_B_4 | 1250 | B | 4 | 834 | Coal Steam | 0 | SPP_N | Kansas | 20 | Douglas | 45 | 20045 | 111 | 11593 | 1960 | 2023 | 0 | 2983.2977 | 12.5% | 15.1204 | 44.0519 | 36.05% | 56.36% | 31.3466 | 4.82 | 40.9554 | 84.9902 | 205.4 | 1.0801 | 4509027.792 | 70.9892 | 18127.0249 | 248746.158 | 4509027.792 | 42010.0838 | 378090.7546 | 0.16889 | 0.91122 | 26471469.0615 | 3127208.7178 | 3761141.3533 | 1.4703e-09 | 15484849.9988 | -32134015.2534 | 16710653.878 | 67.1795 | 73.7249 | 66.8828 | 7423.9926 | 4769.0222
FALSE | Lawrence Energy Center | 1250_B_5 | 1250 | B | 5 | 835 | Coal Steam | 0 | SPP_N | Kansas | 20 | Douglas | 45 | 20045 | 373 | 10930 | 1971 | 2023 | 0 | 2724.8552 | 12.5% | 14.2557 | 25.0941 | 33.98% | 51.48% | 31.3466 | 4.82 | 40.9554 | 84.9902 | 205.4 | 1.0183 | 14285422.56 | 246.2384 | 16556.6765 | 862819.4519 | 14285422.56 | 133095.6089 | 1197860.4801 | 0.15426 | 0.86408 | 83866482.4883 | 6179135.4614 | 12300074.2572 | 5.8814e-09 | 49058829.4672 | -101806422.0538 | 49598099.6203 | 57.4838 | 66.5261 | 60.352 | 22511.3138 | 14154.7088
FALSE | E W Brown | 1355_B_3 | 1355 | B | 3 | 878 | Coal Steam | 0 | S_C_KY | Kentucky | 21 | Mercer | 167 | 21167 | 409 | 11543 | 1971 | 2028 | 0 | 2963.2261 | 12.5% | 15.0552 | 25.4089 | 35.89% | 55.98% | 13.2348 | 4.82 | 20.4454 | 84.9902 | 205.4 | 1.0754 | 16542688.848 | 262.2087 | 18005.0726 | 918779.3448 | 16542688.848 | 154126.2945 | 1387136.6508 | 0.16775 | 0.9077 | 97118301.4359 | 6662443.8699 | 13832389.2808 | 2.9407e-09 | 28360511.9478 | -117893044.8638 | 28080601.6705 | 30.5629 | 33.6709 | 30.546 | 12493.3227 | 8013.8703
FALSE | Mill Creek (KY) | 1364_B_1 | 1364 | B | 1 | 905 | Coal Steam | 0 | S_C_KY | Kentucky | 21 | Jefferson | 111 | 21111 | 300 | 10761 | 1972 | 2024 | 0 | 2571.797 | 12.5% | 13.7168 | 26.277 | 32.7% | 48.59% | 16.8044 | 4.82 | 24.4877 | 84.9902 | 205.4 | 1.0026 | 11311963.2 | 201.9012 | 15989.5067 | 707461.6774 | 11311963.2 | 105392.2363 | 948530.1266 | 0.14897 | 0.85362 | 64902984.515 | 5305349.2005 | 9704083.8849 | 2.9407e-09 | 23227304.3975 | -80615781.2245 | 22523940.7735 | 31.8377 | 37.2974 | 33.836 | 10150.7853 | 6428.0653
FALSE | Mill Creek (KY) | 1364_B_2 | 1364 | B | 2 | 906 | Coal Steam | 0 | S_C_KY | Kentucky | 21 | Jefferson | 111 | 21111 | 297 | 10842 | 1974 | 2028 | 0 | 2631.8218 | 12.5% | 13.9306 | 26.6349 | 33.21% | 49.72% | 16.8044 | 4.82 | 24.4877 | 84.9902 | 205.4 | 1.0101 | 11283139.296 | 198.3682 | 16232.8126 | 695082.213 | 11283139.296 | 105123.6874 | 946113.1862 | 0.15124 | 0.8589 | 65255590.0024 | 5283508.656 | 9682904.6611 | 5.8814e-09 | 23168119.1279 | -80410364.9322 | 22979757.5152 | 33.0605 | 38.4918 | 34.9195 | 10371.0973 | 6558.15
FALSE | Herbert A Wagner | 1554_B_3 | 1554 | B | 3 | 1009 | Coal Steam | 0 | PJM_SMAC | Maryland | 24 | Anne Arundel | 3 | 24003 | 305 | 10767 | 1966 | 2025 | 0 | 2663.766 | 12.5% | 14.0431 | 26.5233 | 33.48% | 50.33% | 16.6214 | 4.82 | 24.2804 | 84.9902 | 214.13 | 1.0458 | 11506908.24 | 202.8936 | 16185.5007 | 710939.281 | 11506908.24 | 111765.1393 | 1005886.2539 | 0.15721 | 0.88858 | 67554400.9458 | 5381404.5416 | 9983769.0875 | 0 | 24423277.093 | -85490490.9217 | 21852360.7462 | 30.7373 | 34.5916 | 31.3813 | 9571.2939 | 6236.4043
FALSE | J H Campbell | 1710_B_1 | 1710 | B | 1 | 1157 | Coal Steam | 0 | MIS_LMI | Michigan | 26 | Ottawa | 139 | 26139 | 260 | 10347 | 1962 | 2025 | 0 | 2510.5065 | 12.5% | 13.495 | 27.4548 | 32.17% | 47.43% | 18.9137 | 4.82 | 26.8762 | 84.9902 | 214.13 | 1.005 | 9426530.88 | 176.3553 | 15254.5434 | 617949.0684 | 9426530.88 | 91558.6981 | 824028.2825 | 0.14817 | 0.85683 | 55339992.5098 | 4841803.3838 | 8339243.1943 | 2.9407e-09 | 22146738.7694 | -70034342.4846 | 20633435.3727 | 33.3902 | 38.9696 | 35.353 | 9191.788 | 5888.5375
FALSE | J H Campbell | 1710_B_2 | 1710 | B | 2 | 1158 | Coal Steam | 0 | MIS_LMI | Michigan | 26 | Ottawa | 139 | 26139 | 348 | 10428 | 1967 | 2025 | 0 | 2455.296 | 12.5% | 13.2923 | 24.4553 | 31.69% | 46.39% | 18.9137 | 4.82 | 26.8762 | 84.9902 | 214.13 | 1.0129 | 12715819.776 | 237.7267 | 15265.191 | 832994.4771 | 12715819.776 | 123507.1436 | 1111564.2927 | 0.14827 | 0.86459 | 72957685.5427 | 5813680.9303 | 11072409.4065 | 2.9407e-09 | 29874610.5436 | -94472090.3694 | 25246296.0538 | 30.3079 | 35.0546 | 31.8014 | 11066.8751 | 7204.9932
FALSE | J H Campbell | 1710_B_3 | 1710 | B | 3 | 1159 | Coal Steam | 0 | MIS_LMI | Michigan | 26 | Ottawa | 139 | 26139 | 838 | 10264 | 1980 | 2025 | 0 | 2399.1794 | 12.5% | 13.0832 | 19.4468 | 31.19% | 45.33% | 18.9137 | 4.82 | 26.8762 | 84.9902 | 214.13 | 0.99693 | 30138716.928 | 576.6331 | 14916.3002 | 2020522.2879 | 30138716.928 | 292733.5324 | 2634601.7918 | 0.14488 | 0.85205 | 172922475.3912 | 11213682.2368 | 26434997.8805 | 1.7644e-08 | 70808052.2035 | -223915377.8047 | 57463829.9074 | 28.4401 | 33.3785 | 30.2807 | 25375.2588 | 16399.4948
FALSE | Erickson Station | 1832_B_1 | 1832 | B | 1 | 1221 | Coal Steam | 0 | MIS_LMI | Michigan | 26 | Eaton | 45 | 26045 | 154 | 11013 | 1973 | 2022 | 0 | 2752.8806 | 12.5% | 14.3521 | 35.9944 | 34.21% | 52.01% | 25.8063 | 4.82 | 34.6815 | 84.9902 | 205.4 | 1.0261 | 5942791.008 | 101.31 | 16740.7146 | 354990.2822 | 5942791.008 | 55368.2878 | 498314.5903 | 0.15597 | 0.8701 | 34860122.7069 | 3646588.1681 | 5094867.1533 | -1.4703e-09 | 17282295.9172 | -42351865.1266 | 18532008.8189 | 52.2043 | 59.9982 | 54.43 | 8382.2239 | 5288.8153
FALSE | Allen S King | 1915_B_1 | 1915 | B | 1 | 1248 | Coal Steam | 0 | MIS_MNWI | Minnesota | 27 | Washington | 163 | 27163 | 511 | 9792 | 1968 | 2028 | 0 | 2242.1167 | 12.5% | 12.4816 | 20.8673 | 29.76% | 42.36% | 26.6919 | 4.82 | 35.6843 | 84.9902 | 214.13 | 0.95108 | 17533006.848 | 358.9515 | 13939.8015 | 1257765.891 | 17533006.848 | 170295.8703 | 1532662.8326 | 0.1354 | 0.81569 | 100596550.0273 | 7490330.1202 | 15698935.6388 | 5.8814e-09 | 54691931.7615 | -130261346.6194 | 48216400.9284 | 38.335 | 46.997 | 42.6354 | 21786.7003 | 13760.3884
FALSE | Roxboro | 2712_B_1 | 2712 | B | 1 | 1831 | Coal Steam | 0 | S_VACA | North Carolina | 37 | Person | 145 | 37145 | 379 | 10245 | 1966 | 2028 | 0 | 2392.7306 | 12.5% | 13.059 | 23.5041 | 31.13% | 45.2% | 14.9452 | 4.82 | 22.3823 | 84.9902 | 205.4 | 0.95451 | 13605523.92 | 261.0111 | 14876.2063 | 914582.9038 | 13605523.92 | 126761.0729 | 1140849.6561 | 0.1386 | 0.81591 | 78062409.9182 | 6134822.3037 | 11943566.5222 | 0 | 25534847.8191 | -96961059.7548 | 24714586.8085 | 27.0228 | 33.1196 | 30.0459 | 11387.4079 | 7053.2497
FALSE | Roxboro | 2712_B_2 | 2712 | B | 2 | 1832 | Coal Steam | 0 | S_VACA | North Carolina | 37 | Person | 145 | 37145 | 668 | 10393 | 1968 | 2028 | 0 | 2443.2513 | 12.5% | 13.2477 | 20.5076 | 31.58% | 46.16% | 14.9452 | 4.82 | 22.3823 | 84.9902 | 205.4 | 0.9683 | 24326604.096 | 457.0365 | 15190.306 | 1601455.8323 | 24326604.096 | 226648.1213 | 2039833.0913 | 0.14153 | 0.82678 | 139575171.9687 | 9372741.595 | 21215578.7647 | 1.1763e-08 | 45656171.508 | -173365856.9308 | 42453806.9056 | 26.5095 | 32.0637 | 29.088 | 19430.7591 | 12115.8125
FALSE | Roxboro | 2712_B_3A | 2712 | B | 3A | 1833 | Coal Steam | 0 | S_VACA | North Carolina | 37 | Person | 145 | 37145 | 347 | 10296 | 1973 | 2027 | 0 | 2489.5703 | 12.5% | 13.4185 | 24.6338 | 31.99% | 47.03% | 14.9452 | 4.82 | 22.3823 | 84.9902 | 205.4 | 0.95927 | 12518782.848 | 235.9997 | 15138.6299 | 826942.9213 | 12518782.848 | 116636.0336 | 1049724.3025 | 0.14104 | 0.81822 | 73438702.5404 | 5813558.5624 | 11096327.4434 | 2.9407e-09 | 23495252.1332 | -89216296.1838 | 24627544.4956 | 29.7814 | 36.3978 | 33.0198 | 11457.8835 | 7028.4088
FALSE | Roxboro | 2712_B_3B | 2712 | B | 3B | 1834 | Coal Steam | 0 | S_VACA | North Carolina | 37 | Person | 145 | 37145 | 347 | 10296 | 1973 | 2027 | 0 | 2491.3089 | 12.5% | 13.4249 | 24.6416 | 32% | 47.07% | 14.9452 | 4.82 | 22.3823 | 84.9902 | 205.4 | 0.95927 | 12518782.848 | 235.947 | 15142.0118 | 826758.2305 | 12518782.848 | 116636.0336 | 1049724.3025 | 0.14108 | 0.81819 | 73473574.954 | 5814107.0119 | 11099117.0923 | -2.9407e-09 | 23495252.1332 | -89216296.1838 | 24665755.0075 | 29.8343 | 36.4638 | 33.0797 | 11478.6664 | 7039.3136
FALSE | Roxboro | 2712_B_4A | 2712 | B | 4A | 1835 | Coal Steam | 0 | S_VACA | North Carolina | 37 | Person | 145 | 37145 | 349 | 10364 | 1980 | 2027 | 0 | 2513.479 | 12.5% | 13.5059 | 24.6944 | 32.2% | 47.49% | 14.9452 | 4.82 | 22.3823 | 84.9902 | 205.4 | 0.9656 | 12674094.144 | 236.633 | 15285.4267 | 829161.9448 | 12674094.144 | 118083.0508 | 1062747.4569 | 0.14241 | 0.82319 | 74342933.5994 | 5843506.2784 | 11198551.159 | 0 | 23786740.3795 | -90323136.9009 | 24848594.5155 | 29.9683 | 36.4051 | 33.0265 | 11526.2601 | 7091.4939
FALSE | Roxboro | 2712_B_4B | 2712 | B | 4B | 1836 | Coal Steam | 0 | S_VACA | North Carolina | 37 | Person | 145 | 37145 | 349 | 10364 | 1980 | 2027 | 0 | 2436.7521 | 12.5% | 13.2236 | 24.3476 | 31.52% | 46.04% | 14.9452 | 4.82 | 22.3823 | 84.9902 | 205.4 | 0.9656 | 12674094.144 | 238.9818 | 15135.1944 | 837392.229 | 12674094.144 | 118083.0508 | 1062747.4569 | 0.14101 | 0.82459 | 72788931.6949 | 5818627.544 | 11073299.6935 | 0 | 23786740.3795 | -90323136.9009 | 23144462.411 | 27.6387 | 33.5182 | 30.4075 | 10612.2214 | 6605.1548
FALSE | G G Allen | 2718_B_1 | 2718 | B | 1 | 1843 | Coal Steam | 0 | S_VACA | North Carolina | 37 | Gaston | 71 | 37071 | 162 | 10839 | 1957 | 2024 | 0 | 2603.3813 | 12.5% | 13.8297 | 34.4457 | 32.97% | 49.18% | 25.1947 | 4.82 | 33.9888 | 84.9902 | 205.4 | 1.0099 | 6152736.672 | 108.5905 | 16170.082 | 380501.2671 | 6152736.672 | 57324.327 | 515918.9427 | 0.15065 | 0.8592 | 35336128.4163 | 3740478.3319 | 5262211.1035 | 0 | 17535475.2786 | -43848062.8616 | 18026230.2687 | 47.375 | 55.1383 | 50.0211 | 8103.4255 | 5144.4721
FALSE | Marshall (NC) | 2727_B_1 | 2727 | B | 1 | 1861 | Coal Steam | 0 | S_VACA | North Carolina | 37 | Catawba | 35 | 37035 | 370 | 9477 | 1965 | 2026 | 0 | 2266.8583 | 12.5% | 12.578 | 23.0947 | 29.98% | 42.83% | 17.3748 | 4.82 | 25.1336 | 84.9902 | 205.4 | 0.88296 | 12286740.96 | 259.0555 | 13535.6687 | 907730.6198 | 12286740.96 | 114474.1265 | 1030267.1386 | 0.12611 | 0.75685 | 73401751.7128 | 5982807.1826 | 11417470.4166 | 0 | 25894298.3744 | -87562627.6077 | 29133700.0786 | 32.0951 | 42.4061 | 38.4706 | 14234.1104 | 8314.4121
FALSE | Marshall (NC) | 2727_B_2 | 2727 | B | 2 | 1862 | Coal Steam | 0 | S_VACA | North Carolina | 37 | Catawba | 35 | 37035 | 370 | 9490 | 1966 | 2026 | 0 | 2144.9445 | 12.5% | 12.0967 | 22.5033 | 28.84% | 40.52% | 17.3748 | 4.82 | 25.1336 | 84.9902 | 205.4 | 0.88417 | 12303595.2 | 263.3016 | 13335.6577 | 922608.8071 | 12303595.2 | 114631.1555 | 1031680.3995 | 0.12425 | 0.75993 | 70592525.3314 | 5925162.5664 | 11160478.0999 | 2.9407e-09 | 25929818.6739 | -87682740.9514 | 25925243.7202 | 28.0999 | 36.9772 | 33.5455 | 12411.8407 | 7398.7568
FALSE | Miami Fort | 2832_B_7 | 2832 | B | 7 | 1895 | Coal Steam | 0 | PJM_West | Ohio | 39 | Hamilton | 61 | 39061 | 510 | 10361 | 1975 | 2027 | 0 | 2435.7301 | 12.5% | 13.2198 | 21.7849 | 31.51% | 46.02% | 12.3538 | 4.82 | 19.4477 | 84.9902 | 205.4 | 0.96532 | 18515521.44 | 349.2746 | 15128.8128 | 1223858.1912 | 18515521.44 | 172506.9447 | 1552562.5027 | 0.14095 | 0.82437 | 106337227.5269 | 7608906.9979 | 16179103.9412 | -5.8814e-09 | 30193791.5285 | -131952623.8968 | 28366406.0977 | 23.1779 | 28.1159 | 25.5066 | 13008.3439 | 8095.4355
FALSE | Miami Fort | 2832_B_8 | 2832 | B | 8 | 1896 | Coal Steam | 0 | PJM_West | Ohio | 39 | Hamilton | 61 | 39061 | 510 | 10396 | 1978 | 2027 | 0 | 2447.7707 | 12.5% | 13.2644 | 21.8398 | 31.62% | 46.24% | 12.3538 | 4.82 | 19.4477 | 84.9902 | 205.4 | 0.96858 | 18578067.84 | 348.7313 | 15203.5671 | 1221954.5372 | 18578067.84 | 173089.6822 | 1557807.14 | 0.14165 | 0.82693 | 106696666.133 | 7616214.8038 | 16208541.2679 | 0 | 30295787.7358 | -132398366.763 | 28418843.1775 | 23.2569 | 28.1242 | 25.5141 | 13012.2153 | 8110.4005
FALSE | FirstEnergy W H Sammis | 2866_B_5 | 2866 | B | 5 | 1960 | Coal Steam | 0 | PJM_ATSI | Ohio | 39 | Jefferson | 81 | 39081 | 290 | 11309 | 1967 | 2028 | 0 | 2775.4575 | 12.5% | 14.4293 | 27.4774 | 34.4% | 52.44% | 16.6354 | 4.82 | 24.2963 | 84.9902 | 205.4 | 1.0536 | 11491753.44 | 190.2448 | 17238.8968 | 666617.6833 | 11491753.44 | 107067.3209 | 963605.8881 | 0.16061 | 0.89303 | 65998866.2294 | 5227430.3385 | 9618858.0652 | 2.9407e-09 | 23412012.1232 | -81897073.4633 | 22360093.2931 | 33.5426 | 37.5603 | 34.0745 | 9881.5989 | 6381.3052
FALSE | FirstEnergy W H Sammis | 2866_B_6 | 2866 | B | 6 | 1961 | Coal Steam | 0 | PJM_ATSI | Ohio | 39 | Jefferson | 81 | 39081 | 600 | 10917 | 1969 | 2028 | 0 | 2631.4112 | 12.5% | 13.9291 | 21.8246 | 33.21% | 49.71% | 16.6354 | 4.82 | 24.2963 | 84.9902 | 205.4 | 1.0171 | 22951900.8 | 400.7646 | 16344.2569 | 1404279.2475 | 22951900.8 | 213840.1717 | 1924561.5449 | 0.15228 | 0.86485 | 131815737.1914 | 8746517.4083 | 19560398.5574 | -5.8814e-09 | 46759633.5568 | -163568903.1926 | 43313383.5213 | 30.8439 | 35.664 | 32.3541 | 19412.4793 | 12361.1254
FALSE | FirstEnergy W H Sammis | 2866_B_7 | 2866 | B | 7 | 1962 | Coal Steam | 0 | PJM_ATSI | Ohio | 39 | Jefferson | 81 | 39081 | 600 | 11011 | 1971 | 2028 | 0 | 2665.4904 | 12.5% | 14.0491 | 21.972 | 33.49% | 50.36% | 16.6354 | 4.82 | 24.2963 | 84.9902 | 205.4 | 1.0259 | 23149526.4 | 399.0485 | 16555.8811 | 1398266.0478 | 23149526.4 | 215681.4262 | 1941132.836 | 0.15425 | 0.87163 | 132951120.0722 | 8767878.746 | 19644400.1414 | 5.8814e-09 | 47162253.8329 | -164977300.8202 | 43548351.9723 | 31.1445 | 35.7313 | 32.4152 | 19449.1133 | 12428.1826
FALSE | Northeastern | 2963_B_3313 | 2963 | B | 3313 | 2019 | Coal Steam | 0 | SPP_WEST | Oklahoma | 40 | Rogers | 131 | 40131 | 313 | 10353 | 1979 | 2025 | 0 | 3012.0244 | 12.5% | 15.2132 | 27.7237 | 36.27% | 56.9% | 16.7639 | 4.82 | 24.4417 | 84.9902 | 214.13 | 1.0056 | 11354673.456 | 199.4844 | 16244.3259 | 698993.2052 | 11354673.456 | 110286.5022 | 992578.5196 | 0.15778 | 0.84779 | 75102865.1842 | 5530452.2807 | 10633918.5993 | 2.9407e-09 | 24260331.6988 | -84359463.7032 | 31168104.0598 | 44.59 | 52.5953 | 47.7141 | 14934.5203 | 8895.0069
FALSE | Barry | 3_B_5 | 3 | B | 5 | 5 | Coal Steam | 0 | S_SOU | Alabama | 1 | Mobile | 97 | 1097 | 756 | 10141 | 1971 | 2028 | 0 | 2357.6225 | 12.5% | 12.9265 | 19.6203 | 30.82% | 44.54% | 15.5347 | 4.82 | 23.0498 | 84.9902 | 205.4 | 0.94483 | 26863752.384 | 523.034 | 14657.9305 | 1832711.1267 | 26863752.384 | 250286.4347 | 2252577.9124 | 0.13657 | 0.80826 | 154132193.87 | 10262061.2775 | 23690476.1939 | 5.8814e-09 | 51921568.7888 | -191447085.4235 | 48559214.7067 | 26.4958 | 32.7814 | 29.7391 | 22482.7353 | 13858.2234
FALSE | Conemaugh | 3118_B_1 | 3118 | B | 1 | 2065 | Coal Steam | 0 | PJM_PENE | Pennsylvania | 42 | Indiana | 63 | 42063 | 850 | 9782 | 1970 | 2028 | 0 | 2652.0189 | 12.5% | 14.0018 | 20.5276 | 33.38% | 50.1% | 9.4403 | 9.64 | 21.6067 | 84.9902 | 205.4 | 0.91138 | 29134708.8 | 566.2773 | 14683.0894 | 1984235.6125 | 29134708.8 | 271444.6697 | 2443002.027 | 0.1368 | 0.77458 | 187713244.6847 | 11624308.7329 | 27782891.33 | 5.8814e-09 | 52785123.65 | -207631272.2322 | 72274296.1654 | 36.4243 | 47.0247 | 42.6605 | 36261.4554 | 20626.2261
FALSE | Conemaugh | 3118_B_2 | 3118 | B | 2 | 2066 | Coal Steam | 0 | PJM_PENE | Pennsylvania | 42 | Indiana | 63 | 42063 | 850 | 9704 | 1971 | 2028 | 0 | 2213.5405 | 12.5% | 12.3694 | 18.5223 | 29.49% | 41.82% | 9.4403 | 9.64 | 21.6067 | 84.9902 | 205.4 | 0.90411 | 28902393.6 | 599.3546 | 13762.1361 | 2100138.6303 | 28902393.6 | 269280.2162 | 2423521.9454 | 0.12822 | 0.77589 | 165829005.1957 | 11101421.0285 | 25977523.2686 | 0 | 52364224.0748 | -205975655.8722 | 49296517.6954 | 23.473 | 30.253 | 27.4453 | 23328.5198 | 14068.6409
FALSE | Keystone | 3136_B_1 | 3136 | B | 1 | 2089 | Coal Steam | 0 | PJM_PENE | Pennsylvania | 42 | Armstrong | 5 | 42005 | 850 | 9828 | 1967 | 2028 | 0 | 2253.8697 | 12.5% | 12.5275 | 18.7165 | 29.86% | 42.58% | 9.4147 | 9.64 | 21.5777 | 84.9902 | 228.6 | 1.0191 | 29271715.2 | 596.1518 | 14012.8733 | 2088915.9995 | 29271715.2 | 303525.0882 | 2731725.7939 | 0.1453 | 0.87379 | 167948007.323 | 11157851.7811 | 26168878.766 | 1.7644e-08 | 58944223.1585 | -232169967.8123 | 32048993.2165 | 15.3424 | 17.5586 | 15.929 | 13539.6652 | 9146.4022
FALSE | Keystone | 3136_B_2 | 3136 | B | 2 | 2090 | Coal Steam | 0 | PJM_PENE | Pennsylvania | 42 | Armstrong | 5 | 42005 | 850 | 9794 | 1968 | 2028 | 0 | 2242.7686 | 12.5% | 12.4842 | 18.6632 | 29.76% | 42.37% | 9.4147 | 9.64 | 21.5777 | 84.9902 | 228.6 | 1.0156 | 29170449.6 | 597.03 | 13943.8551 | 2091993.1724 | 29170449.6 | 302475.0421 | 2722275.3791 | 0.14459 | 0.87098 | 167366990.6107 | 11142502.595 | 26116763.3384 | 0 | 58740305.4146 | -231366775.0054 | 31999786.9533 | 15.2963 | 17.5623 | 15.9324 | 13542.5412 | 9132.3593
FALSE | TalenEnergy Montour | 3149_B_1 | 3149 | B | 1 | 2124 | Coal Steam | 0 | PJM_WMAC | Pennsylvania | 42 | Montour | 93 | 42093 | 752 | 10272 | 1972 | 9999 | C2G/Retire | 2401.898 | 12.5% | 13.0934 | 19.8453 | 31.21% | 45.38% | 9.8533 | 9.64 | 22.0744 | 84.9902 | 205.4 | 0.95703 | 27066802.176 | 517.2731 | 14933.2019 | 1812525.0223 | 27066802.176 | 252178.2258 | 2269604.0326 | 0.13913 | 0.8179 | 155297202.7436 | 10265431.9694 | 23732200.7124 | 0 | 50100085.567 | -192894139.071 | 46500781.9214 | 25.6552 | 31.3672 | 28.4562 | 21399.047 | 13270.7711
FALSE | TalenEnergy Montour | 3149_B_2 | 3149 | B | 2 | 2125 | Coal Steam | 0 | PJM_WMAC | Pennsylvania | 42 | Montour | 93 | 42093 | 752 | 10097 | 1973 | 9999 | C2G/Retire | 2836.2212 | 12.5% | 14.635 | 21.7391 | 34.89% | 53.58% | 9.8533 | 9.64 | 22.0744 | 84.9902 | 205.4 | 0.94073 | 26605675.776 | 489.637 | 15507.2932 | 1715687.9265 | 26605675.776 | 247881.9652 | 2230937.6866 | 0.14448 | 0.79625 | 173581508.3176 | 10644244.909 | 25109156.3867 | 0 | 49246550.2307 | -189607877.94 | 68973581.904 | 40.2017 | 50.4891 | 45.8034 | 34444.1315 | 19684.2414
FALSE | Wateree | 3297_B_WAT1 | 3297 | B | WAT1 | 2232 | Coal Steam | 0 | S_VACA | South Carolina | 45 | Richland | 79 | 45079 | 342 | 10329 | 1970 | 2028 | 0 | 2641.989 | 12.5% | 13.9665 | 25.4261 | 33.29% | 49.91% | 15.8655 | 4.82 | 23.4244 | 84.9902 | 205.4 | 0.96234 | 12377943.072 | 228.1313 | 15484.5812 | 799372.1578 | 12377943.072 | 115323.8459 | 1037914.6132 | 0.14427 | 0.81807 | 75336438.4225 | 5800487.3968 | 11164421.0189 | 2.9407e-09 | 24312493.6835 | -88212588.1298 | 28401252.3918 | 35.5294 | 43.4307 | 39.4 | 13474.8152 | 8105.3802
FALSE | Wateree | 3297_B_WAT2 | 3297 | B | WAT2 | 2233 | Coal Steam | 0 | S_VACA | South Carolina | 45 | Richland | 79 | 45079 | 342 | 10280 | 1971 | 2028 | 0 | 2624.9985 | 12.5% | 13.9064 | 25.3523 | 33.15% | 49.59% | 15.8655 | 4.82 | 23.4244 | 84.9902 | 205.4 | 0.95778 | 12319223.04 | 228.6208 | 15378.1256 | 801087.4247 | 12319223.04 | 114776.7583 | 1032990.8243 | 0.14328 | 0.8145 | 75012570.1274 | 5796071.2774 | 11140278.8925 | 0 | 24197157.04 | -87794114.239 | 28351963.0983 | 35.3918 | 43.4523 | 39.4196 | 13481.5172 | 8091.3137
FALSE | Williams | 3298_B_WIL1 | 3298 | B | WIL1 | 2234 | Coal Steam | 0 | S_VACA | South Carolina | 45 | Berkeley | 15 | 45015 | 605 | 9833 | 1973 | 2028 | 0 | 2330.917 | 12.5% | 12.8248 | 20.429 | 30.57% | 44.04% | 11.5006 | 4.82 | 18.4815 | 84.9902 | 205.4 | 0.91613 | 20845173.36 | 420.0317 | 14163.1326 | 1471791.1572 | 20845173.36 | 194212.0388 | 1747908.3495 | 0.13196 | 0.78417 | 122376509.9391 | 8580830.4331 | 18875440.1377 | 0 | 32304022.258 | -148555109.7953 | 33581692.9727 | 22.8169 | 29.0968 | 26.3964 | 15969.8253 | 9583.8165
FALSE | Bull Run | 3396_B_1 | 3396 | B | 1 | 2251 | Coal Steam | 0 | S_C_TVA | Tennessee | 47 | Anderson | 1 | 47001 | 870 | 9639 | 1967 | 2024 | 0 | 2257.9643 | 12.5% | 12.5434 | 18.6596 | 29.9% | 42.66% | 9.3938 | 9.64 | 21.554 | 84.9902 | 205.4 | 0.89805 | 29384298.72 | 609.8481 | 13750.8514 | 2136907.5881 | 29384298.72 | 273770.0697 | 2463930.6275 | 0.12812 | 0.76994 | 172118632.8443 | 11379505.2726 | 26804183.7014 | -5.8814e-09 | 53107508.0577 | -209409998.5267 | 53999831.3493 | 25.2701 | 32.8209 | 29.7749 | 25904.1674 | 15410.9108
FALSE | Cumberland (TN) | 3399_B_2 | 3399 | B | 2 | 2253 | Coal Steam | 0 | S_C_TVA | Tennessee | 47 | Stewart | 161 | 47161 | 1231 | 10094 | 1973 | 2025 | 0 | 2345.1603 | 12.5% | 12.8791 | 18.1187 | 30.7% | 44.31% | 7.4615 | 9.64 | 19.3659 | 84.9902 | 205.4 | 0.94045 | 43539701.856 | 853.0494 | 14566.2305 | 2989085.0524 | 43539701.856 | 405654.3029 | 3650888.7259 | 0.13571 | 0.80473 | 250055186.0863 | 15456132.5667 | 38496770.2582 | -1.1763e-08 | 70702704.4812 | -310289824.7939 | 64420968.5985 | 21.5521 | 26.7816 | 24.2961 | 29908.5056 | 18384.9796
FALSE | Kingston | 3407_B_1 | 3407 | B | 1 | 2280 | Coal Steam | 0 | S_C_TVA | Tennessee | 47 | Roane | 145 | 47145 | 132 | 11201 | 1954 | 2027 | 0 | 2731.2137 | 12.5% | 14.2776 | 38.9634 | 34.04% | 51.6% | 28.4016 | 9.64 | 43.0786 | 84.9902 | 205.4 | 1.0436 | 5180776.128 | 87.0716 | 16980.6407 | 305098.9787 | 5180776.128 | 48268.6844 | 434418.1598 | 0.15821 | 0.88538 | 29724975.8389 | 3392605.5468 | 4356086.973 | 0 | 18714121.1542 | -36921293.6361 | 19266495.8768 | 63.1483 | 71.3236 | 64.7044 | 8540.9792 | 5498.4292
FALSE | Kingston | 3407_B_2 | 3407 | B | 2 | 2281 | Coal Steam | 0 | S_C_TVA | Tennessee | 47 | Roane | 145 | 47145 | 132 | 11191 | 1954 | 2027 | 0 | 2824.5217 | 12.5% | 14.5957 | 39.3541 | 34.79% | 53.36% | 28.4016 | 9.64 | 43.0786 | 84.9902 | 205.4 | 1.0427 | 5176150.848 | 86.0708 | 17162.7576 | 301592.0271 | 5176150.848 | 48225.5912 | 434030.321 | 0.1599 | 0.88275 | 30387141.2465 | 3387238.4321 | 4401938.5836 | 0 | 18697413.6092 | -36888331.1384 | 19985400.7329 | 66.2663 | 75.0682 | 68.1014 | 8989.3836 | 5703.5961
FALSE | Kingston | 3407_B_3 | 3407 | B | 3 | 2282 | Coal Steam | 0 | S_C_TVA | Tennessee | 47 | Roane | 145 | 47145 | 132 | 11229 | 1954 | 2027 | 0 | 2839.3861 | 12.5% | 14.6457 | 39.4155 | 34.91% | 53.64% | 28.4016 | 9.64 | 43.0786 | 84.9902 | 205.4 | 1.0462 | 5193726.912 | 85.9135 | 17252.5691 | 301040.7835 | 5193726.912 | 48389.3454 | 435504.1082 | 0.16074 | 0.88545 | 30491224.3621 | 3386323.6686 | 4408942.9299 | 2.9407e-09 | 18760902.2802 | -37013588.6296 | 20033804.6112 | 66.5485 | 75.1576 | 68.1825 | 9000.0909 | 5717.41
FALSE | Kingston | 3407_B_4 | 3407 | B | 4 | 2283 | Coal Steam | 0 | S_C_TVA | Tennessee | 47 | Roane | 145 | 47145 | 132 | 11231 | 1954 | 2027 | 0 | 2840.1484 | 12.5% | 14.6482 | 39.4187 | 34.92% | 53.66% | 28.4016 | 9.64 | 43.0786 | 84.9902 | 205.4 | 1.0464 | 5194651.968 | 85.9054 | 17257.2594 | 301012.5681 | 5194651.968 | 48397.964 | 435581.676 | 0.16078 | 0.8856 | 30496551.8418 | 3386276.3268 | 4409299.9636 | -1.4703e-09 | 18764243.7892 | -37020181.1291 | 20036190.7923 | 66.5626 | 75.1615 | 68.186 | 9000.5567 | 5718.091
FALSE | Kingston | 3407_B_5 | 3407 | B | 5 | 2284 | Coal Steam | 0 | S_C_TVA | Tennessee | 47 | Roane | 145 | 47145 | 174 | 11212 | 1955 | 2027 | 0 | 2832.7819 | 12.5% | 14.6235 | 34.2169 | 34.86% | 53.52% | 28.4016 | 9.64 | 43.0786 | 84.9902 | 205.4 | 1.0446 | 6835911.552 | 113.3416 | 17212.4606 | 397149.0019 | 6835911.552 | 63689.3873 | 573204.4858 | 0.16037 | 0.88424 | 40132081.9357 | 3878203.9915 | 5807699.3605 | 1.4703e-09 | 24692840.189 | -48716773.5965 | 25794051.8802 | 64.948 | 73.4505 | 66.6339 | 11594.2907 | 7361.3162
FALSE | Kingston | 3407_B_6 | 3407 | B | 6 | 2285 | Coal Steam | 0 | S_C_TVA | Tennessee | 47 | Roane | 145 | 47145 | 174 | 11127 | 1955 | 2027 | 0 | 2792.9401 | 12.5% | 14.4888 | 34.0516 | 34.54% | 52.77% | 28.4016 | 9.64 | 43.0786 | 84.9902 | 205.4 | 1.0367 | 6784087.392 | 113.9001 | 16998.216 | 399105.8464 | 6784087.392 | 63206.5477 | 568858.9292 | 0.15837 | 0.87832 | 39762600.1642 | 3878474.8019 | 5782582.3568 | -1.4703e-09 | 24505639.7416 | -48347443.7931 | 25581853.2714 | 64.0979 | 72.9779 | 66.2051 | 11519.6953 | 7300.7572
FALSE | Kingston | 3407_B_7 | 3407 | B | 7 | 2286 | Coal Steam | 0 | S_C_TVA | Tennessee | 47 | Roane | 145 | 47145 | 174 | 11173 | 1955 | 2025 | 0 | 2724.8968 | 12.5% | 14.2558 | 33.7653 | 33.98% | 51.48% | 28.4016 | 9.64 | 43.0786 | 84.9902 | 205.4 | 1.041 | 6812133.408 | 114.8667 | 16924.8586 | 402492.78 | 6812133.408 | 63467.8491 | 571210.6422 | 0.15769 | 0.88329 | 39123095.953 | 3878506.9631 | 5737864.2624 | 0 | 24606948.219 | -48547316.3926 | 24799099.0049 | 61.6138 | 69.755 | 63.2813 | 11010.9483 | 7077.3684
FALSE | Kingston | 3407_B_8 | 3407 | B | 8 | 2287 | Coal Steam | 0 | S_C_TVA | Tennessee | 47 | Roane | 145 | 47145 | 174 | 11110 | 1955 | 2025 | 0 | 2697.7156 | 12.5% | 14.1616 | 33.6496 | 33.76% | 50.97% | 28.4016 | 9.64 | 43.0786 | 84.9902 | 205.4 | 1.0351 | 6773722.56 | 115.2574 | 16772.3743 | 403861.8765 | 6773722.56 | 63109.9798 | 567989.8179 | 0.15627 | 0.87884 | 38864589.8725 | 3878362.9023 | 5719339.9203 | 1.4703e-09 | 24468199.6521 | -48273577.8324 | 24656914.5148 | 61.0528 | 69.4698 | 63.0226 | 10965.9377 | 7036.7907
FALSE | Kingston | 3407_B_9 | 3407 | B | 9 | 2288 | Coal Steam | 0 | S_C_TVA | Tennessee | 47 | Roane | 145 | 47145 | 174 | 11123 | 1955 | 2025 | 0 | 2712.6019 | 12.5% | 14.2133 | 33.7131 | 33.88% | 51.25% | 28.4016 | 9.64 | 43.0786 | 84.9902 | 205.4 | 1.0363 | 6781648.608 | 115.0431 | 16823.2821 | 403110.9133 | 6781648.608 | 63183.8258 | 568654.4324 | 0.15674 | 0.87958 | 39006383.0619 | 3878453.1178 | 5729532.6457 | 2.9407e-09 | 24496830.3088 | -48330063.567 | 24781135.5672 | 61.4747 | 69.8913 | 63.405 | 11032.4649 | 7072.2419
FALSE | Transalta Centralia Generation | 3845_B_BW22 | 3845 | B | BW22 | 2534 | Coal Steam | 0 | WECC_PNW | Washington | 53 | Lewis | 41 | 53041 | 670 | 11132 | 2002 | 2025 | 0 | 2801.8703 | 12.5% | 14.5191 | 22.0569 | 34.61% | 52.93% | 10.0574 | 4.82 | 16.8473 | 84.9902 | 214.13 | 1.0812 | 26134373.76 | 438.0969 | 17024.6356 | 1535091.5212 | 26134373.76 | 253839.8554 | 2284558.699 | 0.16536 | 0.91588 | 153428971.97 | 9663071.8112 | 22288203.002 | 1.1763e-08 | 38488693.59 | -194165139.4165 | 29703800.9568 | 19.3499 | 21.1271 | 19.1664 | 12841.4685 | 8477.1121
FALSE | South Oak Creek | 4041_B_5 | 4041 | B | 5 | 2590 | Coal Steam | 0 | MIS_WUMS | Wisconsin | 55 | Milwaukee | 79 | 55079 | 241 | 10326 | 1959 | 2024 | 0 | 2423.7392 | 12.5% | 13.1751 | 27.9193 | 31.41% | 45.79% | 19.9091 | 4.82 | 28.0035 | 84.9902 | 205.4 | 0.96206 | 8719935.264 | 165.3058 | 15054.3146 | 579231.636 | 8719935.264 | 81242.6156 | 731183.5403 | 0.14026 | 0.8218 | 50079874.3762 | 4615226.3627 | 7631443.1148 | 0 | 20475665.2748 | -62143447.7027 | 20658761.4258 | 35.6658 | 43.3995 | 39.3718 | 9488.5975 | 5895.7652
FALSE | South Oak Creek | 4041_B_6 | 4041 | B | 6 | 2591 | Coal Steam | 0 | MIS_WUMS | Wisconsin | 55 | Milwaukee | 79 | 55079 | 245 | 10316 | 1961 | 2024 | 0 | 2420.3289 | 12.5% | 13.1624 | 27.7121 | 31.38% | 45.73% | 19.9091 | 4.82 | 28.0035 | 84.9902 | 205.4 | 0.96113 | 8856079.68 | 168.1238 | 15033.0891 | 589105.781 | 8856079.68 | 82511.0572 | 742599.5145 | 0.14006 | 0.82107 | 50861919.1279 | 4659065.442 | 7754042.062 | 0 | 20795351.9934 | -63113693.8272 | 20956684.7981 | 35.5737 | 43.3262 | 39.3052 | 9629.7806 | 5980.789
FALSE | South Oak Creek | 4041_B_7 | 4041 | B | 7 | 2592 | Coal Steam | 0 | MIS_WUMS | Wisconsin | 55 | Milwaukee | 79 | 55079 | 303 | 10335 | 1965 | 2025 | 0 | 2426.8214 | 12.5% | 13.1866 | 25.5324 | 31.44% | 45.85% | 19.9091 | 4.82 | 28.0035 | 84.9902 | 205.4 | 0.9629 | 10972793.52 | 207.7497 | 15073.4537 | 727954.8357 | 10972793.52 | 102232.2321 | 920090.089 | 0.14044 | 0.82246 | 63018391.1651 | 5304337.6307 | 9599250.5584 | -2.9407e-09 | 25765701.286 | -78198656.2536 | 25489024.3866 | 35.0146 | 42.5729 | 38.6218 | 11702.4186 | 7274.265
FALSE | South Oak Creek | 4041_B_8 | 4041 | B | 8 | 2593 | Coal Steam | 0 | MIS_WUMS | Wisconsin | 55 | Milwaukee | 79 | 55079 | 309 | 10508 | 1967 | 2025 | 0 | 2566.4596 | 12.5% | 13.6976 | 25.9789 | 32.65% | 48.49% | 19.9091 | 4.82 | 28.0035 | 84.9902 | 205.4 | 0.97902 | 11377389.888 | 208.0994 | 15602.9843 | 729180.3715 | 11377389.888 | 106001.8091 | 954016.2817 | 0.14537 | 0.83365 | 66756640.0852 | 5406183.806 | 9988014.6248 | 0 | 26715751.8944 | -81082050.7369 | 27784539.6735 | 38.1038 | 45.7074 | 41.4654 | 12812.8217 | 7929.3778
FALSE | Dave Johnston | 4158_B_BW41 | 4158 | B | BW41 | 2633 | Coal Steam | 0 | WECC_WY | Wyoming | 56 | Converse | 9 | 56009 | 105 | 11001 | 1959 | 9999 | C2G | 2750.4578 | 12.5% | 14.3438 | 44.5537 | 34.19% | 51.96% | 33.8871 | 4.82 | 43.8322 | 84.9902 | 205.4 | 1.025 | 4047487.92 | 69.0958 | 16717.4381 | 242111.7332 | 4047487.92 | 37709.9709 | 339389.7382 | 0.15575 | 0.8692 | 23754500.0215 | 3078476.968 | 3472806.9415 | -7.3517e-10 | 14876203.1553 | -28844807.4749 | 16337179.6113 | 67.4779 | 77.6325 | 70.4277 | 7394.9132 | 4662.4371
FALSE | Dave Johnston | 4158_B_BW42 | 4158 | B | BW42 | 2634 | Coal Steam | 0 | WECC_WY | Wyoming | 56 | Converse | 9 | 56009 | 105 | 10996 | 1961 | 9999 | C2G | 2748.0691 | 12.5% | 14.3356 | 44.5437 | 34.17% | 51.92% | 33.8871 | 4.82 | 43.8322 | 84.9902 | 205.4 | 1.0245 | 4045648.32 | 69.1163 | 16704.8777 | 242183.6545 | 4045648.32 | 37692.8316 | 339235.4842 | 0.15564 | 0.86885 | 23740920.1988 | 3078695.2254 | 3471852.6651 | -1.4703e-09 | 14869441.8595 | -28831697.3906 | 16329212.5582 | 67.4249 | 77.6027 | 70.4007 | 7392.0786 | 4660.1634
FALSE | Dave Johnston | 4158_B_BW43 | 4158 | B | BW43 | 2635 | Coal Steam | 0 | WECC_WY | Wyoming | 56 | Converse | 9 | 56009 | 220 | 11274 | 1964 | 9999 | C2G | 2762.3888 | 12.5% | 14.3847 | 30.5253 | 34.29% | 52.19% | 33.8871 | 4.82 | 43.8322 | 84.9902 | 205.4 | 1.0504 | 8690901.12 | 144.5578 | 17157.7091 | 506530.3928 | 8690901.12 | 80972.1079 | 728748.9708 | 0.15986 | 0.89053 | 49913196.5632 | 4412674.2212 | 7286289.4804 | -2.9407e-09 | 31942679.8101 | -61936533.1151 | 31618306.9598 | 62.4213 | 70.0947 | 63.5895 | 13989.684 | 9023.4894
FALSE | Dave Johnston | 4158_B_BW44 | 4158 | B | BW44 | 2636 | Coal Steam | 0 | WECC_WY | Wyoming | 56 | Converse | 9 | 56009 | 330 | 11341 | 1959 | 2027 | 0 | 2883.1269 | 12.5% | 14.7917 | 26.7405 | 35.26% | 54.47% | 33.8871 | 4.82 | 43.8322 | 84.9902 | 205.4 | 1.0566 | 13113825.12 | 213.6346 | 17518.3679 | 748575.7356 | 13113825.12 | 122179.9728 | 1099619.7549 | 0.16322 | 0.89341 | 76988272.6001 | 5712706.1452 | 11072726.9518 | 0 | 48198766.8609 | -93456921.5086 | 48515551.0494 | 64.8105 | 72.5427 | 65.8103 | 21717.4089 | 13845.7623
FALSE | Naughton | 4162_B_1 | 4162 | B | 1 | 2637 | Coal Steam | 0 | WECC_WY | Wyoming | 56 | Lincoln | 23 | 56023 | 156 | 10983 | 1963 | 9999 | C2G | 2677.3331 | 12.5% | 14.0906 | 35.4376 | 33.59% | 50.58% | 25.6253 | 4.82 | 34.4764 | 84.9902 | 205.4 | 1.0233 | 6003571.392 | 103.5985 | 16538.354 | 363009.0018 | 6003571.392 | 55934.5715 | 503411.1438 | 0.15409 | 0.86919 | 34669283.5924 | 3671281.1349 | 5115002.7681 | -1.4703e-09 | 17355827.4769 | -42785022.3119 | 18026372.6604 | 49.6582 | 57.1318 | 51.8296 | 8085.4156 | 5144.5127
FALSE | Naughton | 4162_B_2 | 4162 | B | 2 | 2638 | Coal Steam | 0 | WECC_WY | Wyoming | 56 | Lincoln | 23 | 56023 | 201 | 10956 | 1968 | 9999 | C2G | 2733.761 | 12.5% | 14.2864 | 31.6197 | 34.06% | 51.65% | 25.6253 | 4.82 | 34.4764 | 84.9902 | 205.4 | 1.0208 | 7716354.624 | 132.5443 | 16614.4948 | 464435.1028 | 7716354.624 | 71892.3723 | 647031.3507 | 0.1548 | 0.86596 | 45290868.9475 | 4191005.5605 | 6635105.6433 | -1.4703e-09 | 22307341.8904 | -54991334.8568 | 23432987.1849 | 50.4548 | 58.2644 | 52.8572 | 10624.2881 | 6687.4963
FALSE | Naughton | 4162_B_3 | 4162 | B | 3 | 2639 | Coal Steam | 0 | WECC_WY | Wyoming | 56 | Lincoln | 23 | 56023 | 330 | 10804 | 1963 | 2025 | C2G | 2677.5565 | 12.5% | 14.0913 | 25.8802 | 33.59% | 50.59% | 25.6253 | 4.82 | 34.4764 | 84.9902 | 205.4 | 1.0066 | 12492881.28 | 219.1444 | 16269.2695 | 767882.1295 | 12492881.28 | 116394.7117 | 1047552.4056 | 0.15158 | 0.85502 | 73342933.9725 | 5671493.9054 | 10820494.5167 | -2.9407e-09 | 36115884.7006 | -89031706.1969 | 36919100.8983 | 48.0791 | 56.2318 | 51.0131 | 16834.331 | 10536.2731
FALSE | Comanche (CO) | 470_B_2 | 470 | B | 2 | 300 | Coal Steam | 0 | WECC_CO | Colorado | 8 | Pueblo | 101 | 8101 | 335 | 10809 | 1975 | 2025 | 0 | 2679.4193 | 12.5% | 14.0979 | 25.7603 | 33.61% | 50.62% | 15.6184 | 4.82 | 23.1446 | 84.9902 | 214.13 | 1.0499 | 12688036.56 | 222.4128 | 16280.6028 | 779334.5705 | 12688036.56 | 123237.2888 | 1109135.5991 | 0.15813 | 0.89173 | 74488580.7095 | 5729411.1372 | 10986947.3456 | 0 | 25670462.9164 | -94265675.1686 | 22609726.9402 | 29.0116 | 32.5339 | 29.5146 | 9887.3868 | 6452.5476
FALSE | Hayden | 525_B_H1 | 525 | B | H1 | 317 | Coal Steam | 0 | WECC_CO | Colorado | 8 | Routt | 107 | 8107 | 179 | 10910 | 1976 | 2028 | 0 | 2628.8984 | 12.5% | 13.9203 | 32.8991 | 33.18% | 49.67% | 23.4249 | 4.82 | 31.9847 | 84.9902 | 205.4 | 1.0165 | 6842926.56 | 119.5994 | 16328.5977 | 419076.1925 | 6842926.56 | 63754.7453 | 573792.7079 | 0.15213 | 0.86434 | 39299937.8181 | 3934709.349 | 5833645.4563 | 5.8814e-09 | 18352599.4561 | -48766766.7179 | 18654125.3616 | 44.5125 | 51.4988 | 46.7194 | 8362.7741 | 5323.6659
FALSE | Hayden | 525_B_H2 | 525 | B | H2 | 318 | Coal Steam | 0 | WECC_CO | Colorado | 8 | Routt | 107 | 8107 | 262 | 10907 | 1976 | 2027 | 0 | 2716.1812 | 12.5% | 14.2257 | 28.2694 | 33.91% | 51.32% | 23.4249 | 4.82 | 31.9847 | 84.9902 | 205.4 | 1.0162 | 10013149.536 | 173.1484 | 16503.9626 | 606711.8421 | 10013149.536 | 93291.3415 | 839622.0735 | 0.15377 | 0.86243 | 58784966.6686 | 4894793.3357 | 8630891.6789 | 2.9407e-09 | 26855077.4463 | -71359662.1639 | 27806066.9657 | 45.8308 | 53.1416 | 48.2098 | 12630.9573 | 7935.5214
FALSE | Stanton Energy Center | 564_B_1 | 564 | B | 1 | 368 | Coal Steam | 0 | FRCC | Florida | 12 | Orange | 95 | 12095 | 460 | 10643 | 1987 | 2025 | 0 | 2607.2457 | 12.5% | 13.8434 | 23.1538 | 33% | 49.26% | 12.9428 | 4.82 | 20.1147 | 84.9902 | 214.13 | 1.0337 | 17154813.12 | 308.1927 | 15885.4509 | 1079907.2167 | 17154813.12 | 166622.5226 | 1499602.7035 | 0.15429 | 0.87945 | 100436939.7609 | 7135822.5441 | 14949624.7878 | 5.8814e-09 | 30164110.8114 | -127451559.073 | 25234938.8312 | 23.3677 | 26.5709 | 24.1049 | 11088.2705 | 7201.7519
FALSE | Newton | 6017_B_1 | 6017 | B | 1 | 2680 | Coal Steam | 0 | MIS_IL | Illinois | 17 | Jasper | 79 | 17079 | 595 | 10492 | 1982 | 2027 | 0 | 2477.4179 | 12.5% | 13.3739 | 21.1821 | 31.88% | 46.8% | 11.1735 | 4.82 | 18.1112 | 84.9902 | 214.13 | 1.0191 | 21874560.96 | 405.3009 | 15402.7283 | 1420174.4349 | 21874560.96 | 212464.8344 | 1912183.5093 | 0.1496 | 0.86947 | 125506445.3585 | 8585111.9063 | 18993235.9548 | 0 | 34631897.3948 | -162516891.2589 | 25199799.3555 | 17.7442 | 20.408 | 18.514 | 11015.8496 | 7191.7236
FALSE | Brandon Shores | 602_B_1 | 602 | B | 1 | 395 | Coal Steam | 0 | PJM_SMAC | Maryland | 24 | Anne Arundel | 3 | 24003 | 635 | 11282 | 1984 | 2025 | 0 | 2765.3807 | 12.5% | 14.3949 | 22.137 | 34.32% | 52.24% | 10.2981 | 4.82 | 17.1198 | 84.9902 | 205.4 | 1.0511 | 25102901.28 | 417.0913 | 17176.2613 | 1461488.0886 | 25102901.28 | 233880.7912 | 2104927.1208 | 0.16003 | 0.8911 | 144170127.7715 | 9233151.3687 | 21038028.9057 | 5.8814e-09 | 36035989.049 | -178898212.6187 | 31579084.4763 | 21.6075 | 24.2481 | 21.9977 | 13968.5392 | 9012.2958
FALSE | Brandon Shores | 602_B_2 | 602 | B | 2 | 396 | Coal Steam | 0 | PJM_SMAC | Maryland | 24 | Anne Arundel | 3 | 24003 | 638 | 11154 | 1991 | 2025 | 0 | 2717.8867 | 12.5% | 14.2316 | 21.9154 | 33.93% | 51.35% | 10.2981 | 4.82 | 17.1198 | 84.9902 | 205.4 | 1.0392 | 24935347.008 | 421.5463 | 16881.3053 | 1477098.2766 | 24935347.008 | 232319.7077 | 2090877.3691 | 0.15728 | 0.88192 | 143207512.9197 | 9238352.4371 | 21021452.6765 | 0 | 35795459.7236 | -177704121.1691 | 31558656.5877 | 21.3653 | 24.2258 | 21.9775 | 14021.6409 | 9006.4659
FALSE | Craig (CO) | 6021_B_C1 | 6021 | B | C1 | 2684 | Coal Steam | 0 | WECC_CO | Colorado | 8 | Moffat | 81 | 8081 | 427 | 10204 | 1979 | 2025 | C2G/Retire | 2382.2084 | 12.5% | 13.0194 | 22.6166 | 31.04% | 45.01% | 13.9074 | 4.82 | 21.207 | 84.9902 | 205.4 | 0.95069 | 15267306.432 | 294.4711 | 14796.3878 | 1031826.5977 | 15267306.432 | 142243.7059 | 1280193.3535 | 0.13786 | 0.81284 | 87682219.2515 | 6659944.069 | 13433790.9653 | 0 | 27149103.4105 | -108803910.8198 | 26121146.8766 | 25.3154 | 31.1445 | 28.2541 | 12064.4996 | 7454.6652
FALSE | Craig (CO) | 6021_B_C2 | 6021 | B | C2 | 2685 | Coal Steam | 0 | WECC_CO | Colorado | 8 | Moffat | 81 | 8081 | 410 | 10240 | 1979 | 2028 | 0 | 2472.5054 | 12.5% | 13.3558 | 23.3045 | 31.84% | 46.71% | 13.9074 | 4.82 | 21.207 | 84.9902 | 205.4 | 0.95405 | 14711193.6 | 279.4597 | 15023.2772 | 979226.6606 | 14711193.6 | 137062.4678 | 1233562.2103 | 0.13997 | 0.81408 | 86366543.7749 | 6512656.1765 | 13078355.0099 | 2.9407e-09 | 26160195.1934 | -104840719.8504 | 27277030.3043 | 27.8557 | 34.2174 | 31.0419 | 12727.1604 | 7784.5406
FALSE | Wansley | 6052_B_1 | 6052 | B | 1 | 2722 | Coal Steam | 0 | S_SOU | Georgia | 13 | Heard | 149 | 13149 | 872 | 10009 | 1976 | 2028 | 0 | 2316.7609 | 12.5% | 12.7706 | 18.9312 | 30.44% | 43.77% | 9.1794 | 4.82 | 15.853 | 84.9902 | 205.4 | 0.93253 | 30582379.392 | 606.5273 | 14389.869 | 2125271.568 | 30582379.392 | 284932.447 | 2564392.0232 | 0.13407 | 0.79846 | 175638905.2895 | 11482294.7734 | 27141064.5682 | -5.8814e-09 | 40653262.3388 | -217948234.3427 | 36967292.6271 | 17.3942 | 21.7847 | 19.7629 | 17233.273 | 10550.0264
FALSE | Wansley | 6052_B_2 | 6052 | B | 2 | 2723 | Coal Steam | 0 | S_SOU | Georgia | 13 | Heard | 149 | 13149 | 872 | 10033 | 1978 | 2028 | 0 | 2324.7601 | 12.5% | 12.8013 | 18.9688 | 30.52% | 43.92% | 9.1794 | 4.82 | 15.853 | 84.9902 | 205.4 | 0.93476 | 30655711.104 | 605.8904 | 14439.5359 | 2123039.9117 | 30655711.104 | 285615.67 | 2570541.03 | 0.13453 | 0.80023 | 176060275.6908 | 11493041.5739 | 27177609.9017 | -5.8814e-09 | 40750742.4363 | -218470839.7603 | 37010829.8424 | 17.4329 | 21.7849 | 19.7631 | 17233.4313 | 10562.4514
FALSE | Big Cajun 2 | 6055_B_2B1 | 6055 | B | 2B1 | 2724 | Coal Steam | 0 | MIS_LA | Louisiana | 22 | Pointe Coupee | 77 | 22077 | 568 | 10438 | 1981 | 2027 | 0 | 2458.7442 | 12.5% | 13.305 | 21.3234 | 31.72% | 46.45% | 11.524 | 4.82 | 18.5081 | 84.9902 | 205.4 | 0.9725 | 20774459.136 | 387.8412 | 15286.6295 | 1358995.3941 | 20774459.136 | 193553.2027 | 1741978.8242 | 0.14242 | 0.83007 | 119194553.2152 | 8270107.7593 | 18081492.2049 | 5.8814e-09 | 32240749.678 | -148051158.1548 | 29735744.7025 | 21.8807 | 26.36 | 23.9136 | 13582.9261 | 8486.2285
FALSE | Big Cajun 2 | 6055_B_2B3 | 6055 | B | 2B3 | 2726 | Coal Steam | 0 | MIS_LA | Louisiana | 22 | Pointe Coupee | 77 | 22077 | 580 | 10438 | 1981 | 2027 | 0 | 2462.2761 | 12.5% | 13.3181 | 21.2365 | 31.75% | 46.52% | 11.524 | 4.82 | 18.5081 | 84.9902 | 205.4 | 0.9725 | 21213356.16 | 395.8546 | 15293.5944 | 1387074.5906 | 21213356.16 | 197642.3549 | 1778781.1937 | 0.14249 | 0.83001 | 121832074.1942 | 8406548.7388 | 18473180.3408 | 0 | 32921892.2769 | -151178999.5243 | 30454696.0263 | 21.9561 | 26.4528 | 23.9979 | 13918.7606 | 8691.4087
FALSE | Victor J Daniel Jr | 6073_B_1 | 6073 | B | 1 | 2744 | Coal Steam | 0 | S_SOU | Mississippi | 28 | Jackson | 59 | 28059 | 502 | 11194 | 1981 | 2027 | 0 | 2825.8022 | 12.5% | 14.6 | 23.5688 | 34.81% | 53.39% | 11.9019 | 4.82 | 18.936 | 84.9902 | 205.4 | 1.0429 | 19690335.552 | 327.2782 | 17170.0664 | 1146782.7257 | 19690335.552 | 183452.5502 | 1651072.9521 | 0.15997 | 0.88296 | 115597374.1959 | 7713555.145 | 16743012.5875 | 0 | 31264765.7646 | -140325048.3609 | 30993659.3321 | 27.0266 | 30.6091 | 27.7684 | 13939.7315 | 8845.2224
FALSE | Victor J Daniel Jr | 6073_B_2 | 6073 | B | 2 | 2745 | Coal Steam | 0 | S_SOU | Mississippi | 28 | Jackson | 59 | 28059 | 502 | 11081 | 1981 | 2027 | 0 | 2782.2871 | 12.5% | 14.4526 | 23.3878 | 34.45% | 52.56% | 11.9019 | 4.82 | 18.936 | 84.9902 | 205.4 | 1.0324 | 19491567.648 | 329.0417 | 16905.6422 | 1152962.2722 | 19491567.648 | 181600.6529 | 1634405.8765 | 0.15751 | 0.8749 | 114430582.5359 | 7695553.1253 | 16663326.245 | 0 | 30949157.5342 | -138908509.9953 | 30830109.4451 | 26.7399 | 30.5635 | 27.7271 | 13918.9828 | 8798.5472
FALSE | Sherburne County | 6090_B_1 | 6090 | B | 1 | 2767 | Coal Steam | 0 | MIS_MNWI | Minnesota | 27 | Sherburne | 141 | 27141 | 680 | 10055 | 1987 | 2025 | 0 | 2406.4226 | 12.5% | 13.1104 | 20.2643 | 31.25% | 45.46% | 18.4188 | 4.82 | 26.3158 | 84.9902 | 214.13 | 0.97663 | 23958249.6 | 467.4721 | 14626.3274 | 1638022.2386 | 23958249.6 | 232703.4377 | 2094330.939 | 0.14206 | 0.83457 | 140610179.612 | 9472992.3829 | 21475132.5587 | 0 | 55113976.5152 | -177997640.8265 | 48674640.2422 | 29.7155 | 35.6059 | 32.3015 | 21965.0156 | 13891.1645
FALSE | Gibson | 6113_B_5 | 6113 | B | 5 | 2786 | Coal Steam | 0 | MIS_INKY | Indiana | 18 | Gibson | 51 | 18051 | 620 | 10559 | 1982 | 2026 | 0 | 2504.3002 | 12.5% | 13.4724 | 21.1114 | 32.12% | 47.31% | 10.8601 | 4.82 | 17.7563 | 84.9902 | 205.4 | 0.98377 | 22939216.32 | 420.8743 | 15554.7137 | 1474743.7219 | 22939216.32 | 213721.9918 | 1923497.9266 | 0.14492 | 0.83885 | 131743142.6182 | 8885262.0081 | 19868317.6499 | 5.8814e-09 | 34154181.3278 | -163478506.0399 | 31172397.5641 | 21.1375 | 25.1982 | 22.8597 | 14173.0117 | 8896.2322
FALSE | A B Brown | 6137_B_1 | 6137 | B | 1 | 2797 | Coal Steam | 0 | MIS_INKY | Indiana | 18 | Posey | 129 | 18129 | 245 | 11185 | 1979 | 2024 | 0 | 2729.3282 | 12.5% | 14.2711 | 29.0741 | 34.02% | 51.56% | 18.6866 | 4.82 | 26.619 | 84.9902 | 205.4 | 1.0421 | 9602098.8 | 161.6482 | 16952.4005 | 566415.2867 | 9602098.8 | 89461.6299 | 805154.6694 | 0.15794 | 0.88415 | 55146227.0091 | 4699779.9967 | 8083378.1292 | 0 | 21432419.1232 | -68430270.0133 | 20931534.2448 | 36.9544 | 41.7965 | 37.9176 | 9289.8031 | 5973.6114
FALSE | A B Brown | 6137_B_2 | 6137 | B | 2 | 2798 | Coal Steam | 0 | MIS_INKY | Indiana | 18 | Posey | 129 | 18129 | 245 | 10985 | 1986 | 2024 | 0 | 2656.0407 | 12.5% | 14.0159 | 28.7607 | 33.41% | 50.18% | 18.6866 | 4.82 | 26.619 | 84.9902 | 205.4 | 1.0235 | 9430402.8 | 163.1385 | 16497.1768 | 571637.3741 | 9430402.8 | 87861.9584 | 790757.6257 | 0.1537 | 0.86976 | 54160218.0751 | 4691972.4578 | 8012040.6638 | 0 | 21049184.0919 | -67206662.1454 | 20706753.1432 | 36.2236 | 41.6479 | 37.7827 | 9256.7722 | 5909.4615
FALSE | Rush Island | 6155_B_1 | 6155 | B | 1 | 2813 | Coal Steam | 0 | MIS_MO | Missouri | 29 | Jefferson | 99 | 29099 | 589 | 10226 | 1976 | 2024 | 0 | 2467.5274 | 12.5% | 13.3375 | 21.1857 | 31.8% | 46.62% | 11.4155 | 4.82 | 18.3852 | 84.9902 | 216.24 | 1.003 | 21104991.456 | 401.7252 | 14993.1204 | 1407645.0353 | 21104991.456 | 207010.0405 | 1863090.3643 | 0.14706 | 0.85596 | 123902536.5775 | 8510849.1277 | 18774408.5764 | 5.8814e-09 | 34253198.8742 | -158344454.221 | 27096538.9348 | 19.2496 | 22.4887 | 20.4016 | 12016.5688 | 7733.0305
FALSE | Rush Island | 6155_B_2 | 6155 | B | 2 | 2814 | Coal Steam | 0 | MIS_MO | Missouri | 29 | Jefferson | 99 | 29099 | 589 | 10149 | 1977 | 2024 | 0 | 2360.3118 | 12.5% | 12.9367 | 20.6934 | 30.84% | 44.59% | 11.4155 | 4.82 | 18.3852 | 84.9902 | 216.24 | 0.99547 | 20946074.544 | 407.3529 | 14674.6502 | 1427364.4909 | 20946074.544 | 205451.2909 | 1849061.6182 | 0.14394 | 0.85154 | 120179205.6553 | 8429511.6768 | 18465332.4928 | 5.8814e-09 | 33995278.249 | -157152148.0431 | 23917180.0308 | 16.7562 | 19.6776 | 17.8514 | 10514.4806 | 6825.6792
FALSE | Coleto Creek | 6178_B_1 | 6178 | B | 1 | 2826 | Coal Steam | 0 | ERC_REST | Texas | 48 | Goliad | 175 | 48175 | 648 | 10047 | 1980 | 2027 | 0 | 2326.1651 | 12.5% | 12.8066 | 20.0965 | 30.53% | 43.95% | 10.8975 | 4.82 | 17.7986 | 84.9902 | 214.13 | 0.97585 | 22812637.824 | 450.1658 | 14462.3515 | 1577380.9525 | 22812637.824 | 221576.2559 | 1994186.303 | 0.14047 | 0.83538 | 130888710.7621 | 9046763.2298 | 20200958.9288 | 0 | 35493769.5952 | -169486326.4845 | 26143876.0315 | 16.5742 | 19.8403 | 17.999 | 11663.363 | 7461.1518
FALSE | J T Deely | 6181_B_1 | 6181 | B | 1 | 2832 | Coal Steam | 0 | ERC_REST | Texas | 48 | Bexar | 29 | 48029 | 420 | 10697 | 1977 | 2024 | 0 | 2552.8281 | 12.5% | 13.6485 | 23.4998 | 32.54% | 48.23% | 13.6458 | 4.82 | 20.9108 | 84.9902 | 214.13 | 1.039 | 15742560.96 | 283.345 | 15856.0759 | 992840.9159 | 15742560.96 | 152905.4966 | 1376149.4695 | 0.15401 | 0.88498 | 90412047.8391 | 6658554.8437 | 13550798.631 | -1.1763e-08 | 28776326.4346 | -116959241.9409 | 22438485.8075 | 22.6003 | 25.5377 | 23.1676 | 9730.4046 | 6403.6775
FALSE | J T Deely | 6181_B_2 | 6181 | B | 2 | 2833 | Coal Steam | 0 | ERC_REST | Texas | 48 | Bexar | 29 | 48029 | 420 | 10742 | 1977 | 2024 | 0 | 2568.7762 | 12.5% | 13.7059 | 23.5703 | 32.67% | 48.53% | 13.6458 | 4.82 | 20.9108 | 84.9902 | 214.13 | 1.0434 | 15808786.56 | 282.7702 | 15955.1447 | 990826.9002 | 15808786.56 | 153548.7375 | 1381938.6372 | 0.15497 | 0.88839 | 90792324.3964 | 6664988.8893 | 13580189.8838 | 0 | 28897382.3091 | -117451264.5536 | 22483620.925 | 22.6918 | 25.5427 | 23.1722 | 9732.3111 | 6416.5585
FALSE | Brame Energy Center | 6190_B_2 | 6190 | B | 2 | 2837 | Coal Steam | 0 | MIS_LA | Louisiana | 22 | Rapides | 79 | 22079 | 493 | 10691 | 1982 | 9999 | C2G/Retire | 2635.5591 | 12.5% | 13.9438 | 22.8655 | 33.24% | 49.79% | 12.3729 | 4.82 | 19.4694 | 84.9902 | 205.4 | 0.99607 | 18468403.152 | 329.1227 | 16014.2816 | 1153245.8074 | 18468403.152 | 172067.9492 | 1548611.5425 | 0.1492 | 0.84686 | 108422573.9222 | 7525568.9111 | 16080623.6382 | 5.8814e-09 | 30150531.3799 | -131616830.9376 | 30562466.9138 | 26.5013 | 31.2934 | 28.3892 | 13995.8594 | 8722.1652
FALSE | Brame Energy Center | 6190_B_3-1 | 6190 | B | 44621 | 90034 | Coal Steam | 0 | MIS_LA | Louisiana | 22 | Rapides | 79 | 22079 | 313 | 10177 | 2010 | 2027 | 0 | 2443.4458 | 12.5% | 13.2484 | 25.3101 | 31.58% | 46.16% | 12.3729 | 4.82 | 19.4694 | 84.9902 | 205.4 | 0.94818 | 11161645.104 | 214.1449 | 14874.9765 | 750363.8837 | 11161645.104 | 103991.7402 | 935925.6618 | 0.13859 | 0.80959 | 65403305.5752 | 5420027.1881 | 9941124.047 | 0 | 18221907.3403 | -79544525.0219 | 19441839.1287 | 25.9099 | 32.0037 | 29.0335 | 9087.4997 | 5548.4701
FALSE | Brame Energy Center | 6190_B_3-2 | 6190 | B | 44622 | 90035 | Coal Steam | 0 | MIS_LA | Louisiana | 22 | Rapides | 79 | 22079 | 313 | 10177 | 2010 | 2027 | 0 | 2450.2391 | 12.5% | 13.2736 | 25.341 | 31.64% | 46.29% | 12.3729 | 4.82 | 19.4694 | 84.9902 | 205.4 | 0.94818 | 11161645.104 | 213.9571 | 14888.0379 | 749705.5832 | 11161645.104 | 103991.7402 | 935925.6618 | 0.13871 | 0.80947 | 65527602.647 | 5421889.8984 | 9951278.8569 | 0 | 18221907.3403 | -79544525.0219 | 19578153.7207 | 26.1145 | 32.2612 | 29.2672 | 9160.6283 | 5587.3726
FALSE | Mayo | 6250_B_1A | 6250 | B | 1A | 2871 | Coal Steam | 0 | S_VACA | North Carolina | 37 | Person | 145 | 37145 | 364 | 11143 | 1983 | 2028 | 0 | 2714.0173 | 12.5% | 14.2182 | 25.2355 | 33.89% | 51.27% | 14.5418 | 4.82 | 21.9255 | 84.9902 | 205.4 | 1.0382 | 14212406.208 | 240.6223 | 16856.5113 | 843140.4308 | 14212406.208 | 132415.3241 | 1191737.9169 | 0.15705 | 0.88113 | 81627705.8798 | 6072230.2739 | 11987933.6888 | -2.9407e-09 | 26129431.5048 | -101286064.0793 | 24531237.268 | 29.0951 | 33.0202 | 29.9557 | 10903.8801 | 7000.9239
FALSE | Mayo | 6250_B_1B | 6250 | B | 1B | 2872 | Coal Steam | 0 | S_VACA | North Carolina | 37 | Person | 145 | 37145 | 364 | 11143 | 1983 | 2028 | 0 | 2709.8309 | 12.5% | 14.2037 | 25.2177 | 33.86% | 51.2% | 14.5418 | 4.82 | 21.9255 | 84.9902 | 205.4 | 1.0382 | 14212406.208 | 240.7481 | 16847.6982 | 843581.4807 | 14212406.208 | 132415.3241 | 1191737.9169 | 0.15697 | 0.88121 | 81544429.0022 | 6071116.7241 | 11981968.091 | 2.9407e-09 | 26129431.5048 | -101286064.0793 | 24440881.2427 | 28.9728 | 32.8783 | 29.827 | 10857.0262 | 6975.1373
FALSE | Scherer | 6257_B_3 | 6257 | B | 3 | 2877 | Coal Steam | 0 | S_SOU | Georgia | 13 | Monroe | 207 | 13207 | 860 | 10740 | 1987 | 2028 | 0 | 2568.0596 | 12.5% | 13.7033 | 20.1222 | 32.67% | 48.52% | 8.8777 | 4.82 | 15.5114 | 84.9902 | 205.4 | 1.0006 | 32364345.6 | 579.0585 | 15950.72 | 2029020.9822 | 32364345.6 | 301534.8175 | 2713813.3574 | 0.14861 | 0.85202 | 185873171.764 | 11651959.4003 | 27804366.5993 | -5.8814e-09 | 42095079.8032 | -230647585.9436 | 36776991.6232 | 18.1255 | 21.2735 | 19.2992 | 16597.2976 | 10495.7168
FALSE | Intermountain Power Project | 6481_B_1SGA | 6481 | B | 1SGA | 2887 | Coal Steam | 0 | WECC_UT | Utah | 49 | Millard | 27 | 49027 | 900 | 9703 | 1986 | 2026 | 0 | 2216.2801 | 12.5% | 12.3802 | 18.3507 | 29.51% | 41.87% | 9.1764 | 4.82 | 15.8497 | 84.9902 | 214.13 | 0.94244 | 30599380.8 | 634.3793 | 13765.7401 | 2222864.9265 | 30599380.8 | 297207.9021 | 2674871.1193 | 0.1337 | 0.80874 | 175736832.6457 | 11641311.8118 | 27519565.2032 | -5.8814e-09 | 42395777.6737 | -227337876.685 | 29955610.6495 | 13.4761 | 16.6632 | 15.1168 | 13605.0915 | 8548.9756
FALSE | Intermountain Power Project | 6481_B_2SGA | 6481 | B | 2SGA | 2888 | Coal Steam | 0 | WECC_UT | Utah | 49 | Millard | 27 | 49027 | 900 | 9738 | 1987 | 2026 | 0 | 2227.6375 | 12.5% | 12.4249 | 18.4056 | 29.62% | 42.09% | 9.1764 | 4.82 | 15.8497 | 84.9902 | 214.13 | 0.94584 | 30709756.8 | 633.4213 | 13836.2896 | 2219508.0958 | 30709756.8 | 298279.9702 | 2684519.732 | 0.13439 | 0.81145 | 176370652.9463 | 11658476.1004 | 27577110.2942 | -5.8814e-09 | 42548704.8322 | -228157914.3727 | 29997029.8005 | 13.5152 | 16.6556 | 15.1099 | 13598.8677 | 8560.7962
FALSE | Bowen | 703_B_1BLR | 703 | B | 1BLR | 534 | Coal Steam | 0 | S_SOU | Georgia | 13 | Bartow | 15 | 13015 | 724 | 10032 | 1971 | 2028 | 0 | 2399.4952 | 12.5% | 13.0844 | 19.9796 | 31.19% | 45.33% | 10.2152 | 4.82 | 17.026 | 84.9902 | 214.13 | 0.9744 | 25450140.672 | 498.1685 | 14579.7414 | 1745582.4459 | 25450140.672 | 247193.9863 | 2224745.8768 | 0.14161 | 0.83278 | 149411945.0075 | 9953232.2821 | 22839959.4382 | 0 | 37878534.9102 | -189081634.675 | 31002036.963 | 17.7603 | 21.3264 | 19.3472 | 14007.3545 | 8847.6133
FALSE | Bowen | 703_B_2BLR | 703 | B | 2BLR | 535 | Coal Steam | 0 | S_SOU | Georgia | 13 | Bartow | 15 | 13015 | 724 | 9954 | 1972 | 2028 | 0 | 2367.5869 | 12.5% | 12.9642 | 19.832 | 30.91% | 44.73% | 10.2152 | 4.82 | 17.026 | 84.9902 | 214.13 | 0.96682 | 25252262.784 | 500.2435 | 14406.377 | 1752853.1173 | 25252262.784 | 245272.0235 | 2207448.2114 | 0.13993 | 0.82689 | 148039132.4918 | 9920810.3328 | 22724362.0474 | -1.1763e-08 | 37584024.7704 | -187611502.348 | 30656827.2945 | 17.4897 | 21.1511 | 19.1881 | 13892.2187 | 8749.0945
FALSE | Columbia (WI) | 8023_B_1 | 8023 | B | 1 | 3431 | Coal Steam | 0 | MIS_WUMS | Wisconsin | 55 | Columbia | 21 | 55021 | 575 | 10544 | 1975 | 2026 | 0 | 2499.0563 | 12.5% | 13.4532 | 21.4449 | 32.07% | 47.21% | 11.3706 | 4.82 | 18.3344 | 84.9902 | 214.13 | 1.0241 | 21244051.2 | 390.5897 | 15522.1707 | 1368626.3074 | 21244051.2 | 206340.7731 | 1857066.9578 | 0.15076 | 0.87336 | 122007348.0664 | 8376142.0174 | 18412435.3828 | 0 | 34048198.2848 | -157832523.5913 | 25011600.1601 | 18.275 | 20.9249 | 18.9829 | 10915.1851 | 7138.0137
FALSE | Columbia (WI) | 8023_B_2 | 8023 | B | 2 | 3432 | Coal Steam | 0 | MIS_WUMS | Wisconsin | 55 | Columbia | 21 | 55021 | 570 | 10533 | 1978 | 2026 | 0 | 2491.6562 | 12.5% | 13.4261 | 21.4547 | 32.01% | 47.07% | 11.3706 | 4.82 | 18.3344 | 84.9902 | 214.13 | 1.0231 | 21037350.24 | 387.5613 | 15491.2516 | 1358014.8827 | 21037350.24 | 204333.1129 | 1838998.0161 | 0.15046 | 0.87259 | 120702904.7674 | 8315023.3524 | 18232893.9017 | 1.1763e-08 | 33716915.1786 | -156296840.3151 | 24670896.8849 | 18.1669 | 20.8194 | 18.8873 | 10765.744 | 7040.7811
FALSE | Springerville | 8223_B_1 | 8223 | B | 1 | 3470 | Coal Steam | 0 | WECC_AZ | Arizona | 4 | Apache | 1 | 4001 | 387 | 10417 | 1985 | 2027 | 0 | 2455.0075 | 12.5% | 13.2912 | 23.6351 | 31.69% | 46.38% | 14.5975 | 4.82 | 21.9885 | 84.9902 | 214.13 | 1.0118 | 14125952.016 | 264.3784 | 15248.5207 | 926381.8005 | 14125952.016 | 137203.5791 | 1234832.212 | 0.14811 | 0.86368 | 81127464.8781 | 6248599.9056 | 12312752.8979 | 0 | 27152078.4817 | -104948657.5712 | 21892238.592 | 23.632 | 27.3619 | 24.8225 | 9606.3172 | 6247.785
FALSE | Kincaid Generation LLC | 876_B_1 | 876 | B | 1 | 591 | Coal Steam | 0 | PJM_COMD | Illinois | 17 | Christian | 21 | 17021 | 554 | 10924 | 1967 | 2027 | 0 | 2722.5911 | 12.5% | 14.2479 | 22.6075 | 33.97% | 51.44% | 11.3829 | 4.82 | 18.3483 | 84.9902 | 214.13 | 1.061 | 21205843.584 | 365.8301 | 16542.9151 | 1281868.6123 | 21205843.584 | 205969.6674 | 1853727.0062 | 0.16068 | 0.90036 | 124494740.5856 | 8270488.2574 | 18263876.5387 | 5.8814e-09 | 34012709.2809 | -157548660.3866 | 27493154.276 | 21.4477 | 23.8214 | 21.6106 | 11972.2898 | 7846.2198
FALSE | Kincaid Generation LLC | 876_B_2 | 876 | B | 2 | 592 | Coal Steam | 0 | PJM_COMD | Illinois | 17 | Christian | 21 | 17021 | 554 | 10767 | 1968 | 2027 | 0 | 2573.9282 | 12.5% | 13.7244 | 21.9644 | 32.72% | 48.63% | 11.3829 | 4.82 | 18.3483 | 84.9902 | 214.13 | 1.0458 | 20901072.672 | 372.7431 | 16002.7572 | 1306091.9696 | 20901072.672 | 203009.4662 | 1827085.1956 | 0.15543 | 0.89035 | 119921005.0451 | 8187091.6263 | 17925342.5384 | 1.1763e-08 | 33523877.7762 | -155284367.1167 | 24272949.8692 | 18.5844 | 20.8731 | 18.936 | 10490.5166 | 6927.2117
FALSE | Baldwin Energy Complex | 889_B_1 | 889 | B | 1 | 611 | Coal Steam | 0 | MIS_IL | Illinois | 17 | Randolph | 157 | 17157 | 576 | 10318 | 1973 | 2025 | 0 | 2418.6227 | 12.5% | 13.156 | 21.0712 | 31.36% | 45.69% | 11.5073 | 4.82 | 18.4892 | 84.9902 | 214.13 | 1.0022 | 20824860.672 | 395.3499 | 15032.6777 | 1385306.1412 | 20824860.672 | 202269.2287 | 1820423.0582 | 0.14601 | 0.85616 | 119519551.7441 | 8330508.5804 | 18225121.8672 | 1.1763e-08 | 33658079.2196 | -154718150.618 | 25015110.7933 | 18.0575 | 21.0911 | 19.1337 | 11021.0382 | 7139.0156
FALSE | Baldwin Energy Complex | 889_B_2 | 889 | B | 2 | 612 | Coal Steam | 0 | MIS_IL | Illinois | 17 | Randolph | 157 | 17157 | 581 | 10270 | 1973 | 2025 | 0 | 2402.0228 | 12.5% | 13.0939 | 20.9527 | 31.21% | 45.38% | 11.5073 | 4.82 | 18.4892 | 84.9902 | 214.13 | 0.99751 | 20907912.48 | 399.642 | 14930.5365 | 1400345.6923 | 20907912.48 | 203075.9004 | 1827683.1032 | 0.14502 | 0.85249 | 119987897.9456 | 8373570.7896 | 18336007.6597 | 0 | 33792311.2982 | -155335183.4204 | 25154604.2727 | 17.9631 | 21.0713 | 19.1157 | 11106.2488 | 7178.8254
FALSE | Michigan City | 997_B_12 | 997 | B | 12 | 702 | Coal Steam | 0 | MIS_INKY | Indiana | 18 | LaPorte | 91 | 18091 | 469 | 10791 | 1974 | 2028 | 0 | 2672.7089 | 12.5% | 14.0744 | 23.3195 | 33.55% | 50.49% | 12.6827 | 4.82 | 19.8202 | 84.9902 | 205.4 | 1.0054 | 17733670.416 | 311.6403 | 16239.8105 | 1091987.5237 | 17733670.416 | 165222.5303 | 1487002.7729 | 0.1513 | 0.85408 | 104110468.3162 | 7267301.7568 | 15369064.8489 | 0 | 29472742.6854 | -126380688.2402 | 29838889.3671 | 27.3253 | 31.9938 | 29.0246 | 13612.5425 | 8515.6648
FALSE | FirstEnergy Pleasants Power Station | 6004_B_1 | 6004 | B | 1 | 2673 | Coal Steam | 0 | PJM_AP | West Virginia | 54 | Pleasants | 73 | 54073 | 644 | 10492 | 1979 | 2023 | 0 | 2562.1023 | 12.5% | 13.6819 | 21.1989 | 32.62% | 48.4% | 10.4416 | 9.64 | 22.7406 | 84.9902 | 214.13 | 1.0191 | 23675995.392 | 433.9494 | 15570.5894 | 1520558.7168 | 23675995.392 | 229961.9384 | 2069657.4453 | 0.15124 | 0.86784 | 138971174.2851 | 9199230.5189 | 20804163.7956 | 5.8814e-09 | 47065246.1514 | -175900635.2449 | 40139179.5061 | 26.3977 | 30.4177 | 27.5947 | 17771.0034 | 11455.2453
FALSE | FirstEnergy Pleasants Power Station | 6004_B_2 | 6004 | B | 2 | 2674 | Coal Steam | 0 | PJM_AP | West Virginia | 54 | Pleasants | 73 | 54073 | 644 | 10383 | 1980 | 2023 | 0 | 2521.3675 | 12.5% | 13.5346 | 21.0179 | 32.27% | 47.63% | 10.4416 | 9.64 | 22.7406 | 84.9902 | 214.13 | 1.0085 | 23430028.608 | 436.2115 | 15328.9232 | 1528484.9678 | 23430028.608 | 227572.8942 | 2048156.0479 | 0.14889 | 0.8596 | 137474578.4537 | 9168228.0197 | 20687399.938 | 0 | 46576291.5354 | -174073226.8155 | 39833271.1314 | 26.0606 | 30.3172 | 27.5035 | 17712.285 | 11367.9427
FALSE | Logan Generating Company LP | 10043_B_B01 | 10043 | B | B01 | 3524 | Coal Steam | 0 | PJM_EMAC | New Jersey | 34 | Gloucester | 15 | 34015 | 219 | 11837 | 1994 | 2022 | 0 | 2975.8337 | 12.5% | 15.0962 | 31.4581 | 35.99% | 56.22% | 19.3799 | 4.82 | 27.4041 | 84.9902 | 208 | 1.1168 | 9083429.712 | 140.1862 | 18491.8559 | 491212.4438 | 9083429.712 | 85700.5071 | 771304.5641 | 0.17447 | 0.94233 | 52143848.4875 | 4409984.8144 | 7415433.3509 | 2.9407e-09 | 21136916.8525 | -65553342.2233 | 19552841.2821 | 39.8053 | 42.2412 | 38.321 | 8392.2966 | 5580.1488
FALSE | Chambers Cogeneration LP | 10566_B_BOIL1 | 10566 | B | BOIL1 | 3554 | Coal Steam | 0 | PJM_EMAC | New Jersey | 34 | Salem | 33 | 34033 | 122 | 10097 | 1994 | 2022 | 0 | 2410.7636 | 12.5% | 13.1267 | 39.3055 | 31.29% | 45.55% | 32.3461 | 4.82 | 42.0872 | 84.9902 | 205.4 | 0.94073 | 4316346.336 | 83.8227 | 14695.7027 | 293714.8653 | 4316346.336 | 40214.8933 | 361934.0396 | 0.13692 | 0.80381 | 25258387.334 | 3294698.3189 | 3855493.0508 | 1.4703e-09 | 15232783.7705 | -30760852.5381 | 16880509.9359 | 57.4724 | 71.5003 | 64.8646 | 7913.4815 | 4817.4971
FALSE | Chambers Cogeneration LP | 10566_B_BOIL2 | 10566 | B | BOIL2 | 3555 | Coal Steam | 0 | PJM_EMAC | New Jersey | 34 | Salem | 33 | 34033 | 122 | 10097 | 1994 | 2022 | 0 | 2345.7144 | 12.5% | 12.8812 | 39.004 | 30.71% | 44.32% | 32.3461 | 4.82 | 42.0872 | 84.9902 | 205.4 | 0.94073 | 4316346.336 | 84.5365 | 14571.6168 | 296216.0207 | 4316346.336 | 40214.8933 | 361934.0396 | 0.13576 | 0.80496 | 24786131.4229 | 3297267.0243 | 3815624.8646 | 1.4703e-09 | 15232783.7705 | -30760852.5381 | 16370954.5441 | 55.2669 | 68.6577 | 62.2859 | 7598.8738 | 4672.0761
FALSE | Muscatine Plant #1 | 1167_B_7 | 1167 | B | 7 | 0 | Coal Steam | 0 | MIS_IA | Iowa | 19 | Muscatine | 139 | 19139 | 20.7 | 8800 | 1958 | 2023 | 0 | 1934.6361 | 12.5% | 11.2281 | 150.41 | 26.77% | 36.55% | 65.7555 | 4.82 | 79.9202 | 84.9902 | 214.13 | 0.85473 | 638288.64 | 15.1593 | 12016.4019 | 53118.1167 | 638288.64 | 6199.6166 | 55796.549 | 0.11671 | 0.73802 | 3665785.2925 | 2280106.7409 | 596413.6264 | -3.6759e-10 | 4459272.9515 | -4742160.7999 | 6259417.8114 | 117.8396 | 159.6701 | 144.8518 | 2998.4323 | 1786.3635
FALSE | Muscatine Plant #1 | 1167_B_8 | 1167 | B | 8 | 787 | Coal Steam | 0 | MIS_IA | Iowa | 19 | Muscatine | 139 | 19139 | 44 | 8300 | 1969 | 2023 | 0 | 1785.2621 | 12.5% | 10.5798 | 77.2688 | 25.22% | 33.73% | 65.7555 | 4.82 | 79.9202 | 84.9902 | 214.13 | 0.80617 | 1279660.8 | 32.9026 | 11099.4225 | 115290.7553 | 1279660.8 | 12429.1829 | 111862.6465 | 0.10781 | 0.69836 | 7342121.2232 | 2542344.7112 | 1219752.0817 | 0 | 8940088.2844 | -9507230.5891 | 10537075.7113 | 91.3957 | 130.8716 | 118.726 | 5223.9426 | 3007.1563
FALSE | Big Bend | 645_B_BB03 | 645 | B | BB03 | 469 | Coal Steam | 0 | FRCC | Florida | 12 | Hillsborough | 57 | 12057 | 395 | 10663 | 1976 | 2023 | 0 | 2625.2754 | 12.5% | 13.9074 | 24.244 | 33.15% | 49.6% | 14.2036 | 4.82 | 21.5425 | 84.9902 | 214.13 | 1.0357 | 14758445.04 | 264.0412 | 15951.6234 | 925200.1944 | 14758445.04 | 143346.9036 | 1290122.1323 | 0.15494 | 0.88075 | 86643434.7368 | 6401423.2694 | 12867153.7201 | 0 | 27792435.3994 | -109647759.8843 | 24056687.2414 | 26.0016 | 29.5222 | 26.7824 | 10579.0323 | 6865.4929
FALSE | Morgantown Generating Plant | 1573_B_1 | 1573 | B | 1 | 1065 | Coal Steam | 0 | PJM_SMAC | Maryland | 24 | Charles | 17 | 24017 | 596 | 10254 | 1970 | 2022 | 0 | 2477.275 | 12.5% | 13.3733 | 21.1734 | 31.88% | 46.8% | 11.3164 | 4.82 | 18.273 | 84.9902 | 214.13 | 0.99596 | 21414289.536 | 405.9896 | 15053.0568 | 1422587.4415 | 21414289.536 | 207994.2764 | 1871948.4879 | 0.14621 | 0.84975 | 125712441.3819 | 8596199.1231 | 19024759.7312 | 0 | 34206157.9231 | -159097308.0681 | 28442250.0912 | 19.9933 | 23.5285 | 21.3449 | 12721.5631 | 8117.0805
FALSE | Morgantown Generating Plant | 1573_B_2 | 1573 | B | 2 | 1066 | Coal Steam | 0 | PJM_SMAC | Maryland | 24 | Charles | 17 | 24017 | 609 | 10170 | 1971 | 2022 | 0 | 2447.7692 | 12.5% | 13.2644 | 20.9384 | 31.62% | 46.24% | 11.3164 | 4.82 | 18.273 | 84.9902 | 214.13 | 0.9878 | 21702129.12 | 416.4263 | 14873.0518 | 1459157.7678 | 21702129.12 | 210790.0258 | 1897110.2321 | 0.14446 | 0.84334 | 127408316.9689 | 8719284.6881 | 19354900.6743 | 0 | 34665939.0543 | -161235810.1601 | 28912631.2256 | 19.8146 | 23.4954 | 21.3149 | 12980.7743 | 8251.3217
FALSE | Avon Lake | 2836_B_12 | 2836 | B | 12 | 1906 | Coal Steam | 0 | PJM_ATSI | Ohio | 39 | Lorain | 93 | 39093 | 615 | 10011 | 1970 | 2022 | 0 | 2317.4302 | 12.5% | 12.7732 | 20.2896 | 30.45% | 43.78% | 11.2665 | 4.82 | 18.2164 | 84.9902 | 205.4 | 0.93271 | 21573304.56 | 427.731 | 14394.0101 | 1498769.5831 | 21573304.56 | 200995.9519 | 1808963.5675 | 0.13411 | 0.79861 | 123898656.8325 | 8678492.0788 | 19144082.7346 | 0 | 32952883.6473 | -153744206.0188 | 30929909.2743 | 20.6369 | 25.8411 | 23.4429 | 14417.3885 | 8827.0289
FALSE | W H Zimmer | 6019_B_1 | 6019 | B | 1 | 2683 | Coal Steam | 0 | PJM_West | Ohio | 39 | Clermont | 25 | 39025 | 1305 | 9761 | 1991 | 2022 | 0 | 2235.1096 | 12.5% | 12.4542 | 17.4664 | 29.69% | 42.23% | 7.4118 | 4.82 | 13.8514 | 84.9902 | 205.4 | 0.90942 | 44634319.92 | 917.5492 | 13882.7486 | 3215092.4289 | 44634319.92 | 415852.7312 | 3742674.5806 | 0.12934 | 0.78008 | 256340580.7373 | 16026282.2551 | 40041332.7467 | 0 | 51841300.7758 | -318090724.4973 | 46158772.0178 | 14.3569 | 18.4045 | 16.6964 | 21788.8354 | 13173.1655
FALSE | Cheswick Power Plant | 8226_B_1 | 8226 | B | 1 | 3475 | Coal Steam | 0 | PJM_West | Pennsylvania | 42 | Allegheny | 3 | 42003 | 565 | 10935 | 1970 | 2022 | 0 | 2726.7452 | 12.5% | 14.2622 | 22.5257 | 34% | 51.51% | 11.243 | 9.64 | 23.6481 | 84.9902 | 214.13 | 1.0621 | 21648675.6 | 372.9006 | 16568.1549 | 1306643.7221 | 21648675.6 | 210270.8385 | 1892437.5468 | 0.16092 | 0.90118 | 127094514.9163 | 8399847.6653 | 18635616.1125 | 0 | 44752510.1805 | -160838677.6227 | 38043811.2519 | 29.1157 | 32.3084 | 29.31 | 16560.1686 | 10857.2521
FALSE | Waukegan | 883_B_7 | 883 | B | 7 | 598 | Coal Steam | 0 | PJM_COMD | Illinois | 17 | Lake | 97 | 17097 | 328 | 10666 | 1958 | 2022 | 0 | 2538.2053 | 12.5% | 13.5957 | 25.3235 | 32.41% | 47.95% | 15.9635 | 4.82 | 23.5354 | 84.9902 | 214.13 | 1.036 | 12258561.792 | 221.6921 | 15780.659 | 776809.244 | 12258561.792 | 119065.8549 | 1071592.6939 | 0.15328 | 0.8827 | 70334143.7817 | 5614020.2092 | 10561241.0611 | 0 | 25220339.155 | -91074895.5092 | 20654848.6978 | 26.5893 | 30.1228 | 27.3272 | 8963.3176 | 5894.6486
FALSE | Waukegan | 883_B_8 | 883 | B | 8 | 599 | Coal Steam | 0 | PJM_COMD | Illinois | 17 | Lake | 97 | 17097 | 361 | 10890 | 1962 | 2022 | 0 | 2619.6861 | 12.5% | 13.8876 | 24.894 | 33.11% | 49.49% | 15.9635 | 4.82 | 23.5354 | 84.9902 | 214.13 | 1.0577 | 13775240.16 | 241.484 | 16279.7112 | 846159.9825 | 13775240.16 | 133797.1594 | 1204174.4343 | 0.15812 | 0.89961 | 79072744.6371 | 6011502.6704 | 11751148.1971 | 0 | 28340700.5382 | -102343046.3926 | 22833049.6502 | 26.9843 | 29.9956 | 27.2118 | 9823.4715 | 6516.2813
FALSE | Will County | 884_B_4 | 884 | B | 4 | 603 | Coal Steam | 0 | PJM_COMD | Illinois | 17 | Will | 197 | 17197 | 510 | 10252 | 1963 | 2022 | 0 | 2396.6484 | 12.5% | 13.0737 | 21.6055 | 31.17% | 45.28% | 12.4335 | 4.82 | 19.538 | 84.9902 | 214.13 | 0.99576 | 18320734.08 | 351.0497 | 14893.9587 | 1230078.2081 | 18320734.08 | 177946.9649 | 1601522.6842 | 0.14466 | 0.8511 | 105162794.4422 | 7584613.5765 | 16081734.0504 | 0 | 31290496.9935 | -136113760.3496 | 24005878.7131 | 19.5157 | 22.93 | 20.802 | 10608.9975 | 6850.9928
FALSE | Taconite Harbor Energy Center | 10075_B_1 | 10075 | B | 1 | 9003 | Coal Steam | 0 | MIS_MNWI | Minnesota | 27 | Cook | 31 | 27031 | 79 | 10438 | 1957 | 2022 | 0 | 2458.7442 | 12.5% | 13.305 | 52.1417 | 31.72% | 46.45% | 104.9043 | 4.82 | 124.2526 | 84.9902 | 208 | 0.98481 | 2889405.408 | 53.9427 | 15286.6295 | 189015.2045 | 2889405.408 | 27261.0145 | 245349.1302 | 0.14423 | 0.84058 | 16578115.6761 | 2812663.1367 | 2514855.4299 | 0 | 30485257.2061 | -20852275.7965 | 31538615.6523 | 166.8576 | 198.503 | 180.0807 | 14226.3749 | 9000.7465
FALSE | Taconite Harbor Energy Center | 10075_B_2 | 10075 | B | 2 | 9004 | Coal Steam | 0 | MIS_MNWI | Minnesota | 27 | Cook | 31 | 27031 | 76 | 10438 | 1957 | 2022 | 0 | 2543.2575 | 12.5% | 13.6139 | 53.9342 | 32.45% | 48.05% | 104.9043 | 4.82 | 124.2526 | 84.9902 | 208 | 0.98481 | 2779681.152 | 51.3346 | 15453.2891 | 179876.3442 | 2779681.152 | 26225.7861 | 236032.0746 | 0.1458 | 0.83901 | 16318846.1692 | 2768689.3102 | 2448827.0725 | 1.4703e-09 | 29327589.2109 | -20060417.2219 | 30803534.541 | 171.2484 | 204.1083 | 185.1659 | 14072.6058 | 8790.9631
FALSE | Joppa Steam | 887_B_1 | 887 | B | 1 | 605 | Coal Steam | 0 | S_C_TVA | Illinois | 17 | Massac | 127 | 17127 | 162 | 10983 | 1953 | 2022 | 0 | 2655.3101 | 12.5% | 14.0134 | 34.6714 | 33.41% | 50.17% | 24.9666 | 4.82 | 33.7306 | 84.9902 | 214.13 | 1.0668 | 6234477.984 | 107.8811 | 16492.6573 | 378015.3728 | 6234477.984 | 60554.6934 | 544992.2406 | 0.16019 | 0.90657 | 35805502.7972 | 3740386.3862 | 5297273.9488 | 0 | 18382906.072 | -46319008.7533 | 16907060.4509 | 44.7259 | 49.335 | 44.7565 | 7250.5459 | 4825.0743
FALSE | Joppa Steam | 887_B_2 | 887 | B | 2 | 606 | Coal Steam | 0 | S_C_TVA | Illinois | 17 | Massac | 127 | 17127 | 158 | 10919 | 1953 | 2022 | 0 | 2632.1397 | 12.5% | 13.9317 | 35.013 | 33.21% | 49.73% | 24.9666 | 4.82 | 33.7306 | 84.9902 | 214.13 | 1.0605 | 6045107.808 | 105.525 | 16348.754 | 369759.5441 | 6045107.808 | 58715.3649 | 528438.2842 | 0.15879 | 0.90176 | 34717895.4846 | 3694745.203 | 5151383.7832 | 0 | 17824531.4707 | -44912084.4106 | 16476471.5308 | 44.56 | 49.4147 | 44.8287 | 7082.9377 | 4702.1894
FALSE | Joppa Steam | 887_B_3 | 887 | B | 3 | 607 | Coal Steam | 0 | S_C_TVA | Illinois | 17 | Massac | 127 | 17127 | 161 | 10985 | 1954 | 2022 | 0 | 2656.0419 | 12.5% | 14.016 | 34.783 | 33.41% | 50.18% | 24.9666 | 4.82 | 33.7306 | 84.9902 | 214.13 | 1.067 | 6197121.84 | 107.2053 | 16497.1794 | 375647.3576 | 6197121.84 | 60191.8579 | 541726.7212 | 0.16024 | 0.90672 | 35591011.7138 | 3728917.8892 | 5265056.1236 | -1.4703e-09 | 18272758.1994 | -46041471.5537 | 16816272.3724 | 44.7661 | 49.3713 | 44.7893 | 7211.0799 | 4799.1645
FALSE | Joppa Steam | 887_B_4 | 887 | B | 4 | 608 | Coal Steam | 0 | S_C_TVA | Illinois | 17 | Massac | 127 | 17127 | 160 | 10873 | 1954 | 2022 | 0 | 2611.7718 | 12.5% | 13.8595 | 34.7006 | 33.04% | 49.34% | 24.9666 | 4.82 | 33.7306 | 84.9902 | 214.13 | 1.0561 | 6095838.72 | 107.1361 | 16238.04 | 375404.8344 | 6095838.72 | 59208.1078 | 532872.9704 | 0.15772 | 0.89836 | 34975195.6451 | 3717684.2362 | 5202933.0833 | 0 | 17974116.0218 | -45288989.3517 | 16580939.6347 | 44.1682 | 49.1652 | 44.6024 | 7136.3765 | 4732.0033
FALSE | Joppa Steam | 887_B_5 | 887 | B | 5 | 609 | Coal Steam | 0 | S_C_TVA | Illinois | 17 | Massac | 127 | 17127 | 150 | 10982 | 1955 | 2022 | 0 | 2755.8788 | 12.5% | 14.3624 | 36.4967 | 34.24% | 52.07% | 24.9666 | 4.82 | 33.7306 | 84.9902 | 214.13 | 1.0667 | 5772139.2 | 98.6418 | 16699.8125 | 345640.9585 | 5772139.2 | 56064.0555 | 504576.4992 | 0.1622 | 0.90446 | 33978983.7745 | 3600098.2015 | 4964237.3422 | 1.4703e-09 | 17019659.5481 | -42884066.1265 | 16678912.7397 | 48.255 | 53.352 | 48.4006 | 7260.0971 | 4759.9637
FALSE | Joppa Steam | 887_B_6 | 887 | B | 6 | 610 | Coal Steam | 0 | S_C_TVA | Illinois | 17 | Massac | 127 | 17127 | 158 | 10992 | 1955 | 2022 | 0 | 2807.7744 | 12.5% | 14.5391 | 35.7592 | 34.66% | 53.05% | 24.9666 | 4.82 | 33.7306 | 84.9902 | 214.13 | 1.0676 | 6085522.944 | 103.2371 | 16822.7885 | 361742.8201 | 6085522.944 | 59107.912 | 531971.208 | 0.1634 | 0.90424 | 36231574.0081 | 3691673.1885 | 5259424.7261 | 0 | 17943699.0499 | -45212348.369 | 17914022.6036 | 49.5214 | 54.7657 | 49.6831 | 7849.9355 | 5112.4494
FALSE | G G Allen | 2718_B_2 | 2718 | B | 2 | 1844 | Coal Steam | 0 | S_VACA | North Carolina | 37 | Gaston | 71 | 37071 | 162 | 10779 | 1957 | 2022 | 0 | 2696.6894 | 12.5% | 14.1581 | 34.8491 | 33.75% | 50.95% | 25.1947 | 4.82 | 33.9888 | 84.9902 | 205.4 | 1.0043 | 6118677.792 | 107.3224 | 16270.5855 | 376057.6272 | 6118677.792 | 57007.0044 | 513063.0394 | 0.15159 | 0.85268 | 36175154.7059 | 3740088.593 | 5324244.5296 | 0 | 17438406.4977 | -43605339.0152 | 19072555.311 | 50.7171 | 59.48 | 53.9599 | 8741.4971 | 5443.0809
FALSE | G G Allen | 2718_B_4 | 2718 | B | 4 | 1846 | Coal Steam | 0 | S_VACA | North Carolina | 37 | Gaston | 71 | 37071 | 257 | 10526 | 1960 | 2022 | 0 | 2489.2216 | 12.5% | 13.4172 | 27.4862 | 31.99% | 47.03% | 25.1947 | 4.82 | 33.9888 | 84.9902 | 205.4 | 0.9807 | 9478957.728 | 174.7972 | 15476.1149 | 612489.4897 | 9478957.728 | 88314.339 | 794829.0509 | 0.14419 | 0.83651 | 54386019.0986 | 4804509.3925 | 8217902.7478 | 2.9407e-09 | 27015300.3074 | -67552693.4561 | 26871038.0901 | 43.8718 | 52.4465 | 47.5792 | 12227.8496 | 7668.6753
FALSE | Lansing | 1047_B_4 | 1047 | B | 4 | 739 | Coal Steam | 0 | MIS_IA | Iowa | 19 | Allamakee | 5 | 19005 | 248 | 12042 | 1977 | 2022 | 0 | 3168.008 | 12.5% | 15.7061 | 30.6973 | 37.44% | 59.85% | 42.8619 | 9.64 | 59.4536 | 84.9902 | 205.4 | 1.1219 | 10464401.664 | 155.144 | 19249.3107 | 543624.7468 | 10464401.664 | 97495.6047 | 877460.4425 | 0.17934 | 0.9426 | 61434249.2865 | 4762495.6785 | 8538199.5862 | 0 | 52168159.9025 | -74575553.3567 | 52327551.0971 | 96.2567 | 102.1188 | 92.6416 | 22975.1164 | 14933.6618
FALSE | Seminole (FL) | 136_B_1 | 136 | B | 1 | 84 | Coal Steam | 0 | FRCC | Florida | 12 | Putnam | 107 | 12107 | 652 | 9889 | 1984 | 2023 | 0 | 2277.3426 | 12.5% | 12.6187 | 19.8389 | 30.08% | 43.02% | 10.9227 | 4.82 | 17.8271 | 84.9902 | 205.4 | 0.92135 | 22592488.512 | 455.8657 | 14143.7015 | 1597353.3157 | 22592488.512 | 210491.5695 | 1894424.1252 | 0.13178 | 0.78957 | 129764059.4716 | 9043861.0146 | 20156541.8451 | -5.8814e-09 | 33772119.5744 | -161007517.3512 | 31729064.5545 | 19.8635 | 25.1574 | 22.8226 | 14880.3345 | 9055.0983
FALSE | Chesterfield | 3797_B_5 | 3797 | B | 5 | 2519 | Coal Steam | 0 | PJM_Dom | Virginia | 51 | Chesterfield | 41 | 51041 | 336 | 10256 | 1964 | 2023 | 0 | 2474.3086 | 12.5% | 13.3624 | 24.8317 | 31.85% | 46.75% | 53.319 | 4.82 | 65.837 | 84.9902 | 214.13 | 0.99615 | 12074840.064 | 228.9674 | 15050.245 | 802301.8942 | 12074840.064 | 117281.389 | 1055532.5014 | 0.14618 | 0.84997 | 70813611.3638 | 5685650.9255 | 10720708.6258 | 2.9407e-09 | 69493124.2299 | -89709936.2697 | 67003158.8752 | 83.5136 | 98.2547 | 89.1361 | 29949.7188 | 19121.9061
FALSE | Chesterfield | 3797_B_6 | 3797 | B | 6 | 2520 | Coal Steam | 0 | PJM_Dom | Virginia | 51 | Chesterfield | 41 | 51041 | 670 | 10217 | 1969 | 2023 | 0 | 2386.6187 | 12.5% | 13.036 | 20.235 | 31.08% | 45.09% | 53.319 | 4.82 | 65.837 | 84.9902 | 214.13 | 0.99236 | 23986246.56 | 461.7853 | 14823.7516 | 1618095.5579 | 23986246.56 | 232975.3686 | 2096778.3173 | 0.14398 | 0.84838 | 137756556.7786 | 9344231.1784 | 21093558.4785 | 0 | 138045655.5256 | -178205644.0369 | 128034357.9242 | 79.1266 | 93.2675 | 84.6117 | 56689.8603 | 36539.4857
FALSE | Edgewater | 4050_B_5 | 4050 | B | 5 | 2600 | Coal Steam | 0 | MIS_WUMS | Wisconsin | 55 | Sheboygan | 117 | 55117 | 416 | 10454 | 1985 | 2025 | 0 | 2467.808 | 12.5% | 13.3385 | 23.1837 | 31.8% | 46.62% | 12.1579 | 9.64 | 24.6841 | 84.9902 | 205.4 | 0.97399 | 15238419.456 | 283.7209 | 15327.9629 | 994158.1654 | 15238419.456 | 141974.5694 | 1277771.1243 | 0.14281 | 0.83118 | 87516898.8544 | 6577705.8402 | 13260572.7551 | 0 | 31540573.6119 | -108598045.0389 | 30297706.0226 | 30.4757 | 36.6657 | 33.2629 | 13837.3745 | 8646.6056
FALSE | Martin Drake | 492_B_6 | 492 | B | 6 | 314 | Coal Steam | 0 | WECC_CO | Colorado | 8 | El Paso | 41 | 8041 | 77 | 11438 | 1968 | 2022 | 0 | 2921.3912 | 12.5% | 14.9182 | 55.0532 | 35.56% | 55.19% | 9.7653 | 9.64 | 21.9747 | 84.9902 | 214.13 | 1.111 | 3086063.904 | 49.6159 | 17750.8891 | 173854.0471 | 3086063.904 | 29974.547 | 269770.9232 | 0.17241 | 0.93855 | 18117554.8645 | 2731512.8228 | 2593593.2921 | 7.3517e-10 | 5928140.6073 | -22927889.2875 | 6442912.2993 | 37.0593 | 39.4859 | 35.8213 | 2758.2437 | 1838.7307
FALSE | Martin Drake | 492_B_7 | 492 | B | 7 | 315 | Coal Steam | 0 | WECC_CO | Colorado | 8 | El Paso | 41 | 8041 | 131 | 11479 | 1974 | 2022 | 0 | 2835.3108 | 12.5% | 14.632 | 39.5622 | 34.88% | 53.57% | 9.7653 | 9.64 | 21.9747 | 84.9902 | 214.13 | 1.1149 | 5269136.496 | 85.3054 | 17627.8385 | 298909.9589 | 5269136.496 | 51178.454 | 460606.0864 | 0.17122 | 0.94372 | 30231948.1031 | 3374871.1802 | 4373644.019 | 0 | 10121689.9582 | -39147011.2024 | 8955142.0582 | 29.9593 | 31.7459 | 28.7997 | 3772.7559 | 2555.6912
FALSE | R M Schahfer | 6085_B_17 | 6085 | B | 17 | 2764 | Coal Steam | 0 | MIS_INKY | Indiana | 18 | Jasper | 73 | 18073 | 361 | 11629 | 1983 | 2025 | 0 | 2997.8089 | 12.5% | 15.1674 | 26.4661 | 36.16% | 56.64% | 10.398 | 9.64 | 22.6911 | 84.9902 | 214.13 | 1.1295 | 14710033.776 | 230.4707 | 18215.1963 | 807569.3231 | 14710033.776 | 142876.6911 | 1285890.2201 | 0.17692 | 0.95259 | 86359243.716 | 6099658.843 | 12248690.2157 | 5.8814e-09 | 29178325.8624 | -109288088.7511 | 24597829.886 | 30.4591 | 31.9751 | 29.0076 | 10471.7488 | 7019.9286
FALSE | R M Schahfer | 6085_B_18 | 6085 | B | 18 | 2765 | Coal Steam | 0 | MIS_INKY | Indiana | 18 | Jasper | 73 | 18073 | 361 | 11469 | 1986 | 2025 | 0 | 2933.7141 | 12.5% | 14.9587 | 26.2098 | 35.66% | 55.43% | 10.398 | 9.64 | 22.6911 | 84.9902 | 214.13 | 1.114 | 14507642.736 | 232.2663 | 17825.6997 | 813861.0527 | 14507642.736 | 140910.8926 | 1268198.0337 | 0.17314 | 0.94083 | 85171270.1888 | 6087648.6711 | 12174311.152 | 0 | 28776869.8354 | -107784425.9942 | 24425673.8531 | 30.0121 | 31.8996 | 28.9391 | 10447.0151 | 6970.7973
FALSE | Scherer | 6257_B_4 | 6257 | B | 4 | 2878 | Coal Steam | 0 | S_SOU | Georgia | 13 | Monroe | 207 | 13207 | 860 | 10615 | 1989 | 2022 | 0 | 2606.6217 | 12.5% | 13.8412 | 20.2916 | 33% | 49.25% | 8.8777 | 4.82 | 15.5114 | 84.9902 | 214.13 | 1.031 | 31987665.6 | 576.2319 | 15842.4075 | 2019116.4455 | 31987665.6 | 310692.1362 | 2796229.2259 | 0.15388 | 0.87715 | 187743297.8142 | 11692678.1209 | 27947023.9016 | -5.8814e-09 | 43373466.3785 | -237652128.4906 | 33104337.7247 | 16.3955 | 18.6918 | 16.9571 | 14583.1117 | 9447.585
FALSE | AES Petersburg | 994_B_2 | 994 | B | 2 | 693 | Coal Steam | 0 | MIS_INKY | Indiana | 18 | Pike | 125 | 18125 | 422 | 10642 | 1969 | 2023 | 0 | 2529.7644 | 12.5% | 13.5651 | 23.3654 | 32.34% | 47.79% | 11.9092 | 4.82 | 18.9443 | 84.9902 | 205.4 | 0.9915 | 15736197.696 | 285.5336 | 15728.1795 | 1000509.8002 | 15736197.696 | 146612.3109 | 1319510.7984 | 0.14654 | 0.84497 | 90287262.903 | 6671609.669 | 13571991.9296 | 0 | 24997179.7155 | -112145508.9923 | 23382535.2248 | 23.3706 | 27.6587 | 25.0918 | 10588.7364 | 6673.098
FALSE | San Juan | 2451_G_1 | 2451 | G | 1 | 1596 | Coal Steam | 0 | WECC_NM | New Mexico | 35 | San Juan | 45 | 35045 | 340 | 11292 | 1976 | 2022 | 0 | 2764.9939 | 12.5% | 14.3936 | 25.9994 | 34.31% | 52.24% | 10.0093 | 9.64 | 22.251 | 84.9902 | 214.13 | 1.0968 | 13452837.12 | 223.3352 | 17190.6605 | 782566.6205 | 13452837.12 | 130665.6996 | 1175991.296 | 0.16697 | 0.92981 | 77186361.3631 | 5806589.7377 | 11263962.0928 | 0 | 26166961.6175 | -99947755.3562 | 20476119.4548 | 26.1653 | 28.1406 | 25.529 | 8679.859 | 5843.6414
FALSE | San Juan | 2451_G_4 | 2451 | G | 4 | 1599 | Coal Steam | 0 | WECC_NM | New Mexico | 35 | San Juan | 45 | 35045 | 507 | 10884 | 1982 | 2022 | 0 | 2615.7198 | 12.5% | 13.8735 | 22.6209 | 33.07% | 49.42% | 10.0093 | 9.64 | 22.251 | 84.9902 | 214.13 | 1.0571 | 19335730.752 | 339.318 | 16262.5858 | 1188970.2493 | 19335730.752 | 187805.4988 | 1690249.4889 | 0.15796 | 0.89919 | 110939773.3527 | 7675661.772 | 16495235.1848 | 0 | 37609711.611 | -143654670.7282 | 29065711.1923 | 24.4461 | 27.1867 | 24.6637 | 12504.472 | 8295.0089
FALSE | Crist | 641_B_4 | 641 | B | 4 | 459 | Coal Steam | 0 | S_SOU | Florida | 12 | Escambia | 33 | 12033 | 75 | 11399 | 1959 | 2024 | C2G | 2805.0791 | 12.5% | 14.53 | 55.5557 | 34.64% | 52.99% | 42.3537 | 4.82 | 53.4199 | 84.9902 | 214.13 | 1.1072 | 2995657.2 | 49.0213 | 17439.8801 | 171770.5153 | 2995657.2 | 29096.4382 | 261867.9437 | 0.16939 | 0.93778 | 17187740.9276 | 2723409.3375 | 2495826.3375 | 7.3517e-10 | 13988949.4601 | -22256213.3389 | 14139712.7238 | 82.3175 | 87.7792 | 79.6327 | 5972.4551 | 4035.3061
FALSE | Crist | 641_B_5 | 641 | B | 5 | 460 | Coal Steam | 0 | S_SOU | Florida | 12 | Escambia | 33 | 12033 | 75 | 11274 | 1961 | 2026 | C2G | 2758.2896 | 12.5% | 14.3707 | 55.3599 | 34.26% | 52.11% | 42.3537 | 4.82 | 53.4199 | 84.9902 | 214.13 | 1.095 | 2962807.2 | 49.3061 | 17148.978 | 172768.7332 | 2962807.2 | 28777.3703 | 258996.3327 | 0.16657 | 0.92846 | 16999262.3228 | 2729585.0915 | 2482802.4798 | 0 | 13835548.4001 | -22012154.5033 | 14035043.7909 | 81.236 | 87.4951 | 79.375 | 5953.1285 | 4005.4349

## Generic Costs
Set Capacity Factor
50%
Capacity (MW) | Heat Rate (Btu/kWh) | CO2 transportation cost to the saline formation boundary (2019$/metric ton) | CO2 STORAGE cost to the saline formation boundary (2019$/metric ton) | Capital Costs ($/KW) | Amortization Period | Capital Charge Rate (%) | VOM Incremental ($/MWh) | FOM Incremental ($/KW-yr) | Capacity Penalty (%) | Heat Rate Penalty (%) | Storage ($/Ton) | Transport ($/Ton) | Storage ($/Ton) | Transport ($/Ton) | 45(q) ($/Metric Tonne) | Initial CO2 Emission Rate Assumed (lbs/MMBtu) | Initial Plant Emission Rate (Tonne/MWh) | CCS Capacity (MW) | CCS Heat Rate (Btu/kWh) | CCS Capacity Factor (%) | CCS Generation (MWh) | CCS Heat Input (mmBtu) | CCS CO2 Emissions (metric tons) | CCS CO2 Emissions Abated (metric tons) | Increased Fuel Cost ($/MWh) | Transportation and Storage Costs Non-EOR ($) | 45Q Subsidy ($) | Levelized Capital Cost ($) | FOM | VOM | Levelized Total Non-EOR Cost including 45Q ($) | Levelized Total Non-EOR Cost including 45Q ($/MWh) | Emission Rate after CCS (Tonne/MWh) | Change in Emission Rate after CCS (Tonne/MWh) | Levelized CO2 Cost ($/metric tons)
400 | 10000 | 22.24 | 5.46 | 2222 | 12yr | 0.11981 | 5 | 31.3 | 30.7% | 44.3% | 5.46 | 22.24 | 6.1829 | 25.1847 | 84.9902 | 205.1997 | 0.93078 | 277.2 | 14430 | 0.5 | 1214136 | 17519982.48 | 163072.4276 | 1467651.848 | -2.2782e-05 | 50746411.1046 | -124736048.936 | 73794782.9053 | 8676360 | 6070680 | 14552185.0739 | 11.9856 | 0.13431 | 0.79647 | 15.0485
400 | 10000 | 22.24 | 5.46 | 2222 | 11yr | 0.12742 | 5 | 31.3 | 30.7% | 44.3% | 5.46 | 22.24 | 6.5756 | 26.7841 | 84.9914 | 205.1997 | 0.93078 | 277.2 | 14430 | 0.5 | 1214136 | 17519982.48 | 163072.4276 | 1467651.848 | -2.2782e-05 | 53969165.8876 | -124737747.994 | 78481271.7504 | 8676360 | 6070680 | 22459729.644 | 18.4985 | 0.13431 | 0.79647 | 23.2257
400 | 10000 | 22.24 | 5.46 | 2222 | 10yr | 0.13737 | 5 | 31.3 | 30.7% | 44.3% | 5.46 | 22.24 | 7.0891 | 28.8758 | 84.9921 | 205.1997 | 0.93078 | 277.2 | 14430 | 0.5 | 1214136 | 17519982.48 | 163072.4276 | 1467651.848 | -2.2782e-05 | 58183756.1374 | -124738768.2198 | 84610075.0637 | 8676360 | 6070680 | 32802102.9812 | 27.0168 | 0.13431 | 0.79647 | 33.9208
400 | 10000 | 22.24 | 5.46 | 2222 | 9yr | 0.1467 | 5 | 31.3 | 30.7% | 44.3% | 5.46 | 22.24 | 7.5706 | 30.8371 | 84.9929 | 205.1997 | 0.93078 | 277.2 | 14430 | 0.5 | 1214136 | 17519982.48 | 163072.4276 | 1467651.848 | -2.2782e-05 | 62135670.3548 | -124740017.9904 | 90356898.2456 | 8676360 | 6070680 | 42499590.6099 | 35.004 | 0.13431 | 0.79647 | 43.949
400 | 10000 | 22.24 | 5.46 | 2222 | 8yr | 0.16025 | 5 | 31.3 | 30.7% | 44.3% | 5.46 | 22.24 | 8.27 | 33.6857 | 84.994 | 205.1997 | 0.93078 | 277.2 | 14430 | 0.5 | 1214136 | 17519982.48 | 163072.4276 | 1467651.848 | -2.2782e-05 | 67875567.9515 | -124741583.3935 | 98703784.0218 | 8676360 | 6070680 | 56584808.5797 | 46.605 | 0.13431 | 0.79647 | 58.5146
400 | 10000 | 22.24 | 5.46 | 2222 | 7yr | 0.17783 | 5 | 31.3 | 30.7% | 44.3% | 5.46 | 22.24 | 9.1771 | 37.3806 | 84.9954 | 205.1997 | 0.93078 | 277.2 | 14430 | 0.5 | 1214136 | 17519982.48 | 163072.4276 | 1467651.848 | -2.2782e-05 | 75320626.809 | -124743599.7086 | 109530293.5256 | 8676360 | 6070680 | 74854360.626 | 61.6524 | 0.13431 | 0.79647 | 77.4072
400 | 10000 | 22.24 | 5.46 | 2222 | 6yr | 0.20126 | 5 | 31.3 | 30.7% | 44.3% | 5.46 | 22.24 | 10.3866 | 42.3074 | 84.9959 | 205.1997 | 0.93078 | 277.2 | 14430 | 0.5 | 1214136 | 17519982.48 | 163072.4276 | 1467651.848 | -2.2782e-05 | 85247913.2734 | -124744448.6044 | 123966426.7128 | 8676360 | 6070680 | 99216931.3817 | 81.7181 | 0.13431 | 0.79647 | 102.6006
400 | 10000 | 22.24 | 5.46 | 2222 | 5yr | 0.23772 | 5 | 31.3 | 30.7% | 44.3% | 5.46 | 22.24 | 12.2679 | 49.9705 | 84.9968 | 205.1997 | 0.93078 | 277.2 | 14430 | 0.5 | 1214136 | 17519982.48 | 163072.4276 | 1467651.848 | -2.2782e-05 | 100688960.472 | -124745638.6775 | 146420600.339 | 8676360 | 6070680 | 137110962.1335 | 112.9288 | 0.13431 | 0.79647 | 141.787
400 | 10000 | 22.24 | 5.46 | 2222 | 4yr | 0.28327 | 5 | 31.3 | 30.7% | 44.3% | 5.46 | 22.24 | 14.6185 | 59.545 | 84.998 | 205.1997 | 0.93078 | 277.2 | 14430 | 0.5 | 1214136 | 17519982.48 | 163072.4276 | 1467651.848 | -2.2782e-05 | 119981236.1755 | -124747425.8137 | 174475181.2699 | 8676360 | 6070680 | 184456031.6317 | 151.9237 | 0.13431 | 0.79647 | 190.7467
400 | 10000 | 22.24 | 5.46 | 2222 | 3yr | 0.37306 | 5 | 31.3 | 30.7% | 44.3% | 5.46 | 22.24 | 19.2525 | 78.4204 | 85 | 205.1997 | 0.93078 | 277.2 | 14430 | 0.5 | 1214136 | 17519982.48 | 163072.4276 | 1467651.848 | -2.2782e-05 | 158014452.1081 | -124750407.0795 | 229782598.1265 | 8676360 | 6070680 | 277793683.155 | 228.7995 | 0.13431 | 0.79647 | 287.2676
400 | 10000 | 22.24 | 5.46 | 2222 | 2yr | 0.52988 | 5 | 31.3 | 30.7% | 44.3% | 5.46 | 22.24 | 27.3455 | 111.3854 | 85 | 205.1997 | 0.93078 | 277.2 | 14430 | 0.5 | 1214136 | 17519982.48 | 163072.4276 | 1467651.848 | -2.2782e-05 | 224437791.0524 | -124750407.0795 | 326374569.2737 | 8676360 | 6070680 | 440808993.2465 | 363.0639 | 0.13431 | 0.79647 | 455.8424
400 | 10000 | 22.24 | 5.46 | 2222 | 1yr | 1.022 | 5 | 31.3 | 30.7% | 44.3% | 5.46 | 22.24 | 52.7418 | 214.8311 | 85 | 205.1997 | 0.93078 | 277.2 | 14430 | 0.5 | 1214136 | 17519982.48 | 163072.4276 | 1467651.848 | -2.2782e-05 | 432877515.561 | -124750407.0795 | 629484954.5034 | 8676360 | 6070680 | 952359102.9848 | 784.3924 | 0.13431 | 0.79647 | 984.8385

## LOOKUPS
Coal |  |  |  | 2030-01-01 | 2031-01-01 | 2032-01-01 | 2033-01-01 | 2034-01-01 | 2035-01-01 | 2036-01-01 | 2037-01-01 | 2038-01-01 | 2039-01-01 | 2040-01-01 | 2041-01-01 | 2042-01-01 | 2043-01-01 | 2044-01-01 | 2045-01-01 | 2046-01-01 | 2047-01-01 | 2048-01-01 | 2049-01-01 | 2050-01-01 | 2051-01-01 | 2052-01-01 | 2053-01-01 | 2054-01-01 | 2055-01-01
Fuel CO2 Content | 205 | lb/MMBtu |  | 2030 | 2031 | 2032 | 2033 | 2034 | 2035 | 2036 | 2037 | 2038 | 2039 | 2040 | 2041 | 2042 | 2043 | 2044 | 2045 | 2046 | 2047 | 2048 | 2049 | 2050 | 2051 | 2052 | 2053 | 2054 | 2055
Fuel Cost | 1.5788 | $/MMBtu |  | 85 | 85 | 85 | 85 | 85 | 85 | 85 | 85 | 85 | 85 | 85 | 85 | 0 | 0 | 0 | 0 | 0 | 0 | 0 | 0 | 0 | 0 | 0 | 0 | 0 | 0
Discount Rate
3.76%
Levelized 45(q) subsidy
$/Metric Tonne
Amortization Period | Capital Charge Rate (%) | Change relative to 15 year amortization |  | 2031-01-01: PV; 2032-01-01: Lev
1yr | 106.6% | 9.6597 | 15 | 2030-01-01: 15yr; 2031-01-01: 839.2763; 2032-01-01: 71.5345
2yr | 55.28% | 5.0083 | 14 | 2030-01-01: 14yr; 2031-01-01: 839.2763; 2032-01-01: 75.3659
3yr | 38.92% | 3.5261 | 13 | 2030-01-01: 13yr; 2031-01-01: 839.2763; 2032-01-01: 79.8009
4yr | 29.55% | 2.6774 | 12 | 2030-01-01: 12yr; 2031-01-01: 839.2763; 2032-01-01: 84.9902
5yr | 24.8% | 2.2469 | 11 | 2030-01-01: 11yr; 2031-01-01: 782.6579; 2032-01-01: 84.9914
6yr | 21% | 1.9023 | 10 | 2030-01-01: 10yr; 2031-01-01: 723.9047; 2032-01-01: 84.9921
7yr | 18.55% | 1.6808 | 9 | 2030-01-01: 9yr; 2031-01-01: 662.9424; 2032-01-01: 84.9929
8yr | 16.72% | 1.5146 | 8 | 2030-01-01: 8yr; 2031-01-01: 599.6879; 2032-01-01: 84.994
9yr | 15.3% | 1.3866 | 7 | 2030-01-01: 7yr; 2031-01-01: 534.0551; 2032-01-01: 84.9954
10yr | 14.33% | 1.2984 | 6 | 2030-01-01: 6yr; 2031-01-01: 465.9475; 2032-01-01: 84.9959
11yr | 13.29% | 1.2043 | 5 | 2030-01-01: 5yr; 2031-01-01: 395.2791; 2032-01-01: 84.9968
12yr | 12.5% | 1.1324 | 4 | 2030-01-01: 4yr; 2031-01-01: 321.9536; 2032-01-01: 84.998
13yr | 11.85% | 1.0732 | 3 | 2030-01-01: 3yr; 2031-01-01: 245.8711; 2032-01-01: 85
14yr | 11.28% | 1.0223 | 2 | 2030-01-01: 2yr; 2031-01-01: 166.9198; 2032-01-01: 85
15yr | 11.04% | 1 | 1 | 2030-01-01: 1yr; 2031-01-01: 85; 2032-01-01: 85