## README
README
This excel file is provided as an attachment to the 2024 Technical memo for the MATS Review of the RTR to document fPM rate and PM upgrade assumptions for the final PM analysis
Note: "Not a Number" (NaN) are used as data flags or fillers for unavailable data
Note: Rounding in this spreadsheet may result in approximate values
This document is organized as follows:
Unit-Level Information and Inputs sheet: Summarizes the relevant unit-level information for the analysis.
Data sources: NEEDS (8-17-23 version): https://www.epa.gov/power-sector-modeling/national-electric-energy-data-system-needs-v6
fPM compliance data for "N" in column L "Additional Data Review Since Proposal" was provided in the proposal docket
fPM compliance data for "Y" in column L "Additional Data Review Since Proposal" is provided in the docket for the final rule
Quarterly Lowest Achieved fPM Rates (99th percentile of each quarter, lb/MMBtu) prints the 99th percentile of each quarter of fPM data evaluated. The lowest value is the lowest achieved fPM rate used throughout the analysis
0.015, 0.010, and 0.006 Limit Assumption sheets: Summarizes the PM control upgrade assumption and cost for the EGUs identified as needing additional controls
Capital Charge Rate (%) in column I is shown and applied for EGUs retiring in the near-term needing ESP upgrades. Other cost assumptions are already annual. Costs are in 2019$
Emission reductions (tons) for fPM2.5 and the individual metals uses emission factors provided in the "Metals Ratios" tab.
Metals Ratios: Emission factors for the 10 non-Hg HAP metals, total metals, and fPM2.5
Unit-specific emission ratios were derived from the 2010 Information Collection Request (ICR) data, which is described in the 2018 memo "Emission Factor Development for RTR Risk Modeling Dataset for Coal- and Oil-fired EGUs" (Docket ID No. EPA-HQ-OAR-2018-0794-0010).
FF Upgrade Estimated Costs: Summarizes the Bag upgrade and Increased Std Bag Frequency costs used throughout the costs analysis. See 2024 Technical memo.
FF Install Estimated Costs: Documents the Capital, VOM, and FOM costs used to estimate FF install costs
The total costs were calculated by:
[(Capital Cost $/kW)*(Capacity, MW)*1000)*Capital Charge Rate (%)]+[(VOM $/MWh)*(Average Annual Gross Generation, MWh)*Capital Charge Rate ($)]+[FOM ($/kW yr)*Capacity (MW)*1000]
Average Annual Gross Generation was not available for Mayo (ORIS 6250). In this case, gross generation was estimated assuming a 50% capacity factor.

## Unit-Level Information & Inputs
| Plant Name | UniqueID_Final | Number of Units | Latitude | Longitude | State Name | Capacity (MW) | Modeled Fuels | PM Control | On Line Year | Retirement Year | Owner Name | Additional Data Review since Proposal | Number of Quarters Evaluated | Compliance Method | Heat Rate (Btu/kWh) | Average Annual Heat Input (mmBtu) | Quarterly Lowest Achieved fPM Rates (99th percentile of each quarter, lb/MMBtu) | Lowest Achieved fPM Rate (lowest 99th percentile, lb/MMBtu) | Average of All Data (lb/MMBtu)
0 | Barry | 3_B_5 | 1 | 31.0069 | -88.0103 | Alabama | 756 | Bituminous | ESPC + WS | 1971 |  | Alabama Power Co | N | 4 | Stack | 10141 | 33220819.4 | 0.005, 0.016, 0.00396, 0.01092 | 0.00396 | 0.00775
1 | Platte | 59_B_1 | 1 | 40.8548 | -98.3482 | Nebraska | 100 | Subbituminous | ESPH + B | 1982 |  | Grand Island Utilities | N | 2 | PM CEMS | 11578 | 5565508.2 | 0.00407, 0.00772 | 0.0040682 | 0.0021236
2 | Whelan Energy Center | 60_B_1 | 1 | 40.5809 | -98.3124 | Nebraska | 77 | Subbituminous | ESPC | 1981 |  | Hastings Utilities (NE) | N | 1 | PM CEMS | 12708 | 4392679 | 0.00682 | 0.0068218 | 0.0065137
3 | Whelan Energy Center | 60_B_2 | 1 | 40.5809 | -98.3124 | Nebraska | 232 | Subbituminous | B | 2011 |  | Heartland Consumers Power District | N | 1 | PM CEMS | 12132 | 9879679.2 | 0.00105 | 0.0010509 | 0.0010184
4 | Holcomb | 108_B_SGU1 | 1 | 37.9308 | -100.9725 | Kansas | 359 | Subbituminous | B | 1983 |  | Sunflower Electric Power Corp | N | 2 | Stack | 10904 | 15493499.6 | 0.00189, 0.0069 | 0.00189 | 0.00385
5 | Cross | 130_B_2 | 1 | 33.3715 | -80.1132 | South Carolina | 570 | Bituminous | ESPC + WS | 1984 |  | Santee Cooper | N | 3 | CPMS | 10475 | 2390664.25 | 0.00182, 0.00193 | 0.0018191 | 0.0016604
6 | Cross | 130_B_1 | 1 | 33.3715 | -80.1132 | South Carolina | 580 | Bituminous | ESPC + WS | 1995 |  | Santee Cooper | N | 1 | PM CEMS | 10570 | 22112425.8 | 0.0025 | 0.002496 | 0.0023333
7 | Cross | 130_B_3 | 1 | 33.3715 | -80.1132 | South Carolina | 600 | Bituminous | ESPC + WS | 2007 |  | Santee Cooper | N | 2 | Stack | 9772 | 29926795.8 | 0.00508, 0.0026 | 0.002596 | 0.0034167
8 | Cross | 130_B_4 | 1 | 33.3715 | -80.1132 | South Carolina | 600 | Bituminous | ESPC + WS | 2008 |  | Santee Cooper | N | 2 | Stack | 9801 | 34028890.4 | 0.0052, 0.0029 | 0.002898 | 0.0039167
9 | Seminole | 136_B_2 | 1 | 29.7331 | -81.6328 | Florida | 657 | Bituminous | ESPC | 1984 |  | Seminole Electric Coop Inc | N | 4 | Stack | 9871 | 37530746.6 | 0.02592, 0.00998, 0.00798, 0.01994 | 0.00798 | 0.014167
10 | Apache Station | 160_B_3 | 1 | 32.0603 | -109.8931 | Arizona | 175 | Bituminous, Subbituminous | ESPH | 1979 |  | Arizona Electric Power Coop Inc | N | 2 | Stack | 11040 | 10556309 | 0.00418, 0.00568 | 0.004182 | 0.0041333
11 | GREC | 165_B_2 | 1 | 36.1903 | -95.2894 | Oklahoma | 492 | Subbituminous | B | 1982 |  | Grand River Dam Authority | N | 1 | Stack | 12314 | 6051935.6 | 0.001 | 0.001 | 0.001
12 | Limestone | 298_B_LIM1 | 1 | 31.4219 | -96.2525 | Texas | 831 | Lignite, Subbituminous | ESPC | 1985 | 2029 | NRG Texas LLC | N | 2 | Stack | 10605 | 38867552 | 0.0023, 0.00818 | 0.0022964 | 0.00457
13 | Limestone | 298_B_LIM2 | 1 | 31.4219 | -96.2525 | Texas | 858 | Lignite, Subbituminous | ESPC | 1986 | 2029 | NRG Texas LLC | N | 2 | Stack | 10567 | 44935143.8 | 0.00287, 0.00508 | 0.002874 | 0.0033283
14 | Comanche | 470_B_3 | 1 | 38.2081 | -104.5747 | Colorado | 750 | Subbituminous | B | 2010 | 2031 | Public Service Co of Colorado | N | 1 | PM CEMS | 10459 | 36691347.2 | 0.0068 | 0.0068 | 0.0062098
15 | Hayden | 525_B_H1 | 1 | 40.4856 | -107.185 | Colorado | 179 | Bituminous | B | 1976 | 2029 | Public Service Co of Colorado | N | 2 | Stack | 10910 | 12697981.4 | 0.00498, 0.002 | 0.002 | 0.0028333
16 | Crystal River | 628_B_4 | 1 | 28.9656 | -82.6977 | Florida | 712 | Bituminous | ESPC | 1982 | 2034 | Duke Energy Florida | N | 2 | PM CEMS | 10431 | 31839844.2 | 0.00814, 0.0111 | 0.0081418 | 0.0077547
17 | Crystal River | 628_B_5 | 1 | 28.9656 | -82.6977 | Florida | 710 | Bituminous | ESPC | 1984 | 2034 | Duke Energy Florida | N | 2 | PM CEMS | 10391 | 31809430 | 0.00814, 0.0111 | 0.0081418 | 0.0077547
18 | Big Bend | 645_B_BB04 | 1 | 27.7944 | -82.4036 | Florida | 437 | Bituminous, Natural Gas | ESPC | 1985 |  | Tampa Electric Co | N | 1 | PM CEMS | 10792 | 20229002 | 0.00953 | 0.00953 | 0.0025662
19 | Northside Generating Station | 667_B_1 | 1 | 30.4172 | -81.5525 | Florida | 293 | Bituminous, Petroleum Coke | B | 2002 |  | JEA | N | 2 | Stack | 10368 | 15447831.6 | 0.00307, 0.00123 | 0.0012264 | 0.0010655
20 | Northside Generating Station | 667_B_2 | 1 | 30.4172 | -81.5525 | Florida | 293 | Bituminous, Petroleum Coke | B | 2002 |  | JEA | N | 2 | Stack | 10386 | 9628369.2 | 0.002, 0.002 | 0.002 | 0.0018333
21 | Bowen | 703_B_1BLR | 1 | 34.1256 | -84.9222 | Georgia | 724 | Bituminous | ESPC + WS | 1971 |  | Georgia Power Co | N | 2 | Stack | 10032 | 28454220 | 0.006, 0.004 | 0.004 | 0.0046667
22 | Bowen | 703_B_2BLR | 1 | 34.1256 | -84.9222 | Georgia | 724 | Bituminous | ESPC + WS | 1972 |  | Georgia Power Co | N | 2 | Stack | 9954 | 21631343 | 0.00398, 0.00598 | 0.00398 | 0.0043333
23 | Bowen | 703_B_3BLR | 1 | 34.1256 | -84.9222 | Georgia | 892 | Bituminous | ESPC + B + WS | 1974 | 2035 | Georgia Power Co | N | 2 | Stack | 9780 | 32043261.6 | 0.00496, 0.003 | 0.003 | 0.0031667
24 | Bowen | 703_B_4BLR | 1 | 34.1256 | -84.9222 | Georgia | 892 | Bituminous | ESPC + B + WS | 1975 | 2035 | Georgia Power Co | N | 2 | Stack | 9726 | 36952380 | 0.00298, 0.002 | 0.002 | 0.002
25 | Dallman | 963_B_41 | 1 | 39.7548 | -89.6024 | Illinois | 208 | Bituminous | B | 2009 | 2050 | Springfield Water Light & Power Dept | N | 2 | Stack | 11450 | 10559535 | 0.00353, 0.00192 | 0.0019161 | 0.0022182
26 | Marion | 976_B_123 | 1 | 37.6197 | -88.9531 | Illinois | 120 | Bituminous, Waste Coal | B | 1978 | 2030 | Southern Illinois Power Coop | Y | 26 | PM CEMS | 11487 | 9343124.2 | 0.00671, 0.007, 0.005, 0.008, 0.017, 0.021, 0.02411, 0.018, 0.022, 0.023, 0.022, 0.022, 0.02211, 0.018, 0.021, 0.01675, 0.013, 0.012, 0.02, 0.021, 0.024, 0.025, 0.023, 0.026, 0.007 | 0.005 | 0.013835
27 | Clifty Creek | 983_B_1, 983_B_2, 983_B_3 | 3 | 38.7378 | -85.4206 | Indiana | 588 | Bituminous, Subbituminous | ESPC | 1955 |  | Indiana Kentucky Electric Corp | N | 2 | PM CEMS | 10819 | 32060764.2 | 0.00316, 0.00318 | 0.0031619 | 0.0030164
30 | Clifty Creek | 983_B_4, 983_B_5, 983_B_6 | 3 | 38.7378 | -85.4206 | Indiana | 588 | Bituminous, Subbituminous | ESPC | 1955 |  | Indiana Kentucky Electric Corp | N | 2 | PM CEMS | 10734 | 28159964.8 | 0.00231, 0.00209 | 0.00209 | 0.0018382
33 | Cayuga | 1001_B_1 | 1 | 39.9242 | -87.4244 | Indiana | 500 | Bituminous | ESPC | 1970 | 2029 | Duke Energy Indiana | N | 2 | PM CEMS | 10203 | 26586210.8 | 0.00438, 0.00429 | 0.0042885 | 0.004051
34 | Cayuga | 1001_B_2 | 1 | 39.9242 | -87.4244 | Indiana | 495 | Bituminous | ESPC | 1972 | 2029 | Duke Energy Indiana | N | 2 | PM CEMS | 10254 | 23364633.4 | 0.00348, 0.004 | 0.0034842 | 0.0032206
35 | Whitewater Valley | 1040_B_1, 1040_B_2 | 2 | 39.8028 | -84.8953 | Indiana | 100 | Bituminous | ESPC + B | 1955 |  | Richmond Power & Light | N | 2 | Stack | 13048 | 488813.4 | 0.00398, 0.00494 | 0.00398 | 0.0031667
37 | Walter Scott Jr Energy Center | 1082_B_3 | 1 | 41.18 | -95.8408 | Iowa | 708 | Subbituminous | ESPC + B | 1978 |  | MidAmerican Energy Co | Y | 26 | Stack | 9926 | 40207209.2 | 0.00169, 0.00367, 0.00869, 0.01374, 0.01249, 0.00738, 0.0107, 0.01118, 0.0102, 0.0047, 0.00409, 0.00489, 0.02588, 0.01598, 0.01198, 0.014, 0.01094, 0.00898, 0.0119, 0.012, 0.00896, 0.01198, 0.01096, 0.01594, 0.011, 0.01 | 0.0016922 | 0.0092479
38 | Walter Scott Jr Energy Center | 1082_B_4 | 1 | 41.18 | -95.8408 | Iowa | 814 | Subbituminous | B | 2007 |  | MidAmerican Energy Co | Y | 11 | Stack | 9977 | 37777960.2 | 0.00998, 0.00539, 0.00539, 0.00709, 0.00447, 0.00667, 0.0048, 0.0022, 0.00619, 0.01067, 0.00698 | 0.002198 | 0.0057576
39 | George Neal North | 1091_B_3 | 1 | 42.2998 | -96.3617 | Iowa | 515 | Subbituminous | ESPC + B | 1975 |  | MidAmerican Energy Co | Y | 12 | Stack | 10462 | 19350933.4 | 0.0016, 0.00169, 0.00958, 0.0008, 0.0025, 0.00527, 0.00408, 0.00486, 0.0027, 0.00466, 0.00466, 0.007 | 0.0008 | 0.0034
40 | Muscatine Plant #1 | 1167_B_8 | 1 | 41.3917 | -91.0569 | Iowa | 44 | Subbituminous | ESPC | 1969 | 2029 | Muscatine Power & Water | N | 2 | Stack | 8300 | 4236794.2 | 0.00408, 0.00239 | 0.002392 | 0.0025667
41 | Muscatine Plant #1 | 1167_B_9 | 1 | 41.3917 | -91.0569 | Iowa | 163 | Subbituminous | ESPC | 1983 |  | Muscatine Power & Water | N | 2 | Stack | 8800 | 7849715.6 | 0.00549, 0.0036 | 0.0036 | 0.0042333
42 | La Cygne | 1241_B_1 | 1 | 38.3481 | -94.6456 | Kansas | 736 | Bituminous, Subbituminous | B | 1973 | 2032 | Evergy Kansas South Inc | N | 1 | PM CEMS | 10600 | 28205233 | 0.00524 | 0.00524 | 0.0049777
43 | La Cygne | 1241_B_2 | 1 | 38.3481 | -94.6456 | Kansas | 662 | Bituminous, Subbituminous | B | 1977 | 2039 | Evergy Kansas South Inc | N | 1 | PM CEMS | 10424 | 31893486.6 | 0.002 | 0.0020009 | 0.0019385
44 | E W Brown | 1355_B_3 | 1 | 37.7883 | -84.7126 | Kentucky | 409 | Bituminous | ESPC + B | 1971 | 2029 | Kentucky Utilities Co | N | 1 | PM CEMS | 11543 | 12832270.2 | 0.01007 | 0.010066 | 0.005908
45 | Ghent | 1356_B_1 | 1 | 38.7497 | -85.035 | Kentucky | 474 | Bituminous | ESPC + B | 1973 | 2034 | Kentucky Utilities Co | N | 1 | PM CEMS | 10759 | 29922634.4 | 0.00504 | 0.00504 | 0.0048459
46 | Ghent | 1356_B_2, 1356_B_3 | 2 | 38.7497 | -85.035 | Kentucky | 980 | Bituminous | ESPH + B | 1977 | 2034 | Kentucky Utilities Co | N | 2 | PM CEMS | 10767 | 52025098.8 | 0.00862, 0.00807 | 0.0080709 | 0.0076005
48 | Ghent | 1356_B_4 | 1 | 38.7497 | -85.035 | Kentucky | 465 | Bituminous | ESPH + B | 1984 | 2037 | Kentucky Utilities Co | N | 3 | PM CEMS | 10946 | 28052416.6 | 0.01743, 0.00602, 0.00626 | 0.0060233 | 0.0078745
49 | Mill Creek | 1364_B_3 | 1 | 38.0525 | -85.9103 | Kentucky | 391 | Bituminous | ESPC + B | 1978 | 2039 | Louisville Gas & Electric Co | Y | 26 | PM CEMS | 10521 | 22780542.6 | 0.00189, 0.00181, 0.00202, 0.00236, 0.00253, 0.0022, 0.00199, 0.00216, 0.00211, 0.00205, 0.00224, 0.00263, 0.00222, 0.00207, 0.00187, 0.00183, 0.00191, 0.00194, 0.00179, 0.00177, 0.00193, 0.00205, 0.00204, 0.00217, 0.00184 | 0.00177 | 0.0019074
50 | Mill Creek | 1364_B_4 | 1 | 38.0525 | -85.9103 | Kentucky | 477 | Bituminous | ESPC + B | 1982 | 2039 | Louisville Gas & Electric Co | Y | 26 | PM CEMS | 10452 | 28938246.4 | 0.00769, 0.00768, 0.00722, 0.00739, 0.00752, 0.00717, 0.00758, 0.00733, 0.00729, 0.00738, 0.02174, 0.02182, 0.0218, 0.02124, 0.02152, 0.02233, 0.02204, 0.02206, 0.02137, 0.01185, 0.0035, 0.00351, 0.00363, 0.00369, 0.00345 | 0.0034476 | 0.01143
51 | Shawnee | 1379_B_1, 1379_B_2, 1379_B_3, 1379_B_4, 1379_B_5 | 5 | 37.1517 | -88.775 | Kentucky | 670 | Bituminous, Subbituminous | B + C | 1953 | 2034 | Tennessee Valley Authority | N | 2 | Stack | 11164 | 37710678 | 0.00547, 0.0071 | 0.00547 | 0.0052
56 | Shawnee | 1379_B_6, 1379_B_7, 1379_B_8, 1379_B_9 | 4 | 37.1517 | -88.775 | Kentucky | 536 | Bituminous, Subbituminous | B + C | 1954 | 2034 | Tennessee Valley Authority | N | 2 | Stack | 11190 | 30393395.4 | 0.00559, 0.00905 | 0.00559 | 0.00635
60 | Cooper | 1384_B_1, 1384_B_2 | 2 | 36.9981 | -84.5919 | Kentucky | 341 | Bituminous | ESPC + B | 1969 |  | East Kentucky Power Coop | N | 1 | PM CEMS | 10639 | 3985228 | 0.005 | 0.005 | 0.0048261
62 | R S Nelson | 1393_B_6 | 1 | 30.2844 | -93.2911 | Louisiana | 550 | Subbituminous, Petroleum Coke | ESPC | 1982 |  | Entergy Louisiana LLC | N | 3 | PM CEMS | 11854 | 23296516.6 | 0.00785, 0.01001, 0.01201 | 0.0078517 | 0.0084027
63 | Monroe | 1733_B_1 | 1 | 41.8906 | -83.3464 | Michigan | 758 | Bituminous, Subbituminous | ESPC | 1972 | 2029 | DTE Electric Co | N | 2 | PM CEMS | 10181 | 38741386.8 | 0.00609, 0.00609 | 0.00609 | 0.0041467
64 | Monroe | 1733_B_2 | 1 | 41.8906 | -83.3464 | Michigan | 773 | Bituminous, Subbituminous | ESPC | 1973 | 2029 | DTE Electric Co | N | 2 | PM CEMS | 10223 | 38043065.6 | 0.007, 0.008 | 0.007 | 0.0048587
65 | Monroe | 1733_B_3 | 1 | 41.8906 | -83.3464 | Michigan | 773 | Bituminous, Subbituminous, Petroleum Coke | ESPC | 1973 | 2029 | DTE Electric Co | N | 2 | PM CEMS | 10180 | 40110145.4 | 0.00409, 0.004 | 0.004 | 0.0032391
66 | Monroe | 1733_B_4 | 1 | 41.8906 | -83.3464 | Michigan | 762 | Bituminous, Subbituminous, Petroleum Coke | ESPC | 1974 | 2029 | DTE Electric Co | N | 2 | PM CEMS | 10154 | 38390195.8 | 0.003, 0.005 | 0.003 | 0.0034402
67 | Clay Boswell | 1893_B_3 | 1 | 47.2611 | -93.6528 | Minnesota | 364 | Subbituminous | B | 1973 | 2030 | ALLETE Inc | N | 1 | PM CEMS | 10599 | 22093847.2 | 0.0028 | 0.0028 | 0.0021163
68 | Clay Boswell | 1893_B_4 | 1 | 47.2611 | -93.6528 | Minnesota | 584 | Subbituminous | B | 1980 | 2035 | ALLETE Inc | N | 1 | PM CEMS | 10639 | 37658193.6 | 0.0106 | 0.0106 | 0.0074739
69 | Allen S King | 1915_B_1 | 1 | 45.03 | -92.7786 | Minnesota | 511 | Subbituminous | ESPC + B | 1968 | 2029 | Northern States Power Co (Minnesota) | N | 2 | Stack | 9792 | 20340011.6 | 0.00559, 0.0032 | 0.003196 | 0.00405
70 | Hawthorn | 2079_B_5A | 1 | 39.1306 | -94.4778 | Missouri | 564 | Subbituminous | B | 2000 |  | Evergy Metro Inc | N | 2 | Stack | 10285 | 26298144 | 0.00209, 0.00824 | 0.002092 | 0.004735
71 | Labadie | 2103_B_1 | 1 | 38.5622 | -90.8377 | Missouri | 593 | Subbituminous | ESPC | 1970 | 2042 | Ameren Missouri | Y | 27 | PM CEMS | 10396 | 40426523.4 | 0.01654, 0.017, 0.017, 0.017, 0.019, 0.022, 0.024, 0.02611, 0.027, 0.024, 0.023, 0.022, 0.022, 0.01709, 0.018, 0.014, 0.015, 0.022, 0.02, 0.021, 0.02, 0.026, 0.019, 0.01411, 0.018, 0.019, 0.022 | 0.014 | 0.017519
72 | Labadie | 2103_B_2 | 1 | 38.5622 | -90.8377 | Missouri | 593 | Subbituminous | ESPC | 1971 | 2042 | Ameren Missouri | Y | 27 | PM CEMS | 10397 | 40621980.2 | 0.01654, 0.017, 0.017, 0.017, 0.019, 0.022, 0.024, 0.02611, 0.027, 0.024, 0.023, 0.022, 0.022, 0.01709, 0.018, 0.014, 0.015, 0.022, 0.02, 0.021, 0.02, 0.026, 0.019, 0.01411, 0.018, 0.019, 0.022 | 0.014 | 0.017519
73 | Labadie | 2103_B_3 | 1 | 38.5622 | -90.8377 | Missouri | 593 | Subbituminous | ESPC | 1972 | 2036 | Ameren Missouri | Y | 27 | PM CEMS | 10427 | 36981374.6 | 0.01654, 0.017, 0.017, 0.017, 0.019, 0.022, 0.024, 0.02611, 0.027, 0.024, 0.023, 0.022, 0.022, 0.01709, 0.018, 0.014, 0.015, 0.022, 0.02, 0.021, 0.02, 0.026, 0.019, 0.01411, 0.018, 0.019, 0.022 | 0.014 | 0.017519
74 | Labadie | 2103_B_4 | 1 | 38.5622 | -90.8377 | Missouri | 593 | Subbituminous | ESPC | 1973 | 2036 | Ameren Missouri | Y | 27 | PM CEMS | 10397 | 39856724.8 | 0.01654, 0.017, 0.017, 0.017, 0.019, 0.022, 0.024, 0.02611, 0.027, 0.024, 0.023, 0.022, 0.022, 0.01709, 0.018, 0.014, 0.015, 0.022, 0.02, 0.021, 0.02, 0.026, 0.019, 0.01411, 0.018, 0.019, 0.022 | 0.014 | 0.017519
75 | Sioux | 2107_B_1 | 1 | 38.9155 | -90.2902 | Missouri | 487 | Bituminous, Subbituminous | ESPC | 1967 | 2030 | Ameren Missouri | N | 1 | PM CEMS | 11127 | 23831659.6 | 0.003 | 0.003 | 0.0027609
76 | Sioux | 2107_B_2 | 1 | 38.9155 | -90.2902 | Missouri | 487 | Bituminous, Subbituminous | ESPC | 1968 | 2030 | Ameren Missouri | N | 1 | PM CEMS | 11339 | 21584179.8 | 0.005 | 0.005 | 0.004163
77 | New Madrid | 2167_B_1 | 1 | 36.5147 | -89.5617 | Missouri | 579 | Subbituminous | ESPC | 1972 |  | Associated Electric Coop Inc | N | 2 | Stack | 9859 | 30288292.4 | 0.01094, 0.00498 | 0.00498 | 0.0061667
78 | New Madrid | 2167_B_2 | 1 | 36.5147 | -89.5617 | Missouri | 575 | Subbituminous | ESPC | 1977 |  | Associated Electric Coop Inc | N | 4 | Stack | 9814 | 32910568 | 0.01588, 0.00498, 0.01882, 0.012 | 0.00498 | 0.0098333
79 | Thomas Hill | 2168_B_MB1 | 1 | 39.5522 | -92.6381 | Missouri | 165 | Subbituminous | ESPC | 1966 |  | Associated Electric Coop Inc | N | 2 | Stack | 9907 | 13301299 | 0.002, 0.0018 | 0.001796 | 0.0016
80 | Thomas Hill | 2168_B_MB2 | 1 | 39.5522 | -92.6381 | Missouri | 270 | Subbituminous | ESPC | 1969 |  | Associated Electric Coop Inc | N | 2 | Stack | 9930 | 18741658.4 | 0.005, 0.003 | 0.003 | 0.0036667
81 | Thomas Hill | 2168_B_MB3 | 1 | 39.5522 | -92.6381 | Missouri | 699 | Subbituminous | ESPC | 1982 |  | Associated Electric Coop Inc | N | 2 | Stack | 9903 | 48542424.4 | 0.00598, 0.003 | 0.003 | 0.004
82 | Lon Wright | 2240_B_8 | 1 | 41.4281 | -96.4623 | Nebraska | 82 | Subbituminous | ESPH + B | 1976 |  | Fremont Dept of Public Utilities | N | 2 | Stack | 12240 | 4018529.2 | 0.00248, 0.00317 | 0.002476 | 0.0018333
83 | Sheldon | 2277_B_2 | 1 | 40.5589 | -96.7847 | Nebraska | 115 | Subbituminous | B | 1961 |  | Nebraska Public Power District | Y | 9 | Stack | 11706 | 4242653 | 0.0007, 0.00092, 0.01079, 0.00272, 0.00278, 0.00279, 0.00216, 0.00278, 0.00381 | 0.00070088 | 0.0028553
84 | Sheldon | 2277_B_1 | 1 | 40.5589 | -96.7847 | Nebraska | 104 | Subbituminous | B | 1968 |  | Nebraska Public Power District | Y | 10 | Stack | 11681 | 4304764 | 0.00456, 0.00456, 0.00483, 0.01284, 0.00256, 0.00492, 0.00686, 0.00686, 0.00361, 0.00475 | 0.0025624 | 0.004993
85 | Merrimack | 2364_B_1, 2364_B_2 | 2 | 43.1411 | -71.4692 | New Hampshire | 438 | Bituminous | ESPC | 1960 |  | GSP Merrimack LLC | N | 2 | Stack | 11390 | 3580622.6 | 0.00786 | 0.007862 | 0.0059667
87 | Schiller | 2367_B_4 | 1 | 43.0978 | -70.7842 | New Hampshire | 48 | Bituminous | ESPC | 1952 |  | GSP Schiller LLC | N | 2 | Stack | 14500 | 400721.25 | 0.00328, 0.00199 | 0.001992 | 0.0020167
88 | Schiller | 2367_B_6 | 1 | 43.0978 | -70.7842 | New Hampshire | 48 | Bituminous | ESPC | 1957 |  | GSP Schiller LLC | N | 2 | Stack | 14500 | 444906 | 0.00566, 0.01141 | 0.005658 | 0.0053667
89 | Four Corners | 2442_B_5 | 1 | 36.69 | -108.4814 | New Mexico | 770 | Subbituminous | B | 1963 | 2031 | Arizona Public Service Co | N | 2 | Stack | 9766 | 40853828.2 | 0.00588, 0.0029 | 0.002896 | 0.0039667
90 | Four Corners | 2442_B_4 | 1 | 36.69 | -108.4814 | New Mexico | 770 | Subbituminous | B | 1969 | 2031 | Arizona Public Service Co | N | 2 | Stack | 9771 | 40123758 | 0.01042, 0.00398 | 0.00398 | 0.0053
91 | Roxboro | 2712_B_1 | 1 | 36.4833 | -79.0731 | North Carolina | 379 | Bituminous | ESPC | 1966 | 2029 | Duke Energy Progress | N | 1 | PM CEMS | 10245 | 7317537.4 | 0.00438 | 0.0043809 | 0.0043063
92 | Roxboro | 2712_B_2 | 1 | 36.4833 | -79.0731 | North Carolina | 668 | Bituminous | ESPC | 1968 | 2029 | Duke Energy Progress | N | 1 | PM CEMS | 10393 | 15223206 | 0.00381 | 0.0038136 | 0.002471
93 | Roxboro | 2712_B_3A, 2712_B_3B | 2 | 36.4833 | -79.0731 | North Carolina | 694 | Bituminous | ESPC | 1973 | 2034 | Duke Energy Progress | N | 1 | PM CEMS | 10296 | 21165195.2 | 0.00256 | 0.00256 | 0.0024508
95 | Roxboro | 2712_B_4A, 2712_B_4B | 2 | 36.4833 | -79.0731 | North Carolina | 698 | Bituminous | ESPH | 1980 | 2034 | Duke Energy Progress | N | 3 | PM CEMS | 10364 | 18511734.8 | 0.01528, 0.01277, 0.01452 | 0.01277 | 0.012301
97 | James E. Rogers Energy Complex | 2721_B_5 | 1 | 35.22 | -81.7594 | North Carolina | 544 | Bituminous, Natural Gas | ESPC | 1972 |  | Duke Energy Carolinas | N | 1 | PM CEMS | 9385 | 12198233.6 | 0.00202 | 0.0020203 | 0.0019678
98 | James E. Rogers Energy Complex | 2721_B_6 | 1 | 35.22 | -81.7594 | North Carolina | 844 | Bituminous, Natural Gas | B | 2012 | 2048 | Duke Energy Carolinas | N | 1 | PM CEMS | 9090 | 40493525.6 | 0.00184 | 0.0018373 | 0.0017817
99 | Marshall | 2727_B_1, 2727_B_2 | 2 | 35.5975 | -80.9658 | North Carolina | 740 | Bituminous | ESPC | 1965 | 2029 | Duke Energy Carolinas | N | 1 | PM CEMS | 9477 | 19398894.2 | 0.00353 | 0.0035348 | 0.0029496
100 | Marshall | 2727_B_4 | 1 | 35.5975 | -80.9658 | North Carolina | 660 | Bituminous | ESPC | 1965 | 2033 | Duke Energy Carolinas | N | 1 | PM CEMS | 9300 | 32547429.4 | 0.00249 | 0.0024877 | 0.0023854
102 | Marshall | 2727_B_3 | 1 | 35.5975 | -80.9658 | North Carolina | 658 | Bituminous | ESPC | 1969 | 2033 | Duke Energy Carolinas | N | 1 | PM CEMS | 9344 | 24536594.4 | 0.00112 | 0.0011154 | 0.0010442
103 | Leland Olds | 2817_B_1 | 1 | 47.2808 | -101.3212 | North Dakota | 222 | Lignite, Subbituminous | ESPC | 1966 |  | Basin Electric Power Coop | N | 2 | Stack | 11851 | 12425543.2 | 0.01025, 0.00699 | 0.006992 | 0.0072833
104 | Leland Olds | 2817_B_2 | 1 | 47.2808 | -101.3212 | North Dakota | 445 | Lignite, Subbituminous | ESPC | 1975 |  | Basin Electric Power Coop | N | 2 | Stack | 11751 | 24932913.2 | 0.00739, 0.00569 | 0.005692 | 0.0060667
105 | Milton R Young | 2823_B_B1 | 1 | 47.0659 | -101.2131 | North Dakota | 237 | Lignite | ESPC | 1970 |  | Minnkota Power Coop | Y | 31 | PM CEMS | 11631 | 19083043.2 | 0.01, 0.01, 0.01, 0.01, 0.01, 0.01, 0.00816, 0.007, 0.003, 0.004, 0.004, 0.004, 0.006, 0.008, 0.004, 0.004, 0.004, 0.005, 0.005, 0.004, 0.005, 0.006, 0.006, 0.005, 0.004, 0.004, 0.005, 0.004 | 0.003 | 0.0053075
106 | Milton R Young | 2823_B_B2 | 1 | 47.0659 | -101.2131 | North Dakota | 447 | Lignite | ESPC | 1977 |  | Square Butte Electric Coop | Y | 31 | PM CEMS | 11391 | 34488733 | 0.01, 0.01, 0.01, 0.01, 0.01, 0.02, 0.02, 0.02, 0.01, 0.01, 0.01, 0.02, 0.02, 0.01, 0.01, 0.01, 0.01, 0.01, 0.01, 0.01, 0.01, 0.01, 0.01, 0.01, 0.02, 0.01, 0.02, 0.02 | 0.01 | 0.010839
107 | Cardinal | 2828_B_1 | 1 | 40.2522 | -80.6486 | Ohio | 585 | Bituminous | ESPC | 1966 |  | AEP Generation Resources Inc | N | 2 | Stack | 9899 | 34073012.2 | 0.00318, 0.00296 | 0.002962 | 0.0021167
108 | Cardinal | 2828_B_2 | 1 | 40.2522 | -80.6486 | Ohio | 585 | Bituminous | ESPC | 1967 |  | Buckeye Power Inc | N | 2 | Stack | 9906 | 33684585.8 | 0.00308, 0.00139 | 0.00139 | 0.0016167
109 | Cardinal | 2828_B_3 | 1 | 40.2522 | -80.6486 | Ohio | 620 | Bituminous | ESPH | 1977 | 2029 | Buckeye Power Inc | N | 2 | Stack | 10103 | 34222062 | 0.0052, 0.0053 | 0.005196 | 0.0047833
110 | Kyger Creek | 2876_B_1, 2876_B_2 | 2 | 38.9144 | -82.1289 | Ohio | 386 | Bituminous, Subbituminous | ESPC | 1955 |  | Ohio Valley Electric Corp | N | 1 | PM CEMS | 10558 | 23781286.6 | 0.00179 | 0.00179 | 0.0015508
112 | Kyger Creek | 2876_B_3, 2876_B_4, 2876_B_5 | 3 | 38.9144 | -82.1289 | Ohio | 576 | Bituminous, Subbituminous | ESPC | 1955 |  | Ohio Valley Electric Corp | N | 1 | PM CEMS | 10579 | 35099525.2 | 0.00484 | 0.0048409 | 0.0045638
115 | FirstEnergy Bay Shore | 2878_B_1 | 1 | 41.6917 | -83.4378 | Ohio | 136 | Subbituminous, Petroleum Coke | B | 2000 |  | Walleye Power LLC | N | 2 | Stack | 12574 | 13582201.2 | 0.00199, 0.00278 | 0.0019866 | 0.002134
116 | Muskogee | 2952_B_6 | 1 | 35.7614 | -95.2873 | Oklahoma | 503 | Subbituminous | ESPC | 1984 | 2049 | Oklahoma Gas & Electric Co | N | 3 | CPMS | 11137 | 20910150.8 | 0.00694, 0.0051, 0.00729 | 0.005098 | 0.0056222
117 | Seward | 3130_B_1, 3130_B_2 | 2 | 40.4062 | -79.0337 | Pennsylvania | 520 | Waste Coal | B | 2004 |  | Seward Generation LLC | N | 2 | Stack | 10969 | 26368613.4 | 0.00379, 0.00399 | 0.003794 | 0.0034833
119 | Wateree | 3297_B_WAT1, 3297_B_WAT2 | 2 | 33.8264 | -80.6228 | South Carolina | 684 | Bituminous | ESPC + B | 1970 | 2029 | Dominion Energy South Carolina | N | 2 | Stack | 10329 | 25620911 | 0.00296, 0.002 | 0.002 | 0.0018333
121 | Williams | 3298_B_WIL1 | 1 | 33.0158 | -79.9297 | South Carolina | 605 | Bituminous | ESPC | 1973 | 2029 | South Carolina Generating Co Inc | N | 2 | Stack | 9833 | 25461091.6 | 0.001, 0.0059 | 0.001 | 0.0018333
122 | Cumberland | 3399_B_1 | 1 | 36.3903 | -87.6539 | Tennessee | 1239 | Bituminous | ESPC | 1973 | 2029 | Tennessee Valley Authority | N | 2 | Stack | 10158 | 52293313.6 | 0.00608, 0.0039 | 0.003896 | 0.0045667
123 | Gallatin | 3403_B_1 | 1 | 36.3156 | -86.4006 | Tennessee | 225 | Bituminous, Subbituminous | ESPC + B | 1956 | 2032 | Tennessee Valley Authority | Y | 25 | Stack | 10662 | 11718691.8 | 0.00098, 0.0025, 0.00476, 0.00288, 0.0032, 0.0062, 0.00749, 0.00929, 0.01149, 0.011, 0.00477, 0.003, 0.00919, 0.01257, 0.0169, 0.00859, 0.0065, 0.00309, 0.00178, 0.00349, 0.0013, 0.00339, 0.00229, 0.0031, 0.0031 | 0.00098 | 0.0051192
124 | Gallatin | 3403_B_2 | 1 | 36.3156 | -86.4006 | Tennessee | 225 | Bituminous, Subbituminous | ESPC + B | 1957 | 2032 | Tennessee Valley Authority | Y | 23 | Stack | 10633 | 10329481 | 0.001, 0.00199, 0.00428, 0.00109, 0.0028, 0.00419, 0.0079, 0.00063, 0.00419, 0.00568, 0.0046, 0.0031, 0.01104, 0.01098, 0.00459, 0.00589, 0.00678, 0.00757, 0.016, 0.01468, 0.00718, 0.0066, 0.00218 | 0.0006272 | 0.005272
125 | Gallatin | 3403_B_3 | 1 | 36.3156 | -86.4006 | Tennessee | 263 | Bituminous, Subbituminous | ESPC + B | 1959 | 2032 | Tennessee Valley Authority | Y | 25 | Stack | 10669 | 12250168.2 | 0.0, 0.00529, 0.00547, 0.003, 0.00066, 0.00268, 0.0017, 0.0053, 0.0071, 0.00378, 0.00146, 0.0016, 0.00753, 0.0034, 0.01076, 0.00519, 0.0034, 0.00408, 0.00319, 0.00259, 0.0048, 0.00389, 0.0079, 0.01018, 0.00539 | 0 | 0.0037961
126 | Gallatin | 3403_B_4 | 1 | 36.3156 | -86.4006 | Tennessee | 263 | Bituminous, Subbituminous | ESPC + B | 1959 | 2032 | Tennessee Valley Authority | Y | 22 | Stack | 10657 | 12111533 | 0.001, 0.004, 0.01078, 0.00106, 0.0016, 0.00188, 0.01, 0.00818, 0.00748, 0.00698, 0.00219, 0.00548, 0.0022, 0.00219, 0.00699, 0.0055, 0.00689, 0.008, 0.00579, 0.00868, 0.00699, 0.01689 | 0.001 | 0.0054238
127 | W A Parish | 3470_B_WAP5 | 1 | 29.4828 | -95.6311 | Texas | 659 | Subbituminous | B | 1977 |  | NRG Texas LLC | N | 2 | Stack | 10451 | 36521083 | 0.00127, 0.001 | 0.000996 | 0.00079167
128 | W A Parish | 3470_B_WAP6 | 1 | 29.4828 | -95.6311 | Texas | 653 | Subbituminous | B | 1978 |  | NRG Texas LLC | N | 2 | Stack | 10463 | 35458320.8 | 0.00141, 0.0002 | 0.000198 | 0.00049167
129 | W A Parish | 3470_B_WAP7 | 1 | 29.4828 | -95.6311 | Texas | 577 | Subbituminous | B | 1980 |  | NRG Texas LLC | N | 2 | Stack | 10444 | 31443893 | 0.00019, 0.00328 | 0.000189 | 0.001095
130 | W A Parish | 3470_B_WAP8 | 1 | 29.4828 | -95.6311 | Texas | 610 | Subbituminous | B | 1982 |  | NRG Texas LLC | N | 2 | Stack | 10480 | 36412158.8 | 0.00154, 0.00715 | 0.001535 | 0.0019851
131 | John E Amos | 3935_B_1 | 1 | 38.4731 | -81.8233 | West Virginia | 800 | Bituminous | ESPC | 1971 | 2040 | Appalachian Power Co | N | 2 | Stack | 9891 | 31378970.6 | 0.00347, 0.00369 | 0.00347 | 0.0027
132 | John E Amos | 3935_B_2 | 1 | 38.4731 | -81.8233 | West Virginia | 800 | Bituminous | ESPC | 1972 | 2040 | Appalachian Power Co | N | 2 | Stack | 9911 | 34167368 | 0.001, 0.00518 | 0.001 | 0.0026
133 | John E Amos | 3935_B_3 | 1 | 38.4731 | -81.8233 | West Virginia | 1300 | Bituminous | ESPC | 1973 | 2040 | AEP Generation Resources Inc | N | 2 | Stack | 10019 | 56465795.8 | 0.00169, 0.00547 | 0.00169 | 0.0027667
134 | FirstEnergy Fort Martin Power Station | 3943_B_1 | 1 | 39.7108 | -79.9275 | West Virginia | 552 | Bituminous, Subbituminous | ESPC + WS | 1967 | 2036 | Monongahela Power Co | N | 2 | Stack | 10223 | 27898438 | 0.00691, 0.01549 | 0.006908 | 0.0089667
135 | FirstEnergy Fort Martin Power Station | 3943_B_2 | 1 | 39.7108 | -79.9275 | West Virginia | 546 | Bituminous, Subbituminous | ESPC + WS | 1968 | 2036 | Monongahela Power Co | N | 2 | Stack | 10240 | 29281885.6 | 0.00517, 0.01276 | 0.005168 | 0.0058594
136 | FirstEnergy Harrison Power Station | 3944_B_1 | 1 | 39.3842 | -80.3325 | West Virginia | 652 | Bituminous | ESPC + WS | 1972 | 2040 | Monongahela Power Co | N | 2 | Stack | 10184 | 38613533.2 | 0.01512, 0.01462 | 0.014617 | 0.012781
137 | FirstEnergy Harrison Power Station | 3944_B_2 | 1 | 39.3842 | -80.3325 | West Virginia | 651 | Bituminous | ESPC + WS | 1973 | 2040 | Monongahela Power Co | N | 2 | Stack | 10116 | 40560442.4 | 0.01945, 0.01461 | 0.014612 | 0.013872
138 | FirstEnergy Harrison Power Station | 3944_B_3 | 1 | 39.3842 | -80.3325 | West Virginia | 651 | Bituminous | ESPC + WS | 1974 | 2040 | Monongahela Power Co | N | 2 | Stack | 10120 | 42550521.4 | 0.02011, 0.01511 | 0.015109 | 0.015448
139 | Mitchell | 3948_B_1 | 1 | 39.8297 | -80.8153 | West Virginia | 770 | Bituminous | ESPC | 1971 | 2040 | AEP Generation Resources Inc | N | 2 | Stack | 10248 | 25200647 | 0.00689, 0.0035 | 0.0035 | 0.0033667
140 | Mitchell | 3948_B_2 | 1 | 39.8297 | -80.8153 | West Virginia | 790 | Bituminous | ESPC | 1971 | 2040 | AEP Generation Resources Inc | N | 2 | Stack | 9996 | 31247369.2 | 0.00269, 0.01096 | 0.002694 | 0.0054
141 | Mt Storm | 3954_B_1, 3954_B_2 | 2 | 39.2008 | -79.2636 | West Virginia | 1109 | Bituminous | ESPC + WS | 1965 |  | Virginia Electric & Power Co | Y | 28 | PM CEMS | 10094 | 40835468.4 | 0.008, 0.008, 0.01334, 0.00835, 0.009, 0.01, 0.011, 0.012, 0.013, 0.01, 0.011, 0.01, 0.015, 0.016, 0.016, 0.019, 0.018, 0.016, 0.01729, 0.022, 0.02122, 0.022, 0.015, 0.011, 0.01, 0.013, 0.015, 0.008 | 0.008 | 0.011695
143 | Mt Storm | 3954_B_3 | 1 | 39.2008 | -79.2636 | West Virginia | 520 | Bituminous | ESPC + WS | 1973 |  | Virginia Electric & Power Co | Y | 31 | PM CEMS | 10433 | 16289259.4 | 0.013, 0.013, 0.007, 0.006, 0.011, 0.012, 0.011, 0.012, 0.01, 0.012, 0.014, 0.013, 0.009, 0.008, 0.00675, 0.011, 0.01356, 0.017, 0.017, 0.018, 0.014, 0.017, 0.01734, 0.013, 0.021, 0.02091, 0.018, 0.015, 0.012, 0.011 | 0.006 | 0.010892
144 | Weston | 4078_B_3 | 1 | 44.8606 | -89.6553 | Wisconsin | 327 | Subbituminous | B | 1981 |  | Wisconsin Public Service Corp | N | 2 | PM CEMS | 9994 | 11108717 | 0.007, 0.007 | 0.007 | 0.0064906
145 | Weston | 4078_B_4 | 1 | 44.8606 | -89.6553 | Wisconsin | 550 | Subbituminous | B | 2008 |  | Wisconsin Public Service Corp | N | 2 | PM CEMS | 9679 | 30325729 | 0.001, 0.001 | 0.001 | 0.00068667
146 | Manitowoc | 4125_B_9 | 1 | 44.082 | -87.6558 | Wisconsin | 58 | Bituminous, Subbituminous, Petroleum Coke | B + C | 2005 |  | Manitowoc Public Utilities | N | 2 | PM CEMS | 12066 | 2137714.2 | 0.001, 0.001 | 0.001 | 0.001
147 | Dave Johnston | 4158_B_BW41 | 1 | 42.8378 | -105.7769 | Wyoming | 93 | Subbituminous | ESPC | 1959 | 2029 | PacifiCorp | N | 2 | Stack | 11001 | 6992669.8 | 0.00298, 0.00066 | 0.00066208 | 0.001372
148 | Dave Johnston | 4158_B_BW44 | 1 | 42.8378 | -105.7769 | Wyoming | 330 | Subbituminous | B | 1959 | 2039 | PacifiCorp | N | 2 | Stack | 11341 | 22159595.8 | 0.003, 0.00898 | 0.003 | 0.0053333
149 | Dave Johnston | 4158_B_BW42 | 1 | 42.8378 | -105.7769 | Wyoming | 105 | Subbituminous | ESPC | 1961 | 2029 | PacifiCorp | N | 2 | Stack | 10996 | 7847158.6 | 0.00298, 0.00211 | 0.002112 | 0.0020202
150 | John P Madgett | 4271_B_B1 | 1 | 44.3036 | -91.9126 | Wisconsin | 390 | Subbituminous | ESPH + B | 1979 |  | Dairyland Power Coop | N | 2 | PM CEMS | 11241 | 19453899 | 0.0, 0.0 | 0 | 0
151 | James H Miller Jr | 6002_B_1 | 1 | 33.6319 | -87.0597 | Alabama | 688 | Subbituminous | ESPC + WS | 1978 |  | Alabama Power Co | Y | 27 | Stack | 10102 | 49176179.6 | 0.00898, 0.007, 0.0139, 0.004, 0.003, 0.00498, 0.004, 0.004, 0.00296, 0.01198, 0.01684, 0.01996, 0.00792, 0.00398, 0.01962, 0.00992, 0.00394, 0.00798, 0.00598, 0.00696, 0.00198, 0.00596, 0.002, 0.002, 0.0069, 0.002, 0.00494 | 0.00198 | 0.005237
152 | James H Miller Jr | 6002_B_2 | 1 | 33.6319 | -87.0597 | Alabama | 695 | Subbituminous | ESPC + WS | 1985 |  | Alabama Power Co | Y | 27 | Stack | 10098 | 49535181.6 | 0.00498, 0.00796, 0.00796, 0.00888, 0.00594, 0.00298, 0.00498, 0.03934, 0.01, 0.012, 0.01884, 0.00596, 0.004, 0.008, 0.00198, 0.004, 0.004, 0.01494, 0.00698, 0.013, 0.01186, 0.01088, 0.00398, 0.00494, 0.00298, 0.00692, 0.003 | 0.00198 | 0.0058647
153 | James H Miller Jr | 6002_B_3 | 1 | 33.6319 | -87.0597 | Alabama | 687 | Subbituminous | ESPC + WS | 1989 |  | Alabama Power Co | Y | 27 | Stack | 10001 | 49511769.6 | 0.00698, 0.00496, 0.00696, 0.00598, 0.00498, 0.005, 0.00988, 0.00792, 0.0099, 0.007, 0.02672, 0.01188, 0.00298, 0.00498, 0.003, 0.003, 0.00498, 0.00596, 0.006, 0.00596, 0.001, 0.00296, 0.002, 0.003, 0.003, 0.00298, 0.00298 | 0.001 | 0.004321
154 | James H Miller Jr | 6002_B_4 | 1 | 33.6319 | -87.0597 | Alabama | 699 | Subbituminous | ESPC + WS | 1991 |  | Alabama Power Co | Y | 26 | Stack | 10011 | 53301349.4 | 0.01296, 0.006, 0.01384, 0.003, 0.003, 0.004, 0.00598, 0.00298, 0.00794, 0.00892, 0.01682, 0.0168, 0.00796, 0.0099, 0.00596, 0.00498, 0.00296, 0.00296, 0.00796, 0.01082, 0.00296, 0.001, 0.00198, 0.003, 0.002, 0.00594 | 0.001 | 0.0044231
155 | East Bend | 6018_B_2 | 1 | 38.9036 | -84.8514 | Kentucky | 600 | Bituminous | ESPH | 1981 | 2041 | Duke Energy Kentucky | N | 3 | PM CEMS | 10919 | 34180722 | 0.01805, 0.0099, 0.01142 | 0.0099 | 0.0095258
156 | Craig | 6021_B_C2 | 1 | 40.4627 | -107.5912 | Colorado | 410 | Subbituminous | B | 1979 | 2029 | Salt River Project | N | 2 | Stack | 10240 | 28172962.6 | 0.00992, 0.006 | 0.006 | 0.0061667
157 | Craig | 6021_B_C3 | 1 | 40.4627 | -107.5912 | Colorado | 448 | Subbituminous | B | 1984 | 2030 | Tri State Generation & Transmission Association Inc | N | 2 | Stack | 10014 | 26444041.6 | 0.00598, 0.004 | 0.004 | 0.0046667
158 | Coal Creek | 6030_B_1 | 1 | 47.3777 | -101.1571 | North Dakota | 574 | Lignite | ESPC | 1979 |  | Great River Energy | N | 2 | Stack | 9950 | 44666267.6 | 0.00498, 0.00298 | 0.00298 | 0.0031667
159 | Coal Creek | 6030_B_2 | 1 | 47.3777 | -101.1571 | North Dakota | 573 | Lignite | ESPC | 1981 |  | Great River Energy | N | 2 | Stack | 9950 | 44883238.2 | 0.00298, 0.002 | 0.002 | 0.002
160 | H L Spurlock | 6041_B_1 | 1 | 38.7 | -83.8181 | Kentucky | 300 | Bituminous | ESPC + WESP | 1977 |  | East Kentucky Power Coop | Y | 30 | PM CEMS | 10121 | 16131590.2 | 0.002, 0.002, 0.001, 0.002, 0.001, 0.001, 0.001, 0.001, 0.001, 0.001, 0.001, 0.001, 0.002, 0.002, 0.001, 0.001, 0.002, 0.002, 0.002, 0.003, 0.004, 0.009, 0.008, 0.002, 0.002, 0.002, 0.002, 0.003, 0.002, 0.002 | 0.001 | 0.0016669
161 | H L Spurlock | 6041_B_2 | 1 | 38.7 | -83.8181 | Kentucky | 510 | Bituminous | ESPH + WESP | 1981 |  | East Kentucky Power Coop | Y | 30 | PM CEMS | 10048 | 26983263.4 | 0.002, 0.002, 0.002, 0.002, 0.002, 0.001, 0.003, 0.002, 0.002, 0.002, 0.002, 0.002, 0.002, 0.002, 0.003, 0.003, 0.002, 0.002, 0.002, 0.002, 0.002, 0.002, 0.001, 0.001, 0.002, 0.002, 0.002, 0.002, 0.002, 0.001 | 0.001 | 0.0016573
162 | H L Spurlock | 6041_B_3 | 1 | 38.7 | -83.8181 | Kentucky | 268 | Bituminous | B | 2005 |  | East Kentucky Power Coop | Y | 31 | PM CEMS | 10121 | 15860604.2 | 0.007, 0.011, 0.008, 0.007, 0.007, 0.009, 0.011, 0.011, 0.009, 0.004, 0.008, 0.008, 0.0051, 0.009, 0.00909, 0.01, 0.012, 0.012, 0.011, 0.004, 0.007, 0.009, 0.008, 0.014, 0.014, 0.005, 0.012, 0.014, 0.012, 0.011, 0.01 | 0.004 | 0.007355
163 | H L Spurlock | 6041_B_4 | 1 | 38.7 | -83.8181 | Kentucky | 268 | Bituminous | B | 2009 |  | East Kentucky Power Coop | Y | 31 | PM CEMS | 10121 | 14439358.8 | 0.003, 0.002, 0.004, 0.004, 0.004, 0.004, 0.006, 0.006, 0.007, 0.007, 0.007, 0.00711, 0.007, 0.002, 0.002, 0.001, 0.003, 0.004, 0.003, 0.002, 0.002, 0.003, 0.004, 0.004, 0.005, 0.004, 0.006, 0.008, 0.0071, 0.003, 0.003 | 0.001 | 0.0032681
164 | Big Cajun 2 | 6055_B_2B3 | 1 | 30.7261 | -91.3692 | Louisiana | 580 | Subbituminous | ESPC | 1981 | 2032 | Louisiana Generating LLC | N | 1 | PM CEMS | 10438 | 22098583.6 | 0.009 | 0.009 | 0.009
165 | Nearman Creek | 6064_B_N1 | 1 | 39.1681 | -94.6975 | Kansas | 240 | Subbituminous | ESPC + B | 1981 |  | Kansas City Board Public Utilities | Y | 23 | PM CEMS | 11426 | 13047576.4 | 0.003, 0.003, 0.003, 0.003, 0.003, 0.003, 0.003, 0.003, 0.003, 0.003, 0.004, 0.004, 0.004, 0.004, 0.003, 0.00311, 0.004, 0.003, 0.003, 0.003, 0.004, 0.004, 0.003 | 0.003 | 0.0031339
166 | Iatan | 6065_B_1 | 1 | 39.4472 | -94.98 | Missouri | 700 | Subbituminous | B | 1980 | 2039 | Evergy Metro Inc | N | 1 | PM CEMS | 9632 | 31437576.2 | 0.002 | 0.002 | 0.0019565
167 | Iatan | 6065_B_2 | 1 | 39.4472 | -94.98 | Missouri | 882 | Subbituminous | B | 2010 |  | Evergy Metro Inc | N | 1 | PM CEMS | 9502 | 47845256.8 | 0.009 | 0.009 | 0.0055435
168 | Jeffrey Energy Center | 6068_B_1 | 1 | 39.2865 | -96.1172 | Kansas | 728 | Subbituminous | ESPC | 1978 | 2039 | Evergy Kansas Central Inc | N | 2 | Stack | 10990 | 31342747.2 | 0.00269, 0.00546 | 0.002686 | 0.00365
169 | Jeffrey Energy Center | 6068_B_2 | 1 | 39.2865 | -96.1172 | Kansas | 733 | Subbituminous | ESPC | 1980 | 2039 | Evergy Kansas Central Inc | N | 4 | Stack | 11132 | 31502135.2 | 0.00549, 0.01229, 0.00616 | 0.005494 | 0.0069333
170 | Jeffrey Energy Center | 6068_B_3 | 1 | 39.2865 | -96.1172 | Kansas | 728 | Subbituminous | ESPC | 1983 | 2030 | Evergy Kansas Central Inc | N | 2 | Stack | 11180 | 31270608 | 0.01116, 0.00897 | 0.0089662 | 0.0087433
171 | Trimble County | 6071_B_1 | 1 | 38.5847 | -85.4117 | Kentucky | 511 | Bituminous | ESPC + B | 1990 | 2045 | Louisville Gas & Electric Co | Y | 28 | PM CEMS | 10039 | 31052470.4 | 0.00898, 0.00922, 0.00909, 0.00883, 0.0084, 0.00883, 0.00903, 0.00868, 0.00853, 0.01162, 0.01909, 0.02993, 0.0061, 0.00416, 0.00516, 0.00742, 0.0058, 0.0048, 0.00555, 0.00768, 0.00756, 0.00677, 0.00488, 0.00812, 0.00579, 0.00563, 0.00422 | 0.0041636 | 0.0069844
172 | Trimble County | 6071_B_2 | 1 | 38.5847 | -85.4117 | Kentucky | 732 | Bituminous, Subbituminous | ESPC + B | 2011 | 2066 | Kentucky Utilities Co | Y | 30 | PM CEMS | 9716 | 43897826 | 0.0048, 0.00801, 0.00789, 0.00729, 0.0078, 0.00711, 0.00683, 0.00696, 0.00709, 0.0071, 0.00724, 0.0073, 0.00497, 0.00473, 0.0087, 0.00926, 0.00513, 0.00515, 0.00468, 0.00548, 0.00682, 0.00762, 0.00744, 0.0071, 0.00698, 0.00278, 0.003, 0.0034, 0.00416, 0.00392 | 0.0027809 | 0.0054494
173 | Colstrip | 6076_B_3 | 1 | 45.8831 | -106.614 | Montana | 740 | Subbituminous | WS | 1984 |  | Talen Montana LLC | Y | 37 | Stack | 10791 | 51323286.6 | 0.0348, 0.028, 0.02494, 0.03074, 0.02098, 0.02198, 0.02396, 0.02496, 0.02898, 0.04494, 0.02498, 0.019, 0.02394, 0.02098, 0.01998, 0.02298, 0.01998, 0.01798, 0.01998, 0.01796, 0.01798, 0.01898, 0.02198, 0.01998, 0.02, 0.02, 0.01798, 0.019, 0.01996, 0.022, 0.02098, 0.02296, 0.02698, 0.01898, 0.023, 0.02098, 0.01996 | 0.01796 | 0.021294
174 | Colstrip | 6076_B_4 | 1 | 45.8831 | -106.614 | Montana | 740 | Subbituminous | WS | 1986 |  | NorthWestern Corp | Y | 37 | Stack | 10803 | 49614571.6 | 0.01798, 0.01998, 0.02698, 0.02194, 0.02194, 0.03098, 0.02696, 0.02396, 0.03496, 0.05782, 0.02198, 0.01894, 0.02198, 0.02198, 0.024, 0.02698, 0.01998, 0.02798, 0.021, 0.02494, 0.02894, 0.021, 0.02894, 0.02496, 0.02698, 0.02498, 0.01898, 0.02096, 0.018, 0.02696, 0.022, 0.02798, 0.02298, 0.02196, 0.01898, 0.017, 0.01898 | 0.017 | 0.023162
175 | Gerald Gentleman | 6077_B_1 | 1 | 41.0808 | -101.1408 | Nebraska | 665 | Subbituminous | B | 1979 |  | Nebraska Public Power District | Y | 12 | Stack | 10041 | 39661257.2 | 0.00714, 0.00234, 0.00333, 0.00153, 0.00067, 0.00241, 0.00276, 0.00332, 0.00256, 0.00504, 0.00354, 0.00546 | 0.00066788 | 0.0027325
176 | Gerald Gentleman | 6077_B_2 | 1 | 41.0808 | -101.1408 | Nebraska | 700 | Subbituminous | B | 1982 |  | Nebraska Public Power District | Y | 12 | Stack | 10068 | 38121182.4 | 0.00333, 0.00208, 0.00247, 0.00312, 0.00107, 0.00295, 0.00376, 0.00317, 0.00327, 0.00394, 0.0044, 0.00609 | 0.0010674 | 0.0030101
177 | Sherburne County | 6090_B_3 | 1 | 45.3808 | -93.8931 | Minnesota | 876 | Subbituminous | B | 1987 | 2030 | Northern States Power Co (Minnesota) | N | 2 | Stack | 10018 | 42588465 | 0.00229, 0.00966 | 0.002294 | 0.0049833
178 | Sooner | 6095_B_1 | 1 | 36.4531 | -97.0528 | Oklahoma | 520 | Subbituminous | ESPC | 1979 | 2044 | Oklahoma Gas & Electric Co | N | 1 | CPMS | 10621 | 18683676 | 0.01035 | 0.010352 | 0.0083333
179 | Sooner | 6095_B_2 | 1 | 36.4531 | -97.0528 | Oklahoma | 520 | Subbituminous | ESPC | 1980 | 2045 | Oklahoma Gas & Electric Co | N | 3 | Stack | 10479 | 18662505.4 | 0.00189, 0.00269 | 0.001894 | 0.0019
180 | Nebraska City | 6096_B_1 | 1 | 40.6214 | -95.7764 | Nebraska | 654 | Subbituminous | ESPC | 1979 |  | Omaha Public Power District | Y | 15 | Stack | 9818 | 39013356.2 | 0.01367, 0.00497, 0.01619, 0.00442, 0.00861, 0.00541, 0.01089, 0.00782, 0.01315, 0.01007, 0.0112, 0.00792, 0.01317, 0.00284, 0.00463 | 0.002835 | 0.0080722
181 | Nebraska City | 6096_B_2 | 1 | 40.6214 | -95.7764 | Nebraska | 691 | Subbituminous | B | 2009 |  | Omaha Public Power District | Y | 8 | Stack | 10016 | 42718153.8 | 0.00825, 0.01059, 0.00627, 0.00473, 0.00446, 0.00559, 0.0068, 0.00201 | 0.00201 | 0.0053671
182 | Big Stone | 6098_B_1 | 1 | 45.3037 | -96.5101 | South Dakota | 474 | Subbituminous | B | 1975 |  | Otter Tail Power Co | Y | 5 | Stack | 10230 | 23841505.4 | 0.0005 | 0.000498 | 0.0003
183 | Wyodak | 6101_B_BW91 | 1 | 44.2901 | -105.3815 | Wyoming | 332 | Subbituminous | B | 1978 | 2039 | PacifiCorp | N | 2 | Stack | 12221 | 25699671.6 | 0.00498, 0.002 | 0.002 | 0.0028333
184 | Gibson | 6113_B_1 | 1 | 38.3722 | -87.7658 | Indiana | 630 | Bituminous | ESPC | 1975 | 2035 | Duke Energy Indiana | N | 2 | PM CEMS | 10394 | 28515238.4 | 0.00617, 0.00604 | 0.006041 | 0.0056286
185 | Gibson | 6113_B_2 | 1 | 38.3722 | -87.7658 | Indiana | 630 | Bituminous | ESPC | 1975 | 2035 | Duke Energy Indiana | N | 2 | PM CEMS | 10508 | 30184422.8 | 0.00446, 0.00458 | 0.0044606 | 0.0038647
186 | Gibson | 6113_B_3 | 1 | 38.3722 | -87.7658 | Indiana | 630 | Bituminous | ESPC | 1978 | 2029 | Duke Energy Indiana | N | 2 | PM CEMS | 10586 | 26761125.6 | 0.00981, 0.01076 | 0.0098128 | 0.0085215
187 | Gibson | 6113_B_4 | 1 | 38.3722 | -87.7658 | Indiana | 622 | Bituminous | ESPC | 1979 | 2029 | Duke Energy Indiana | N | 2 | PM CEMS | 10404 | 27117922.2 | 0.00443, 0.00459 | 0.0044302 | 0.0034179
188 | Flint Creek | 6138_B_1 | 1 | 36.2561 | -94.5241 | Arkansas | 528 | Subbituminous | ESPH + B | 1978 | 2039 | Arkansas Electric Coop Corp | N | 2 | Stack | 10629 | 26692444.2 | 0.00308, 0.00059 | 0.000594 | 0.0012167
189 | Martin Lake | 6146_B_1 | 1 | 32.2606 | -94.5706 | Texas | 800 | Lignite, Subbituminous | ESPC | 1977 |  | Luminant | Y | 27 | PM CEMS | 11495 | 47800279.8 | 0.003, 0.006, 0.006, 0.007, 0.026, 0.014, 0.014, 0.01, 0.01, 0.013, 0.01209, 0.013, 0.015, 0.018, 0.019, 0.021, 0.024, 0.025, 0.045, 0.019, 0.01709, 0.011, 0.012, 0.011, 0.015, 0.02109 | 0.003 | 0.013104
190 | Martin Lake | 6146_B_2 | 1 | 32.2606 | -94.5706 | Texas | 805 | Lignite, Subbituminous | ESPC | 1978 |  | Luminant | Y | 27 | PM CEMS | 11314 | 42979261.8 | 0.006, 0.007, 0.006, 0.006, 0.005, 0.008, 0.006, 0.006, 0.006, 0.008, 0.006, 0.008, 0.008, 0.009, 0.006, 0.007, 0.01, 0.011, 0.01, 0.009, 0.013, 0.011, 0.011, 0.009, 0.008, 0.011 | 0.005 | 0.006313
191 | Martin Lake | 6146_B_3 | 1 | 32.2606 | -94.5706 | Texas | 805 | Lignite, Subbituminous | ESPC | 1979 |  | Luminant | Y | 26 | PM CEMS | 11423 | 47020708 | 0.014, 0.007, 0.007, 0.006, 0.007, 0.006, 0.008, 0.008, 0.012, 0.011, 0.012, 0.014, 0.014, 0.011, 0.01, 0.013, 0.012, 0.014, 0.011, 0.012, 0.01, 0.011, 0.008, 0.005, 0.01 | 0.005 | 0.0081709
192 | Hunter | 6165_B_1 | 1 | 39.1747 | -111.0289 | Utah | 471 | Bituminous | ESPC + B | 1978 | 2031 | PacifiCorp | N | 2 | Stack | 10279 | 28474272.6 | 0.00496, 0.00247 | 0.0024695 | 0.0025255
193 | Hunter | 6165_B_3 | 1 | 39.1747 | -111.0289 | Utah | 460 | Bituminous | B + WS | 1978 | 2032 | PacifiCorp | N | 2 | Stack | 10156 | 30525610.6 | 0.003, 0.00136 | 0.0013588 | 0.0016944
194 | Hunter | 6165_B_2 | 1 | 39.1747 | -111.0289 | Utah | 430 | Bituminous | B | 1980 | 2032 | PacifiCorp | N | 2 | Stack | 10244 | 30828187.4 | 0.00596, 0.00298 | 0.00298 | 0.0035
195 | Rockport | 6166_B_MB1, 6166_B_MB2 | 2 | 37.9256 | -87.0372 | Indiana | 2600 | Bituminous, Subbituminous | ESPC | 1984 | 2029 | AEP Generating Co | N | 2 | Stack | 10007 | 80586952.8 | 0.00508, 0.00337 | 0.003374 | 0.0029833
197 | Coronado | 6177_B_U1B | 1 | 34.5789 | -109.2708 | Arizona | 380 | Subbituminous | ESPH | 1979 | 2032 | Salt River Project | Y | 31 | PM CEMS | 10617 | 17749344 | 0.01377, 0.017, 0.01509, 0.018, 0.0171, 0.013, 0.012, 0.012, 0.00921, 0.00871, 0.00772, 0.0083, 0.00992, 0.0126, 0.0085, 0.0061, 0.00861, 0.0104, 0.0114, 0.01094, 0.0141, 0.0143, 0.01679, 0.02171, 0.01051, 0.0113, 0.0114, 0.00881, 0.0096, 0.0112 | 0.0061 | 0.0092875
198 | Coronado | 6177_B_U2B | 1 | 34.5789 | -109.2708 | Arizona | 382 | Subbituminous | ESPH | 1980 | 2032 | Salt River Project | Y | 31 | PM CEMS | 10691 | 20726771.4 | 0.01377, 0.017, 0.01509, 0.018, 0.0171, 0.013, 0.012, 0.012, 0.00921, 0.00871, 0.00772, 0.0083, 0.00992, 0.0126, 0.0085, 0.0061, 0.00861, 0.0104, 0.0114, 0.01094, 0.0141, 0.0143, 0.01679, 0.02171, 0.01051, 0.0113, 0.0114, 0.00881, 0.0096, 0.0112 | 0.0061 | 0.0092875
199 | Fayette Power Project | 6179_B_1 | 1 | 29.9172 | -96.7506 | Texas | 590 | Subbituminous | ESPC | 1979 |  | Austin Energy | N | 2 | PM CEMS | 10589 | 37980264.8 | 0.00555, 0.00535 | 0.00535 | 0.0053024
200 | Fayette Power Project | 6179_B_2 | 1 | 29.9172 | -96.7506 | Texas | 590 | Subbituminous | ESPC | 1980 |  | Austin Energy | N | 2 | PM CEMS | 10606 | 41180832.2 | 0.0062, 0.00613 | 0.00613 | 0.0042929
201 | Fayette Power Project | 6179_B_3 | 1 | 29.9172 | -96.7506 | Texas | 435 | Subbituminous | ESPC | 1988 |  | Lower Colorado River Authority | N | 2 | PM CEMS | 10608 | 32408716.6 | 0.00447, 0.00378 | 0.00378 | 0.0034811
202 | Oak Grove | 6180_B_1 | 1 | 31.1803 | -96.4866 | Texas | 855 | Lignite | B | 2010 |  | Oak Grove Management Co LLC | Y | 31 | PM CEMS | 10406 | 67044884 | 0.003, 0.003, 0.003, 0.003, 0.005, 0.007, 0.005, 0.005, 0.005, 0.003, 0.003, 0.002, 0.006, 0.008, 0.006, 0.005, 0.01, 0.009, 0.008, 0.007, 0.009, 0.009, 0.01, 0.008, 0.008, 0.009, 0.008, 0.008, 0.008, 0.009, 0.008 | 0.002 | 0.0051803
203 | Oak Grove | 6180_B_2 | 1 | 31.1803 | -96.4866 | Texas | 855 | Lignite | B | 2011 |  | Oak Grove Management Co LLC | Y | 31 | PM CEMS | 10472 | 60741949.4 | 0.005, 0.003, 0.003, 0.005, 0.004, 0.004, 0.006, 0.004, 0.004, 0.004, 0.004, 0.001, 0.005, 0.006, 0.00509, 0.005, 0.009, 0.007, 0.006, 0.005, 0.007, 0.009, 0.007, 0.004, 0.004, 0.005, 0.004, 0.00411, 0.007, 0.009, 0.009 | 0.001 | 0.0040361
204 | San Miguel | 6183_B_SM-1 | 1 | 28.7044 | -98.4775 | Texas | 391 | Lignite | ESPC | 1982 |  | San Miguel Electric Coop Inc | Y | 7 | Stack | 12358 | 30376084.2 | 0.01852, 0.0098, 0.01496, 0.03418, 0.02259, 0.01029, 0.00816 | 0.0081606 | 0.013565
205 | Brame Energy Center | 6190_B_3-1 | 1 | 31.395 | -92.7167 | Louisiana | 313 | Bituminous, Petroleum Coke | B + C | 2010 |  | CLECO Power LLC | N | 2 | Stack | 10177 | 18266422.6 | 0.00479, 0.00289 | 0.002892 | 0.0034833
206 | Brame Energy Center | 6190_B_3-2 | 1 | 31.395 | -92.7167 | Louisiana | 313 | Bituminous, Petroleum Coke | B + C | 2010 |  | CLECO Power LLC | N | 2 | Stack | 10177 | 18433753.2 | 0.00129, 0.00617 | 0.0012912 | 0.00283
207 | Tolk | 6194_B_171B | 1 | 34.1865 | -102.57 | Texas | 532 | Subbituminous | B | 1982 | 2029 | Southwestern Public Service Co | N | 2 | Stack | 10342 | 16065970 | 0.00099, 0.0007 | 0.000696 | 0.00061667
208 | Tolk | 6194_B_172B | 1 | 34.1865 | -102.57 | Texas | 535 | Subbituminous | B | 1985 | 2029 | Southwestern Public Service Co | N | 2 | Stack | 10255 | 17847878.8 | 0.0007, 0.00058 | 0.0005776 | 0.000525
209 | John Twitty Energy Center | 6195_B_1 | 1 | 37.1517 | -93.388 | Missouri | 184 | Subbituminous | B | 1976 |  | Springfield MO (City of) | Y | 12 | Stack | 10328 | 7587867 | 0.0021, 0.0009, 0.00199, 0.00281, 0.00262, 0.00097, 0.002, 0.00216, 0.00138, 0.00489, 0.00628, 0.00477 | 0.00090244 | 0.0022778
210 | John Twitty Energy Center | 6195_B_2 | 1 | 37.1517 | -93.388 | Missouri | 275 | Subbituminous | B | 1976 |  | Springfield MO (City of) | Y | 11 | Stack | 10188 | 14165827.6 | 0.0012, 0.00167, 0.00091, 0.00182, 0.001, 0.00628, 0.00462, 0.00098, 0.00064, 0.00045, 0.0026 | 0.00045072 | 0.0015778
211 | Laramie River Station | 6204_B_1 | 1 | 42.1089 | -104.8825 | Wyoming | 570 | Subbituminous | ESPH | 1980 |  | Western Minnesota Municipal Power Agency | N | 4 | Stack | 10218 | 26906357.6 | 0.01486, 0.02625, 0.0025, 0.0018 | 0.001796 | 0.0079867
212 | Laramie River Station | 6204_B_2 | 1 | 42.1089 | -104.8825 | Wyoming | 570 | Subbituminous | ESPH | 1981 |  | Basin Electric Power Coop | N | 2 | Stack | 10164 | 39919358 | 0.008, 0.008 | 0.008 | 0.007
213 | Laramie River Station | 6204_B_3 | 1 | 42.1089 | -104.8825 | Wyoming | 570 | Subbituminous | ESPH | 1982 |  | Basin Electric Power Coop | N | 4 | Stack | 10137 | 43706051.2 | 0.00598, 0.02296, 0.02357, 0.01374 | 0.00598 | 0.014758
214 | Merom | 6213_B_2SG1 | 1 | 39.0694 | -87.5108 | Indiana | 492 | Bituminous | ESPC | 1982 |  | Hoosier Energy R E C, Inc | N | 2 | Stack | 10408 | 24249177.8 | 0.00498, 0.00496 | 0.00496 | 0.0038333
215 | Merom | 6213_B_1SG1 | 1 | 39.0694 | -87.5108 | Indiana | 496 | Bituminous | ESPC | 1983 |  | Hoosier Energy R E C, Inc | N | 2 | Stack | 10352 | 25605605.4 | 0.00498, 0.00398 | 0.00398 | 0.0038333
216 | Winyah | 6249_B_1 | 1 | 33.3318 | -79.3572 | South Carolina | 275 | Bituminous | ESPC + WS | 1975 | 2031 | Santee Cooper | N | 1 | CPMS | 10751 | 7699848.8 | 0.00307 | 0.003068 | 0.003033
217 | Winyah | 6249_B_2 | 1 | 33.3318 | -79.3572 | South Carolina | 285 | Bituminous | ESPC + WS | 1977 | 2031 | Santee Cooper | N | 3 | CPMS | 10687 | 6061530 | 0.00914, 0.00914 | 0.0091381 | 0.0074614
218 | Winyah | 6249_B_3 | 1 | 33.3318 | -79.3572 | South Carolina | 285 | Bituminous | ESPC + WS | 1980 | 2031 | Santee Cooper | N | 3 | CPMS | 10784 | 4608332.6 | 0.00682, 0.00881 | 0.0068164 | 0.0071326
219 | Winyah | 6249_B_4 | 1 | 33.3318 | -79.3572 | South Carolina | 285 | Bituminous | ESPC + WS | 1981 | 2031 | Santee Cooper | N | 1 | CPMS | 10803 | 2481275.8 | 0.00795, 0.00507 | 0.0050691 | 0.0061414
220 | Mayo | 6250_B_1A, 6250_B_1B | 2 | 36.5278 | -78.8917 | North Carolina | 728 | Bituminous | ESPH | 1983 | 2031 | Duke Energy Progress | N | 4 | PM CEMS | 11143 | 15856958.2 | 0.01611, 0.01642, 0.01607, 0.01499 | 0.014993 | 0.014449
222 | Ottumwa | 6254_B_1 | 1 | 41.0961 | -92.5558 | Iowa | 725 | Subbituminous | ESPH + B | 1981 |  | MidAmerican Energy Co | N | 1 | PM CEMS | 10369 | 41314094.2 | 0.005 | 0.005 | 0.005
223 | Scherer | 6257_B_1 | 1 | 33.0606 | -83.8075 | Georgia | 860 | Subbituminous | ESPH + B + WS | 1982 |  | Oglethorpe Power Corp | N | 2 | Stack | 10832 | 29439250.4 | 0.002, 0.001 | 0.001 | 0.0013333
224 | Scherer | 6257_B_2 | 1 | 33.0606 | -83.8075 | Georgia | 860 | Subbituminous | ESPH + B + WS | 1984 |  | Oglethorpe Power Corp | N | 2 | Stack | 10756 | 27880798.8 | 0.002, 0.002 | 0.002 | 0.0016667
225 | Scherer | 6257_B_3 | 1 | 33.0606 | -83.8075 | Georgia | 860 | Subbituminous | ESPC + B + WS | 1987 | 2029 | Georgia Power Co | N | 2 | Stack | 10740 | 29782977 | 0.002, 0.0032 | 0.002 | 0.0023667
226 | Mountaineer | 6264_B_1 | 1 | 38.9794 | -81.9344 | West Virginia | 1299 | Bituminous | ESPC | 1980 | 2040 | Appalachian Power Co | N | 2 | Stack | 9925 | 67551774 | 0.00877, 0.00399 | 0.00399 | 0.0052667
227 | Antelope Valley | 6469_B_B1 | 1 | 47.3705 | -101.8357 | North Dakota | 450 | Lignite | B | 1984 |  | Basin Electric Power Coop | N | 1 | Stack | 11322 | 30686480.4 | 0.00697 | 0.006966 | 0.0053667
228 | Antelope Valley | 6469_B_B2 | 1 | 47.3705 | -101.8357 | North Dakota | 450 | Lignite | B | 1986 |  | Basin Electric Power Coop | N | 1 | Stack | 11263 | 34877580.2 | 0.0034 | 0.0034 | 0.0032667
229 | Independence Steam Electric Station | 6641_B_1 | 1 | 35.6784 | -91.4088 | Arkansas | 809 | Subbituminous | ESPC | 1983 | 2031 | Arkansas Electric Coop Corp | N | 3 | PM CEMS | 10428 | 31915341.2 | 0.00536, 0.00613, 0.01221 | 0.0053647 | 0.0064268
230 | Independence Steam Electric Station | 6641_B_2 | 1 | 35.6784 | -91.4088 | Arkansas | 842 | Subbituminous | ESPC | 1985 | 2031 | Arkansas Electric Coop Corp | N | 1 | PM CEMS | 10427 | 33107258.2 | 0.00412 | 0.0041208 | 0.0031909
231 | Louisa | 6664_B_101 | 1 | 41.3181 | -91.0931 | Iowa | 746 | Subbituminous | ESPH + B | 1983 |  | MidAmerican Energy Co | Y | 11 | Stack | 10591 | 37064628.2 | 0.00337, 0.00669, 0.00578, 0.00589, 0.00379, 0.00729, 0.00419, 0.0077, 0.00908, 0.00908, 0.008 | 0.00337 | 0.0057303
232 | Warrick | 6705_B_4 | 1 | 37.915 | -87.3328 | Indiana | 295 | Bituminous | ESPC | 1970 |  | Alcoa Power Generating Inc | N | 3 | PM CEMS | 11131 | 20079372.2 | 0.02412, 0.02262, 0.007 | 0.007 | 0.0068338
233 | Rawhide | 6761_B_101 | 1 | 40.8609 | -105.0212 | Colorado | 280 | Subbituminous | B | 1984 | 2030 | Platte River Power Authority | N | 2 | Stack | 10091 | 18894611 | 0.00489, 0.00598 | 0.004888 | 0.0046833
234 | Sikeston Power Station | 6768_B_1 | 1 | 36.8791 | -89.6209 | Missouri | 240 | Subbituminous | ESPC | 1981 |  | Sikeston Utilities | N | 1 | PM CEMS | 10648 | 17579677 | 0.0029 | 0.0029 | 0.0020402
235 | Hugo | 6772_B_1 | 1 | 34.0158 | -95.3206 | Oklahoma | 440 | Subbituminous | ESPC | 1982 |  | Western Farmers Electric Coop | N | 2 | Stack | 11061 | 14323477.8 | 0.00288, 0.00626 | 0.00288 | 0.0033833
236 | D B Wilson | 6823_B_W1 | 1 | 37.4497 | -87.0806 | Kentucky | 417 | Bituminous | ESPC | 1984 |  | Big Rivers Electric Corp | Y | 27 | PM CEMS | 10643 | 30012538.8 | 0.019, 0.02, 0.021, 0.02, 0.024, 0.01111, 0.0141, 0.01909, 0.02, 0.017, 0.011, 0.015, 0.01, 0.02, 0.016, 0.017, 0.017, 0.017, 0.016, 0.017, 0.015, 0.017, 0.017, 0.017, 0.016 | 0.01 | 0.014817
237 | Major Oak Power | 7030_B_U1 | 1 | 31.0919 | -96.695 | Texas | 152 | Lignite, Subbituminous | B | 1990 |  | Major Oak Power LLC | N | 2 | Stack | 11608 | 14555770.6 | 0.007, 0.00698 | 0.00698 | 0.0061667
238 | Major Oak Power | 7030_B_U2 | 1 | 31.0919 | -96.695 | Texas | 153 | Lignite, Subbituminous | B | 1991 |  | Major Oak Power LLC | N | 2 | Stack | 11407 | 13564089 | 0.007, 0.01096 | 0.007 | 0.0083333
239 | J K Spruce | 7097_B_BLR1 | 1 | 29.3097 | -98.3203 | Texas | 560 | Subbituminous | B | 1992 | 2029 | CPS Energy | N | 1 | Stack | 9995 | 27931492.2 | 0.0021 | 0.0021 | 0.0021
240 | Clover | 7213_B_1 | 1 | 36.869 | -78.704 | Virginia | 440 | Bituminous | B + WS | 1995 | 2045 | Old Dominion Electric Coop | N | 3 | PM CEMS | 10106 | 11557127.8 | 0.00339, 0.001, 0.0 | 0 | 0.00058197
241 | Clover | 7213_B_2 | 1 | 36.869 | -78.704 | Virginia | 437 | Bituminous | B + WS | 1996 |  | Old Dominion Electric Coop | N | 1 | PM CEMS | 10086 | 9870145.8 | 0.006 | 0.006 | 0.0050179
242 | George Neal South | 7343_B_4 | 1 | 42.3006 | -96.3617 | Iowa | 645 | Subbituminous | ESPC + B | 1979 |  | MidAmerican Energy Co | Y | 10 | Stack | 10033 | 18630892.2 | 0.0014, 0.00428, 0.00639, 0.00109, 0.00415, 0.001, 0.0018, 0.00219, 0.00219, 0.00795 | 0.000996 | 0.0024733
243 | Bonanza | 7790_B_1-1 | 1 | 40.0864 | -109.2844 | Utah | 458 | Bituminous | B | 1986 | 2030 | Deseret Power Electric Coop | N | 2 | Stack | 9983 | 37311654.8 | 0.00696, 0.00898 | 0.00696 | 0.0066667
244 | Belews Creek | 8042_B_1 | 1 | 36.2811 | -80.0603 | North Carolina | 1110 | Bituminous | ESPC | 1974 | 2036 | Duke Energy Carolinas | N | 3 | PM CEMS | 9185 | 35983128 | 0.00733, 0.00233 | 0.0023317 | 0.0026834
245 | Belews Creek | 8042_B_2 | 1 | 36.2811 | -80.0603 | North Carolina | 1110 | Bituminous | ESPC | 1975 | 2036 | Duke Energy Carolinas | N | 1 | PM CEMS | 9203 | 38254080.6 | 0.00694 | 0.0069394 | 0.0041964
246 | Jim Bridger | 8066_B_BW73 | 1 | 41.7378 | -108.7875 | Wyoming | 523 | Subbituminous | ESPC | 1976 | 2037 | PacifiCorp | N | 4 | Stack | 10441 | 30060505 | 0.00779, 0.01327, 0.01688 | 0.00779 | 0.010233
247 | Jim Bridger | 8066_B_BW74 | 1 | 41.7378 | -108.7875 | Wyoming | 530 | Subbituminous | ESPC | 1979 | 2037 | PacifiCorp | N | 2 | Stack | 10465 | 29973979.4 | 0.00779, 0.01162 | 0.007788 | 0.0081833
248 | Huntington | 8069_B_1 | 1 | 39.3792 | -111.0781 | Utah | 459 | Bituminous | ESPC + B | 1977 | 2032 | PacifiCorp | N | 2 | Stack | 10283 | 28245732.8 | 0.004, 0.00498 | 0.004 | 0.0038333
249 | Huntington | 8069_B_2 | 1 | 39.3792 | -111.0781 | Utah | 450 | Bituminous | B | 1977 | 2032 | PacifiCorp | N | 2 | Stack | 10325 | 26772915 | 0.00898, 0.00694 | 0.00694 | 0.0063333
250 | Gavin Power, LLC | 8102_B_1 | 1 | 38.9347 | -82.1158 | Ohio | 1348 | Bituminous, Subbituminous | ESPC | 1974 |  | Gavin Power LLC | N | 2 | Stack | 9926 | 75719207.4 | 0.01038, 0.01069 | 0.010384 | 0.0093167
251 | Gavin Power, LLC | 8102_B_2 | 1 | 38.9347 | -82.1158 | Ohio | 1361 | Bituminous, Subbituminous | ESPC | 1975 |  | Gavin Power LLC | N | 4 | Stack | 9861 | 71126464 | 0.01499, 0.0059, 0.00389 | 0.003888 | 0.0066556
252 | Ray D Nixon | 8219_B_1 | 1 | 38.6335 | -104.7058 | Colorado | 208 | Bituminous, Subbituminous | B | 1980 | 2029 | Colorado Springs Utilities | N | 4 | Stack | 10457 | 12222350.4 | 0.00282, 0.011, 0.002 | 0.002 | 0.0049778
253 | Coyote | 8222_B_B1 | 1 | 47.2214 | -101.8157 | North Dakota | 429 | Lignite | B | 1981 |  | Otter Tail Power Co | Y | 13 | Stack | 11481 | 28492422.4 | 0.00879, 0.001, 0.00085, 0.0041, 0.0089, 0.00389, 0.00325, 0.0036, 0.00545, 0.00073, 0.00238, 0.00229, 0.0057 | 0.00072876 | 0.002932
254 | Springerville | 8223_B_2 | 1 | 34.3186 | -109.1639 | Arizona | 406 | Subbituminous | B | 1990 | 2032 | Tucson Electric Power Co | N | 2 | Stack | 10293 | 24055807 | 0.00429, 0.00797 | 0.004294 | 0.0056417
255 | Springerville | 8223_B_3 | 1 | 34.3186 | -109.1639 | Arizona | 417 | Subbituminous | B | 2006 |  | Tri State Generation & Transmission Association Inc | N | 2 | Stack | 10191 | 25149246.2 | 0.00266, 0.00286 | 0.00266 | 0.0017467
256 | Springerville | 8223_B_4 | 1 | 34.3186 | -109.1639 | Arizona | 415 | Subbituminous | B | 2009 |  | Salt River Project | N | 2 | Stack | 10260 | 19773533.4 | 0.00189, 0.00119 | 0.0011853 | 0.0011933
257 | John B Rich Memorial Power Station | 10113_B_CFB1, 10113_B_CFB2 | 2 | 40.7903 | -76.1983 | Pennsylvania | 80 | Waste Coal | B | 1988 |  | Gilberton Power Co | Y | 25 | PM CEMS | 13587 | 8000969.6 | 0.014, 0.025, 0.028, 0.01509, 0.024, 0.027, 0.025, 0.028, 0.029, 0.029, 0.019, 0.028, 0.029, 0.021, 0.017, 0.018, 0.018, 0.02, 0.023, 0.025, 0.027, 0.027, 0.02, 0.021, 0.025 | 0.014 | 0.019314
259 | Colver Power Project | 10143_B_ABB01 | 1 | 40.55 | -78.8 | Pennsylvania | 110 | Waste Coal | B | 1995 |  | Inter Power/Ahlcon Partners L P | Y | 9 | Stack | 11032 | 9074811.4 | 0.0133, 0.01067, 0.00765, 0.01199, 0.00923, 0.01599, 0.00832, 0.00976, 0.0105 | 0.0076484 | 0.010278
260 | Grant Town Power Plant | 10151_B_BLR1A, 10151_B_BLR1B | 2 | 39.5618 | -80.1631 | West Virginia | 80 | Waste Coal | B | 1993 |  | American Bituminous Power LP | N | 4 | Stack | 13650 | 8778034.4 | 0.00927, 0.02294, 0.00449, 0.00616 | 0.004488 | 0.0088667
262 | Foster Wheeler Mt Carmel Cogen | 10343_B_SG-101 | 1 | 40.8112 | -76.453 | Pennsylvania | 43 | Waste Coal | B | 1990 |  | Mt Carmel Cogeneration Inc | Y | 12 | Stack | 14500 | 2892787.75 | 0.00982, 0.02049, 0.02267, 0.03636, 0.02932, 0.01789, 0.01358, 0.01838, 0.02369, 0.05009, 0.02999 | 0.0098172 | 0.022889
263 | Ebensburg Power | 10603_B_031 | 1 | 40.455 | -78.7472 | Pennsylvania | 50 | Waste Coal | B | 1991 |  | Ebensburg Power Co | N | 2 | Stack | 14500 | 4403948.4 | 0.00652, 0.00388 | 0.0038786 | 0.004785
264 | River Valley | 10671_B_1A, 10671_B_1B, 10671_B_2A, 10671_B_2B | 4 | 35.1931 | -94.6458 | Oklahoma | 320 | Bituminous, Subbituminous | B | 1991 |  | Oklahoma Gas & Electric Co | N | 4 | Stack | 11851 | 15632954.8 | 0.01298, 0.01306, 0.00369, 0.0057 | 0.003694 | 0.0072417
268 | AES Warrior Run Cogeneration Facility | 10678_B_BLR1 | 1 | 39.5952 | -78.7453 | Maryland | 180 | Bituminous, Waste Coal | B | 2000 |  | AES Warrior Run Inc | N | 2 | Stack | 8909 | 13400897.2 | 0.003, 0.003 | 0.003 | 0.0026667
269 | Colstrip Energy LP | 10784_B_BLR1 | 1 | 45.9752 | -106.6547 | Montana | 38 | Waste Coal | B | 1990 |  | Colstrip Energy LP | N | 2 | Stack | 13936 | 2319507.84 | 0.00319, 0.01098 | 0.00319 | 0.0065
270 | Westwood Generation LLC | 50611_B_031 | 1 | 40.6191 | -76.45 | Pennsylvania | 30 | Waste Coal | B | 1987 |  | Rausch Creek Generation LLC | Y | 12 | Stack | 14500 | 2640627 | 0.01447, 0.01079, 0.02343, 0.17088, 0.0166, 0.02025 | 0.010786 | 0.024158
271 | Panther Creek Energy Facility | 50776_B_BLR1, 50776_B_BLR2 | 2 | 40.8556 | -75.8781 | Pennsylvania | 84 | Waste Coal | B | 1992 |  | Panther Creek Power Operating LLC | N | 2 | Stack | 14141 | 1310194 | 0.00285, 0.00372 | 0.0028496 | 0.0031
273 | Northampton Generating Company LP | 50888_B_BLR1 | 1 | 40.6917 | -75.4792 | Pennsylvania | 112 | Waste Coal | B | 1995 |  | Northampton Generating Co LP | N | 2 | Stack | 10316 | 1663689.2 | 0.0036, 0.0041 | 0.003598 | 0.00375
274 | Sunnyside Cogen Associates | 50951_B_1 | 1 | 39.5472 | -110.3917 | Utah | 51 | Waste Coal | B | 1993 |  | American Consumers Inc | N | 2 | Stack | 12284 | 2743999.92 | 0.0079, 0.00598 | 0.00598 | 0.0061967
275 | Scrubgrass Generating Plant | 50974_B_UNIT 1 | 1 | 41.2691 | -79.8134 | Pennsylvania | 43 | Bituminous, Waste Coal | B + C | 1993 |  | Scrubgrass Generating Co LP | N | 2 | Stack | 13904 | 2310374.4 | 0.00698, 0.011 | 0.00698 | 0.0081667
276 | Scrubgrass Generating Plant | 50974_B_UNIT 2 | 1 | 41.2691 | -79.8134 | Pennsylvania | 43 | Bituminous, Waste Coal | B + C | 1993 |  | Scrubgrass Generating Co LP | N | 2 | Stack | 13904 | 2192802 | 0.00698, 0.011 | 0.00698 | 0.0081667
277 | St Nicholas Cogen Project | 54634_B_1 | 1 | 40.8222 | -76.1736 | Pennsylvania | 86 | Waste Coal | B | 1990 |  | Schuylkill Energy Resource Inc | Y | 19 | Stack | 14500 | 10609501.2 | 0.03056, 0.02806, 0.02458, 0.01679, 0.02769, 0.01278, 0.01868, 0.01499, 0.0139, 0.01511, 0.00649, 0.0083, 0.00571, 0.01453, 0.01296, 0.01047, 0.0117, 0.02475, 0.0139 | 0.005714 | 0.014684
278 | Red Hills Generating Facility | 55076_B_AA001, 55076_B_AA002 | 2 | 33.3761 | -89.2183 | Mississippi | 440 | Lignite | B | 2002 |  | Choctaw Generating LP | Y | 28 | Stack | 11206 | 30817327.4 | 0.02492, 0.01598, 0.02376, 0.00686, 0.0067, 0.01598, 0.015, 0.019, 0.01496, 0.0179, 0.01296, 0.0099, 0.011, 0.0087, 0.00767, 0.0037, 0.03148, 0.01198, 0.01198, 0.02998, 0.013, 0.01296 | 0.003696 | 0.012418
280 | Wygen 1 | 55479_B_3 | 1 | 44.2858 | -105.3833 | Wyoming | 85 | Subbituminous | B | 2003 |  | Black Hills Power Inc | N | 2 | Stack | 11824 | 8220289.4 | 0.00494, 0.00198 | 0.00198 | 0.0021667
281 | Hardin Generator Project | 55749_B_PC1 | 1 | 45.7578 | -107.6 | Montana | 107 | Subbituminous | B | 2006 |  | Rocky Mountain Power LLC (ND) | N | 2 | Stack | 12466 | 2801310.4 | 0.005, 0.00198 | 0.00198 | 0.0029
282 | Prairie State Generating Station | 55856_G_PC1 | 1 | 38.2792 | -89.6669 | Illinois | 815 | Bituminous | ESPC + WESP | 2012 | 2045 | Prairie State Generating Co LLC | N | 1 | PM CEMS | 9391 | 64278788.6 | 0.007 | 0.007 | 0.004712
283 | Prairie State Generating Station | 55856_G_PC2 | 1 | 38.2792 | -89.6669 | Illinois | 815 | Bituminous | ESPC + WESP | 2012 | 2045 | Prairie State Generating Co LLC | N | 1 | PM CEMS | 9346 | 63829896.4 | 0.007 | 0.007 | 0.0048152
284 | Elm Road Generating Station | 56068_B_18 | 1 | 42.8492 | -87.8336 | Wisconsin | 633 | Bituminous, Subbituminous | WESP + B | 2010 |  | Wisconsin Electric Power Co | N | 2 | PM CEMS | 9552 | 38584139.6 | 0.002, 0.002 | 0.002 | 0.002
285 | Elm Road Generating Station | 56068_B_19 | 1 | 42.8492 | -87.8336 | Wisconsin | 633 | Bituminous, Subbituminous | WESP + B | 2011 |  | Wisconsin Electric Power Co | N | 2 | PM CEMS | 9475 | 39085684.2 | 0.001, 0.001 | 0.001 | 0.00087432
286 | Wygen 2 | 56319_B_1 | 1 | 44.2919 | -105.3811 | Wyoming | 90 | Subbituminous | B | 2008 | 2048 | Cheyenne Light Fuel & Power Co | N | 2 | Stack | 11967 | 8866771.4 | 0.00298, 0.001 | 0.001 | 0.0018
287 | Plum Point Energy Station | 56456_B_BLR1 | 1 | 35.6644 | -89.9489 | Arkansas | 680 | Subbituminous | B | 2010 |  | Plum Point Energy Associates LLC | N | 2 | Stack | 9682 | 43165967.6 | 0.00577, 0.00909 | 0.005774 | 0.0065833
288 | John W Turk Jr Power Plant | 56564_G_1 | 1 | 33.6497 | -93.8119 | Arkansas | 609 | Subbituminous | B | 2012 |  | Southwestern Electric Power Co | N | 2 | Stack | 9102 | 36773758 | 0.0004, 0.00158 | 0.0004 | 0.00058333
289 | Wygen III | 56596_B_1 | 1 | 44.2919 | -105.3806 | Wyoming | 100 | Subbituminous | B | 2010 |  | Black Hills Power Inc | N | 2 | Stack | 11509 | 9396901.6 | 0.00298, 0.00199 | 0.00199 | 0.002
290 | Dry Fork Station | 56609_B_1 | 1 | 44.3889 | -105.4608 | Wyoming | 380 | Subbituminous | B | 2011 |  | Basin Electric Power Coop | N | 2 | Stack | 10552 | 31980755.8 | 0.0, 0.00209 | 0 | 0.00083333
291 | Sandy Creek Energy Station | 56611_B_S01 | 1 | 31.4744 | -96.9571 | Texas | 933 | Subbituminous | B | 2013 |  | Sandy Creek Energy Associates | Y | 14 | Stack | 9330 | 56550548.4 | 0.01298, 0.00129, 0.02198, 0.01396, 0.01, 0.00498, 0.00625, 0.00459, 0.00549, 0.00695, 0.0039, 0.0082, 0.00895, 0.00599 | 0.001294 | 0.007231
292 | Longview Power Plant | 56671_B_UHA01 | 1 | 39.7079 | -79.959 | West Virginia | 700 | Bituminous | B | 2011 |  | Longview Power LLC | N | 2 | PM CEMS | 8904 | 47924315.2 | 0.00561, 0.0055 | 0.0055 | 0.0030005
293 | Spiritwood Station | 56786_B_1 | 1 | 46.9264 | -98.4997 | North Dakota | 92 | Lignite | B | 2014 |  | Great River Energy | N | 2 | Stack | 8300 | 4861964.8 | 0.0009, 0.00796 | 0.000896 | 0.0027429
294 | Virginia City Hybrid Energy Center | 56808_G_1 | 1 | 36.9164 | -82.3381 | Virginia | 305 | Bituminous, Waste Coal | ESPH + B | 2012 |  | Virginia Electric & Power Co | N | 1 | PM CEMS | 9943 | 9394043.2 | 0.001 | 0.001 | 0.00038462
295 | Virginia City Hybrid Energy Center | 56808_G_2 | 1 | 36.9164 | -82.3381 | Virginia | 305 | Bituminous, Waste Coal | ESPH + B | 2012 |  | Virginia Electric & Power Co | N | 1 | PM CEMS | 9943 | 10513688.6 | 0.001 | 0.001 | 0.001

## 0.015 Limit Assumptions
| Plant Name | UniqueID_Final | Number of Units | PM Control | Lowest Achieved fPM Rate (lowest 99th percentile, lb/MMBtu) | Average of All Data (lb/MMBtu) | Capacity (MW) | Capital Charge Rate (%) | Upgrade Assumption to Meet 0.015 lb/MMBtu | Annualized Cost (2019$) | Average Annual Heat Input (mmBtu) | Reduction in Average fPM Rate (lb/MMBtu) | fPM Reductions (tons/year) | Sb Reductions (tons/year) | As Reductions (tons/year) | Be Reductions (tons/year) | Cd Reductions (tons/year) | Cr Reductions (tons/year) | Co Reductions (tons/year) | Pb Reductions (tons/year) | Mn Reductions (tons/year) | Ni Reductions (tons/year) | Se Reductions (tons/year) | Total Metals Reductions (tons/year) | fPM2.5 Reductions (tons/year) | fPM Cost Effectiveness ($/ton) | fPM2.5 Cost Effectiveness ($/ton) | Total Metals Cost Effectiveness ($/ton)
0 | Labadie | 2103_B_1 | 1 | ESPC | 0.014 | 0.017519 | 593 |  | O&M | 88162.5457 | 40426523.4 | 0.00252 | 50.91 | 0.0015 | 0.0071 | 0.0005 | 0.0005 | 0.0697 | 0.0021 | 0.007 | 0.0122 | 0.0244 | 0.0119 | 0.1368 | 27.5 | 1731.73 | 3205.91 | 644463.05
1 | Labadie | 2103_B_2 | 1 | ESPC | 0.014 | 0.017519 | 593 |  | O&M | 88162.5457 | 40621980.2 | 0.00252 | 51.15 | 0.0015 | 0.0071 | 0.0005 | 0.0005 | 0.0701 | 0.0021 | 0.0071 | 0.0122 | 0.0245 | 0.012 | 0.1375 | 27.63 | 1723.61 | 3190.83 | 641182.15
2 | Labadie | 2103_B_3 | 1 | ESPC | 0.014 | 0.017519 | 593 |  | O&M | 88162.5457 | 36981374.6 | 0.00252 | 46.57 | 0.0014 | 0.0065 | 0.0004 | 0.0004 | 0.0638 | 0.0019 | 0.0064 | 0.0111 | 0.0223 | 0.0109 | 0.1252 | 25.16 | 1893.12 | 3504.08 | 704173.69
3 | Labadie | 2103_B_4 | 1 | ESPC | 0.014 | 0.017519 | 593 |  | O&M | 88162.5457 | 39856724.8 | 0.00252 | 50.19 | 0.0015 | 0.007 | 0.0005 | 0.0005 | 0.0688 | 0.002 | 0.0069 | 0.012 | 0.024 | 0.0117 | 0.1349 | 27.11 | 1756.58 | 3252.03 | 653540
4 | FirstEnergy Harrison Power Station | 3944_B_3 | 1 | ESPC + WS | 0.015109 | 0.015448 | 651 | 12.07 | Minor ESP Upgrade ($20/kW, 2019$) | 1571514 | 42550521.4 | 0.00045 | 9.53 | 0.0005 | 0.0013 | 0.0001 | 0.0002 | 0.0131 | 0.0003 | 0.0009 | 0.0002 | 0.0046 | 0.0328 | 0.0538 | 4.47 | 164901.78 | 351569.13 | 29210297.4
5 | Colstrip | 6076_B_3 | 1 | WS | 0.01796 | 0.021294 | 740 |  | FF install | 18409682.8 | 51323286.6 | 0.01916 | 491.79 | 0.0251 | 0.0615 | 0.0024 | 0.0122 | 0.0905 | 0.0068 | 0.1018 | 0.3629 | 0.0944 | 0.3497 | 1.1065 | 265.67 | 37434.03 | 69295.3 | 16637761.23
6 | Colstrip | 6076_B_4 | 1 | WS | 0.017 | 0.023162 | 740 |  | FF install | 18473290.08 | 49614571.6 | 0.02085 | 517.13 | 0.0264 | 0.0646 | 0.0025 | 0.0128 | 0.0952 | 0.0071 | 0.107 | 0.3816 | 0.0993 | 0.3677 | 1.1635 | 279.37 | 35722.72 | 66124.82 | 15877344.29
7 | John B Rich Memorial Power Station | 10113_B_CFB1, 10113_B_CFB2 | 2 | B | 0.014 | 0.019314 | 80 |  | Increased Std Bag frequency | 12098.9692 | 8000969.6 | 0.00431 | 17.26 | 0.0021 | 0.0047 | 0.0003 | 0.0005 | 0.009 | 0.0017 | 0.0036 | 0.0152 | 0.0126 | 0.0014 | 0.0511 | 8 | 700.98 | 1512.37 | 236770.43
8 | Foster Wheeler Mt Carmel Cogen | 10343_B_SG-101 | 1 | B | 0.0098172 | 0.022889 | 43 |  | Increased Std Bag frequency | 9537.0257 | 2892787.75 | 0.00789 | 11.41 | 0.0014 | 0.0031 | 0.0002 | 0.0003 | 0.006 | 0.0012 | 0.0024 | 0.0101 | 0.0083 | 0.0009 | 0.0338 | 5.29 | 835.85 | 1802.84 | 282160.52
9 | Westwood Generation LLC | 50611_B_031 | 1 | B | 0.010786 | 0.024158 | 30 |  | Increased Std Bag frequency | 3729.4314 | 2640627 | 0.00916 | 12.09 | 0.0015 | 0.0033 | 0.0002 | 0.0004 | 0.0063 | 0.0012 | 0.0025 | 0.0107 | 0.0088 | 0.001 | 0.0358 | 5.61 | 308.47 | 664.78 | 104174.06

## 0.010 Limit Assumptions
| Plant Name | UniqueID_Final | Number of Units | PM Control | Lowest Achieved fPM Rate (lowest 99th percentile, lb/MMBtu) | Average of All Data (lb/MMBtu) | Capacity (MW) | Capital Charge Rate (%) | Upgrade Assumption to Meet 0.010 lb/MMBtu | Annualized Cost (2019$) | Average Annual Heat Input (mmBtu) | Reduction in Average fPM Rate (lb/MMBtu) | fPM Reductions (tons/year) | Sb Reductions (tons/year) | As Reductions (tons/year) | Be Reductions (tons/year) | Cd Reductions (tons/year) | Cr Reductions (tons/year) | Co Reductions (tons/year) | Pb Reductions (tons/year) | Mn Reductions (tons/year) | Ni Reductions (tons/year) | Se Reductions (tons/year) | Total Metals Reductions (tons/year) | fPM2.5 Reductions (tons/year) | fPM Cost Effectiveness ($/ton) | fPM2.5 Cost Effectiveness ($/ton) | Total Metals Cost Effectiveness ($/ton)
0 | Seminole | 136_B_2 | 1 | ESPC | 0.00798 | 0.014167 | 657 |  | O&M | 88162.5457 | 37530746.6 | 0.00417 | 78.19 | 0.0023 | 0.0109 | 0.0007 | 0.0007 | 0.1071 | 0.0032 | 0.0108 | 0.0187 | 0.0375 | 0.1314 | 0.3232 | 36.64 | 1127.54 | 2406.18 | 272780.15
1 | Marion | 976_B_123 | 1 | B | 0.005 | 0.013835 | 120 |  | Increased Std Bag frequency | 10560.518 | 9343124.2 | 0.00383 | 17.91 | 0.0006 | 0.0056 | 0.001 | 0.0015 | 0.0177 | 0.0041 | 0.0191 | 0.0774 | 0.0131 | 0.0025 | 0.1427 | 8.39 | 589.64 | 1258.7 | 74005.03
2 | Mill Creek | 1364_B_4 | 1 | ESPC + B | 0.0034476 | 0.01143 | 477 |  | Increased Std Bag frequency | 78271.4156 | 28938246.4 | 0.00143 | 20.69 | 0.0008 | 0.0014 | 0.0003 | 0.0006 | 0.0108 | 0.0021 | 0.0043 | 0.0182 | 0.0151 | 0.0062 | 0.0598 | 9.69 | 3783.06 | 8077.55 | 1308886.55
3 | Labadie | 2103_B_1 | 1 | ESPC | 0.014 | 0.017519 | 593 | 10.86 | ESP Rebuild ($80/kW, 2019$) | 5151984 | 40426523.4 | 0.00752 | 151.97 | 0.0045 | 0.0211 | 0.0014 | 0.0014 | 0.2082 | 0.0062 | 0.021 | 0.0363 | 0.0728 | 0.0356 | 0.4084 | 82.1 | 33901.32 | 62752.55 | 12615044.07
4 | Labadie | 2103_B_2 | 1 | ESPC | 0.014 | 0.017519 | 593 | 10.86 | ESP Rebuild ($80/kW, 2019$) | 5151984 | 40621980.2 | 0.00752 | 152.71 | 0.0045 | 0.0212 | 0.0014 | 0.0014 | 0.2092 | 0.0062 | 0.0211 | 0.0365 | 0.0731 | 0.0357 | 0.4104 | 82.5 | 33737.04 | 62448.29 | 12553567.25
5 | Labadie | 2103_B_3 | 1 | ESPC | 0.014 | 0.017519 | 593 | 16.31 | ESP Rebuild ($80/kW, 2019$) | 7737464 | 36981374.6 | 0.00752 | 139.02 | 0.0041 | 0.0193 | 0.0013 | 0.0012 | 0.1905 | 0.0057 | 0.0192 | 0.0332 | 0.0666 | 0.0325 | 0.3736 | 75.1 | 55657.2 | 103028.81 | 20710556.75
6 | Labadie | 2103_B_4 | 1 | ESPC | 0.014 | 0.017519 | 593 | 16.31 | ESP Rebuild ($80/kW, 2019$) | 7737464 | 39856724.8 | 0.00752 | 149.83 | 0.0044 | 0.0208 | 0.0014 | 0.0013 | 0.2053 | 0.0061 | 0.0207 | 0.0358 | 0.0718 | 0.0351 | 0.4027 | 80.94 | 51641.62 | 95595.06 | 19213965.73
7 | Roxboro | 2712_B_4A, 2712_B_4B | 2 | ESPH | 0.01277 | 0.012301 | 698 | 20.57 | Minor ESP Upgrade ($20/kW, 2019$) | 2871572 | 18511734.8 | 0.0023 | 21.3 | 0.0012 | 0.0078 | 0.0004 | 0.0013 | 0.0137 | 0.0026 | 0.0044 | 0.0097 | 0.0107 | 0.0825 | 0.1344 | 9.98 | 134815.59 | 287732.67 | 21365863.1
8 | Milton R Young | 2823_B_B2 | 1 | ESPC | 0.01 | 0.010839 | 447 |  | O&M | 88162.5457 | 34488733 | 0.00084 | 14.47 | 0.0007 | 0.002 | 0.0001 | 0.0003 | 0.0198 | 0.0004 | 0.0013 | 0.0239 | 0.0069 | 0.0362 | 0.0917 | 5.69 | 6092.78 | 15494.3 | 961423.62
9 | FirstEnergy Harrison Power Station | 3944_B_1 | 1 | ESPC + WS | 0.014617 | 0.012781 | 652 | 12.07 | Typical ESP Upgrade ($40/kW, 2019$) | 3147856 | 38613533.2 | 0.00278 | 53.7 | 0.0027 | 0.0075 | 0.0003 | 0.0011 | 0.0736 | 0.0016 | 0.005 | 0.0009 | 0.0257 | 0.1847 | 0.303 | 25.16 | 58619.29 | 125113.51 | 10388963.7
10 | FirstEnergy Harrison Power Station | 3944_B_2 | 1 | ESPC + WS | 0.014612 | 0.013872 | 651 | 12.07 | Typical ESP Upgrade ($40/kW, 2019$) | 3143028 | 40560442.4 | 0.00387 | 78.53 | 0.0039 | 0.0109 | 0.0004 | 0.0016 | 0.1076 | 0.0024 | 0.0073 | 0.0013 | 0.0376 | 0.2702 | 0.4432 | 36.8 | 40023.28 | 85408.37 | 7091669.68
11 | FirstEnergy Harrison Power Station | 3944_B_3 | 1 | ESPC + WS | 0.015109 | 0.015448 | 651 | 12.07 | Typical ESP Upgrade ($40/kW, 2019$) | 3143028 | 42550521.4 | 0.00545 | 115.91 | 0.0058 | 0.0161 | 0.0006 | 0.0024 | 0.1588 | 0.0035 | 0.0107 | 0.0019 | 0.0555 | 0.3987 | 0.6541 | 54.31 | 27116.11 | 57871.99 | 4805118.48
12 | Mt Storm | 3954_B_1, 3954_B_2 | 2 | ESPC + WS | 0.008 | 0.011695 | 1109 |  | O&M | 88162.5457 | 40835468.4 | 0.00169 | 34.6 | 0.0017 | 0.0048 | 0.0002 | 0.0007 | 0.0474 | 0.001 | 0.0032 | 0.0006 | 0.0166 | 0.119 | 0.1953 | 16.21 | 2548.05 | 5438.78 | 451421.12
13 | Mt Storm | 3954_B_3 | 1 | ESPC + WS | 0.006 | 0.010892 | 520 |  | O&M | 88162.5457 | 16289259.4 | 0.00089 | 7.26 | 0.0004 | 0.001 | 0 | 0.0001 | 0.0099 | 0.0002 | 0.0007 | 0.0001 | 0.0035 | 0.025 | 0.041 | 3.4 | 12143.6 | 25930.16 | 2150305.99
14 | Colstrip | 6076_B_3 | 1 | WS | 0.01796 | 0.021294 | 740 |  | FF install | 18409682.8 | 51323286.6 | 0.01916 | 491.79 | 0.0251 | 0.0615 | 0.0024 | 0.0122 | 0.0905 | 0.0068 | 0.1018 | 0.3629 | 0.0944 | 0.3497 | 1.1065 | 265.67 | 37434.03 | 69295.3 | 16637761.23
15 | Colstrip | 6076_B_4 | 1 | WS | 0.017 | 0.023162 | 740 |  | FF install | 18473290.08 | 49614571.6 | 0.02085 | 517.13 | 0.0264 | 0.0646 | 0.0025 | 0.0128 | 0.0952 | 0.0071 | 0.107 | 0.3816 | 0.0993 | 0.3677 | 1.1635 | 279.37 | 35722.72 | 66124.82 | 15877344.29
16 | Martin Lake | 6146_B_1 | 1 | ESPC | 0.003 | 0.013104 | 800 |  | O&M | 88162.5457 | 47800279.8 | 0.0031 | 74.19 | 0.0037 | 0.0103 | 0.0004 | 0.0015 | 0.1016 | 0.0022 | 0.0069 | 0.1224 | 0.0355 | 0.1855 | 0.4701 | 29.17 | 1188.33 | 3022.37 | 187539.98
17 | San Miguel | 6183_B_SM-1 | 1 | ESPC | 0.0081606 | 0.013565 | 391 |  | O&M | 88162.5457 | 30376084.2 | 0.00357 | 54.15 | 0.0027 | 0.0075 | 0.0003 | 0.0011 | 0.0742 | 0.0016 | 0.005 | 0.0893 | 0.0259 | 0.1354 | 0.3431 | 21.29 | 1628.12 | 4141.03 | 256958.75
18 | Laramie River Station | 6204_B_3 | 1 | ESPH | 0.00598 | 0.014758 | 570 |  | O&M | 88162.5457 | 43706051.2 | 0.00476 | 103.98 | 0.0031 | 0.0145 | 0.001 | 0.0009 | 0.1425 | 0.0042 | 0.0143 | 0.0249 | 0.0498 | 0.0243 | 0.2795 | 56.17 | 847.88 | 1569.57 | 315429.5
19 | Mayo | 6250_B_1A, 6250_B_1B | 2 | ESPH | 0.014993 | 0.014449 | 728 | 38.44 | Typical ESP Upgrade ($40/kW, 2019$) | 11193728 | 15856958.2 | 0.00445 | 35.28 | 0.001 | 0.0049 | 0.0003 | 0.0003 | 0.0483 | 0.0014 | 0.0049 | 0.0084 | 0.0169 | 0.0593 | 0.1458 | 16.53 | 317282.54 | 677176.53 | 76774540.47
20 | D B Wilson | 6823_B_W1 | 1 | ESPC | 0.01 | 0.014817 | 417 |  | O&M | 88162.5457 | 30012538.8 | 0.00482 | 72.28 | 0.0021 | 0.01 | 0.0007 | 0.0006 | 0.099 | 0.0029 | 0.01 | 0.0173 | 0.0346 | 0.1214 | 0.2988 | 33.87 | 1219.74 | 2602.97 | 295055.37
21 | Jim Bridger | 8066_B_BW73 | 1 | ESPC | 0.00779 | 0.010233 | 523 |  | O&M | 88162.5457 | 30060505 | 0.00023 | 3.51 | 0.0001 | 0.0005 | 0 | 0 | 0.0048 | 0.0001 | 0.0005 | 0.0008 | 0.0017 | 0.0008 | 0.0094 | 1.89 | 25117.53 | 46646.85 | 9378994.22
22 | John B Rich Memorial Power Station | 10113_B_CFB1, 10113_B_CFB2 | 2 | B | 0.014 | 0.019314 | 80 |  | Bag Type Upgrade | 48984.5682 | 8000969.6 | 0.00931 | 37.26 | 0.0045 | 0.0101 | 0.0006 | 0.0011 | 0.0195 | 0.0038 | 0.0078 | 0.0328 | 0.0272 | 0.003 | 0.1104 | 17.27 | 1314.67 | 2836.4 | 443700.8
23 | Colver Power Project | 10143_B_ABB01 | 1 | B | 0.0076484 | 0.010278 | 110 |  | Increased Std Bag frequency | 15132.6044 | 9074811.4 | 0.00028 | 1.26 | 0.0001 | 0.0002 | 0 | 0 | 0.0002 | 0 | 0.0012 | 0.0002 | 0.0002 | 0.0002 | 0.0023 | 0.58 | 12010 | 26090.7 | 6579393.22
24 | Foster Wheeler Mt Carmel Cogen | 10343_B_SG-101 | 1 | B | 0.0098172 | 0.022889 | 43 |  | Increased Std Bag frequency | 9537.0257 | 2892787.75 | 0.01289 | 18.64 | 0.0023 | 0.005 | 0.0003 | 0.0005 | 0.0098 | 0.0019 | 0.0039 | 0.0164 | 0.0136 | 0.0015 | 0.0552 | 8.64 | 511.64 | 1103.82 | 172772.2
25 | Westwood Generation LLC | 50611_B_031 | 1 | B | 0.010786 | 0.024158 | 30 |  | Bag Type Upgrade | 15097.793 | 2640627 | 0.01416 | 18.69 | 0.0023 | 0.005 | 0.0003 | 0.0005 | 0.0098 | 0.0019 | 0.0039 | 0.0165 | 0.0136 | 0.0015 | 0.0554 | 8.67 | 807.8 | 1741.38 | 272523.34
26 | St Nicholas Cogen Project | 54634_B_1 | 1 | B | 0.005714 | 0.014684 | 86 |  | Increased Std Bag frequency | 17470.5699 | 10609501.2 | 0.00468 | 24.85 | 0.003 | 0.0067 | 0.0004 | 0.0007 | 0.013 | 0.0025 | 0.0052 | 0.0219 | 0.0181 | 0.002 | 0.0736 | 11.52 | 703.04 | 1516.54 | 237371.87
27 | Red Hills Generating Facility | 55076_B_AA001, 55076_B_AA002 | 2 | B | 0.003696 | 0.012418 | 440 |  | Increased Std Bag frequency | 64072.2037 | 30817327.4 | 0.00242 | 37.26 | 0.0121 | 0.0068 | 0.0013 | 0.002 | 0.0228 | 0.0119 | 0.0068 | 0.0402 | 0.0405 | 0.0171 | 0.1615 | 29.3 | 1719.6 | 2186.76 | 396731.91

## 0.006 Limit Assumptions
| Plant Name | UniqueID_Final | Number of Units | PM Control | Lowest Achieved fPM Rate (lowest 99th percentile, lb/MMBtu) | Average of All Data (lb/MMBtu) | Capacity (MW) | Capital Charge Rate (%) | Upgrade Assumption to Meet 0.006 lb/MMBtu | Annualized Cost (2019$) | Average Annual Heat Input (mmBtu) | Reduction in Average fPM Rate (lb/MMBtu) | fPM Reductions (tons/year) | Sb Reductions (tons/year) | As Reductions (tons/year) | Be Reductions (tons/year) | Cd Reductions (tons/year) | Cr Reductions (tons/year) | Co Reductions (tons/year) | Pb Reductions (tons/year) | Mn Reductions (tons/year) | Ni Reductions (tons/year) | Se Reductions (tons/year) | Total Metals Reductions (tons/year) | fPM2.5 Reductions (tons/year) | fPM Cost Effectiveness ($/ton) | fPM2.5 Cost Effectiveness ($/ton) | Total Metals Cost Effectiveness ($/ton)
0 | Barry | 3_B_5 | 1 | ESPC + WS | 0.00396 | 0.00775 | 756 |  | O&M | 88162.5457 | 33220819.4 | 0.00175 | 29.07 | 0.0015 | 0.004 | 0.0002 | 0.0006 | 0.0398 | 0.0009 | 0.0027 | 0.0005 | 0.0139 | 0.1 | 0.164 | 13.62 | 3032.77 | 6473.02 | 537576.5
1 | Whelan Energy Center | 60_B_1 | 1 | ESPC | 0.0068218 | 0.0065137 | 77 | 11.04 | Minor ESP Upgrade ($20/kW, 2019$) | 170016 | 4392679 | 0.00051 | 1.13 | 0.0001 | 0.0001 | 0 | 0 | 0.0005 | 0.0001 | 0.0002 | 0.0004 | 0.0002 | 0.0001 | 0.0017 | 0.61 | 150456.64 | 278714.75 | 100009411.76
2 | Seminole | 136_B_2 | 1 | ESPC | 0.00798 | 0.014167 | 657 |  | FF install | 14599444.59 | 37530746.6 | 0.01217 | 228.29 | 0.0067 | 0.0317 | 0.0022 | 0.002 | 0.3128 | 0.0093 | 0.0315 | 0.0546 | 0.1094 | 0.3835 | 0.9437 | 106.97 | 63951.31 | 136481.67 | 15470429.79
3 | Comanche | 470_B_3 | 1 | B | 0.0068 | 0.0062098 | 750 |  | Bag Type Upgrade | 441584.3952 | 36691347.2 | 0.00021 | 3.85 | 0.0012 | 0.0012 | 0.0001 | 0.0003 | 0.0048 | 0.001 | 0.0022 | 0.004 | 0.0014 | 0.0007 | 0.0167 | 2.45 | 114697.25 | 180238.53 | 26442179.35
4 | Crystal River | 628_B_4 | 1 | ESPC | 0.0081418 | 0.0077547 | 712 | 20.57 | Typical ESP Upgrade ($40/kW, 2019$) | 5858336 | 31839844.2 | 0.00175 | 27.93 | 0.0002 | 0.002 | 0.0002 | 0.0001 | 0.0045 | 0.0009 | 0.0018 | 0.0023 | 0.0145 | 0.0224 | 0.0489 | 11.18 | 209750.66 | 524001.43 | 119802372.19
5 | Crystal River | 628_B_5 | 1 | ESPC | 0.0081418 | 0.0077547 | 710 | 20.57 | Typical ESP Upgrade ($40/kW, 2019$) | 5841880 | 31809430 | 0.00175 | 27.91 | 0.0002 | 0.002 | 0.0002 | 0.0001 | 0.0045 | 0.0009 | 0.0018 | 0.0023 | 0.0145 | 0.0224 | 0.0489 | 11.17 | 209311.36 | 522997.31 | 119465848.67
6 | Marion | 976_B_123 | 1 | B | 0.005 | 0.013835 | 120 |  | Increased Std Bag frequency | 10560.518 | 9343124.2 | 0.00783 | 36.6 | 0.0013 | 0.0115 | 0.002 | 0.0031 | 0.0362 | 0.0084 | 0.0391 | 0.1581 | 0.0268 | 0.005 | 0.2916 | 17.15 | 288.54 | 615.77 | 36215.77
7 | Walter Scott Jr Energy Center | 1082_B_3 | 1 | ESPC + B | 0.0016922 | 0.0092479 | 708 |  | Increased Std Bag frequency | 88162.5457 | 40207209.2 | 0.00325 | 65.3 | 0.0024 | 0.0042 | 0.0011 | 0.0019 | 0.0342 | 0.0066 | 0.0136 | 0.0575 | 0.0477 | 0.005 | 0.1742 | 35.27 | 1350.12 | 2499.65 | 506099.57
8 | Ghent | 1356_B_2, 1356_B_3 | 2 | ESPH + B | 0.0080709 | 0.0076005 | 980 | 20.57 | Typical ESP Upgrade ($40/kW, 2019$) | 8063440 | 52025098.8 | 0.0016 | 41.63 | 0.0015 | 0.0027 | 0.0007 | 0.0012 | 0.0218 | 0.0042 | 0.0087 | 0.0367 | 0.0304 | 0.0224 | 0.1303 | 19.51 | 193693.01 | 413297.8 | 61883653.11
9 | Ghent | 1356_B_4 | 1 | ESPH + B | 0.0060233 | 0.0078745 | 465 | 14.9 | Typical ESP Upgrade ($40/kW, 2019$) | 2771400 | 28052416.6 | 0.00187 | 26.29 | 0.001 | 0.0017 | 0.0004 | 0.0008 | 0.0138 | 0.0027 | 0.0055 | 0.0232 | 0.0192 | 0.0142 | 0.0823 | 12.32 | 105416.51 | 224951.3 | 33674362.09
10 | Mill Creek | 1364_B_4 | 1 | ESPC + B | 0.0034476 | 0.01143 | 477 |  | Increased Std Bag frequency | 78271.4156 | 28938246.4 | 0.00543 | 78.56 | 0.0029 | 0.0051 | 0.0013 | 0.0023 | 0.0412 | 0.0079 | 0.0163 | 0.0692 | 0.0574 | 0.0236 | 0.2273 | 36.81 | 996.33 | 2126.36 | 344352.91
11 | Shawnee | 1379_B_6, 1379_B_7, 1379_B_8, 1379_B_9 | 4 | B + C | 0.00559 | 0.00635 | 536 |  | Increased Std Bag frequency | 74661.8725 | 30393395.4 | 0.00035 | 5.32 | 0.0026 | 0.0057 | 0.0003 | 0.0006 | 0.0111 | 0.0021 | 0.0044 | 0.0187 | 0.0155 | 0.0183 | 0.0796 | 9.97 | 14034.19 | 7488.65 | 937963.22
12 | R S Nelson | 1393_B_6 | 1 | ESPC | 0.0078517 | 0.0084027 | 550 | 11.04 | Typical ESP Upgrade ($40/kW, 2019$) | 2428800 | 23296516.6 | 0.0024 | 27.99 | 0.0032 | 0.0009 | 0.0005 | 0.0007 | 0.0017 | 0.005 | 0.0012 | 0.0018 | 0.0047 | 0.0664 | 0.086 | 15.12 | 86773.85 | 160634.92 | 28241860.47
13 | Clay Boswell | 1893_B_4 | 1 | B | 0.0106 | 0.0074739 | 584 |  | Bag Type Upgrade | 301684.5826 | 37658193.6 | 0.00147 | 27.75 | 0.0034 | 0.0075 | 0.0004 | 0.0008 | 0.0145 | 0.0028 | 0.0058 | 0.0244 | 0.0203 | 0.0327 | 0.1127 | 14.99 | 10871.52 | 20125.72 | 2676881.83
14 | Labadie | 2103_B_1 | 1 | ESPC | 0.014 | 0.017519 | 593 |  | FF install | 14716195.66 | 40426523.4 | 0.01552 | 313.66 | 0.0093 | 0.0436 | 0.003 | 0.0028 | 0.4297 | 0.0128 | 0.0433 | 0.075 | 0.1502 | 0.0734 | 0.843 | 169.45 | 46917.67 | 86846.83 | 17456934.35
15 | Labadie | 2103_B_2 | 1 | ESPC | 0.014 | 0.017519 | 593 |  | FF install | 14711433.79 | 40621980.2 | 0.01552 | 315.18 | 0.0093 | 0.0438 | 0.003 | 0.0028 | 0.4318 | 0.0128 | 0.0435 | 0.0753 | 0.151 | 0.0738 | 0.8471 | 170.27 | 46676.29 | 86400.62 | 17366820.67
16 | Labadie | 2103_B_3 | 1 | ESPC | 0.014 | 0.017519 | 593 |  | FF install | 21767079.16 | 36981374.6 | 0.01552 | 286.93 | 0.0085 | 0.0399 | 0.0027 | 0.0026 | 0.3931 | 0.0117 | 0.0396 | 0.0686 | 0.1374 | 0.0671 | 0.7712 | 155.01 | 75861.98 | 140423.71 | 28224947.04
17 | Labadie | 2103_B_4 | 1 | ESPC | 0.014 | 0.017519 | 593 |  | FF install | 21870055.64 | 39856724.8 | 0.01552 | 309.24 | 0.0091 | 0.043 | 0.0029 | 0.0028 | 0.4237 | 0.0126 | 0.0427 | 0.0739 | 0.1481 | 0.0724 | 0.8311 | 167.06 | 70721.95 | 130911.38 | 26314589.87
18 | New Madrid | 2167_B_1 | 1 | ESPC | 0.00498 | 0.0061667 | 579 |  | O&M | 88162.5457 | 30288292.4 | 0.00017 | 2.52 | 0.0001 | 0.0004 | 0 | 0 | 0.0035 | 0.0001 | 0.0003 | 0.0006 | 0.0013 | 0.0006 | 0.0068 | 1.25 | 34985.14 | 70530.04 | 12965080.25
19 | New Madrid | 2167_B_2 | 1 | ESPC | 0.00498 | 0.0098333 | 575 |  | O&M | 88162.5457 | 32910568 | 0.00383 | 63.08 | 0.0019 | 0.0088 | 0.0006 | 0.0006 | 0.0864 | 0.0026 | 0.0087 | 0.0151 | 0.0314 | 0.0148 | 0.1707 | 31.2 | 1397.63 | 2825.72 | 516476.54
20 | Roxboro | 2712_B_4A, 2712_B_4B | 2 | ESPH | 0.01277 | 0.012301 | 698 | 20.57 | ESP Rebuild ($80/kW, 2019$) | 11486288 | 18511734.8 | 0.0063 | 58.32 | 0.0032 | 0.0215 | 0.0011 | 0.0036 | 0.0376 | 0.0072 | 0.0121 | 0.0265 | 0.0294 | 0.2259 | 0.3681 | 27.33 | 196952.81 | 420281.3 | 31204259.71
21 | Leland Olds | 2817_B_1 | 1 | ESPC | 0.006992 | 0.0072833 | 222 | 11.04 | Minor ESP Upgrade ($20/kW, 2019$) | 490176 | 12425543.2 | 0.00128 | 7.97 | 0.0004 | 0.0011 | 0 | 0.0002 | 0.0109 | 0.0002 | 0.0007 | 0.0132 | 0.0038 | 0.0199 | 0.0505 | 3.14 | 61502.63 | 156107.01 | 9706455.45
22 | Leland Olds | 2817_B_2 | 1 | ESPC | 0.005692 | 0.0060667 | 445 |  | O&M | 88162.5457 | 24932913.2 | 7e-05 | 0.83 | 0 | 0.0001 | 0 | 0 | 0.0011 | 0 | 0.0001 | 0.0002 | 0.0004 | 0.0002 | 0.0022 | 0.41 | 106219.93 | 215030.6 | 40073884.39
23 | Milton R Young | 2823_B_B2 | 1 | ESPC | 0.01 | 0.010839 | 447 | 11.04 | ESP Rebuild ($80/kW, 2019$) | 3947904 | 34488733 | 0.00484 | 83.44 | 0.0042 | 0.0116 | 0.0005 | 0.0017 | 0.1143 | 0.0025 | 0.0077 | 0.1377 | 0.04 | 0.2086 | 0.5287 | 32.81 | 47314.29 | 120326.24 | 7467191.22
24 | FirstEnergy Fort Martin Power Station | 3943_B_1 | 1 | ESPC + WS | 0.006908 | 0.0089667 | 552 | 16.31 | Typical ESP Upgrade ($40/kW, 2019$) | 3601248 | 27898438 | 0.00297 | 41.38 | 0.0021 | 0.0058 | 0.0002 | 0.0008 | 0.0567 | 0.0012 | 0.0038 | 0.0007 | 0.0198 | 0.1424 | 0.2335 | 19.39 | 87028.71 | 185727.08 | 15422903.64
25 | FirstEnergy Harrison Power Station | 3944_B_1 | 1 | ESPC + WS | 0.014617 | 0.012781 | 652 | 12.07 | ESP Rebuild ($80/kW, 2019$) | 6295712 | 38613533.2 | 0.00678 | 130.93 | 0.0065 | 0.0182 | 0.0007 | 0.0027 | 0.1794 | 0.0039 | 0.0121 | 0.0022 | 0.0627 | 0.4504 | 0.7388 | 61.35 | 48084.56 | 102619.59 | 8521537.63
26 | FirstEnergy Harrison Power Station | 3944_B_2 | 1 | ESPC + WS | 0.014612 | 0.013872 | 651 |  | FF install | 16329874.92 | 40560442.4 | 0.01187 | 240.75 | 0.012 | 0.0335 | 0.0013 | 0.0049 | 0.3298 | 0.0072 | 0.0223 | 0.004 | 0.1153 | 0.8282 | 1.3586 | 112.81 | 67829.18 | 144755.56 | 12019634.12
27 | FirstEnergy Harrison Power Station | 3944_B_3 | 1 | ESPC + WS | 0.015109 | 0.015448 | 651 |  | FF install | 16300985.55 | 42550521.4 | 0.01345 | 286.09 | 0.0143 | 0.0398 | 0.0016 | 0.0059 | 0.3919 | 0.0086 | 0.0265 | 0.0047 | 0.137 | 0.9841 | 1.6144 | 134.05 | 56978.52 | 121603.77 | 10097240.8
28 | Mt Storm | 3954_B_1, 3954_B_2 | 2 | ESPC + WS | 0.008 | 0.011695 | 1109 | 11.04 | ESP Rebuild ($80/kW, 2019$) | 9794688 | 40835468.4 | 0.00569 | 116.28 | 0.0058 | 0.0162 | 0.0006 | 0.0024 | 0.1593 | 0.0035 | 0.0108 | 0.0019 | 0.0557 | 0.4 | 0.6561 | 54.48 | 84233.64 | 179785.02 | 14928651.12
29 | Mt Storm | 3954_B_3 | 1 | ESPC + WS | 0.006 | 0.010892 | 520 |  | O&M | 88162.5457 | 16289259.4 | 0.00489 | 39.84 | 0.002 | 0.0055 | 0.0002 | 0.0008 | 0.0546 | 0.0012 | 0.0037 | 0.0007 | 0.0191 | 0.1371 | 0.2248 | 18.67 | 2212.92 | 4722.15 | 392182.14
30 | Weston | 4078_B_3 | 1 | B | 0.007 | 0.0064906 | 327 |  | Bag Type Upgrade | 212056.2814 | 11108717 | 0.00049 | 2.72 | 0.0001 | 0.0004 | 0 | 0 | 0.0079 | 0.0002 | 0.0006 | 0.0018 | 0.0034 | 0.0024 | 0.0169 | 0.4 | 77961.87 | 530140.7 | 12547708.96
31 | East Bend | 6018_B_2 | 1 | ESPH | 0.0099 | 0.0095258 | 600 | 11.42 | Typical ESP Upgrade ($40/kW, 2019$) | 2740800 | 34180722 | 0.00353 | 60.26 | 0.001 | 0.0255 | 0.0003 | 0.0022 | 0.0403 | 0.0013 | 0.0068 | 0.0209 | 0.0366 | 0.3527 | 0.4877 | 28.23 | 45482.91 | 97088.2 | 5619848.27
32 | Craig | 6021_B_C2 | 1 | B | 0.006 | 0.0061667 | 410 |  | Increased Std Bag frequency | 80066.9652 | 28172962.6 | 0.00017 | 2.35 | 0.0002 | 0.0002 | 0 | 0.0001 | 0.0008 | 0.0001 | 0.0001 | 0.0117 | 0.0009 | 0.0004 | 0.0145 | 1.1 | 34071.05 | 72788.15 | 5521859.67
33 | H L Spurlock | 6041_B_3 | 1 | B | 0.004 | 0.007355 | 268 |  | Increased Std Bag frequency | 47335.4807 | 15860604.2 | 0.00135 | 10.75 | 0.0005 | 0.0006 | 0.0001 | 0.0001 | 0.0016 | 0.0005 | 0.0328 | 0.0035 | 0.007 | 0.0013 | 0.0479 | 5.03 | 4403.3 | 9410.63 | 988214.63
34 | Big Cajun 2 | 6055_B_2B3 | 1 | ESPC | 0.009 | 0.009 | 580 | 31.44 | Typical ESP Upgrade ($40/kW, 2019$) | 7294080 | 22098583.6 | 0.003 | 33.15 | 0.001 | 0.0046 | 0.0003 | 0.0003 | 0.0454 | 0.0013 | 0.0046 | 0.0079 | 0.0159 | 0.0078 | 0.0891 | 17.91 | 220032.58 | 407262.98 | 81863973.06
35 | Jeffrey Energy Center | 6068_B_2 | 1 | ESPC | 0.005494 | 0.0069333 | 733 |  | O&M | 88162.5457 | 31502135.2 | 0.00093 | 14.7 | 0.0004 | 0.002 | 0.0001 | 0.0001 | 0.0201 | 0.0006 | 0.002 | 0.0035 | 0.0073 | 0.0034 | 0.0398 | 7.27 | 5997.45 | 12126.9 | 2215139.34
36 | Jeffrey Energy Center | 6068_B_3 | 1 | ESPC | 0.0089662 | 0.0087433 | 728 | 54.74 | Typical ESP Upgrade ($40/kW, 2019$) | 15940288 | 31270608 | 0.00274 | 42.89 | 0.0013 | 0.006 | 0.0004 | 0.0004 | 0.0588 | 0.0017 | 0.0059 | 0.0103 | 0.0205 | 0.01 | 0.1153 | 23.17 | 371655.12 | 687971 | 138250546.4
37 | Trimble County | 6071_B_1 | 1 | ESPC + B | 0.0041636 | 0.0069844 | 511 |  | Increased Std Bag frequency | 88162.5457 | 31052470.4 | 0.00098 | 15.28 | 0.0006 | 0.001 | 0.0002 | 0.0004 | 0.008 | 0.0015 | 0.0032 | 0.0135 | 0.0112 | 0.0032 | 0.0428 | 7.16 | 5769.8 | 12313.2 | 2059872.56
38 | Colstrip | 6076_B_3 | 1 | WS | 0.01796 | 0.021294 | 740 |  | FF install | 18409682.8 | 51323286.6 | 0.01916 | 491.79 | 0.0251 | 0.0615 | 0.0024 | 0.0122 | 0.0905 | 0.0068 | 0.1018 | 0.3629 | 0.0944 | 0.3497 | 1.1065 | 265.67 | 37434.03 | 69295.3 | 16637761.23
39 | Colstrip | 6076_B_4 | 1 | WS | 0.017 | 0.023162 | 740 |  | FF install | 18473290.08 | 49614571.6 | 0.02085 | 517.13 | 0.0264 | 0.0646 | 0.0025 | 0.0128 | 0.0952 | 0.0071 | 0.107 | 0.3816 | 0.0993 | 0.3677 | 1.1635 | 279.37 | 35722.72 | 66124.82 | 15877344.29
40 | Sooner | 6095_B_1 | 1 | ESPC | 0.010352 | 0.0083333 | 520 | 11.04 | Typical ESP Upgrade ($40/kW, 2019$) | 2296320 | 18683676 | 0.00233 | 21.8 | 0.0007 | 0.003 | 0.0002 | 0.0002 | 0.0289 | 0.0009 | 0.0031 | 0.0053 | 0.0102 | 0.0049 | 0.0573 | 11.78 | 105335.78 | 194933.79 | 40075392.67
41 | Nebraska City | 6096_B_1 | 1 | ESPC | 0.002835 | 0.0080722 | 654 |  | O&M | 88162.5457 | 39013356.2 | 0.00207 | 40.42 | 0.0014 | 0.0017 | 0.0003 | 0.0003 | 0.0032 | 0.001 | 0.0036 | 0.0086 | 0.0049 | 0.0078 | 0.0327 | 10.6 | 2181.16 | 8317.22 | 2696102.31
42 | Gibson | 6113_B_3 | 1 | ESPC | 0.0098128 | 0.0085215 | 630 | 105.91 | Typical ESP Upgrade ($40/kW, 2019$) | 26689320 | 26761125.6 | 0.00252 | 33.74 | 0.0016 | 0.0167 | 0.0003 | 0.0016 | 0.0065 | 0.001 | 0.0036 | 0.7016 | 0.007 | 0.1077 | 0.8477 | 15.81 | 791029.05 | 1688129.03 | 31484393.06
43 | Martin Lake | 6146_B_1 | 1 | ESPC | 0.003 | 0.013104 | 800 |  | O&M | 88162.5457 | 47800279.8 | 0.0071 | 169.79 | 0.0085 | 0.0236 | 0.0009 | 0.0035 | 0.2326 | 0.0051 | 0.0157 | 0.2802 | 0.0813 | 0.4245 | 1.0759 | 66.76 | 519.24 | 1320.59 | 81943.07
44 | Martin Lake | 6146_B_2 | 1 | ESPC | 0.005 | 0.006313 | 805 |  | O&M | 88162.5457 | 42979261.8 | 0.00031 | 6.73 | 0.0003 | 0.0009 | 0 | 0.0001 | 0.0092 | 0.0002 | 0.0006 | 0.0111 | 0.0032 | 0.0168 | 0.0426 | 2.64 | 13099.93 | 33394.9 | 2069543.33
45 | Martin Lake | 6146_B_3 | 1 | ESPC | 0.005 | 0.0081709 | 805 |  | O&M | 88162.5457 | 47020708 | 0.00217 | 51.04 | 0.0025 | 0.0071 | 0.0003 | 0.001 | 0.0699 | 0.0015 | 0.0047 | 0.0842 | 0.0244 | 0.1276 | 0.3234 | 20.07 | 1727.32 | 4392.75 | 272611.46
46 | Coronado | 6177_B_U1B | 1 | ESPH | 0.0061 | 0.0092875 | 380 | 29.11 | Typical ESP Upgrade ($40/kW, 2019$) | 4424720 | 17749344 | 0.00329 | 29.18 | 0.0009 | 0.0041 | 0.0003 | 0.0003 | 0.04 | 0.0012 | 0.004 | 0.007 | 0.014 | 0.0068 | 0.0784 | 15.76 | 151635.37 | 280756.35 | 56437755.1
47 | Coronado | 6177_B_U2B | 1 | ESPH | 0.0061 | 0.0092875 | 382 | 29.11 | Typical ESP Upgrade ($40/kW, 2019$) | 4448008 | 20726771.4 | 0.00329 | 34.07 | 0.001 | 0.0047 | 0.0003 | 0.0003 | 0.0467 | 0.0014 | 0.0047 | 0.0081 | 0.0163 | 0.008 | 0.0916 | 18.41 | 130554.98 | 241608.26 | 48559039.3
48 | San Miguel | 6183_B_SM-1 | 1 | ESPC | 0.0081606 | 0.013565 | 391 |  | FF install | 13251081.09 | 30376084.2 | 0.01156 | 175.64 | 0.0088 | 0.0244 | 0.001 | 0.0036 | 0.2406 | 0.0053 | 0.0163 | 0.2898 | 0.0841 | 0.4391 | 1.1129 | 69.06 | 75444.55 | 191877.8 | 11906803.03
49 | Laramie River Station | 6204_B_1 | 1 | ESPH | 0.001796 | 0.0079867 | 570 |  | O&M | 88162.5457 | 26906357.6 | 0.00199 | 26.73 | 0.0008 | 0.0037 | 0.0003 | 0.0002 | 0.0366 | 0.0011 | 0.0037 | 0.0064 | 0.0128 | 0.0063 | 0.0718 | 14.44 | 3298.26 | 6105.44 | 1227890.61
50 | Laramie River Station | 6204_B_2 | 1 | ESPH | 0.008 | 0.007 | 570 | 11.04 | Minor ESP Upgrade ($20/kW, 2019$) | 1258560 | 39919358 | 0.001 | 19.96 | 0.0006 | 0.0028 | 0.0002 | 0.0002 | 0.0273 | 0.0008 | 0.0028 | 0.0048 | 0.0096 | 0.0047 | 0.0536 | 10.78 | 63054.11 | 116749.54 | 23480597.01
51 | Laramie River Station | 6204_B_3 | 1 | ESPH | 0.00598 | 0.014758 | 570 |  | O&M | 88162.5457 | 43706051.2 | 0.00876 | 191.4 | 0.0056 | 0.0266 | 0.0018 | 0.0017 | 0.2622 | 0.0078 | 0.0264 | 0.0457 | 0.0917 | 0.0448 | 0.5144 | 103.4 | 460.62 | 852.64 | 171389.09
52 | Winyah | 6249_B_2 | 1 | ESPC + WS | 0.0091381 | 0.0074614 | 285 | 38.44 | Minor ESP Upgrade ($20/kW, 2019$) | 2191080 | 6061530 | 0.00146 | 4.43 | 0.0002 | 0.0006 | 0 | 0.0001 | 0.0061 | 0.0001 | 0.0004 | 0.0001 | 0.0021 | 0.0152 | 0.025 | 2.08 | 494600.45 | 1053403.85 | 87643200
53 | Winyah | 6249_B_3 | 1 | ESPC + WS | 0.0068164 | 0.0071326 | 285 | 38.44 | Minor ESP Upgrade ($20/kW, 2019$) | 2191080 | 4608332.6 | 0.00113 | 2.61 | 0.0001 | 0.0004 | 0 | 0.0001 | 0.0036 | 0.0001 | 0.0002 | 0 | 0.0012 | 0.009 | 0.0147 | 1.22 | 839494.25 | 1795967.21 | 149053061.22
54 | Winyah | 6249_B_4 | 1 | ESPC + WS | 0.0050691 | 0.0061414 | 285 |  | O&M | 88162.5457 | 2481275.8 | 0.00014 | 0.18 | 0 | 0 | 0 | 0 | 0.0002 | 0 | 0 | 0 | 0.0001 | 0.0006 | 0.001 | 0.08 | 489791.92 | 1102031.82 | 88162545.67
55 | Mayo | 6250_B_1A, 6250_B_1B | 2 | ESPH | 0.014993 | 0.014449 | 728 |  | FF install | 66699041.78 | 15856958.2 | 0.01245 | 98.7 | 0.0029 | 0.0137 | 0.0009 | 0.0009 | 0.1352 | 0.004 | 0.0136 | 0.0236 | 0.0473 | 0.1658 | 0.408 | 46.24 | 675775.5 | 1442453.33 | 163478043.58
56 | Independence Steam Electric Station | 6641_B_1 | 1 | ESPC | 0.0053647 | 0.0064268 | 809 |  | O&M | 88162.5457 | 31915341.2 | 0.00043 | 6.81 | 0.0002 | 0.0009 | 0.0001 | 0.0001 | 0.0093 | 0.0003 | 0.0009 | 0.0016 | 0.0034 | 0.0016 | 0.0184 | 3.37 | 12946.04 | 26160.99 | 4791442.7
57 | Warrick | 6705_B_4 | 1 | ESPC | 0.007 | 0.0068338 | 295 | 11.04 | Minor ESP Upgrade ($20/kW, 2019$) | 651360 | 20079372.2 | 0.00083 | 8.37 | 0.0002 | 0.0012 | 0.0001 | 0.0001 | 0.0115 | 0.0003 | 0.0012 | 0.002 | 0.004 | 0.0141 | 0.0346 | 3.92 | 77820.79 | 166163.27 | 18825433.53
58 | D B Wilson | 6823_B_W1 | 1 | ESPC | 0.01 | 0.014817 | 417 |  | FF install | 10776749.04 | 30012538.8 | 0.01282 | 192.32 | 0.0057 | 0.0267 | 0.0018 | 0.0017 | 0.2635 | 0.0078 | 0.0265 | 0.046 | 0.0921 | 0.3231 | 0.795 | 90.11 | 56035.51 | 119595.48 | 13555659.17
59 | Major Oak Power | 7030_B_U1 | 1 | B | 0.00698 | 0.0061667 | 152 |  | Bag Type Upgrade | 105440.0703 | 14555770.6 | 0.00017 | 1.21 | 0.0002 | 0 | 0 | 0 | 0.0001 | 0.0002 | 0.0001 | 0.0006 | 0.0003 | 0.0001 | 0.0017 | 0.48 | 87140.55 | 219666.81 | 62023570.78
60 | Major Oak Power | 7030_B_U2 | 1 | B | 0.007 | 0.0083333 | 153 |  | Bag Type Upgrade | 105440.0703 | 13564089 | 0.00233 | 15.82 | 0.003 | 0.0005 | 0.0002 | 0.0003 | 0.0018 | 0.0027 | 0.0008 | 0.0083 | 0.004 | 0.0007 | 0.0222 | 6.22 | 6664.99 | 16951.78 | 4749552.72
61 | Bonanza | 7790_B_1-1 | 1 | B | 0.00696 | 0.0066667 | 458 |  | Bag Type Upgrade | 298657.9729 | 37311654.8 | 0.00067 | 12.44 | 0.0015 | 0.0034 | 0.0002 | 0.0004 | 0.0065 | 0.0013 | 0.0026 | 0.011 | 0.0091 | 0.0067 | 0.0425 | 5.83 | 24007.88 | 51227.78 | 7027246.42
62 | Jim Bridger | 8066_B_BW73 | 1 | ESPC | 0.00779 | 0.010233 | 523 | 14.9 | ESP Rebuild ($80/kW, 2019$) | 6234160 | 30060505 | 0.00423 | 63.63 | 0.0019 | 0.0088 | 0.0006 | 0.0006 | 0.0872 | 0.0026 | 0.0088 | 0.0152 | 0.0305 | 0.0149 | 0.171 | 34.37 | 97975.17 | 181383.76 | 36457076.02
63 | Jim Bridger | 8066_B_BW74 | 1 | ESPC | 0.007788 | 0.0081833 | 530 | 14.9 | Typical ESP Upgrade ($40/kW, 2019$) | 3158800 | 29973979.4 | 0.00218 | 32.72 | 0.001 | 0.0045 | 0.0003 | 0.0003 | 0.0448 | 0.0013 | 0.0045 | 0.0078 | 0.0157 | 0.0077 | 0.0879 | 17.68 | 96540.34 | 178665.16 | 35936291.24
64 | Huntington | 8069_B_2 | 1 | B | 0.00694 | 0.0063333 | 450 |  | Bag Type Upgrade | 262861.1226 | 26772915 | 0.00033 | 4.46 | 0.0005 | 0.0012 | 0.0001 | 0.0001 | 0.0023 | 0.0005 | 0.0009 | 0.0039 | 0.0033 | 0.0024 | 0.0153 | 2.09 | 58937.47 | 125770.87 | 17180465.53
65 | Gavin Power, LLC | 8102_B_1 | 1 | ESPC | 0.010384 | 0.0093167 | 1348 | 11.04 | Typical ESP Upgrade ($40/kW, 2019$) | 5952768 | 75719207.4 | 0.00332 | 125.57 | 0.0037 | 0.0175 | 0.0012 | 0.0011 | 0.172 | 0.0051 | 0.0173 | 0.03 | 0.0601 | 0.211 | 0.5191 | 58.83 | 47405.97 | 101185.93 | 11467478.33
66 | Gavin Power, LLC | 8102_B_2 | 1 | ESPC | 0.003888 | 0.0066556 | 1361 |  | O&M | 88162.5457 | 71126464 | 0.00066 | 23.31 | 0.0007 | 0.0032 | 0.0002 | 0.0002 | 0.0319 | 0.0009 | 0.0032 | 0.0056 | 0.0112 | 0.0392 | 0.0964 | 10.92 | 3782.18 | 8073.49 | 914549.23
67 | John B Rich Memorial Power Station | 10113_B_CFB1, 10113_B_CFB2 | 2 | B | 0.014 | 0.019314 | 80 |  | Bag Type Upgrade | 48984.5682 | 8000969.6 | 0.01331 | 53.26 | 0.0064 | 0.0144 | 0.0009 | 0.0016 | 0.0279 | 0.0054 | 0.0111 | 0.0469 | 0.0389 | 0.0043 | 0.1578 | 24.69 | 919.73 | 1983.98 | 310421.85
68 | Colver Power Project | 10143_B_ABB01 | 1 | B | 0.0076484 | 0.010278 | 110 |  | Bag Type Upgrade | 61263.7663 | 9074811.4 | 0.00428 | 19.41 | 0.001 | 0.0032 | 0.0002 | 0.0004 | 0.0027 | 0.0005 | 0.0189 | 0.0037 | 0.0027 | 0.0025 | 0.0358 | 9 | 3156.3 | 6807.09 | 1711278.39
69 | Grant Town Power Plant | 10151_B_BLR1A, 10151_B_BLR1B | 2 | B | 0.004488 | 0.0088667 | 80 |  | Increased Std Bag frequency | 17593.2492 | 8778034.4 | 0.00287 | 12.58 | 0.0013 | 0.0031 | 0.0002 | 0.0003 | 0.0056 | 0.0011 | 0.0045 | 0.0094 | 0.0077 | 0.0011 | 0.0345 | 5.83 | 1398.51 | 3017.71 | 509949.25
70 | Foster Wheeler Mt Carmel Cogen | 10343_B_SG-101 | 1 | B | 0.0098172 | 0.022889 | 43 |  | Bag Type Upgrade | 38610.7777 | 2892787.75 | 0.01689 | 24.43 | 0.003 | 0.0066 | 0.0004 | 0.0007 | 0.0128 | 0.0025 | 0.0051 | 0.0215 | 0.0178 | 0.002 | 0.0724 | 11.33 | 1580.47 | 3407.84 | 533298.03
71 | River Valley | 10671_B_1A, 10671_B_1B, 10671_B_2A, 10671_B_2B | 4 | B | 0.003694 | 0.0072417 | 320 |  | Increased Std Bag frequency | 43681.3871 | 15632954.8 | 0.00124 | 9.71 | 0.0062 | 0.012 | 0.0006 | 0.0014 | 0.029 | 0.0039 | 0.0195 | 0.0441 | 0.0332 | 0.0311 | 0.1809 | 18.19 | 4498.6 | 2401.4 | 241467.04
72 | Colstrip Energy LP | 10784_B_BLR1 | 1 | B | 0.00319 | 0.0065 | 38 |  | Increased Std Bag frequency | 8833.4982 | 2319507.84 | 0.0005 | 0.58 | 0.0001 | 0.0001 | 0 | 0 | 0.0003 | 0 | 0.0002 | 0.0004 | 0.0004 | 0.0001 | 0.0016 | 0.27 | 15230.17 | 32716.66 | 5520936.35
73 | Westwood Generation LLC | 50611_B_031 | 1 | B | 0.010786 | 0.024158 | 30 |  | Bag Type Upgrade | 15097.793 | 2640627 | 0.01816 | 23.97 | 0.0029 | 0.0065 | 0.0004 | 0.0007 | 0.0126 | 0.0024 | 0.005 | 0.0211 | 0.0175 | 0.002 | 0.071 | 11.12 | 629.86 | 1357.72 | 212644.97
74 | Sunnyside Cogen Associates | 50951_B_1 | 1 | B | 0.00598 | 0.0061967 | 51 |  | Increased Std Bag frequency | 11590.8183 | 2743999.92 | 0.0002 | 0.27 | 0 | 0 | 0 | 0.0001 | 0.0001 | 0 | 0 | 0.0001 | 0 | 0 | 0.0003 | 0 | 42928.96 | inf | 38636061.02
75 | Scrubgrass Generating Plant | 50974_B_UNIT 1 | 1 | B + C | 0.00698 | 0.0081667 | 43 |  | Bag Type Upgrade | 33197.0482 | 2310374.4 | 0.00217 | 2.5 | 0 | 0.0004 | 0 | 0.0002 | 0.0003 | 0.0001 | 0.0005 | 0.0012 | 0.0002 | 0.0001 | 0.003 | 1.17 | 13278.82 | 28373.55 | 11065682.75
76 | Scrubgrass Generating Plant | 50974_B_UNIT 2 | 1 | B + C | 0.00698 | 0.0081667 | 43 |  | Bag Type Upgrade | 33197.0482 | 2192802 | 0.00217 | 2.38 | 0 | 0.0004 | 0 | 0.0001 | 0.0003 | 0.0001 | 0.0005 | 0.0011 | 0.0002 | 0.0001 | 0.0029 | 1.11 | 13948.34 | 29907.25 | 11447258.02
77 | St Nicholas Cogen Project | 54634_B_1 | 1 | B | 0.005714 | 0.014684 | 86 |  | Increased Std Bag frequency | 17470.5699 | 10609501.2 | 0.00868 | 46.07 | 0.0056 | 0.0124 | 0.0007 | 0.0014 | 0.0241 | 0.0047 | 0.0096 | 0.0406 | 0.0336 | 0.0038 | 0.1365 | 21.36 | 379.22 | 817.91 | 127989.52
78 | Red Hills Generating Facility | 55076_B_AA001, 55076_B_AA002 | 2 | B | 0.003696 | 0.012418 | 440 |  | Increased Std Bag frequency | 64072.2037 | 30817327.4 | 0.00642 | 98.9 | 0.0322 | 0.018 | 0.0035 | 0.0053 | 0.0606 | 0.0317 | 0.018 | 0.1066 | 0.1076 | 0.0453 | 0.4288 | 77.77 | 647.85 | 823.87 | 149422.12
79 | Plum Point Energy Station | 56456_B_BLR1 | 1 | B | 0.005774 | 0.0065833 | 680 |  | Increased Std Bag frequency | 76930.218 | 43165967.6 | 0.00058 | 12.59 | 0.0015 | 0.0034 | 0.0002 | 0.0004 | 0.0066 | 0.0013 | 0.0026 | 0.0111 | 0.0092 | 0.0149 | 0.0511 | 5.9 | 6110.42 | 13039.02 | 1505483.72
80 | Sandy Creek Energy Station | 56611_B_S01 | 1 | B | 0.001294 | 0.007231 | 933 |  | Increased Std Bag frequency | 113703.1446 | 56550548.4 | 0.00123 | 34.81 | 0.0042 | 0.0094 | 0.0006 | 0.001 | 0.0182 | 0.0035 | 0.0072 | 0.0307 | 0.0254 | 0.0411 | 0.1413 | 18.8 | 3266.39 | 6048.04 | 804693.17

## Metals Ratios
| UniqueID_Final | Sb : fPM | As : fPM | Be : fPM | Cd : fPM | Cr : fPM | Co : fPM | Pb : fPM | Mn : fPM | Ni : fPM | Se : fPM | Total Metal : fPM | fPM 2.5 : fPM
0 | 10113_B_CFB1, 10113_B_CFB2 | 0.000121 | 0.00027 | 1.61e-05 | 2.94e-05 | 0.000524 | 0.000101 | 0.000208 | 0.000881 | 0.00073 | 8.16e-05 | 0.0029621 | 0.46362
1 | 10143_B_ABB01 | 5.0868e-05 | 0.00016492 | 1.2717e-05 | 1.8452e-05 | 0.00013656 | 2.7089e-05 | 0.00097148 | 0.0001925 | 0.00014053 | 0.00012717 | 0.0018423 | 0.46362
2 | 10343_B_SG-101 | 0.000121 | 0.00027 | 1.61e-05 | 2.94e-05 | 0.000524 | 0.000101 | 0.000208 | 0.000881 | 0.00073 | 8.16e-05 | 0.0029621 | 0.46362
3 | 1082_B_3 | 3.69e-05 | 6.45e-05 | 1.61e-05 | 2.94e-05 | 0.000524 | 0.000101 | 0.000208 | 0.000881 | 0.00073 | 7.67e-05 | 0.0026676 | 0.54022
4 | 1356_B_2, 1356_B_3 | 3.69e-05 | 6.45e-05 | 1.61e-05 | 2.94e-05 | 0.000524 | 0.000101 | 0.000208 | 0.000881 | 0.00073 | 0.000539 | 0.0031299 | 0.46855
5 | 1356_B_4 | 3.69e-05 | 6.45e-05 | 1.61e-05 | 2.94e-05 | 0.000524 | 0.000101 | 0.000208 | 0.000881 | 0.00073 | 0.000539 | 0.0031299 | 0.46855
6 | 136_B_2 | 2.95e-05 | 0.000139 | 9.46e-06 | 8.97e-06 | 0.00137 | 4.07e-05 | 0.000138 | 0.000239 | 0.000479 | 0.00168 | 0.0041336 | 0.46855
7 | 1393_B_6 | 0.00011361 | 3.0937e-05 | 1.7751e-05 | 2.603e-05 | 5.9962e-05 | 0.00017751 | 4.2268e-05 | 6.4918e-05 | 0.00016733 | 0.0023708 | 0.0030711 | 0.54022
8 | 1893_B_4 | 0.000121 | 0.00027 | 1.61e-05 | 2.94e-05 | 0.000524 | 0.000101 | 0.000208 | 0.000881 | 0.00073 | 0.00118 | 0.0040605 | 0.54022
9 | 2103_B_1 | 2.95e-05 | 0.000139 | 9.46e-06 | 8.97e-06 | 0.00137 | 4.07e-05 | 0.000138 | 0.000239 | 0.000479 | 0.000234 | 0.0026876 | 0.54022
10 | 2103_B_2 | 2.95e-05 | 0.000139 | 9.46e-06 | 8.97e-06 | 0.00137 | 4.07e-05 | 0.000138 | 0.000239 | 0.000479 | 0.000234 | 0.0026876 | 0.54022
11 | 2103_B_3 | 2.95e-05 | 0.000139 | 9.46e-06 | 8.97e-06 | 0.00137 | 4.07e-05 | 0.000138 | 0.000239 | 0.000479 | 0.000234 | 0.0026876 | 0.54022
12 | 2103_B_4 | 2.95e-05 | 0.000139 | 9.46e-06 | 8.97e-06 | 0.00137 | 4.07e-05 | 0.000138 | 0.000239 | 0.000479 | 0.000234 | 0.0026876 | 0.54022
13 | 2712_B_4A, 2712_B_4B | 5.4768e-05 | 0.00036857 | 1.9019e-05 | 6.1584e-05 | 0.00064431 | 0.00012395 | 0.00020726 | 0.00045471 | 0.00050404 | 0.0038736 | 0.0063118 | 0.46855
14 | 2817_B_1 | 4.99e-05 | 0.000139 | 5.46e-06 | 2.05e-05 | 0.00137 | 3e-05 | 9.26e-05 | 0.00165 | 0.000479 | 0.0025 | 0.0063365 | 0.39321
15 | 2823_B_B2 | 4.99e-05 | 0.000139 | 5.46e-06 | 2.05e-05 | 0.00137 | 3e-05 | 9.26e-05 | 0.00165 | 0.000479 | 0.0025 | 0.0063365 | 0.39321
16 | 3954_B_1, 3954_B_2 | 4.99e-05 | 0.000139 | 5.46e-06 | 2.05e-05 | 0.00137 | 3e-05 | 9.26e-05 | 1.65e-05 | 0.000479 | 0.00344 | 0.005643 | 0.46855
17 | 3954_B_3 | 4.99e-05 | 0.000139 | 5.46e-06 | 2.05e-05 | 0.00137 | 3e-05 | 9.26e-05 | 1.65e-05 | 0.000479 | 0.00344 | 0.005643 | 0.46855
18 | 4078_B_3 | 3.9932e-05 | 0.00013667 | 1.5934e-05 | 1.1652e-05 | 0.0028914 | 8.2775e-05 | 0.00020985 | 0.00067414 | 0.0012586 | 0.00086903 | 0.0061899 | 0.14564
19 | 470_B_3 | 0.0003094 | 0.00030817 | 2.5474e-05 | 7.0904e-05 | 0.0012394 | 0.0002499 | 0.00056458 | 0.0010465 | 0.00035866 | 0.00017651 | 0.0043494 | 0.63744
20 | 50611_B_031 | 0.000121 | 0.00027 | 1.61e-05 | 2.94e-05 | 0.000524 | 0.000101 | 0.000208 | 0.000881 | 0.00073 | 8.16e-05 | 0.0029621 | 0.46362
21 | 50974_B_UNIT 1 | 1.7817e-05 | 0.00017955 | 5.5838e-06 | 6.2746e-05 | 0.00010823 | 2.2413e-05 | 0.00021963 | 0.00046317 | 9.9186e-05 | 2.2769e-05 | 0.0012011 | 0.46855
22 | 50974_B_UNIT 2 | 1.7817e-05 | 0.00017955 | 5.5838e-06 | 6.2746e-05 | 0.00010823 | 2.2413e-05 | 0.00021963 | 0.00046317 | 9.9186e-05 | 2.2769e-05 | 0.0012011 | 0.46855
23 | 54634_B_1 | 0.000121 | 0.00027 | 1.61e-05 | 2.94e-05 | 0.000524 | 0.000101 | 0.000208 | 0.000881 | 0.00073 | 8.16e-05 | 0.0029621 | 0.46362
24 | 56611_B_S01 | 0.000121 | 0.00027 | 1.61e-05 | 2.94e-05 | 0.000524 | 0.000101 | 0.000208 | 0.000881 | 0.00073 | 0.00118 | 0.0040605 | 0.54022
25 | 60_B_1 | 8.9337e-05 | 8.8761e-05 | 7.4273e-06 | 2.0481e-05 | 0.00040338 | 7.2015e-05 | 0.00018651 | 0.00035545 | 0.00021403 | 5.1472e-05 | 0.0014889 | 0.54022
26 | 6018_B_2 | 1.7203e-05 | 0.00042399 | 5.0222e-06 | 3.6387e-05 | 0.00066804 | 2.2183e-05 | 0.00011238 | 0.00034724 | 0.00060754 | 0.005853 | 0.008093 | 0.46855
27 | 6041_B_3 | 4.7108e-05 | 5.8612e-05 | 1.1865e-05 | 1.1951e-05 | 0.00014521 | 4.4527e-05 | 0.0030509 | 0.00032346 | 0.00064946 | 0.00011777 | 0.0044609 | 0.46855
28 | 6055_B_2B3 | 2.95e-05 | 0.000139 | 9.46e-06 | 8.97e-06 | 0.00137 | 4.07e-05 | 0.000138 | 0.000239 | 0.000479 | 0.000234 | 0.0026876 | 0.54022
29 | 6068_B_3 | 2.95e-05 | 0.000139 | 9.46e-06 | 8.97e-06 | 0.00137 | 4.07e-05 | 0.000138 | 0.000239 | 0.000479 | 0.000234 | 0.0026876 | 0.54022
30 | 6076_B_3 | 5.1e-05 | 0.000125 | 4.93e-06 | 2.48e-05 | 0.000184 | 1.38e-05 | 0.000207 | 0.000738 | 0.000192 | 0.000711 | 0.00225 | 0.54022
31 | 6076_B_4 | 5.1e-05 | 0.000125 | 4.93e-06 | 2.48e-05 | 0.000184 | 1.38e-05 | 0.000207 | 0.000738 | 0.000192 | 0.000711 | 0.00225 | 0.54022
32 | 6113_B_3 | 4.6246e-05 | 0.0004953 | 9.3211e-06 | 4.6872e-05 | 0.00019334 | 3.0725e-05 | 0.00010647 | 0.020796 | 0.00020855 | 0.003193 | 0.025126 | 0.46855
33 | 6146_B_1 | 4.99e-05 | 0.000139 | 5.46e-06 | 2.05e-05 | 0.00137 | 3e-05 | 9.26e-05 | 0.00165 | 0.000479 | 0.0025 | 0.0063365 | 0.39321
34 | 6146_B_2 | 4.99e-05 | 0.000139 | 5.46e-06 | 2.05e-05 | 0.00137 | 3e-05 | 9.26e-05 | 0.00165 | 0.000479 | 0.0025 | 0.0063365 | 0.39321
35 | 6146_B_3 | 4.99e-05 | 0.000139 | 5.46e-06 | 2.05e-05 | 0.00137 | 3e-05 | 9.26e-05 | 0.00165 | 0.000479 | 0.0025 | 0.0063365 | 0.39321
36 | 6177_B_U1B | 2.95e-05 | 0.000139 | 9.46e-06 | 8.97e-06 | 0.00137 | 4.07e-05 | 0.000138 | 0.000239 | 0.000479 | 0.000234 | 0.0026876 | 0.54022
37 | 6177_B_U2B | 2.95e-05 | 0.000139 | 9.46e-06 | 8.97e-06 | 0.00137 | 4.07e-05 | 0.000138 | 0.000239 | 0.000479 | 0.000234 | 0.0026876 | 0.54022
38 | 6183_B_SM-1 | 4.99e-05 | 0.000139 | 5.46e-06 | 2.05e-05 | 0.00137 | 3e-05 | 9.26e-05 | 0.00165 | 0.000479 | 0.0025 | 0.0063365 | 0.39321
39 | 6204_B_2 | 2.95e-05 | 0.000139 | 9.46e-06 | 8.97e-06 | 0.00137 | 4.07e-05 | 0.000138 | 0.000239 | 0.000479 | 0.000234 | 0.0026876 | 0.54022
40 | 6250_B_1A, 6250_B_1B | 2.95e-05 | 0.000139 | 9.46e-06 | 8.97e-06 | 0.00137 | 4.07e-05 | 0.000138 | 0.000239 | 0.000479 | 0.00168 | 0.0041336 | 0.46855
41 | 628_B_4 | 7.525e-06 | 7.0708e-05 | 7.9564e-06 | 2.7627e-06 | 0.00016064 | 3.2484e-05 | 6.5512e-05 | 8.1894e-05 | 0.00051864 | 0.00080298 | 0.0017511 | 0.4002
42 | 628_B_5 | 7.525e-06 | 7.0708e-05 | 7.9564e-06 | 2.7627e-06 | 0.00016064 | 3.2484e-05 | 6.5512e-05 | 8.1894e-05 | 0.00051864 | 0.00080298 | 0.0017511 | 0.4002
43 | 6705_B_4 | 2.95e-05 | 0.000139 | 9.46e-06 | 8.97e-06 | 0.00137 | 4.07e-05 | 0.000138 | 0.000239 | 0.000479 | 0.00168 | 0.0041336 | 0.46855
44 | 6823_B_W1 | 2.95e-05 | 0.000139 | 9.46e-06 | 8.97e-06 | 0.00137 | 4.07e-05 | 0.000138 | 0.000239 | 0.000479 | 0.00168 | 0.0041336 | 0.46855
45 | 7030_B_U1 | 0.00018745 | 2.8639e-05 | 1.5767e-05 | 2.1093e-05 | 0.00011248 | 0.00017204 | 4.9409e-05 | 0.00052379 | 0.00025325 | 4.1635e-05 | 0.0014056 | 0.39321
46 | 7030_B_U2 | 0.00018745 | 2.8639e-05 | 1.5767e-05 | 2.1093e-05 | 0.00011248 | 0.00017204 | 4.9409e-05 | 0.00052379 | 0.00025325 | 4.1635e-05 | 0.0014056 | 0.39321
47 | 7790_B_1-1 | 0.000121 | 0.00027 | 1.61e-05 | 2.94e-05 | 0.000524 | 0.000101 | 0.000208 | 0.000881 | 0.00073 | 0.000539 | 0.0034195 | 0.46855
48 | 8066_B_BW73 | 2.95e-05 | 0.000139 | 9.46e-06 | 8.97e-06 | 0.00137 | 4.07e-05 | 0.000138 | 0.000239 | 0.000479 | 0.000234 | 0.0026876 | 0.54022
49 | 8066_B_BW74 | 2.95e-05 | 0.000139 | 9.46e-06 | 8.97e-06 | 0.00137 | 4.07e-05 | 0.000138 | 0.000239 | 0.000479 | 0.000234 | 0.0026876 | 0.54022
50 | 8069_B_2 | 0.000121 | 0.00027 | 1.61e-05 | 2.94e-05 | 0.000524 | 0.000101 | 0.000208 | 0.000881 | 0.00073 | 0.000539 | 0.0034195 | 0.46855
51 | 8102_B_1 | 2.95e-05 | 0.000139 | 9.46e-06 | 8.97e-06 | 0.00137 | 4.07e-05 | 0.000138 | 0.000239 | 0.000479 | 0.00168 | 0.0041336 | 0.46855
52 | 976_B_123 | 3.584e-05 | 0.00031496 | 5.3795e-05 | 8.5237e-05 | 0.00098986 | 0.00022921 | 0.001069 | 0.0043204 | 0.00073222 | 0.00013684 | 0.0079674 | 0.46855
53 | 10151_B_BLR1A, 10151_B_BLR1B | 0.00010697 | 0.00024898 | 1.5423e-05 | 2.721e-05 | 0.00044651 | 8.6218e-05 | 0.0003607 | 0.0007433 | 0.00061211 | 9.0714e-05 | 0.0027381 | 0.46362
54 | 10671_B_1A, 10671_B_1B, 10671_B_2A, 10671_B_2B | 0.00063919 | 0.0012389 | 6.1744e-05 | 0.00014791 | 0.002984 | 0.00040311 | 0.0020094 | 0.0045389 | 0.0034157 | 0.0032052 | 0.018644 | 1.8742
55 | 1364_B_4 | 3.69e-05 | 6.54e-05 | 1.61e-05 | 2.94e-05 | 0.000524 | 0.000101 | 0.000208 | 0.000881 | 0.00073 | 0.00030095 | 0.0028927 | 0.46855
56 | 3_B_5 | 4.99e-05 | 0.000139 | 5.46e-06 | 2.05e-05 | 0.00137 | 3e-05 | 9.26e-05 | 1.65e-05 | 0.000479 | 0.00344 | 0.005643 | 0.46855
57 | 3943_B_1 | 4.99e-05 | 0.000139 | 5.46e-06 | 2.05e-05 | 0.00137 | 3e-05 | 9.26e-05 | 1.65e-05 | 0.000479 | 0.00344 | 0.005643 | 0.46855
58 | 3944_B_1 | 4.99e-05 | 0.000139 | 5.46e-06 | 2.05e-05 | 0.00137 | 3e-05 | 9.26e-05 | 1.65e-05 | 0.000479 | 0.00344 | 0.005643 | 0.46855
59 | 3944_B_2 | 4.99e-05 | 0.000139 | 5.46e-06 | 2.05e-05 | 0.00137 | 3e-05 | 9.26e-05 | 1.65e-05 | 0.000479 | 0.00344 | 0.005643 | 0.46855
60 | 3944_B_3 | 4.99e-05 | 0.000139 | 5.46e-06 | 2.05e-05 | 0.00137 | 3e-05 | 9.26e-05 | 1.65e-05 | 0.000479 | 0.00344 | 0.005643 | 0.46855
61 | 6095_B_1 | 3.2349e-05 | 0.00013661 | 9.3632e-06 | 9.5181e-06 | 0.001324 | 4.2191e-05 | 0.00014031 | 0.00024455 | 0.00046638 | 0.00022531 | 0.0026305 | 0.54022
62 | 6204_B_1 | 2.95e-05 | 0.000139 | 9.46e-06 | 8.97e-06 | 0.00137 | 4.07e-05 | 0.000138 | 0.000239 | 0.000479 | 0.000234 | 0.0026876 | 0.54022
63 | 6204_B_3 | 2.95e-05 | 0.000139 | 9.46e-06 | 8.97e-06 | 0.00137 | 4.07e-05 | 0.000138 | 0.000239 | 0.000479 | 0.000234 | 0.0026876 | 0.54022
64 | 6249_B_2 | 4.99e-05 | 0.000139 | 5.46e-06 | 2.05e-05 | 0.00137 | 3e-05 | 9.26e-05 | 1.65e-05 | 0.000479 | 0.00344 | 0.005643 | 0.46855
65 | 6249_B_3 | 4.99e-05 | 0.000139 | 5.46e-06 | 2.05e-05 | 0.00137 | 3e-05 | 9.26e-05 | 1.65e-05 | 0.000479 | 0.00344 | 0.005643 | 0.46855
66 | 8102_B_2 | 2.95e-05 | 0.000139 | 9.46e-06 | 8.97e-06 | 0.00137 | 4.07e-05 | 0.000138 | 0.000239 | 0.000479 | 0.00168 | 0.0041336 | 0.46855
67 | 55076_B_AA001, 55076_B_AA002 | 0.0003251 | 0.00018207 | 3.5424e-05 | 5.3203e-05 | 0.00061299 | 0.00032063 | 0.00018162 | 0.0010779 | 0.0010882 | 0.0004583 | 0.0043354 | 0.78642
68 | 56456_B_BLR1 | 0.000121 | 0.00027 | 1.61e-05 | 2.94e-05 | 0.000524 | 0.000101 | 0.000208 | 0.000881 | 0.00073 | 0.00118 | 0.0040605 | 0.46855
69 | 6021_B_C2 | 0.00010297 | 7.2366e-05 | 1.8092e-05 | 2.3099e-05 | 0.00032749 | 2.4738e-05 | 5.1427e-05 | 0.0049868 | 0.00040141 | 0.00017855 | 0.006187 | 0.46855
70 | 10784_B_BLR1 | 0.00010697 | 0.00024898 | 1.5423e-05 | 2.721e-05 | 0.00044651 | 8.6218e-05 | 0.0003607 | 0.0007433 | 0.00061211 | 9.0714e-05 | 0.0027381 | 0.46362
71 | 50951_B_1 | 2.6455e-05 | 2.8218e-05 | 6.9262e-06 | 0.00025491 | 0.00041249 | 2.5595e-05 | 8.9121e-05 | 0.00023862 | 0.00015624 | 1.259e-05 | 0.0012512 | 0.016463
72 | 1379_B_6, 1379_B_7, 1379_B_8, 1379_B_9 | 0.000484 | 0.00108 | 6.44e-05 | 0.0001176 | 0.002096 | 0.000404 | 0.000832 | 0.003524 | 0.00292 | 0.00344 | 0.014962 | 1.8742
73 | 2817_B_2 | 2.95e-05 | 0.000139 | 9.46e-06 | 8.97e-06 | 0.00137 | 4.07e-05 | 0.000138 | 0.000239 | 0.000497 | 0.000234 | 0.0027056 | 0.49458
74 | 2167_B_1 | 2.95e-05 | 0.000139 | 9.46e-06 | 8.97e-06 | 0.00137 | 4.07e-05 | 0.000138 | 0.000239 | 0.000497 | 0.000234 | 0.0027056 | 0.49458
75 | 2167_B_2 | 2.95e-05 | 0.000139 | 9.46e-06 | 8.97e-06 | 0.00137 | 4.07e-05 | 0.000138 | 0.000239 | 0.000497 | 0.000234 | 0.0027056 | 0.49458
76 | 6068_B_2 | 2.95e-05 | 0.000139 | 9.46e-06 | 8.97e-06 | 0.00137 | 4.07e-05 | 0.000138 | 0.000239 | 0.000497 | 0.000234 | 0.0027056 | 0.49458
77 | 6096_B_1 | 3.3693e-05 | 4.1029e-05 | 8.4232e-06 | 8.3229e-06 | 7.8043e-05 | 2.3645e-05 | 8.8719e-05 | 0.00021392 | 0.0001202 | 0.00019225 | 0.00080824 | 0.26221
78 | 6641_B_1 | 2.95e-05 | 0.000139 | 9.46e-06 | 8.97e-06 | 0.00137 | 4.07e-05 | 0.000138 | 0.000239 | 0.000497 | 0.000234 | 0.0027056 | 0.49458
79 | 6071_B_1 | 3.69e-05 | 6.54e-05 | 1.61e-05 | 2.94e-05 | 0.000524 | 0.000101 | 0.000208 | 0.000881 | 0.00073 | 0.00021 | 0.0028018 | 0.46855
80 | 6249_B_4 | 4.99e-05 | 0.000139 | 5.46e-06 | 2.05e-05 | 0.00137 | 3e-05 | 9.26e-05 | 1.65e-05 | 0.000479 | 0.00344 | 0.005643 | 0.46855

## FF Upgrade Estimated Costs
| UniqueID_Final | Bag Type Upgrade (Incremental Annual Cost, $) | Increased Std Bag frequency (Incremental Annual Cost, $)
0 | 10113_B_CFB1 | 24492.2841 | 6049.48
1 | 10113_B_CFB2 | 24492.2841 | 6049.48
2 | 10143_B_ABB01 | 61263.7663 | 15132.6
3 | 10343_B_SG-101 | 38610.7777 | 9537.03
4 | 10784_B_BLR1 | 35762.2134 | 8833.5
5 | 1356_B_2 | 437595.9206 | 108088.83
6 | 1356_B_3 | 520588.5412 | 128588.58
7 | 1356_B_4 | 520588.5412 | 128588.58
8 | 1379_B_6 | 94439.9908 | 18665.47
9 | 1379_B_7 | 94439.9908 | 18665.47
10 | 1379_B_8 | 94439.9908 | 18665.47
11 | 1379_B_9 | 94439.9908 | 18665.47
12 | 1893_B_4 | 301684.5826 | 74517.77
13 | 4078_B_3 | 212056.2814 | 52379.26
14 | 470_B_3 | 441584.3952 | 109074.43
15 | 50611_B_031 | 15097.793 | 3729.43
16 | 50951_B_1 | 46926.837 | 11590.82
17 | 50974_B_UNIT 1 | 33197.0482 | 8199.9
18 | 50974_B_UNIT 2 | 33197.0482 | 8199.9
19 | 54634_B_1 | 70728.9743 | 17470.57
20 | 56456_B_BLR1 | 311449.1615 | 76930.22
21 | 7030_B_U1 | 105440.0703 | 20839.82
22 | 7030_B_U2 | 105440.0703 | 20839.82
23 | 7790_B_1-1 | 298657.9729 | 59028.15
24 | 8069_B_2 | 262861.1226 | 64928.73
25 | 976_B_123 | 42753.8298 | 10560.52
26 | 55076_B_AA001 | 129695.9971 | 32036.1
27 | 55076_B_AA002 | 129695.9971 | 32036.1
28 | 10151_B_BLR1A | 35612.1151 | 8796.62
29 | 10151_B_BLR1B | 35612.1151 | 8796.62
30 | 6041_B_3 | 191636.8924 | 47335.48
31 | 10671_B_1A | 44211.5737 | 10920.35
32 | 10671_B_2B | 44211.5737 | 10920.35
33 | 10671_B_1B | 44211.5737 | 10920.35
34 | 10671_B_2A | 44211.5737 | 10920.35
35 | 56611_B_S01 | 460323.2655 | 113703.14
36 | 6021_B_C2 | 324149.6648 | 80066.97
37 | 1364_B_4 | Did not estimate | 78271.42

## FF Install Estimated Costs
| UniqueID_Final | Capacity (MW) | Average Annual Gross Generation (MWh) | Capital Charge Rate (%) | Capital Cost (2019$/kW) | VOM (2019$/MWh) | FOM (2019$/kW yr) | Incremental Annual Cost (2019$)
0 | 6823_B_W1 | 417 | 2781556 | 11.04 | 208 | 2.92 | 0.73 | 10776749.04
1 | 136_B_2 | 657 | 3974146.4 | 11.04 | 179 | 2.74 | 0.63 | 14599444.59
2 | 6076_B_4 | 740 | 5144971 | 11.04 | 205 | 2.1 | 0.72 | 18473290.08
3 | 6076_B_3 | 740 | 5254912 | 11.04 | 204 | 2.1 | 0.71 | 18409682.8
4 | 2103_B_1 | 593 | 4326350.8 | 10.86 | 207 | 2.04 | 0.72 | 14716195.66
5 | 2103_B_4 | 593 | 4275037.4 | 16.31 | 207 | 2.04 | 0.72 | 21870055.64
6 | 2103_B_3 | 593 | 3965542.2 | 16.31 | 207 | 2.04 | 0.72 | 21767079.16
7 | 2103_B_2 | 593 | 4304856.8 | 10.86 | 207 | 2.04 | 0.72 | 14711433.79
8 | 6183_B_SM-1 | 391 | 2562326 | 11.04 | 276 | 3.4 | 0.96 | 13251081.09
9 | 3944_B_3 | 651 | 4453167.4 | 12.07 | 183 | 2.8 | 0.64 | 16300985.55
10 | 3944_B_2 | 651 | 4538649 | 12.07 | 183 | 2.8 | 0.64 | 16329874.92
11 | 6250_B_1A | 364 | 1594320 | 38.44 | 223 | 3.04 | 0.78 | 33349520.89
12 | 6250_B_1B | 364 | 1594320 | 38.44 | 223 | 3.04 | 0.78 | 33349520.89